## Admin
Model: ETYS Spatial Model
Display of spatial data for SO Strategy customers, provided by National Grid's Energy Insights team
Key
| Data comes from another sheet or goes to another sheet | Blue Text
| Calculation/text/label | Black Text
| Key output | Purple Background
| Pasted / Manually input | Yellow Background
| Key data / warning | Red Text
| Input pending | Orange background
| Admin | Black Tab
| Data | Green Tab
| Data (NEEDS UPDATE FOR FES 2018) | Yellow Tab
| Calculations | Grey Tab
| Outputs | Purple Tab
Update Log
| Activities completed on the workbook | Worksheet | Date | Who | Version
FES 2016
| Admin Sheet | Admin |  | Kein-Arn Ong | 1
| Update Sources: Updates supply data | Update Sources |  |  | 1
| Alignment: Aligns Minor FLOPS | Alignment |  |  | 1
| Active: (FES) Gross GB demands (no interconnectors or pumping) | Active |  |  | 1
| Micro: Microgeneration | Micro |  |  | 1
| Reactive inc LV gain | Reactive inc LV gain |  |  | 1
| Reactive exc LV Gain | Reactive exc LV Gain |  |  | 1
| Load Factor: DG Load Factors | Load Factor |  |  | 1
| Embedded: Embedded Gen | Embedded |  |  | 1
| Controls: Vlookup controls | Controls |  |  | 1
| Check Embedded vs Load Factor: Check Sheet to ensure data aligned | Check Embedded vs Load Factor |  |  | 1
| Check Demands: Used to check alignment of vlookups | Check Demand |  |  | 1
| Year sheets containing spatial splits for years | 14-40 |  |  | 2
| Added 12 DG worksheets: [NG xx], [SP xx], [SH xx] | Peak | 2016-04-01 | Janet Coley | 3
|  | Min AM |  |  | 3
|  | Min PM |  |  | 3
|  | Capacity |  |  | 3
| Updated look-ups in [Controls] | Controls | 2016-04-01 | Janet Coley | 3
| Added extra columns for DG technologies | [15] | 2016-04-01 | Janet Coley | 3
| Sheets modified to take into account different study periods AM/PM/Peak | Active | 2016-04-02 | Kein-Arn Ong | 2_Demand_Mod
| Sheets modified to take into account different study periods AM/PM/Peak | Reactive inc LV Gain | 2016-04-02 | Kein-Arn Ong | 2_Demand_Mod
| Sheets modified to take into account different study periods AM/PM/Peak | Reactive Exc LV Gain | 2016-04-02 | Kein-Arn Ong | 2_Demand_Mod
| Merged v2_Demand_Mod with v3 = v4 | Various | 2016-04-02 | Janet Coley | 4
| Rename [15] to [Analysis Year] | 15/Analysis Year | 2016-04-02 | Janet Coley | 5
| Updated formulae in cols AL:AO | Analysis Year | 2016-04-02 | Janet Coley | 5
| Tidied up look-ups in [Controls] | Controls | 2016-04-02 | Janet Coley | 5
| Renamed 'Micro' to '<1MW' | Various | 2016-04-02 | Janet Coley | 5
Live links to:
| 1. 2016 Distributed Generation NGET Spatial Projections.xlsm |  | 2016-04-02 | Janet Coley | 5
| 2. 2016 Distributed Generation SPT Spatial Projections.xlsm |  | 2016-04-02 | Janet Coley | 5
| 3. 2016 Distributed Generation SHETL Spatial Projections.xlsm |  | 2016-04-02 | Janet Coley | 5
| Renumbered versions from 5 to 0.5, 6 to 0.6 |  | 2015-04-04 | Kein-Arn Ong | 0.6
| Modifed micro load factors in Analysis Year Sheet |  | 2015-04-04 | Kein-Arn Ong | 0.6
| Total formulae modified. Addition of Micro Other. Linking of load factors |  | 2016-04-05 | Kein-Arn Ong | 0.7
| Automated [Active] | Active | 2016-04-13 | Janet Coley | 0.9x
| Rename [Analysis Year] to [MAIN DATA] | Analysis Year/MAIN DATA | 2016-04-14 | Janet Coley | 0.9x
| Added calculations for Scottish Minor FLOP zones | [SP xx], [SH xx]
Controls, Main Data
Automated the following in [MAIN DATA]:
| Col D:G | MAIN DATA | 2016-04-14 | Janet Coley | 0.94
| Q inc LV Gain |  |  |  | now v1
Q exc LV Gain
Tx Battery Capacity
Tx CAES Capacity
Col AF:AM
<1MW CHP Capacity
<1MW Solar Capacity
<1MW Battery Capacity
<1MW I&C Microgen
<1MW CHP LF
<1MW Solar LF
<1MW Battery LF
<1MW I&C Microgen
Post C&R
| Updated SHET's GSP list as per Malcolm's email using “SHET GSP List + Flop Zone (as in 2016) - FINAL.xlsx” on Friday 17:00. | Alignment | 2016-04-24 | Janet Coley | v2
|  | MAIN DATA: | 2016-04-24 | Janet Coley | v2 sent out to SPT, SHE-T
| Added Totals for capacity or Averages for LFs; by TOs, GB, FLOP Zones S & T | Rows 10:15 |  |  | v2b sent out to NETSO, ETAM
| SHET GSP list has been updated using “SHET GSP List + Flop Zone (as in 2016) - FINAL.xlsx” as per Malcolm’s email on Friday 17:00. | Column A
| P(Gross) now returns 0 instead of “”, if look-up value cannot be found (i.e. no demand in particular GSP). This removes the error in the Net Demands in cols (AW:AX) | Column B
| Irrelevant cells are greyed out {cosmetic} | Cols H:AF
| DG Output (using Average Wind Load Factors) have been added (column AQ) | Column AQ
| DG Output (using 70% Wind LF) {% can be changed in cell AR5} has been corrected (DG capacity x DG LF) and is still linked to P(Economy Net Demand) | Column AR
| DG Output (using 0% Wind LF) {% can be changed in cell AS5} has been corrected (DG capacity x DG LF) and is still linked to P(Security Net Demand) | Column AS
| Sub-1MW Output including storage has been added | Column AU
| Embedded Generation (EG) Output total has been added. | Column AV
| P(Economy) & P(Security) now have the option to include or exclude storage (storage as generation and storage as demand) using cell AX3. | Cols AY:AZ
| Added GSP List from Richard Proctor for comparison on GSP Lists | Alignment | 2016-04-28
| Updated SPT GSP List | Alignment | 2016-05-05 | Janet Coley | Live
| Replaced S1, S2 with Z6, Z5 | All SPT, SHETL sheets, MAIN DATA | 2016-05-05 | Janet Coley | Live
| Refreshed Links to DG Spatial Models (NGET, SPT, SHETL) | All DG Input sheets | 2016-05-05 | Janet Coley | Live
| Inserted two columns in Sub1MW area to allow for the categories SPT, SHE-T wanted (Wind, Solar, Hydro, Other, Battery) | MAIN DATA | 2016-05-05 | Janet Coley | Live
| Added comments on renaming the current Sub1MW categories |  |  | (Changes made by Kein but they were updated in his own version (v2c) rather than Live version so Janet's "transferred" the changes)
| Edited the categores to reflect SPT, SHE-T's categories | Sub-1MW |  | Need to be checked by Kein
| Added Hydro to Sub1MW | Sub-1MW
| Added Data in Columns BC:BJ | MAIN DATA
| Updated LFs in Sub1MW LF | Sub-1MWLF | 2016-05-07 | Janet Coley
| Updated categories in Sub-1MW | Sub-1MW
| Updated Sub1MW look-ups in [Controls] to reflect new categories | Controls | 2016-05-07 | Janet Coley | Live
| Updated SPT GSP List | Alignment
| Renamed ALIGNMENT to Ctrl_Zones | Ctrl_Zones
| Updated/links added to look up relevant category/technology for Sub1MW for MW and LF% | MAIN DATA
| Updated look-ups in Sub-1MW to the correct category | MAIN DATA
| Deleted redundant column C 'Battery' in MAIN DATA | MAIN DATA
| Updated various output columns | MAIN DATA
| Added Shetland as a GSP to account for a DG capacity in Shetland | Ctrl_Zones, MAIN DATA
| Changed Z5, Z6 to S5, S6 | Ctrl_Zones, Controls | 2016-05-10 | Janet Coley
| Added SPT and SHET data in Active | Active | 2016-05-10 | Janet Coley
| Added SPT and SHET data in Reactive | Reactive INC LV gain | 2016-05-10 | Janet Coley
| Updated GSP list for SPT and SHET in Reactive excluding LV gain | Reactive EXC LV gain | 2016-05-10 | Janet Coley
| Updated NGET data for <1MW for Others, Hydro, Wind, Solar, Batteries | Sub-1MW | 2016-05-10 | Janet Coley
| Updated SPT data for <1MW for Others, Hydro, Wind, Solar | Sub-1MW | 2016-05-10 | Janet Coley
| Updated SHET data for <1MW for Others, Hydro, Wind, Solar | Sub-1MW | 2016-05-10 | Janet Coley
| Added FLOP total for FLOP Ss and FLOP Ts to bottom of minor FLOP zone list | Sub-1MW | 2016-05-10 | Janet Coley
| Need to update 'Others' LFs in Sub-1MWLF |  |  | Kein-Arn Ong
Post v3
| Updated Wind LFs formulae for Sub1MW to look up the maximum of DG Wind LFs | MAIN DATA | 2016-05-18 | Janet Coley
| Updated formula for Carradale, Clay Hill, Dunoon in Peak, AM, PM | [SH xx] | 2016-05-18 | Janet Coley
| Updated formula for Clay Hill, Dunoon in Peak, AM, PM for Slow Progression | [SH xx] | 2016-05-18 | Janet Coley
| Updated formula for Coupar Angus - capacity for solar | [SH xx] | 2016-05-18 | Janet Coley
| Dunoon moved to SPT area | MAIN DATA | 2016-05-18 | KAO
| Strathleven SHET demand zeroed to avoid duplication | MAIN DATA | 2016-05-18 | KAO
| Strathleven SHET FLOP changed to T3 (SPT left as T5) | MAIN DATA | 2016-05-18 | KAO
| SHET: St Fergus Compressor, St Fergus Mobil, Lunanhead Kirriemuir added in | MAIN DATA | 2016-05-18 | KAO
| Scottish FLOPS: Capacity and Demands: Formulae changed to sumifs | MAIN DATA | 2016-05-18 | KAO
| Scottish FLOPS: Load Factors: New composite load facts calculated | MAIN DATA | 2016-05-18 | KAO
| Microgen load factors: All "other" summer load factors picking up 2010. Corrected | MAIN DATA | 2016-05-18 | KAO | Now =v4
Post v4 (sent out to customers on 18/05/16)
| Corrected/refreshed links to NGET Spatial (which has been updated today) | NG Min AM | 2016-05-24 | Janet Coley
NG Min PM
| Corrected Sub1MW Wind LFs | Sub-1MWLF
MAIN DATA
| Updated LFs by minor FLOPs in rows 800:850 | [SP xx], [SH xx] | 2016-06-21 | Janet Coley
| Added new load factor worksheets | Load Factors GB | 2016-06-09 | Janet Coley
Ranges Peak
Ranges AM
Ranges PM
| Added formulae to flex LFs | MAIN DATA
| Correction to thermal LFs in NGET for Gone Green | NG Peak | 2016-06-30 | Janet Coley | v5
| Correction to Other Renewable LF in NGET for No Progression for Q8 | NG Min AM
NG Min PM
MAIN DATA
| Updated Reactive Power incl LV gain for No Progression (double-counted GSP super groups) | Reactive INC LV Gain | 2016-06-30 | Kein-Arn Ong
MAIN DATA
FES 2017
| Unlinked and removed Ctrl_Zones sheet. This is in MAIN DATA and should be driven from there. | Ctrl_Zones | 2017-03-17 | Rob | 5.0.1
| Updated DG and Sub1MW data plus linked to Main Data. Removed old DG sheets and functions. | DG, Sub1MW,Main Data | 2017-04-12 | Rob | 5.0.2
| Added mBattery and linked in to MAIN DATA | mBattery | 2017-04-13 | Rob | 5.0.3
| Added TxStorage and removed old Tx Batter and Batter LF worksheets | TxStorage | 2017-04-15 | Rob | 5.0.4
| Added DG storgae generation and linked it in. | DG, Sub1MW,Main Data | 2017-04-15 | Rob | 5.1.0
| Adjusted DG and Sub1MW sheets so as to speed up formulas. Cleaned LV Gain sheet. | DG, Sub1MW, LV Gain | 2017-04-25 | Rob | 5.1.1
| Replace "Clydes' Mill" with "Clyde's Mill". Embedded generation moved from Westburn Raod to Cyle's Mill (same site, two names). Removed Westburn Road from MAIN DATA sheet. | MAIN DATA (+ data) | 2017-04-26 | Rob | 5.1.2
| Dunlaw removed and EG moved to Kaimes GSP (as per DNO LTDS data). Removed from MAIN DATA rows. | MAIN DATA (+ data) | 2017-04-28 | Rob | 5.1.3
| Scorrodale removed (EG moved to Thurso), Loch Carnen removed (EG moved to Ardmore. At request of SHETL | MAIN DATA (+ data) | 2017-04-28 | Rob | 5.1.4
| Updated micro, dx storage, & dg | Sub1MW | 2017-05-03 | Rob | 5.1.5
| Added reactive power LV gain | LV Gain (+data) | 2017-05-04 | Angeliki | 5.1.6
| Updated demands (ACS Winter Peak, Normal Weather for Summer AM/PM and reactive power (2016 method) | Active, Main | 2017-05-05 | Kein-Arn Ong | 5.1.7
| Final SSE Edits. This version issued | Active, Main | 2017-05-08 | Kein-Arn Ong | 5.1.8
| This version not issued: Reactive inc LV gain relabelled | Main, Reactive inc LV Gain | 2017-05-10 | Kein-Arn Ong | 5.1.9
| AM and PM storage load factors changed, AWS for Summer PM | Active, Main, Reactive, Storage, Battery | 2017-05-12 | KO/RN | 5.1.10
| Scottish P and Q changes. 57.4MW wind moved from Dunbar to Berwick GSP (both S6) | Active, Reactive | 2017-05-24 | KO/AG/RN | 5.1.12 (v12)
FES 2018
| Created template ready for new GSP and Direct Connect level data. | MAIN DATA, Controls | 2018-04-17 | Rob | 6.0.1
| Draft release of all scenarios. | <All> | 2018-04-19 | Rob | 6.0.2
| Fixed a P Gross over statement issue (too much DG assigned). | Main Data, <Demand sheets> | 2018-04-24 | Rob | 6.0.3
| Added missing flop zones (for direct connects). Added new DCs. Data refresh | <All> | 2018-05-03 | Rob | 6.0.4
| Data refresh (Thurso, SPT DG locations, reactive power) | <All> | 2018-05-08 | Rob/Angeliki | 6.0.5
| Updated DG, Sub1MW, mBattery & DxStorage tabs with new Summer data. | DG, Sub1MW, mBattery, DXStorage | 2018-06-13 | Rob | 7.0.0
| Updated Active and Gross Reactive tabs with new Summer data. | Main Data, <Demand sheets> | 2018-06-15 | Angeliki | 7.0.1
| Updated MAIN DATA tab (columns Pnet and Psecurity) so that the total sums include (rows 10 to 13) also the Direct Connects Demands. | Main Data | 2018-06-15 | Angeliki | 7.0.2
| Updated Net Reactive tab with new Summer data | Main Data, Net Reactive | 2018-06-18 | Angeliki | 7.0.3
| Updated DSR output for summer | Main Data, | 2018-06-18 | Angeliki | 7.0.3
| Updated Active and Reactive demands for final summer minimums dataset | Main Data, <Demand sheets> | 2018-07-05 | Angeliki | 7.0.4
| Updated active demands, with the additional EV commercial demands and District Heating | Main Data, <Demand sheets> | 2018-10-29 | Angeliki | 7.0.4
Note on F149: Nickerson, Rob: FES 2017 draft release.

## Background info
Key Definitions for FES
Winter peak: | It refers to the highest peak demand for the whole GB (not highest GSP demand)
Summer am: | It refers to the lowest GB demand in summer am periods (not the lowest GSP demand)
Summer pm: | It refers to the lowest GB demand in summer pm periods (not the lowest GSP demand)
P Gross in each GSP - winter peak: | Total demand at GSP (net demand + Distributed generation demand) at time of GB winter peak demand.
P Gross in each GSP - summer am: | Total demand at GSP (net demand + Distributed generation demand) at time of GB summer am minimums.
P Gross in each GSP- summer pm: | Total demand at GSP (net demand + Distributed generation demand) at time of GB summen pm minimums.
Q net: | This is the net reactive power demand that we see at transmission level. For 17/18 net demands the NDD has been used for NGET areas and week24 for SHET and SPT GSPs.
Qgross: | This is the total reactive power demand including LV gain and losses (including DNOs network)
P(Economy Net Demand): | P(Gross) plus all storage demands, minus the "EG Output (70% wind) incl Storage
P(Security Net Demand): | P(Gross) plus all storage demands, minus the "EG Output (0% wind) incl Storage
Key assumptions/inputs for FES
Direct Connects: | The total demand for Direct Connects is assumed to be 1GW for the whole GB and same across the years
AM/PM ratio (SHET and SPT only): | Week24 provides only am values for summer minimums at GSP level. To estimate the pm summer minimum value for SHET and SPT we apply the am/pm ratio to the whole TO area as this is submitted in week24 (schedule 10c)
Demand Components modelling: | Detailed description of how we etsimated the demand component in each GSP is provided in the ETYS Spatial Summary Document. Please note that demand component behaviour in each GSP is different for winter peaks, summer am and summer pm and has been adjusted so that the total trends align with FES trends in each time period. For example, FES GB residential demand consists the 37% of resi and I&C demand at winter peak, and 24% of resi and I&C demand in summer am. If you require more details, please contact Angeliki.Gkogka@nationalgrid.com
Power Factors for Qgross: | The power factors that have been used for calculating the Qgross are provided below. If you require more details on how these power factors were calculated please contact Angeliki.Gkogka@nationalgrid.com Please note that these power factors were not used to calculate the absolute and final value of Qgross based on Pgross, but the trend of the Qgross in the coming years. For more details, please refer to the methodology document.
| 16/17 | 17/18 | 18/19 | 19/20 | 20/21 | 21/22 | 22/23 | 23/24 | 24/25 | 25/26 | 26/27 | 27/28 | 28/29 | 29/30 | 30/31 | 31/32 | 32/33 | 33/34 | 34/35 | 35/36 | 36/37 | 37/38 | 38/39 | 39/40 | 40/41 | 41/42 | 42/43 | 43/44 | 44/45 | 45/46 | 46/47 | 47/48 | 48/49 | 49/50 | 50/51
Power Factor of Residential Demand exclunding resistive heating
TD | 0.7838 | 0.78313 | 0.78346 | 0.78333 | 0.78309 | 0.78184 | 0.77975 | 0.77844 | 0.77835 | 0.77906 | 0.77957 | 0.77969 | 0.7796 | 0.77951 | 0.77996 | 0.78033 | 0.78077 | 0.78144 | 0.78199 | 0.78253 | 0.78293 | 0.78286 | 0.78287 | 0.78289 | 0.78264 | 0.78252 | 0.78199 | 0.78143 | 0.78088 | 0.78067 | 0.78082 | 0.78101 | 0.78123 | 0.7817 | 0.7824
CR | 0.7838 | 0.78313 | 0.78348 | 0.78337 | 0.78316 | 0.78192 | 0.77983 | 0.77852 | 0.77841 | 0.77911 | 0.7796 | 0.77971 | 0.77961 | 0.77947 | 0.77993 | 0.78034 | 0.78087 | 0.7816 | 0.78235 | 0.7831 | 0.78392 | 0.7844 | 0.78482 | 0.78522 | 0.78562 | 0.78591 | 0.78616 | 0.78637 | 0.78663 | 0.78708 | 0.78756 | 0.78807 | 0.7886 | 0.78915 | 0.78959
SP | 0.7838 | 0.78313 | 0.78376 | 0.78395 | 0.78395 | 0.78404 | 0.78435 | 0.7848 | 0.78548 | 0.7861 | 0.78671 | 0.78743 | 0.7871 | 0.78731 | 0.78784 | 0.78792 | 0.78794 | 0.78798 | 0.78807 | 0.78806 | 0.78802 | 0.78798 | 0.78795 | 0.7879 | 0.78784 | 0.78777 | 0.7877 | 0.78763 | 0.78755 | 0.78747 | 0.78735 | 0.78723 | 0.78711 | 0.78698 | 0.78684
CE | 0.7838 | 0.78313 | 0.78377 | 0.78396 | 0.78396 | 0.78406 | 0.78437 | 0.78483 | 0.78551 | 0.78611 | 0.78671 | 0.7874 | 0.78705 | 0.78725 | 0.78775 | 0.78782 | 0.78782 | 0.78785 | 0.78795 | 0.78795 | 0.78791 | 0.78786 | 0.78782 | 0.78775 | 0.78768 | 0.7876 | 0.78752 | 0.78745 | 0.78735 | 0.78726 | 0.78712 | 0.78698 | 0.78685 | 0.7867 | 0.78655
Power Factor of Commercial Demand
TD | 0.93423 | 0.93463 | 0.93487 | 0.93521 | 0.93303 | 0.92697 | 0.91646 | 0.90607 | 0.89864 | 0.89514 | 0.89391 | 0.89372 | 0.89386 | 0.89388 | 0.89388 | 0.89349 | 0.89319 | 0.89345 | 0.89377 | 0.89415 | 0.89459 | 0.8951 | 0.8958 | 0.89656 | 0.89749 | 0.89837 | 0.8994 | 0.90018 | 0.9002 | 0.9002 | 0.90022 | 0.90023 | 0.90024 | 0.90026 | 0.90026
CR | 0.93423 | 0.93463 | 0.93487 | 0.93521 | 0.93303 | 0.92697 | 0.91646 | 0.90607 | 0.89864 | 0.89514 | 0.89391 | 0.89372 | 0.89386 | 0.89388 | 0.89388 | 0.89349 | 0.89319 | 0.89345 | 0.89377 | 0.89415 | 0.89459 | 0.8951 | 0.8958 | 0.89656 | 0.89749 | 0.89837 | 0.8994 | 0.90018 | 0.9002 | 0.9002 | 0.90022 | 0.90023 | 0.90024 | 0.90026 | 0.90026
SP | 0.93423 | 0.93463 | 0.93492 | 0.93526 | 0.93557 | 0.93586 | 0.93596 | 0.93597 | 0.93597 | 0.93603 | 0.93609 | 0.93614 | 0.9362 | 0.93625 | 0.93631 | 0.93636 | 0.93642 | 0.93647 | 0.93652 | 0.93658 | 0.93664 | 0.9367 | 0.93676 | 0.93683 | 0.93689 | 0.93696 | 0.93703 | 0.9371 | 0.93718 | 0.93726 | 0.93734 | 0.93742 | 0.9375 | 0.9376 | 0.93769
CE | 0.93423 | 0.93463 | 0.93492 | 0.93526 | 0.93557 | 0.93586 | 0.93596 | 0.93597 | 0.93597 | 0.93603 | 0.93609 | 0.93614 | 0.9362 | 0.93625 | 0.93631 | 0.93636 | 0.93642 | 0.93647 | 0.93652 | 0.93658 | 0.93664 | 0.9367 | 0.93676 | 0.93683 | 0.93689 | 0.93696 | 0.93703 | 0.9371 | 0.93718 | 0.93726 | 0.93734 | 0.93742 | 0.9375 | 0.9376 | 0.93769
Industrial Power Factor | The power factors that have been used for calculating the Qgross are provided below. If you require more details on how these power factors were calculated please contact Angeliki.Gkogka@nationalgrid.com Please note that these power factors were not used to calculate the absolute and final value of Qgross based on Pgross, but the trend of the Qgross in the coming years. For more details, please refer to the methodology document. 16/17: 0.96
EV power factor - for residential chargers | The power factors that have been used for calculating the Qgross are provided below. If you require more details on how these power factors were calculated please contact Angeliki.Gkogka@nationalgrid.com Please note that these power factors were not used to calculate the absolute and final value of Qgross based on Pgross, but the trend of the Qgross in the coming years. For more details, please refer to the methodology document. 16/17: 0.99
Heat Pumps Power Factor | The power factors that have been used for calculating the Qgross are provided below. If you require more details on how these power factors were calculated please contact Angeliki.Gkogka@nationalgrid.com Please note that these power factors were not used to calculate the absolute and final value of Qgross based on Pgross, but the trend of the Qgross in the coming years. For more details, please refer to the methodology document. 16/17: 0.90336
DH Power Factor | The power factors that have been used for calculating the Qgross are provided below. If you require more details on how these power factors were calculated please contact Angeliki.Gkogka@nationalgrid.com Please note that these power factors were not used to calculate the absolute and final value of Qgross based on Pgross, but the trend of the Qgross in the coming years. For more details, please refer to the methodology document. 16/17: 0.96
SMR Plants | The power factors that have been used for calculating the Qgross are provided below. If you require more details on how these power factors were calculated please contact Angeliki.Gkogka@nationalgrid.com Please note that these power factors were not used to calculate the absolute and final value of Qgross based on Pgross, but the trend of the Qgross in the coming years. For more details, please refer to the methodology document. 16/17: 0.96

## Controls
Updated by Rob Nickerson, 17/4/18
Look-up Control
1 | Year | 2017/18 | 2018/19 | 2019/20 | 2020/21 | 2021/22 | 2022/23 | 2023/24 | 2024/25 | 2025/26 | 2026/27 | 2027/28 | 2028/29 | 2029/30 | 2030/31 | 2031/32 | 2032/33 | 2033/34 | 2034/35 | 2035/36 | 2036/37 | 2037/38 | 2038/39 | 2039/40 | 2040/41
2 | Column | 1 | 2 | 3 | 4 | 5 | 6 | 7 | 8 | 9 | 10 | 11 | 12 | 13 | 14 | 15 | 16 | 17 | 18 | 19 | 20 | 21 | 22 | 23 | 24
3 | Original lookups | 5 | 6 | 7 | 8 | 9 | 10 | 11 | 12 | 13 | 14 | 15 | 16 | 17 | 18 | 19 | 20 | 21 | 22 | 23 | 24 | 25 | 26 | 27 | 28
| TO | 2018/19 2 6: Major FLOP Zones; 2020/21 4 8: Scenarios; 2022/23 6 10: Study Periods; 2023/24 7 11: Worksheet Names look-up for Study Periods (and Capacity); 2024/25 8 12: Demand Look-up
| NGET | 2018/19 2 6: A; 2020/21 4 8: Community Renewables; 2022/23 6 10: Winter Peak; 2023/24 7 11: Peak; 2024/25 8 12: Peak
| SPT | 2018/19 2 6: B; 2020/21 4 8: Two Degrees; 2022/23 6 10: Summer Minimum AM; 2023/24 7 11: Min AM; 2024/25 8 12: AM
| SHET | 2018/19 2 6: C; 2020/21 4 8: Steady Progression; 2022/23 6 10: Summer Minimum PM; 2023/24 7 11: Min PM; 2024/25 8 12: PM
|  |  | D |  | Consumer Evolution |  |  | Capacity
E
F
G
H
J
K
L
M
N
P
Q
R
S
T
ACTIVE LOOK-UPS
Worksheet [Active] Look-Up: these change according to Scenario and Study Period selected
|  | Winter Peak | Two Degrees | 5
Data Range
| Active | 2018/19 2 6: $A$3001:$AG$3286; 2020/21 4 8: 'Active'!$A$3001:$AG$3286
| Reactive inc LV Gain | 2018/19 2 6: $A$3001:$AG$3286; 2020/21 4 8: 'Reactive inc LV Gain'!$A$3001:$AG$3286
| Reactive INC LV Gain | 2018/19 2 6: $A$3001:$AG$3286; 2020/21 4 8: 'Reactive INC LV Gain'!$A$3001:$AG$3286
| LV Gain | 2018/19 2 6: $A$3001:$AG$3286; 2020/21 4 8: 'LV Gain'!$A$3001:$AG$3286
|  | Community Renewables | Steady Progression | Consumer Evolution | Two Degrees
| 1 | 2017/18 1 5: 2; 2018/19 2 6: 3; 2019/20 3 7: 4; 2020/21 4 8: 5
| Winter Peak | 2017/18 1 5: $A$400:$AG$685; 2018/19 2 6: $A$1267:$AG$1552; 2019/20 3 7: $A$2134:$AG$2419; 2020/21 4 8: $A$3001:$AG$3286
| Summer Minimum AM | 2017/18 1 5: $A$688:$AG$973; 2018/19 2 6: $A$1555:$AG$1840; 2019/20 3 7: $A$2422:$AG$2707; 2020/21 4 8: $A$3289:$AG$3574
| Summer Minimum PM | 2017/18 1 5: $A$976:$AG$1261; 2018/19 2 6: $A$1843:$AG$2128; 2019/20 3 7: $A$2710:$AG$2995; 2020/21 4 8: $A$3577:$AG$3862
| Scenarios | 2017/18 1 5: Winter Peak Active; 2018/19 2 6: In the model; 2019/20 3 7: in DSR MODEL
| Community Renewables Winter Peak | 2017/18 1 5: CR Peak; 2018/19 2 6: TD Peak; 2019/20 3 7: CR; 2020/21 4 8: TD
| Two Degrees Winter Peak | 2017/18 1 5: TD Peak; 2019/20 3 7: TD
| Steady Progression Winter Peak | 2017/18 1 5: SP Peak; 2019/20 3 7: SP
| Consumer Evolution Winter Peak | 2017/18 1 5: CE Peak; 2019/20 3 7: CE
| Community Renewables Summer Minimum AM | 2017/18 1 5: CR AM
| Two Degrees Summer Minimum AM | 2017/18 1 5: TD AM
| Steady Progression Summer Minimum AM | 2017/18 1 5: SP AM
| Consumer Evolution Summer Minimum AM | 2017/18 1 5: CE AM
| Community Renewables Summer Minimum PM | 2017/18 1 5: CR PM
| Two Degrees Summer Minimum PM | 2017/18 1 5: TD PM
| Steady Progression Summer Minimum PM | 2017/18 1 5: SP PM
| Consumer Evolution Summer Minimum PM | 2017/18 1 5: CE PM
Note on B12: janet.coley: Used by Demand

## MAIN DATA
Please select Scenario, Study Period and Analysis Year in the Orange Cells below
Drop-Down Options:
Scenario | Two Degrees | [17 empty] | ETYS Wind Load Factor | ETYS Wind Load Factor
Study Period | Winter Peak | [5 empty] | Column assumes 70% Wind | Column assumes 0% Wind | [10 empty] | 70% | 0%
Analysis Year | 2017/18 |  |  |  | Original VLOOKUP | 5 | [12 empty] | Linked to P(Economy Net Demand) | Linked to P(Security Net Demand)
[5 empty] | Column Index | 1 |  |  | Embedded Data (DG + Sub1MW)
Wind Factor Option: see T5:U5 |  |  |  |  | TD | 17 | [8 empty] | 0
Total: FLOP A-R |  |  |  | 53631.8589 | 11372.065 | 3924.0504 | 43463.6407 | 46589.2149 | 193.13 | 12082.504 | 4465.106 | 156.624 | 8482.356 | [5 empty] | 10168.2182 | 7042.644 |  |  |  |  | 0
Total: FLOP T |  |  |  | 1350.8151 | 211.5553 | 154.9389 | 681.4166 | 1046.7081 | 2.206 | 136.412 | 521.845 | 302.331 | 117.939 | [5 empty] | 669.3985 | 304.107 |  |  |  |  | 0
Total: FLOP S |  |  |  | 3611.4753 | 823.8446 | 487.0112 | 2522.6729 | 3329.4733 | 0.317 | 184.768 | 1152.572 | 123.033 | 254.674 | [5 empty] | 1088.8024 | 282.002 |  |  |  | DSR (MW) | 0
Total: GB |  |  |  | 58594.1493 | 12407.465 | 4566.0004 | 46667.7302 | 50965.3963 | 195.653 | 12403.684 | 6139.523 | 581.988 | 8854.969 | [5 empty] | 11926.4191 | 7628.753 |  |  |  | #REF! | 0
Data includes Battery Demand (but not Tx storage)
Elexon ID | Name | Minor FLOP | Major FLOP | P(Gross) | Q Gross | Q net | P(Economy Net Demand) | P(Security Net Demand) | Embedded Storage | Embedded Solar | Embedded Wind | Embedded Hydro | Embedded Other | Embedded Storage | Embedded Solar | Embedded Wind | Embedded Hydro | Embedded Other | EG Output (70% Wind) incl Storage | EG Output (0% Wind) incl Storage | Dx Storage | Micro storage | Indicative DSR | Location Demand % | DSR
|  |  |  | MW | MVAR | MVAR | Demand (MW) | Demand (MW) | MW | MW | MW | MW | MW | LF% | LF% | LF% | LF% | LF% | Output (MW) | Output (MW) | Demand (MW) | Demand (MW) | Demand (MW) |  | Demand (MW)
BARKC1 | Barking | A1 | A | 202.937 | 50.3564 | 11.511 | 89.193 | 96.816 | 0.013 | 8.277 | 10.89 | 0 | 153.2 | 84.62% | 0% | 24.61% | 0% | 69.26% | 113.744 | 106.121 | 0 | 0 | #REF! | 0.3463% | 0
BARKW3 | Barking West | A1 | A | 209.8352 | 41.519 | 12.339 | 191.6722 | 191.6722 | 0.007 | 3.669 | 0 | 0 | 19.208 | 85.71% | 0% | 0% | 0% | 94.53% | 18.163 | 18.163 | 0 | 0 | #REF! | 0.3581% | 0
HACK_1 | Hackney 132kV | A1 | A | 138.1111 | 16.1173 | 10.4556 | 135.9161 | 135.9161 | 0.006 | 3.117 | 0 | 0 | 2.96 | 83.33% | 0% | 0% | 0% | 73.99% | 2.195 | 2.195 | 0 | 0 | #REF! | 0.2357% | 0
HACK_6 | Hackney 66kV | A1 | A | 167.8317 | 20.729 | 11.0444 | 159.3167 | 159.3167 | 0.003 | 1.507 | 0 | 0 | 9.003 | 100% | 0% | 0% | 0% | 94.55% | 8.515 | 8.515 | 0 | 0 | #REF! | 0.2864% | 0
REBR_3 | Redbridge | A1 | A | 124.1085 | 41.0837 | 22.38 | 124.1005 | 124.1005 | 0.009 | 4.52 | 0 | 0 | 0 | 88.89% | 0% | 0% | 0% | 0% | 0.008 | 0.008 | 0 | 0 | #REF! | 0.2118% | 0
TOTT_1 | Tottenham | A1 | A | 317.4613 | 104.0517 | 2.76 | 276.9363 | 276.9363 | 0.006 | 2.966 | 0 | 0 | 55.82 | 83.33% | 0% | 0% | 0% | 72.59% | 40.525 | 40.525 | 0 | 0 | #REF! | 0.5418% | 0
WHAM_1 | West Ham | A1 | A | 486.6093 | 118.3385 | 10.34 | 449.0477 | 449.0883 | 0.007 | 3.765 | 0.058 | 0 | 48.466 | 85.71% | 0% | 20.69% | 0% | 77.4% | 37.5616 | 37.521 | 0 | 0 | #REF! | 0.8305% | 0
WTHU31 | West Thurrock | A1 | A | 46.2062 | 10.3307 | 5.72 | 32.6458 | 32.6612 | 0.006 | 3.114 | 0.022 | 0 | 22.8 | 83.33% | 0% | 22.73% | 0% | 59.39% | 13.5604 | 13.545 | 0 | 0 | #REF! | 0.07886% | 0
BRIM_1 | Brimsdown | A3 | A | 325.6208 | 79.2637 | 9.97 | 318.6088 | 318.6928 | 0.011 | 5.431 | 0.12 | 0 | 9.506 | 81.82% | 0% | 21.67% | 0% | 72.79% | 7.012 | 6.928 | 0 | 0 | #REF! | 0.5557% | 0
NEWX_6 | New Cross | A4 | A | 414.2922 | 125.7201 | 23.59 | 384.9842 | 384.9842 | 0.009 | 4.393 | 0 | 0 | 39.07 | 88.89% | 0% | 0% | 0% | 74.99% | 29.308 | 29.308 | 0 | 0 | #REF! | 0.7071% | 0
WIMBN1 | Wimbledon North | A4 | A | 88.4037 | 25.0475 | 6.7479 | 80.7427 | 80.7427 | 0.001 | 0.309 | 0 | 0 | 8.1 | 100% | 0% | 0% | 0% | 94.57% | 7.661 | 7.661 | 0 | 0 | #REF! | 0.1509% | 0
WIMBS1 | Wimbledon South | A4 | A | 535.7248 | 160.5096 | 40.8921 | 527.7686 | 527.7728 | 0.014 | 6.863 | 0.006 | 0 | 9.355 | 85.71% | 0% | 16.67% | 0% | 84.87% | 7.9562 | 7.952 | 0 | 0 | #REF! | 0.9143% | 0
AMEM_1 | Amersham Main | A6 | A | 54.6669 | 1.0789 | -8.1228 | 46.2769 | 46.2769 | 0 | 37.22 | 0 | 0 | 11.15 | 0% | 0% | 0% | 0% | 75.25% | 8.39 | 8.39 | 0 | 0 | #REF! | 0.0933% | 0
ELST_1 | Elstree | A6 | A | 439.7472 | 133.1246 | 46.9479 | 432.6452 | 432.6942 | 0.013 | 6.569 | 0.07 | 0 | 8.413 | 84.62% | 0% | 21.43% | 0% | 83.7% | 7.102 | 7.053 | 0 | 0 | #REF! | 0.7505% | 0
IVER_1 | Iver 132kV | A6 | A | 408.2041 | 43.5642 | -9.8416 | 266.6902 | 266.6951 | 0.01 | 5.19 | 0.007 | 0.604 | 171.34 | 90% | 0% | 28.57% | 48.01% | 82.42% | 141.5139 | 141.509 | 0 | 0 | #REF! | 0.6967% | 0
IVER_6 | Iver 66kV | A6 | A | 117.3437 | 20.1258 | -3.1384 | 115.8788 | 115.8837 | 0.007 | 3.611 | 0.007 | 0 | 1.778 | 85.71% | 0% | 28.57% | 0% | 81.78% | 1.4649 | 1.46 | 0 | 0 | #REF! | 0.2003% | 0
LALE1SG003 | Laleham | A6 | A | 306.0633 | 43.6459 | -8.51 | 261.5933 | 261.5933 | 0.008 | 9.27 | 0 | 0 | 59.914 | 87.5% | 0% | 0% | 0% | 74.21% | 44.47 | 44.47 | 0 | 0 | #REF! | 0.5223% | 0
LOUD_H | Loudwater | A6 | A | 51.264 | 2.4566 | -7.6172 | 50.6059 | 50.629 | 0.033 | 16.487 | 0.033 | 0 | 0.743 | 84.85% | 0% | 21.21% | 0% | 81.7% | 0.6581 | 0.635 | 0 | 0 | #REF! | 0.08749% | 0
MILH_1 | Mill Hill | A6 | A | 163.859 | -22.9851 | -54.85 | 160.2041 | 160.209 | 0.013 | 17.443 | 0.007 | 0 | 3.851 | 84.62% | 0% | 28.57% | 0% | 94.49% | 3.6549 | 3.65 | 0 | 0 | #REF! | 0.2797% | 0
NHYD_6 | North Hyde | A6 | A | 152.5862 | 49.1072 | 18.58 | 152.5551 | 152.5782 | 0.009 | 4.671 | 0.033 | 0 | 0 | 88.89% | 0% | 21.21% | 0% | 0% | 0.0311 | 0.008 | 0 | 0 | #REF! | 0.2604% | 0
WATFS_1 | Watford South | A6 | A | 268.6698 | 124.7623 | 59.06 | 264.542 | 264.8738 | 0.017 | 8.665 | 0.474 | 0 | 5.304 | 88.24% | 0% | 21.73% | 0% | 71.29% | 4.1278 | 3.796 | 0 | 0 | #REF! | 0.4585% | 0
ACTL_C | Acton Lane 22kV | A7 | A | 38.269 | 6.3965 | 4.0495 | 38.269 | 38.269 | 0 | 0 | 0 | 0 | 0 | 0% | 0% | 0% | 0% | 0% | 0 | 0 | 0 | 0 | #REF! | 0.06531% | 0
ACTL_2 | Acton Lane 66kV | A7 | A | 25.8591 | 3.2288 | 2.7363 | 25.2291 | 25.2291 | 0.006 | 2.831 | 0 | 0 | 0.764 | 83.33% | 0% | 0% | 0% | 81.81% | 0.63 | 0.63 | 0 | 0 | #REF! | 0.04413% | 0
CBNK_H | Canal Bank | A7 | A | 24.7915 | 3.1073 | 2.6234 | 24.7915 | 24.7915 | 0 | 0 | 0 | 0 | 0 | 0% | 0% | 0% | 0% | 0% | 0 | 0 | 0 | 0 | #REF! | 0.04231% | 0
CITR_1 | City Road | A7 | A | 714.5755 | 218.7222 | 120.57 | 697.3992 | 697.4055 | 0.009 | 4.649 | 0.009 | 0 | 20.203 | 88.89% | 0% | 22.22% | 0% | 84.95% | 17.1763 | 17.17 | 0 | 0 | #REF! | 1.22% | 0
EALI_6 | Ealing | A7 | A | 213.7278 | 15.464 | 11.44 | 205.9092 | 206.0198 | 0.009 | 4.553 | 0.158 | 0 | 12.863 | 88.89% | 0% | 21.52% | 0% | 59.86% | 7.8186 | 7.708 | 0 | 0 | #REF! | 0.3648% | 0
GREE_H | Greenford | A7 | A | 35.0932 | 4.3985 | 3.7134 | 35.0932 | 35.0932 | 0 | 0 | 0 | 0 | 0 | 0% | 0% | 0% | 0% | 0% | 0 | 0 | 0 | 0 | #REF! | 0.05989% | 0
LODR_6 | Lodge Road | A7 | A | 385.3218 | 126.9711 | 52.41 | 381.8788 | 381.8788 | 0.003 | 1.605 | 0 | 0 | 3.64 | 100% | 0% | 0% | 0% | 94.51% | 3.443 | 3.443 | 0 | 0 | #REF! | 0.6576% | 0
PERI_H | Perivale | A7 | A | 33.5238 | 4.2018 | 3.5474 | 33.5238 | 33.5238 | 0 | 0 | 0 | 0 | 0 | 0% | 0% | 0% | 0% | 0% | 0 | 0 | 0 | 0 | #REF! | 0.05721% | 0
SJOW_1 | St John's Wood | A7 | A | 692.248 | 216.1665 | 106.18 | 680.737 | 680.737 | 0.002 | 1.237 | 0 | 0 | 15.413 | 100% | 0% | 0% | 0% | 74.67% | 11.511 | 11.511 | 0 | 0 | #REF! | 1.181% | 0
WISD_1 | Willesden 132kV | A7 | A | 241.403 | 55.3801 | 19.679 | 241.3968 | 241.401 | 0.002 | 1.233 | 0.006 | 0 | 0 | 100% | 0% | 16.67% | 0% | 0% | 0.0062 | 0.002 | 0 | 0 | #REF! | 0.412% | 0
WISD_6 | Willesden 66kV | A7 | A | 69.1989 | 6.9629 | 5.641 | 67.7179 | 67.7179 | 0.001 | 0.718 | 0 | 0 | 2 | 100% | 0% | 0% | 0% | 74% | 1.481 | 1.481 | 0 | 0 | #REF! | 0.1181% | 0
BEDDT1 | Beddington (_C) | A8 | A | 130.1179 | 41.9696 | 4.335 | 130.0799 | 130.0939 | 0.017 | 8.589 | 0.02 | 0 | 0.011 | 88.24% | 0% | 20% | 0% | 81.82% | 0.038 | 0.024 | 0 | 0 | #REF! | 0.2221% | 0
BEDD_1 | Beddington (_J) | A8 | A | 463.2877 | 131.9107 | 15.435 | 398.0007 | 398.0007 | 0.026 | 13.166 | 0 | 0 | 76.338 | 88.46% | 0% | 0% | 0% | 85.49% | 65.287 | 65.287 | 0 | 0 | #REF! | 0.7907% | 0
CHSI_1 | Chessington | A8 | A | 330.237 | 131.0077 | 25.6131 | 321.478 | 321.478 | 0.02 | 10.059 | 0 | 0 | 9.983 | 85% | 0% | 0% | 0% | 87.57% | 8.759 | 8.759 | 0 | 0 | #REF! | 0.5636% | 0
HURS_1 | Hurst | A8 | A | 280.878 | 25.8854 | -52.48 | 271.3532 | 271.895 | 0.026 | 12.917 | 0.774 | 0 | 12.424 | 84.62% | 0% | 21.58% | 0% | 72.13% | 9.5248 | 8.983 | 0 | 0 | #REF! | 0.4794% | 0
LITT_C | Littlebrook (_C) | A8 | A | 121.0172 | 45.6922 | 13.2605 | 111.8729 | 111.8792 | 0.005 | 2.527 | 0.009 | 0 | 12.52 | 80% | 0% | 22.22% | 0% | 72.96% | 9.1443 | 9.138 | 0 | 0 | #REF! | 0.2065% | 0
LITT_J | Littlebrook (_J) | A8 | A | 14.7796 | 2.1116 | 1.6195 | 1.6736 | 1.6736 | 0.002 | 0.805 | 0 | 0 | 17.706 | 50% | 0% | 0% | 0% | 74.01% | 13.106 | 13.106 | 0 | 0 | #REF! | 0.02522% | 0
WWEY_1 | West Weybridge | A8 | A | 333.3927 | 124.743 | 28.3669 | 323.5166 | 323.5187 | 0.037 | 20.933 | 0.003 | 0.068 | 13.511 | 86.49% | 0% | 33.33% | 48.53% | 72.6% | 9.8761 | 9.874 | 0 | 0 | #REF! | 0.569% | 0
RYEH_1 | Rye House | A9 | A | 375.5379 | 53.0963 | 42.7921 | 354.177 | 354.1819 | 0.02 | 10.139 | 0.007 | 0 | 31.712 | 85% | 0% | 28.57% | 0% | 67.29% | 21.3609 | 21.356 | 0 | 0 | #REF! | 0.6409% | 0
BOLN_1 | Bolney | B1 | B | 889.2361 | 231.1258 | 38.35 | 805.414 | 806.4451 | 0.113 | 122.404 | 1.473 | 0.029 | 113.652 | 86.73% | 0% | 21.66% | 48.28% | 72.75% | 83.8221 | 82.791 | 0 | 0 | #REF! | 1.518% | 0
NINF_1 | Ninfield | B1 | B | 415.648 | 137.2909 | 47.23 | 370.5632 | 375.921 | 39.074 | 99.496 | 7.654 | 0 | 8.422 | 86.8% | 0% | 24.63% | 0% | 68.99% | 45.0848 | 39.727 | 0 | 0 | #REF! | 0.7094% | 0
BOTW_1 | Botley Wood | B2 | B | 165.4234 | 62.2836 | 27.59 | 121.5528 | 121.6074 | 0.048 | 79.045 | 0.078 | 0 | 47.294 | 87.5% | 0% | 21.79% | 0% | 92.56% | 43.8706 | 43.816 | 0 | 0 | #REF! | 0.2823% | 0
FAWL_1 | Fawley | B2 | B | 338.7859 | 68.0459 | 22.1094 | 161.5878 | 161.5899 | 0.034 | 105.921 | 0.003 | 0 | 212.682 | 85.29% | 0% | 33.33% | 0% | 83.3% | 177.1981 | 177.196 | 0 | 0 | #REF! | 0.5782% | 0
LOVE_1 | Lovedean | B2 | B | 636.1647 | 95.6948 | -53.56 | 523.1534 | 523.1597 | 0.065 | 203.593 | 0.009 | 0.019 | 131.01 | 87.69% | 0% | 22.22% | 47.37% | 86.21% | 113.0113 | 113.005 | 0 | 0 | #REF! | 1.086% | 0
NURS_1 | Nursling | B2 | B | 306.9906 | 99.7943 | 22.5406 | 270.1011 | 270.6366 | 0.068 | 230.063 | 0.765 | 0.007 | 48.073 | 86.76% | 0% | 21.57% | 42.86% | 75.49% | 36.8895 | 36.354 | 0 | 0 | #REF! | 0.5239% | 0
FLEE_1 | Fleet | B3 | B | 726.3142 | 215.0944 | 10.91 | 691.2477 | 691.2652 | 0.055 | 70.677 | 0.025 | 0.031 | 38.775 | 85.45% | 0% | 24% | 48.39% | 90.23% | 35.0665 | 35.049 | 0 | 0 | #REF! | 1.24% | 0
BRLE_1 | Bramley | B4 | B | 639.3689 | 9.1315 | -41.06 | 560.6157 | 562.0549 | 0.058 | 88.605 | 2.056 | 0.339 | 91.449 | 86.21% | 0% | 24.51% | 48.08% | 84.31% | 78.7532 | 77.314 | 0 | 0 | #REF! | 1.091% | 0
TILBB_1 | Tilbury | C1 | C | 169.573 | 12.0402 | -6.81 | 146.2506 | 152.811 | 0.022 | 15.936 | 9.372 | 0 | 24.786 | 86.36% | 0% | 24.54% | 0% | 67.55% | 23.3224 | 16.762 | 0 | 0 | #REF! | 0.2894% | 0
KINO_1 | Kingsnorth | C2 | C | 304.3458 | -18.4411 | -60.88 | 180.244 | 180.2678 | 0.029 | 36.128 | 0.034 | 0.007 | 149.68 | 86.21% | 0% | 20.59% | 42.86% | 82.88% | 124.1018 | 124.078 | 0 | 0 | #REF! | 0.5194% | 0
NFLE | Northfleet East | C2 | C | 410.9091 | 155.7109 | 54.91 | 406.7041 | 406.7041 | 0.015 | 49.138 | 0 | 0 | 6.065 | 86.67% | 0% | 0% | 0% | 69.12% | 4.205 | 4.205 | 0 | 0 | #REF! | 0.7013% | 0
KEMS_1 | Kemsley | C3 | C | 398.1041 | 111.8766 | 87.609 | 118.5598 | 127.8061 | 0.026 | 84.709 | 13.209 | 0 | 337.702 | 84.62% | 0% | 24.6% | 0% | 80.03% | 279.5443 | 270.298 | 0 | 0 | #REF! | 0.6794% | 0
SELL_1 | Sellindge | C4 | C | 245.3778 | -12.383 | -77.38 | 187.8827 | 230.5498 | 0.033 | 64.515 | 60.953 | 0 | 16.758 | 87.88% | 0% | 24.6% | 0% | 88.31% | 57.4951 | 14.828 | 0 | 0 | #REF! | 0.4188% | 0
RAYL_1 | Rayleigh | C5 | C | 478.3505 | 140.8031 | 34.1045 | 406.0907 | 448.2265 | 0.038 | 43.771 | 60.194 | 0 | 42.954 | 86.84% | 0% | 24.58% | 0% | 70.05% | 72.2598 | 30.124 | 0 | 0 | #REF! | 0.8164% | 0
WARL_1 | Warley | C6 | C | 207.5514 | 101.4503 | 24.52 | 206.2852 | 207.5354 | 0.013 | 23.263 | 1.786 | 0 | 0.006 | 92.31% | 0% | 23.29% | 0% | 66.67% | 1.2662 | 0.016 | 0 | 0 | #REF! | 0.3542% | 0
CANTN1 | Canterbury | C7 | C | 328.29 | 96.4456 | 65.817 | 150.1301 | 250.508 | 0.021 | 119.451 | 143.397 | 0 | 86.314 | 85.71% | 0% | 24.6% | 0% | 90.09% | 178.1599 | 77.782 | 0 | 0 | #REF! | 0.5603% | 0
RICH1 | Richborough | C7 | C | 23.5629 | 8.819 | 4.724 | 10.5281 | 10.5449 | 0.03 | 82.12 | 0.024 | 0 | 17.298 | 86.67% | 0% | 20.83% | 0% | 75.11% | 13.0348 | 13.018 | 0 | 0 | #REF! | 0.04021% | 0
ECLA_1 | East Claydon | D4 | D | 378.7804 | 82.89 | 34.87 | 341.0367 | 342.6964 | 0.054 | 148.6 | 2.371 | 0 | 54.133 | 87.04% | 0% | 24.12% | 0% | 66.57% | 37.7437 | 36.084 | 0 | 0 | #REF! | 0.6464% | 0
SUND_1 | Sundon | D4 | D | 558.3427 | 160.4796 | 62.41 | 513.8722 | 517.1587 | 12.193 | 65.731 | 4.695 | 0 | 49.746 | 86.76% | 0% | 24.03% | 0% | 61.52% | 44.4705 | 41.184 | 0 | 0 | #REF! | 0.9529% | 0
PELH_1 | Pelham | D5 | D | 260.9986 | 34.5906 | 22.684 | 210.8572 | 210.9916 | 50.711 | 162.09 | 0.192 | 0 | 8.867 | 86.8% | 0% | 21.88% | 0% | 67.57% | 50.1414 | 50.007 | 0 | 0 | #REF! | 0.4454% | 0
WYMOM_1 | Wymondley | D5 | D | 233.7625 | 75.4894 | 21.446 | 225.9697 | 226.5185 | 0.027 | 38.197 | 0.784 | 0.029 | 11.546 | 85.19% | 0% | 21.56% | 48.28% | 62.42% | 7.7928 | 7.244 | 0 | 0 | #REF! | 0.399% | 0
COWL_1 | Cowley | D6 | D | 570.743 | 126.9425 | 13.87 | 531.7454 | 531.807 | 0.082 | 309.195 | 0.088 | 0.238 | 54.55 | 86.59% | 0% | 21.59% | 47.9% | 71.04% | 38.9976 | 38.936 | 0 | 0 | #REF! | 0.9741% | 0
AXMI1 | Axminster | E1 | E | 176.44 | 46.9414 | 29.25 | 170.4468 | 170.675 | 0.048 | 117.253 | 0.326 | 0.037 | 6.98 | 85.42% | 0% | 21.78% | 48.65% | 81.75% | 5.9932 | 5.765 | 0 | 0 | #REF! | 0.3011% | 0
CHIC_1 | Chickerell | E1 | E | 103.3893 | 20.4188 | 15.14 | 50.3489 | 51.2533 | 0.043 | 88.506 | 1.292 | 0.196 | 56.146 | 86.05% | 0% | 21.59% | 47.96% | 92.62% | 53.0404 | 52.136 | 0 | 0 | #REF! | 0.1764% | 0
MANN_1 | Mannington | E1 | E | 612.2201 | 103.7637 | 42.67 | 588.1357 | 588.2281 | 0.081 | 336.734 | 0.132 | 0.058 | 34.803 | 87.65% | 0% | 21.97% | 48.28% | 68.65% | 24.0844 | 23.992 | 0 | 0 | #REF! | 1.045% | 0
BRWA1 | Bridgewater | E7 | E | 159.9029 | 31.9204 | 24.7399 | 136.0324 | 138.0099 | 0.057 | 268.146 | 2.825 | 0.035 | 26.702 | 85.96% | 0% | 21.63% | 48.57% | 81.74% | 23.8705 | 21.893 | 0 | 0 | #REF! | 0.2729% | 0
TAUN1 | Taunton | E8 | E | 82.7176 | 11.2896 | 11.2896 | 59.8204 | 59.9926 | 0.04 | 104.196 | 0.246 | 0.056 | 27.233 | 87.5% | 0% | 21.54% | 48.21% | 83.22% | 22.8972 | 22.725 | 0 | 0 | #REF! | 0.1412% | 0
ABHA1 | Abham | F6 | F | 219.889 | 33.3908 | 12.3414 | 212.6166 | 213.423 | 0.078 | 121.584 | 1.152 | 2.446 | 8.61 | 87.18% | 0% | 21.61% | 48% | 60.67% | 7.2724 | 6.466 | 0 | 0 | #REF! | 0.3753% | 0
ALVE1 | Alverdiscott | F6 | F | 209.6184 | 41.4325 | 24.107 | 122.1354 | 203.1324 | 0.073 | 219.761 | 115.71 | 0.852 | 9.786 | 86.3% | 0% | 24.11% | 48% | 61.46% | 87.483 | 6.486 | 0 | 0 | #REF! | 0.3577% | 0
EXET1 | Exeter | F6 | F | 329.3279 | 46.211 | 20.6678 | 257.824 | 258.4099 | 0.081 | 132.05 | 0.837 | 0.131 | 82.133 | 86.42% | 0% | 21.62% | 48.09% | 86.18% | 71.5039 | 70.918 | 0 | 0 | #REF! | 0.562% | 0
INDQ1 | Indian Queens | F6 | F | 413.0261 | 76.8252 | 43.253 | 286.2802 | 368.2621 | 1.153 | 404.762 | 117.117 | 2.334 | 54.609 | 87.08% | 0% | 23.94% | 67.01% | 77.27% | 126.7459 | 44.764 | 0 | 0 | #REF! | 0.7049% | 0
LAND1 | Landulph | F6 | F | 312.6667 | 39.2253 | 18.6308 | 194.7253 | 215.0407 | 0.103 | 279.446 | 29.022 | 7.364 | 109.528 | 86.41% | 0% | 22.41% | 62.51% | 84.85% | 117.9414 | 97.626 | 0 | 0 | #REF! | 0.5336% | 0
WALH_1 | Walham | G1 | G | 504.4828 | 181.3668 | 118.3 | 486.5659 | 487.4248 | 0.1 | 151.496 | 1.227 | 0.191 | 24.863 | 87% | 0% | 21.6% | 48.17% | 67.89% | 17.9169 | 17.058 | 0 | 0 | #REF! | 0.861% | 0
IROA1 | Iron Acton | G5 | G | 511.5865 | 146.2964 | 69.55 | 495.238 | 501.4155 | 0.061 | 131.606 | 8.825 | 0.257 | 13.673 | 86.89% | 0% | 24.02% | 47.86% | 73.1% | 16.3485 | 10.171 | 0 | 0 | #REF! | 0.8731% | 0
MELK_1 | Melksham | G6 | G | 460.1036 | 148.8266 | 65.1326 | 422.2739 | 424.8226 | 0.068 | 310.669 | 3.641 | 0.824 | 42.742 | 86.76% | 0% | 23.24% | 48.06% | 81.48% | 37.8297 | 35.281 | 0 | 0 | #REF! | 0.7852% | 0
MITY_1 | Minety | G6 | G | 302.9357 | 85.7994 | 28.55 | 285.7574 | 290.4257 | 0.051 | 537.823 | 6.669 | 0.015 | 17.308 | 88.24% | 0% | 24.61% | 46.67% | 71.98% | 17.1783 | 12.51 | 0 | 0 | #REF! | 0.517% | 0
SEAB1 | Seabank | G7 | G | 481.3016 | 86.5522 | 76.1479 | 349.1786 | 369.4506 | 15.279 | 133.309 | 28.96 | 0.374 | 120.625 | 86.78% | 0% | 24.56% | 48.13% | 81.59% | 132.123 | 111.851 | 0 | 0 | #REF! | 0.8214% | 0
MAGA_6 | Margam | H1 | H | 20.0053 | 22.716 | 3.127 | 12.7423 | 18.9653 | 0.008 | 31.622 | 8.89 | 0.448 | 1 | 87.5% | 0% | 24.32% | 47.99% | 81.8% | 7.263 | 1.04 | 0 | 0 | #REF! | 0.03414% | 0
PYLE_1 | Pyle | H1 | H | 162.9512 | 143.2824 | 25.9 | 43.3939 | 132.4542 | 0.021 | 47.384 | 127.229 | 0.748 | 36.369 | 85.71% | 0% | 24.53% | 47.99% | 82.82% | 119.5573 | 30.497 | 0 | 0 | #REF! | 0.2781% | 0
ABTH_1 | Aberthaw | H2 | H | 270.1015 | 30.1352 | -23.0823 | 246.2783 | 246.3455 | 0.014 | 71.149 | 0.096 | 0.036 | 27.208 | 85.71% | 0% | 21.88% | 47.22% | 87.21% | 23.8232 | 23.756 | 0 | 0 | #REF! | 0.461% | 0
ALST_3 | Alpha Steel (Uskmouth) | H2 | H | 0.69112 | 0.35984 | 0.21 | 0.69112 | 0.69112 | 0 | 0 | 0 | 0 | 0 | 0% | 0% | 0% | 0% | 0% | 0 | 0 | 0 | 0 | #REF! | 0.00118% | 0
CARE_1 | Cardiff East | H2 | H | 185.6373 | 4.0463 | -17.7777 | 99.1169 | 101.1903 | 0.03 | 29.249 | 2.962 | 0 | 103.878 | 86.67% | 0% | 24.14% | 0% | 81.27% | 86.5204 | 84.447 | 0 | 0 | #REF! | 0.3168% | 0
UPPB_1 | Upper Boat 132kV | H2 | H | 176.4263 | 24.6309 | 2.1534 | 68.4027 | 122.8123 | 0.011 | 37.088 | 77.728 | 0 | 56.719 | 90.91% | 0% | 24.57% | 0% | 94.51% | 108.0236 | 53.614 | 0 | 0 | #REF! | 0.3011% | 0
UPPB_3 | Upper Boat 33kV | H2 | H | 103.3637 | 18.0898 | 1.0966 | 65.7221 | 85.7897 | 0.028 | 44.888 | 28.668 | 0.107 | 19.244 | 85.71% | 0% | 24.52% | 47.66% | 90.93% | 37.6416 | 17.574 | 0 | 0 | #REF! | 0.1764% | 0
USKM_1 | Uskmouth | H2 | H | 264.2703 | 70.1564 | 20.55 | 225.7603 | 230.2753 | 0.046 | 62.63 | 6.45 | 0.058 | 43.067 | 86.96% | 0% | 24.64% | 48.28% | 78.78% | 38.51 | 33.995 | 0 | 0 | #REF! | 0.451% | 0
IMPK_1 | Imperial Park | H6 | H | 7.8623 | 1.3929 | 0.97 | 4.8583 | 4.8583 | 0.01 | 15.624 | 0 | 0 | 3.665 | 80% | 0% | 0% | 0% | 81.75% | 3.004 | 3.004 | 0 | 0 | #REF! | 0.01342% | 0
PEMB_1 | Pembroke | H6 | H | 151.3115 | 5.9042 | -4.33 | 96.7125 | 127.4425 | 0.043 | 263.939 | 43.9 | 0.255 | 32.37 | 86.05% | 0% | 23.56% | 47.84% | 73.25% | 54.599 | 23.869 | 0 | 0 | #REF! | 0.2582% | 0
RASS_1 | Rassau | H6 | H | 287.5111 | 44.2 | 26.19 | 197.8867 | 212.1751 | 0.062 | 67.516 | 20.412 | 10.388 | 76.822 | 87.1% | 0% | 23.69% | 76.4% | 87.66% | 89.6244 | 75.336 | 0 | 0 | #REF! | 0.4907% | 0
SWAN_1 | Swansea North | H6 | H | 633.7957 | 75.6958 | 38.79 | 376.495 | 448.6587 | 0.078 | 156.659 | 103.091 | 47.95 | 157.274 | 87.18% | 0% | 24.4% | 84.14% | 92.02% | 257.3007 | 185.137 | 0 | 0 | #REF! | 1.082% | 0
WALP_1 | Walpole (_A) | J1 | J | 698.7518 | 177.624 | 98.443 | 485.4578 | 611.0518 | 0 | 22.62 | 179.42 | 0 | 101.51 | 0% | 0% | 24.6% | 0% | 86.4% | 213.294 | 87.7 | 0 | 0 | #REF! | 1.193% | 0
WALP_B | Walpole (_B) | J1 | J | 67.7652 | 13.9456 | 9.547 | 21.4435 | 36.8722 | 0.086 | 239.192 | 22.041 | 0 | 37.758 | 87.21% | 0% | 23.95% | 0% | 81.62% | 46.3217 | 30.893 | 0 | 0 | #REF! | 0.1157% | 0
NORM_1 | Norwich Main | J3 | J | 647.5717 | 110.4869 | -1.74 | 501.8017 | 561.5117 | 0 | 297.26 | 85.3 | 0 | 105.11 | 0% | 0% | 24.6% | 0% | 81.88% | 145.77 | 86.06 | 0 | 0 | #REF! | 1.105% | 0
SALL1 | Sheringham Shoal | J3 | J | 57.2368 | 10.0046 | 0 | 33.4964 | 36.9908 | 0.185 | 93.191 | 4.992 | 0.041 | 24.544 | 87.03% | 0% | 21.63% | 48.78% | 81.75% | 23.7404 | 20.246 | 0 | 0 | #REF! | 0.09768% | 0
EASO_1 | Eaton Socon | J4 | J | 221.8741 | 52.3428 | 29.2691 | 132.1307 | 210.9661 | 0.062 | 255.523 | 112.622 | 0.101 | 14.599 | 87.1% | 0% | 24.51% | 48.51% | 74.01% | 89.7434 | 10.908 | 0 | 0 | #REF! | 0.3787% | 0
BRFO_1 | Bramford | J5 | J | 724.0863 | 240.8348 | 122.2614 | 582.1123 | 601.3763 | 0 | 133.56 | 27.52 | 0 | 142.62 | 0% | 0% | 24.6% | 0% | 86.04% | 141.974 | 122.71 | 0 | 0 | #REF! | 1.236% | 0
CLT03 | Clacton | J5 | J | 21.3124 | 6.0143 | 3.5986 | 11.4048 | 12.4464 | 0.142 | 71.759 | 1.488 | 0.078 | 10.648 | 87.32% | 0% | 21.64% | 47.44% | 81.75% | 9.9076 | 8.866 | 0 | 0 | #REF! | 0.03637% | 0
GREN_1 | Grendon | J6 | J | 772.8273 | 123.6074 | 82.61 | 564.2772 | 685.1553 | 1.21 | 293.821 | 172.683 | 0.029 | 113.494 | 86.53% | 0% | 24.5% | 48.28% | 76.31% | 208.5501 | 87.672 | 0 | 0 | #REF! | 1.319% | 0
BURM_1 | Burwell Main | J7 | J | 485.3112 | 92.6212 | 68.9009 | 276.8134 | 295.5482 | 0.09 | 357.231 | 26.764 | 0 | 247.999 | 86.67% | 0% | 24.56% | 0% | 76.49% | 208.4978 | 189.763 | 0 | 0 | #REF! | 0.8283% | 0
BRAI_1 | Braintree | J8 | J | 238.8473 | 22.0125 | 18.3355 | 229.257 | 229.9983 | 0.082 | 137.384 | 1.059 | 0 | 14.058 | 86.59% | 0% | 21.62% | 0% | 62.44% | 9.5903 | 8.849 | 0 | 0 | #REF! | 0.4076% | 0
BICF_1 | Bicker Fen | K4 | K | 273.7611 | 29.4108 | 14.95 | 59.0185 | 227.5491 | 0.124 | 218.603 | 240.758 | 0 | 54.684 | 86.29% | 0% | 24.59% | 0% | 84.31% | 214.7426 | 46.212 | 0 | 0 | #REF! | 0.4672% | 0
STAY_1 | Staythorpe | K5 | K | 243.297 | 58.5781 | 11.6 | 156.1935 | 186.094 | 0.059 | 167.112 | 42.715 | 0 | 74.592 | 88.14% | 0% | 23.79% | 0% | 76.62% | 87.1035 | 57.203 | 0 | 0 | #REF! | 0.4152% | 0
WBUR_1 | West Burton | K6 | K | 212.5443 | 44.1731 | 32.46 | 182.4186 | 186.4863 | 10.004 | 148.701 | 5.811 | 0 | 24.283 | 86.81% | 0% | 21.63% | 0% | 71.55% | 30.1257 | 26.058 | 0 | 0 | #REF! | 0.3627% | 0
PENN_1 | Penn | L1 | L | 290.3304 | 65.34 | 35.14 | 285.7469 | 285.7574 | 0.013 | 12.094 | 0.015 | 0 | 6.744 | 84.62% | 0% | 20% | 0% | 67.65% | 4.5835 | 4.573 | 0 | 0 | #REF! | 0.4955% | 0
BISW_1 | Bishops Wood | L2 | L | 446.6963 | 72.7542 | 38.56 | 425.8683 | 426.1623 | 0.043 | 39.088 | 0.42 | 0 | 27.709 | 86.05% | 0% | 21.67% | 0% | 73.97% | 20.828 | 20.534 | 0 | 0 | #REF! | 0.7624% | 0
BUSH_1 | Bushbury | L2 | L | 151.7354 | 26.4093 | 11.3219 | 133.6691 | 137.0914 | 0.034 | 28.87 | 4.889 | 0.005 | 23.06 | 88.24% | 0% | 24.07% | 60% | 63.36% | 18.0663 | 14.644 | 0 | 0 | #REF! | 0.259% | 0
DRAK_1 | Drakelow | L2 | L | 184.0809 | 33.2181 | 28.12 | 171.7584 | 172.0209 | 0.018 | 98.495 | 0.375 | 0.135 | 17.51 | 88.89% | 0% | 21.6% | 48.15% | 68.41% | 12.3225 | 12.06 | 0 | 0 | #REF! | 0.3142% | 0
KITW_1 | Kitwell | L2 | L | 372.2698 | 98.1381 | -75.55 | 372.1577 | 372.2438 | 0.028 | 15.497 | 0.123 | 0 | 0.003 | 85.71% | 0% | 21.95% | 0% | 66.67% | 0.1121 | 0.026 | 0 | 0 | #REF! | 0.6353% | 0
OCKH_1 | Ocker Hill | L2 | L | 100.7497 | 20.7595 | 17.86 | 98.1275 | 98.1317 | 0.009 | 4.737 | 0.006 | 0 | 4.4 | 88.89% | 0% | 16.67% | 0% | 59.32% | 2.6222 | 2.618 | 0 | 0 | #REF! | 0.1719% | 0
OLDB_1 | Oldbury | L2 | L | 133.3188 | 17.9039 | 2.94 | 88.3088 | 88.3088 | 0.011 | 5.566 | 0 | 0 | 54.1 | 90.91% | 0% | 0% | 0% | 83.18% | 45.01 | 45.01 | 0 | 0 | #REF! | 0.2275% | 0
WIEN_1 | Willenhall | L2 | L | 146.3966 | 32.729 | 11.5281 | 121.6866 | 121.6866 | 2.042 | 5.856 | 0 | 0 | 31 | 86.68% | 0% | 0% | 0% | 74% | 24.71 | 24.71 | 0 | 0 | #REF! | 0.2498% | 0
BESW_1 | Berkswell | L3 | L | 338.6725 | 17.8618 | -15.09 | 327.4478 | 327.4905 | 0.04 | 63.715 | 0.061 | 0.029 | 17.184 | 87.5% | 0% | 21.31% | 48.28% | 64.79% | 11.2247 | 11.182 | 0 | 0 | #REF! | 0.578% | 0
BUST_1 | Bustleholme | L3 | L | 339.6374 | 139.8855 | -33.21 | 334.4484 | 334.4484 | 0.017 | 8.348 | 0 | 0 | 7.185 | 82.35% | 0% | 0% | 0% | 72.03% | 5.189 | 5.189 | 0 | 0 | #REF! | 0.5796% | 0
COVE_1 | Coventry | L3 | L | 476.5826 | 84.3185 | 40.56 | 427.4368 | 437.5686 | 0.048 | 29.506 | 14.474 | 0 | 52.919 | 87.5% | 0% | 24.58% | 0% | 73.64% | 49.1458 | 39.014 | 0 | 0 | #REF! | 0.8134% | 0
FECK_6 | Feckenham | L3 | L | 309.8215 | 100.5664 | 50.24 | 263.1948 | 264.1965 | 7.802 | 159.06 | 1.431 | 0.606 | 44.215 | 86.86% | 0% | 24.74% | 48.02% | 87.2% | 46.6267 | 45.625 | 0 | 0 | #REF! | 0.5288% | 0
HAMHC1 | Hams Hall | L3 | L | 423.4105 | 130.4651 | 89 | 410.6345 | 410.6345 | 0.018 | 36.687 | 0 | 0 | 25.205 | 88.89% | 0% | 0% | 0% | 50.62% | 12.776 | 12.776 | 0 | 0 | #REF! | 0.7226% | 0
NECE_1 | Nechells | L3 | L | 345.516 | 74.8045 | -14.13 | 206.2434 | 206.249 | 0.042 | 20.942 | 0.008 | 0 | 161.984 | 85.71% | 0% | 25% | 0% | 85.95% | 139.2726 | 139.267 | 0 | 0 | #REF! | 0.5897% | 0
WILL_1 | Willington | L3 | L | 505.1056 | 114.282 | 67.81 | 457.7819 | 462.5426 | 0.065 | 84.601 | 6.801 | 0.46 | 57.817 | 86.15% | 0% | 23.82% | 48.04% | 73.14% | 47.3237 | 42.563 | 0 | 0 | #REF! | 0.862% | 0
CELL_1 | Cellarhead | L5 | L | 703.031 | 195.3576 | 133.39 | 584.7485 | 586.005 | 20.334 | 61.67 | 1.795 | 0 | 127.149 | 86.78% | 0% | 21.62% | 0% | 78.16% | 118.2825 | 117.026 | 0 | 0 | #REF! | 1.2% | 0
IRONB1 | Ironbridge | L5 | L | 213.1236 | 41.3195 | 21.2186 | 189.081 | 189.8286 | 0.071 | 71.784 | 1.068 | 0.359 | 29.857 | 87.32% | 0% | 21.63% | 47.91% | 77.24% | 24.0426 | 23.295 | 0 | 0 | #REF! | 0.3637% | 0
RUGEB1 | Rugeley | L5 | L | 219.1303 | 65.7583 | 15.5 | 217.0001 | 218.6283 | 0.023 | 26.913 | 2.326 | 0.094 | 0.535 | 86.96% | 0% | 21.63% | 47.87% | 81.68% | 2.1302 | 0.502 | 0 | 0 | #REF! | 0.374% | 0
SHRW_1 | Shrewsbury | L5 | L | 152.0478 | 25.2505 | 13.8214 | 77.8086 | 124.3278 | 0.054 | 143.482 | 66.456 | 0.005 | 35.646 | 87.04% | 0% | 24.55% | 40% | 77.63% | 74.2392 | 27.72 | 0 | 0 | #REF! | 0.2595% | 0
RATS_1 | Ratcliffe | L7 | L | 522.1284 | 87.8986 | 0.62 | 458.4402 | 468.7344 | 0.075 | 114.057 | 14.706 | 1.6 | 66.576 | 86.67% | 0% | 23.78% | 85% | 78.06% | 63.6882 | 53.394 | 0 | 0 | #REF! | 0.8911% | 0
SBAR | Stoke Bardolph | L7 | L | 114.8067 | 15.9601 | -2.28 | 95.666 | 97.9417 | 9.799 | 82.766 | 3.251 | 0 | 9.435 | 86.85% | 0% | 23.13% | 0% | 88.55% | 19.1407 | 16.865 | 0 | 0 | #REF! | 0.1959% | 0
ENDE_1 | Enderby | L8 | L | 507.8956 | 129.5921 | 84.55 | 452.7198 | 483.7466 | 0.088 | 93.981 | 44.324 | 0 | 37.175 | 87.5% | 0% | 23.96% | 0% | 64.75% | 55.1758 | 24.149 | 0 | 0 | #REF! | 0.8668% | 0
LEGA_1 | Legacy | M4 | M | 300.5461 | 62.2183 | 44.51 | 277.01 | 279.3291 | 0.055 | 93.101 | 3.313 | 2.051 | 27.277 | 87.27% | 0% | 21.61% | 48.03% | 74% | 23.5361 | 21.217 | 0 | 0 | #REF! | 0.5129% | 0
CONQA1 | Connah's Quay | M5 | M | 266.113 | 13.6609 | 0 | 202.0265 | 230.177 | 0.027 | 124.205 | 40.215 | 0 | 43.903 | 88.89% | 0% | 24.58% | 0% | 81.8% | 64.0865 | 35.936 | 0 | 0 | #REF! | 0.4542% | 0
PENT_1 | Pentir | M6 | M | 145.4053 | 85.4663 | 62.68 | 83.8771 | 138.0193 | 0.02 | 56.559 | 77.346 | 4.989 | 6.961 | 90% | 0% | 24.55% | 55.94% | 65.75% | 61.5282 | 7.386 | 0 | 0 | #REF! | 0.2482% | 0
SASA | St. Asaph | M6 | M | 1.4274 | 0 | 0 | -1.9066 | 0.85839 | 0.021 | 10.714 | 3.95 | 0.69 | 0.269 | 85.71% | 0% | 21.62% | 47.97% | 81.78% | 3.334 | 0.569 | 0 | 0 | #REF! | 0.002436% | 0
TRAW_1 | Trawsfynydd | M7 | M | 93.105 | -18.7844 | -19.7 | -44.9272 | 67.945 | 0.016 | 24.42 | 161.246 | 34.367 | 2.72 | 87.5% | 0% | 24.56% | 68.07% | 64.38% | 138.0322 | 25.16 | 0 | 0 | #REF! | 0.1589% | 0
WYLF_1 | Wylfa | M8 | M | 64.9081 | 38.7486 | 1.69 | 36.4845 | 64.9031 | 0.006 | 3.008 | 40.598 | 0 | 0 | 83.33% | 0% | 24.45% | 0% | 0% | 28.4236 | 0.005 | 0 | 0 | #REF! | 0.1108% | 0
FIDF_1 | Fiddlers Ferry | N1 | N | 269.8907 | 61.4322 | 28.4 | 185.5614 | 185.5887 | 0.029 | 14.485 | 0.039 | 0 | 104.389 | 86.21% | 0% | 20.51% | 0% | 80.73% | 84.3293 | 84.302 | 0 | 0 | #REF! | 0.4606% | 0
KIBY_1 | Kirkby (_D) | N1 | N | 255.8986 | 35.1663 | -10.3099 | 255.8986 | 255.8986 | 0 | 1.64 | 0 | 0 | 0 | 0% | 0% | 0% | 0% | 0% | 0 | 0 | 0 | 0 | #REF! | 0.4367% | 0
KIBY_G | Kirkby (_G) | N1 | N | 33.7587 | 4.4497 | -1.3601 | 32.6864 | 32.6927 | 0.014 | 7.004 | 0.009 | 0 | 1.289 | 85.71% | 0% | 22.22% | 0% | 81.77% | 1.0723 | 1.066 | 0 | 0 | #REF! | 0.05761% | 0
LISD_1 | Lister Drive | N1 | N | 328.6215 | 13.026 | -38.91 | 285.8643 | 295.5845 | 0.034 | 19.604 | 13.886 | 0 | 39.85 | 85.29% | 0% | 24.63% | 0% | 82.83% | 42.7572 | 33.037 | 0 | 0 | #REF! | 0.5608% | 0
RAIN_1 | Rainhill | N1 | N | 434.154 | 55.4999 | -12.11 | 379.2424 | 381.047 | 0.031 | 18.652 | 2.578 | 0 | 60.274 | 87.1% | 0% | 22.77% | 0% | 88.06% | 54.9116 | 53.107 | 0 | 0 | #REF! | 0.741% | 0
WASF_1 | Washway Farm | N1 | N | 153.7522 | 42.6806 | 21.41 | 118.2748 | 120.7402 | 0.021 | 16.022 | 3.522 | 0 | 47.031 | 85.71% | 0% | 23.45% | 0% | 70.15% | 35.4774 | 33.012 | 0 | 0 | #REF! | 0.2624% | 0
BRED_1 | Bredbury | N2 | N | 298.3323 | 82.9082 | -17.52 | 292.4384 | 292.4433 | 0.034 | 18.147 | 0.007 | 0.144 | 9.339 | 85.29% | 0% | 28.57% | 47.92% | 62.01% | 5.8939 | 5.889 | 0 | 0 | #REF! | 0.5092% | 0
CARR_1 | Carrington | N2 | N | 284.7021 | 69.8984 | 62.21 | 178.2719 | 178.5071 | 0.038 | 20.713 | 0.336 | 0 | 131.577 | 86.84% | 0% | 21.73% | 0% | 80.68% | 106.4302 | 106.195 | 0 | 0 | #REF! | 0.4859% | 0
SMAN_1 | South Manchester | N2 | N | 359.1941 | 87.2991 | -16.18 | 307.7211 | 307.7211 | 0.038 | 19.178 | 0 | 0.117 | 67.381 | 86.84% | 0% | 0% | 47.86% | 76.26% | 51.473 | 51.473 | 0 | 0 | #REF! | 0.613% | 0
BIRK_1 | Birkenhead | N3 | N | 283.4228 | -4.4242 | -50.53 | 138.5997 | 264.6438 | 0.017 | 8.716 | 180.063 | 0 | 26.704 | 88.24% | 0% | 24.6% | 0% | 70.27% | 144.8231 | 18.779 | 0 | 0 | #REF! | 0.4837% | 0
CAPEA1 | Capenhurst | N3 | N | 403.9742 | 78.7587 | 27.43 | 242.896 | 242.9072 | 0.018 | 14.694 | 0.016 | 0 | 182.314 | 88.89% | 0% | 25% | 0% | 88.34% | 161.0782 | 161.067 | 0 | 0 | #REF! | 0.6894% | 0
FROD_1 | Frodsham | N3 | N | 319.2524 | 18.8275 | 9.35 | 20.8641 | 56.7524 | 0.021 | 14.079 | 51.269 | 0 | 315.865 | 85.71% | 0% | 24.6% | 0% | 83.1% | 298.3883 | 262.5 | 0 | 0 | #REF! | 0.5449% | 0
KEAR_1 | Kearsley 132kV | N4 | N | 535.8433 | 123.2858 | 46.5046 | 513.8533 | 513.8533 | 0 | 0 | 0 | 0 | 34.15 | 0% | 0% | 0% | 0% | 64.39% | 21.99 | 21.99 | 0 | 0 | #REF! | 0.9145% | 0
KEAR_3 | Kearsley 33kV | N4 | N | 98.4639 | 11.4804 | 8.5454 | 96.8602 | 97.3859 | 0.043 | 32.886 | 0.751 | 1.663 | 0.297 | 86.05% | 0% | 21.57% | 47.99% | 81.82% | 1.6037 | 1.078 | 0 | 0 | #REF! | 0.168% | 0
ROCH_1 | Rochdale | N4 | N | 240.8114 | 34.5769 | 28.5473 | 145.2204 | 228.4924 | 5.088 | 11.861 | 118.96 | 0 | 13.096 | 86.79% | 0% | 24.55% | 0% | 60.35% | 95.591 | 12.319 | 0 | 0 | #REF! | 0.411% | 0
WHGA_1 | Whitegate | N4 | N | 283.0889 | 79.5943 | 27.17 | 277.6013 | 277.6769 | 0.044 | 22.094 | 0.108 | 0 | 7.62 | 86.36% | 0% | 21.3% | 0% | 70.52% | 5.4876 | 5.412 | 0 | 0 | #REF! | 0.4831% | 0
PADIB1 | Padiham | N5 | N | 309.692 | 41.2114 | 38.7284 | 204.0537 | 244.303 | 0.052 | 31.662 | 57.499 | 0.603 | 78.002 | 86.54% | 0% | 24.39% | 47.93% | 83.4% | 105.6383 | 65.389 | 0 | 0 | #REF! | 0.5285% | 0
MACC_3 | Macclesfield | N6 | N | 82.6222 | 4.22 | 4.22 | 59.3686 | 59.4722 | 0.018 | 19.783 | 0.148 | 0.074 | 31.529 | 83.33% | 0% | 21.62% | 47.3% | 73.27% | 23.2536 | 23.15 | 0 | 0 | #REF! | 0.141% | 0
STAL_1 | Stalybridge | N7 | N | 360.1968 | 62.9667 | 57.76 | 358.9546 | 359.0708 | 0.024 | 11.89 | 0.166 | 0.265 | 1.196 | 87.5% | 0% | 21.69% | 47.92% | 81.77% | 1.2422 | 1.126 | 0 | 0 | #REF! | 0.6147% | 0
BRAW_1 | Bradford West | P1 | P | 436.831 | 82.3208 | -41.08 | 397.9691 | 413.864 | 0.034 | 17.252 | 22.707 | 1.588 | 28.662 | 88.24% | 0% | 24.04% | 47.98% | 77.37% | 38.8619 | 22.967 | 0 | 0 | #REF! | 0.7455% | 0
ELLA_1 | Elland | P1 | P | 378.7082 | 95.3629 | 48.39 | 279.9695 | 290.1132 | 0.05 | 25.379 | 14.491 | 2.004 | 108.612 | 88% | 0% | 23.21% | 84.93% | 79.96% | 98.7387 | 88.595 | 0 | 0 | #REF! | 0.6463% | 0
KIRKB1 | Kirkstall B | P1 | P | 232.5012 | 46.1825 | 21.09 | 216.2242 | 227.9282 | 0.049 | 24.697 | 16.72 | 0.289 | 5.06 | 87.76% | 0% | 24.54% | 48.1% | 86.78% | 16.277 | 4.573 | 0 | 0 | #REF! | 0.3968% | 0
SKLGB1 | Skelton Grange | P1 | P | 576.9326 | 115.8464 | 36.26 | 535.9023 | 543.6016 | 0.043 | 27.264 | 10.999 | 0 | 40.338 | 88.37% | 0% | 24.48% | 0% | 82.54% | 41.0303 | 33.331 | 0 | 0 | #REF! | 0.9846% | 0
KNAR | Knaresborough | P2 | P | 56.1727 | 175.57 | 175.57 | 50.2621 | 51.0097 | 0.041 | 37.036 | 1.068 | 1.753 | 6.043 | 87.8% | 0% | 21.63% | 47.97% | 70.93% | 5.9106 | 5.163 | 0 | 0 | #REF! | 0.09587% | 0
POPP_3 | Poppleton | P2 | P | 56.5472 | 5.84 | 5.84 | 42.8429 | 42.9262 | 0.028 | 24.768 | 0.119 | 0.195 | 20.35 | 85.71% | 0% | 21.85% | 48.21% | 66.35% | 13.7043 | 13.621 | 0 | 0 | #REF! | 0.09651% | 0
CHTE_1 | Chesterfield | P3 | P | 522.3707 | 55.8584 | 30.72 | 468.5839 | 479.1287 | 1.686 | 174.505 | 15.064 | 0.187 | 49.95 | 87.07% | 0% | 24.34% | 48.13% | 83.45% | 53.7868 | 43.242 | 0 | 0 | #REF! | 0.8915% | 0
JORD_3 | Jordanthorpe | P3 | P | 49.1093 | 0.59136 | -2 | 49.0539 | 49.1043 | 0.005 | 2.755 | 0.072 | 0 | 0 | 100% | 0% | 22.22% | 0% | 0% | 0.0554 | 0.005 | 0 | 0 | #REF! | 0.08381% | 0
NEEP_3 | Neepsend | P3 | P | 80.1164 | 13.8764 | 9.97 | 64.6475 | 78.9814 | 0.016 | 7.962 | 20.477 | 1.818 | 0.303 | 87.5% | 0% | 24.5% | 48.02% | 81.85% | 15.4689 | 1.135 | 0 | 0 | #REF! | 0.1367% | 0
NORL_3 | Norton Lees | P3 | P | 58.2198 | 3.2115 | 0.17 | 57.5452 | 57.6488 | 0.005 | 2.546 | 0.148 | 0.088 | 0.642 | 80% | 0% | 21.62% | 47.73% | 81.78% | 0.6746 | 0.571 | 0 | 0 | #REF! | 0.09936% | 0
PITS_3 | Pitsmoor | P3 | P | 50.5692 | 4.6571 | 1.97 | 50.5672 | 50.5672 | 0.002 | 0.899 | 0 | 0 | 0 | 100% | 0% | 0% | 0% | 0% | 0.002 | 0.002 | 0 | 0 | #REF! | 0.0863% | 0
SHEC_3 | Sheffield City | P3 | P | 86.5597 | 13.4507 | 9.74 | 69.8547 | 69.8547 | 0.006 | 3.13 | 0 | 0 | 23.37 | 83.33% | 0% | 0% | 0% | 71.46% | 16.705 | 16.705 | 0 | 0 | #REF! | 0.1477% | 0
TEMP_3 | Templeborough | P3 | P | 15.3377 | 7.4676 | 6.88 | 10.5312 | 11.2977 | 0.022 | 10.975 | 1.095 | 0 | 5.32 | 86.36% | 0% | 21.64% | 0% | 75.58% | 4.8065 | 4.04 | 0 | 0 | #REF! | 0.02618% | 0
THUR_6 | Thurcroft | P3 | P | 147.4531 | 25.8942 | 18.85 | 120.8555 | 140.1391 | 0.052 | 26.245 | 27.548 | 0.011 | 8.229 | 86.54% | 0% | 24.6% | 45.45% | 88.27% | 26.5976 | 7.314 | 0 | 0 | #REF! | 0.2517% | 0
WMEL_1 | West Melton | P3 | P | 496.1064 | 111.4746 | 76.1026 | 461.0966 | 467.3154 | 0.042 | 20.934 | 8.884 | 0 | 31.934 | 85.71% | 0% | 24.54% | 0% | 90.05% | 35.0098 | 28.791 | 0 | 0 | #REF! | 0.8467% | 0
WIBA_3 | Wincobank | P3 | P | 66.7323 | 2.0533 | 0.6 | 27.4493 | 27.4493 | 0.005 | 2.519 | 0 | 0 | 45.596 | 80% | 0% | 0% | 0% | 86.15% | 39.283 | 39.283 | 0 | 0 | #REF! | 0.1139% | 0
CAMB_01 | Camblesforth | P4 | P | 35.8998 | -2.9953 | -5.98 | 30.3006 | 33.7418 | 0.026 | 29.565 | 4.916 | 0 | 2.612 | 88.46% | 0% | 21.62% | 0% | 81.74% | 5.5992 | 2.158 | 0 | 0 | #REF! | 0.06127% | 0
DRAX_1 | Drax | P4 | P | 145.5978 | 24.0756 | 16.09 | 43.6268 | 110.9318 | 0 | 0 | 96.15 | 0 | 39.173 | 0% | 0% | 24.6% | 0% | 88.49% | 101.971 | 34.666 | 0 | 0 | #REF! | 0.2485% | 0
FERRA2 | Ferrybridge A | P5 | P | 92.2657 | 13.8838 | 9.01 | 72.1007 | 73.7877 | 0.01 | 13.274 | 2.41 | 0 | 21.604 | 90% | 0% | 21.62% | 0% | 85.49% | 20.165 | 18.478 | 0 | 0 | #REF! | 0.1575% | 0
FERRB1 | Ferrybridge B | P5 | P | 367.9715 | 31.2613 | 16.5648 | 294.3109 | 294.4285 | 0.014 | 12.293 | 0.168 | 0 | 99.418 | 85.71% | 0% | 21.43% | 0% | 73.96% | 73.6606 | 73.543 | 0 | 0 | #REF! | 0.628% | 0
OSBA_1 | Osbaldwick | P6 | P | 303.7642 | 12.4847 | 12.3752 | 246.6974 | 253.0982 | 0.031 | 15.699 | 9.144 | 0.105 | 56.777 | 87.1% | 0% | 21.63% | 47.62% | 89.1% | 57.0668 | 50.666 | 0 | 0 | #REF! | 0.5184% | 0
THOM_6 | Thorpe Marsh | P6 | P | 200.6983 | 32.4051 | 32.3474 | 104.2504 | 147.7183 | 0.046 | 28.755 | 62.097 | 0 | 65.366 | 86.96% | 0% | 24.57% | 0% | 80.99% | 96.4479 | 52.98 | 0 | 0 | #REF! | 0.3425% | 0
GRIW_1 | Grimsby West | P7 | P | 220.8492 | 22.6845 | 6.06 | 90.3275 | 149.3032 | 0.051 | 55.567 | 84.251 | 0 | 86.41 | 86.27% | 0% | 24.35% | 0% | 82.75% | 130.5217 | 71.546 | 0 | 0 | #REF! | 0.3769% | 0
CREB_1 | Creyke Beck | P8 | P | 446.18 | 133.3755 | 50.87 | 315.7841 | 423.029 | 0.078 | 55.525 | 153.207 | 0 | 29.828 | 87.18% | 0% | 24.16% | 0% | 77.39% | 130.3959 | 23.151 | 0 | 0 | #REF! | 0.7615% | 0
KEAD_1 | Keadby | P8 | P | 249.9594 | 57.2391 | 12.92 | 146.8539 | 238.4734 | 0.047 | 71.876 | 130.885 | 0 | 17.467 | 87.23% | 0% | 24.51% | 0% | 65.52% | 103.1055 | 11.486 | 0 | 0 | #REF! | 0.4266% | 0
SALT_1 | Saltend North | P8 | P | 92.3002 | 14.9367 | 4.1 | 20.1389 | 66.6742 | 0.019 | 16.337 | 66.479 | 0 | 29.23 | 89.47% | 0% | 24.45% | 0% | 87.61% | 72.1613 | 25.626 | 0 | 0 | #REF! | 0.1575% | 0
LACK_6 | Lackenby | Q2 | Q | 298.1104 | 42.26 | 7.88 | 163.7419 | 208.7134 | 0.03 | 20.769 | 64.245 | 0.291 | 115.441 | 86.67% | 0% | 24.51% | 48.11% | 77.3% | 134.3685 | 89.397 | 0 | 0 | #REF! | 0.5088% | 0
SALH_1 | Saltholme | Q2 | Q | 240.1509 | 16.8 | -4.2 | -107.3061 | -97.2611 | 0.018 | 20.083 | 14.35 | 0 | 429.576 | 88.89% | 0% | 24.61% | 0% | 78.54% | 347.457 | 337.412 | 0 | 0 | #REF! | 0.4099% | 0
HARM_6 | Hart Moor | Q4 | Q | 93.9487 | 2.798 | -2.82 | 75.1972 | 93.9397 | 0.008 | 4.183 | 26.775 | 0 | 0.003 | 87.5% | 0% | 24.5% | 0% | 66.67% | 18.7515 | 0.009 | 0 | 0 | #REF! | 0.1603% | 0
HAWP_6 | Hawthorn Pit | Q4 | Q | 113.0203 | 8.1 | 6.1 | 84.4999 | 110.3383 | 0.012 | 11.605 | 36.912 | 0 | 4.303 | 91.67% | 0% | 24.54% | 0% | 62.07% | 28.5204 | 2.682 | 0 | 0 | #REF! | 0.1929% | 0
NORT_1 | Norton | Q4 | Q | 425.3578 | 54.81 | 17.01 | 385.9689 | 422.0308 | 0.034 | 48.554 | 51.517 | 1.022 | 4.138 | 88.24% | 0% | 24.49% | 47.95% | 67.83% | 39.3889 | 3.327 | 0 | 0 | #REF! | 0.7259% | 0
OFFE_3 | Offerton | Q4 | Q | 67.3411 | 6.26 | 6.26 | 57.363 | 61.0681 | 0.034 | 17.193 | 5.293 | 0 | 10.092 | 88.24% | 0% | 24.54% | 0% | 61.86% | 9.9781 | 6.273 | 0 | 0 | #REF! | 0.1149% | 0
SSHI_3 | South Shields | Q4 | Q | 47.9217 | 3.76 | 3.76 | 47.4831 | 47.5797 | 0.021 | 10.499 | 0.138 | 0 | 0.396 | 85.71% | 0% | 21.74% | 0% | 81.82% | 0.4386 | 0.342 | 0 | 0 | #REF! | 0.08179% | 0
TYNE_1 | Tynemouth 1 | Q4 | Q | 161.8247 | 33.2573 | -0.36471 | 155.9847 | 155.9847 | 0 | 0 | 0 | 0 | 9.87 | 0% | 0% | 0% | 0% | 59.17% | 5.84 | 5.84 | 0 | 0 | #REF! | 0.2762% | 0
TYNE_2 | Tynemouth 2 | Q4 | Q | 20.0962 | -0.045291 | -0.045291 | 0.90804 | 1.1502 | 0.031 | 15.733 | 0.346 | 0 | 20.011 | 87.1% | 0% | 21.68% | 0% | 94.54% | 19.1882 | 18.946 | 0 | 0 | #REF! | 0.0343% | 0
WBOL_6 | West Boldon | Q4 | Q | 239.3603 | 6.03 | 6.03 | 239.3437 | 239.3493 | 0.013 | 11.746 | 0.008 | 0 | 0 | 84.62% | 0% | 25% | 0% | 0% | 0.0166 | 0.011 | 0 | 0 | #REF! | 0.4085% | 0
STEN_1 | Stella North | Q5 | Q | 209.1801 | 13.9325 | 0 | 200.7664 | 200.9211 | 0.022 | 10.978 | 0.221 | 0 | 11.626 | 86.36% | 0% | 21.72% | 0% | 70.88% | 8.4137 | 8.259 | 0 | 0 | #REF! | 0.357% | 0
STES_1 | Stella South | Q5 | Q | 255.9878 | 45.7746 | 29.61 | 218.934 | 242.5128 | 0.026 | 18.429 | 33.684 | 0.361 | 20.1 | 84.62% | 0% | 24.22% | 47.92% | 66.07% | 37.0538 | 13.475 | 0 | 0 | #REF! | 0.4369% | 0
BLYTB1 | Blyth 66kV | Q6 | Q | 178.01 | -11.261 | -10.5945 | 109.024 | 173.06 | 0 | 0 | 91.48 | 0 | 7.7 | 0% | 0% | 24.6% | 0% | 64.29% | 68.986 | 4.95 | 0 | 0 | #REF! | 0.3038% | 0
BLYTH132 | Blyth 132kV | Q6 | Q | 73.1822 | -4.555 | -4.3555 | -2.6351 | 70.9062 | 0.033 | 16.655 | 105.059 | 0.039 | 2.726 | 87.88% | 0% | 24.59% | 48.72% | 81.73% | 75.8173 | 2.276 | 0 | 0 | #REF! | 0.1249% | 0
SPEN_1 | Spennymoor | Q7 | Q | 343.1956 | 17.59 | 10.38 | 198.1606 | 224.7816 | 0.049 | 30.091 | 38.03 | 0.195 | 153.453 | 87.76% | 0% | 24.16% | 48.21% | 77.08% | 145.035 | 118.414 | 0 | 0 | #REF! | 0.5857% | 0
FOUR_1 | Fourstones | Q8 | Q | 51.407 | 1.5409 | 0.6 | -38.8212 | 40.5 | 0.014 | 7.16 | 113.316 | 8.211 | 6.155 | 85.71% | 0% | 24.55% | 74.91% | 77.08% | 90.2282 | 10.907 | 0 | 0 | #REF! | 0.08773% | 0
HARK_1 | Harker | Q8 | Q | 336.7745 | -11.982 | -32.93 | 246.1624 | 303.8515 | 9.739 | 56.992 | 82.413 | 5.621 | 28.661 | 86.85% | 0% | 24.35% | 84.68% | 68.75% | 90.6121 | 32.923 | 0 | 0 | #REF! | 0.5748% | 0
RRIG | Robin Rigg | Q8 | Q | 21.9644 | 1.2489 | 0 | 13.503 | 18.4394 | 0.023 | 11.793 | 7.052 | 0.452 | 4.022 | 86.96% | 0% | 21.63% | 48.01% | 81.75% | 8.4614 | 3.525 | 0 | 0 | #REF! | 0.03749% | 0
PENE_1 | Penwortham East | R4 | R | 229.2296 | 44.6977 | 27.1344 | 229.2296 | 229.2296 | 0 | 0 | 0 | 0 | 0 | 0% | 0% | 0% | 0% | 0% | 0 | 0 | 0 | 0 | #REF! | 0.3912% | 0
PENW_1 | Penwortham West | R4 | R | 216.7911 | 40.8396 | 26.2379 | 190.429 | 190.6271 | 1.259 | 65.053 | 0.283 | 1.17 | 36.191 | 86.89% | 0% | 21.55% | 48.03% | 67.72% | 26.3621 | 26.164 | 0 | 0 | #REF! | 0.37% | 0
STAH_1 | Stanah | R4 | R | 166.561 | 30.1093 | 18.9821 | 145.401 | 145.401 | 0 | 10.28 | 0 | 0 | 27.56 | 0% | 0% | 0% | 0% | 76.78% | 21.16 | 21.16 | 0 | 0 | #REF! | 0.2843% | 0
WABO | Walney 2 | R4 | R | 49.4754 | 3.6058 | 0 | 46.7818 | 47.2634 | 0.021 | 10.617 | 0.688 | 0 | 2.684 | 85.71% | 0% | 21.66% | 0% | 81.74% | 2.6936 | 2.212 | 0 | 0 | #REF! | 0.08444% | 0
HEYS_1 | Heysham (HEYS_1) | R5 | R | 69.3014 | -4.0025 | -6.9893 | 20.6984 | 63.2514 | 0 | 23.95 | 60.79 | 0 | 9.8 | 0% | 0% | 24.61% | 0% | 61.73% | 48.603 | 6.05 | 0 | 0 | #REF! | 0.1183% | 0
HEYS1 | Heysham (HEYS1) | R5 | R | 12.0049 | -0.46823 | -1.2107 | 12.0049 | 12.0049 | 0 | 0 | 0 | 0 | 0 | 0% | 0% | 0% | 0% | 0% | 0 | 0 | 0 | 0 | #REF! | 0.02049% | 0
ORMO | Ormonde | R5 | R | 37.4378 | 1.8921 | 0 | 29.3899 | 31.1308 | 0.034 | 16.916 | 2.487 | 3.889 | 5.396 | 85.29% | 0% | 21.63% | 48.01% | 81.75% | 8.0479 | 6.307 | 0 | 0 | #REF! | 0.06389% | 0
HUTT_1 | Hutton | R6 | R | 290.0543 | 101.7456 | 87.58 | 152.6316 | 208.5693 | 0.011 | 15.924 | 79.911 | 2.299 | 99.63 | 81.82% | 0% | 24.59% | 48.02% | 80.67% | 137.4227 | 81.485 | 0 | 0 | #REF! | 0.495% | 0
BAIN | Bainsford | S5 | S | 27.3791 | 5.24 | 2.0383 | 27.3751 | 27.3751 | 0.002 | 1.252 | 0 | 0 | 0.003 | 100% | 0% | 0% | 0% | 66.67% | 0.004 | 0.004 | 0 | 0 | #REF! | 0.04673% | 0
BAGA | Bathgate | S5 | S | 50.8058 | 5.4286 | 0.23044 | 14.4466 | 50.8018 | 0.005 | 2.373 | 51.936 | 0 | 0 | 80% | 0% | 24.5% | 0% | 0% | 36.3592 | 0.004 | 0 | 0 | #REF! | 0.08671% | 0
BONN | Bonnybridge | S5 | S | 58.8077 | 8.938 | 3.6819 | 44.3546 | 56.8307 | 0.006 | 2.874 | 17.823 | 0.191 | 2.394 | 83.33% | 0% | 24.37% | 48.17% | 78.53% | 14.4531 | 1.977 | 0 | 0 | #REF! | 0.1004% | 0
CUMB | Cumbernauld | S5 | S | 50.8775 | 10.1902 | 5.8524 | 36.4578 | 39.3635 | 0.005 | 2.277 | 4.151 | 0 | 18.85 | 80% | 0% | 24.5% | 0% | 61.06% | 14.4197 | 11.514 | 0 | 0 | #REF! | 0.08683% | 0
CUPA | Cupar | S5 | S | 45.9261 | 6.8175 | 6.3624 | 42.1034 | 45.0441 | 0.014 | 11.124 | 4.201 | 0 | 1.4 | 85.71% | 0% | 21.64% | 0% | 62.14% | 3.8227 | 0.882 | 0 | 0 | #REF! | 0.07838% | 0
DEVO | Devonside | S5 | S | 66.3104 | 8.7243 | 7.0063 | 15.4636 | 66.0904 | 0.008 | 8.912 | 72.324 | 0.435 | 0.006 | 87.5% | 0% | 24.57% | 48.05% | 66.67% | 50.8468 | 0.22 | 0 | 0 | #REF! | 0.1132% | 0
DRUM | Drumchapel | S5 | S | 55.4381 | 4.1372 | 2.5331 | 55.4351 | 55.4351 | 0.004 | 1.8 | 0 | 0 | 0 | 75% | 0% | 0% | 0% | 0% | 0.003 | 0.003 | 0 | 0 | #REF! | 0.09461% | 0
DRCR | Drumcross | S5 | S | 18.6752 | 9.6915 | 3.77 | 18.6752 | 18.6752 | 0 | 0 | 0 | 0 | 0 | 0% | 0% | 0% | 0% | 0% | 0 | 0 | 0 | 0 | #REF! | 0.03187% | 0
DUNF | Dunfermline | S5 | S | 32.0647 | 7.8944 | 3.3938 | 28.5649 | 29.5897 | 0.003 | 1.533 | 1.464 | 0.838 | 3.44 | 100% | 0% | 21.65% | 47.97% | 60.17% | 3.4998 | 2.475 | 0 | 0 | #REF! | 0.05472% | 0
DUNO_P | Dunoon | S5 | S | 17.5224 | 0.50987 | 0.20631 | 10.1721 | 10.2484 | 0.001 | 0.691 | 0.109 | 9.161 | 0 | 100% | 0% | 22.02% | 79.39% | 0% | 7.3503 | 7.274 | 0 | 0 | #REF! | 0.0299% | 0
FINN | Finnieston | S5 | S | 20.0859 | 5.3644 | 3.0817 | 20.0859 | 20.0859 | 0 | 0.004 | 0 | 0 | 0 | 0% | 0% | 0% | 0% | 0% | 0 | 0 | 0 | 0 | #REF! | 0.03428% | 0
GLNI | Glenniston | S5 | S | 27.5962 | 3.7336 | 1.5842 | 3.6972 | 27.5952 | 0.001 | 0.454 | 34.14 | 0 | 0 | 100% | 0% | 24.6% | 0% | 0% | 23.899 | 0.001 | 0 | 0 | #REF! | 0.0471% | 0
GLRO | Glenrothes | S5 | S | 30.4463 | 7.8653 | 5.6931 | 28.2592 | 28.4433 | 0.004 | 1.864 | 0.263 | 1.583 | 2 | 75% | 0% | 21.67% | 48.01% | 62% | 2.1871 | 2.003 | 0 | 0 | #REF! | 0.05196% | 0
HELE | Helensburgh | S5 | S | 16.2104 | 0.99274 | 0.99121 | 16.2094 | 16.2094 | 0.002 | 0.816 | 0 | 0 | 0 | 50% | 0% | 0% | 0% | 0% | 0.001 | 0.001 | 0 | 0 | #REF! | 0.02767% | 0
INKE | Inverkeithing | S5 | S | 41.3577 | 5.4036 | 4.0326 | 39.9948 | 41.1757 | 0.005 | 2.45 | 1.687 | 0.37 | 0 | 80% | 0% | 24.78% | 48.11% | 0% | 1.3629 | 0.182 | 0 | 0 | #REF! | 0.07058% | 0
KIER | Killermont | S5 | S | 59.2991 | 16.1415 | 10.3781 | 52.8329 | 52.9701 | 0.005 | 2.656 | 0.196 | 0.973 | 8.532 | 100% | 0% | 21.43% | 48% | 68.65% | 6.4662 | 6.329 | 0 | 0 | #REF! | 0.1012% | 0
LEVE | Leven | S5 | S | 54.5203 | 6.9954 | 6.1337 | 28.1306 | 37.5463 | 0.004 | 2.145 | 13.451 | 0 | 23.09 | 100% | 0% | 23.51% | 0% | 73.5% | 26.3897 | 16.974 | 0 | 0 | #REF! | 0.09305% | 0
PART | Partick | S5 | S | 30.1887 | 9.9613 | 4.1868 | 30.1887 | 30.1887 | 0 | 0.193 | 0 | 0 | 0 | 0% | 0% | 0% | 0% | 0% | 0 | 0 | 0 | 0 | #REF! | 0.05152% | 0
PORD | Port Dundas | S5 | S | 51.6224 | 7.4793 | 6.2743 | 51.6204 | 51.6204 | 0.002 | 1.201 | 0 | 0 | 0 | 100% | 0% | 0% | 0% | 0% | 0.002 | 0.002 | 0 | 0 | #REF! | 0.0881% | 0
REDH | Redhouse | S5 | S | 39.2341 | 17.8248 | 3.9987 | 20.2884 | 39.2311 | 0.003 | 9.832 | 27.061 | 0 | 0 | 100% | 0% | 24.48% | 0% | 0% | 18.9457 | 0.003 | 0 | 0 | #REF! | 0.06696% | 0
STIR | Stirling | S5 | S | 74.2288 | 15.1821 | 12.962 | 44.3975 | 59.0058 | 0.013 | 6.78 | 20.869 | 1.469 | 16.598 | 92.31% | 0% | 24.57% | 47.99% | 87.4% | 29.8313 | 15.223 | 0 | 0 | #REF! | 0.1267% | 0
STLE | Strathleven | S5 | S | 44.9976 | 3.8449 | 1.0336 | 20.61 | 36.8416 | 0.004 | 2.006 | 23.188 | 1.361 | 11.11 | 75% | 0% | 24.6% | 47.98% | 67.51% | 24.3876 | 8.156 | 0 | 0 | #REF! | 0.0768% | 0
WGEO | West George Street | S5 | S | 32.7153 | 10.8035 | 4.3715 | 32.7153 | 32.7153 | 0 | 0.081 | 0 | 0 | 0 | 0% | 0% | 0% | 0% | 0% | 0 | 0 | 0 | 0 | #REF! | 0.05583% | 0
WFIE | Westfield | S5 | S | 35.9424 | 12.9683 | 5.2475 | 12.5329 | 24.9404 | 0.003 | 1.377 | 17.725 | 0 | 12.5 | 66.67% | 0% | 24.57% | 0% | 88% | 23.4095 | 11.002 | 0 | 0 | #REF! | 0.06134% | 0
AYRR | Ayr | S6 | S | 42.5422 | 8.5915 | 5.5372 | 42.528 | 42.5392 | 0.003 | 1.759 | 0.016 | 0 | 0 | 100% | 0% | 25% | 0% | 0% | 0.0142 | 0.003 | 0 | 0 | #REF! | 0.0726% | 0
BERW | Berwick | S6 | S | 47.8144 | 7.5368 | 3.3125 | -27.8968 | 47.8054 | 0.01 | 4.954 | 108.146 | 0 | 0 | 90% | 0% | 24.52% | 0% | 0% | 75.7112 | 0.009 | 0 | 0 | #REF! | 0.0816% | 0
BRAP | Braehead Park | S6 | S | 29.9201 | 6.748 | 5.5 | 29.9191 | 29.9191 | 0.001 | 0.663 | 0 | 0 | 0 | 100% | 0% | 0% | 0% | 0% | 0.001 | 0.001 | 0 | 0 | #REF! | 0.05106% | 0
BROX | Broxburn | S6 | S | 43.3803 | 11.2557 | 8.3889 | 42.5963 | 42.5963 | 0.003 | 1.754 | 0 | 0 | 0.956 | 100% | 0% | 0% | 0% | 81.69% | 0.784 | 0.784 | 0 | 0 | #REF! | 0.07404% | 0
CATY | Carntyne | S6 | S | 22.0731 | 5.7699 | 2.7788 | 22.0595 | 22.0721 | 0.001 | 0.69 | 0.018 | 0 | 0 | 100% | 0% | 22.22% | 0% | 0% | 0.0136 | 0.001 | 0 | 0 | #REF! | 0.03767% | 0
CAFA | Carsfad | S6 | S | 0.37666 | 0.057142 | 0.047383 | -11.1113 | -11.1113 | 0 | 0 | 0 | 14.724 | 0 | 0% | 0% | 0% | 78.02% | 0% | 11.488 | 11.488 | 0 | 0 | #REF! | 0.0006428% | 0
CHAP | Chapelcross | S6 | S | 56.209 | 20.3437 | 12.0894 | 28.4579 | 48.718 | 0.02 | 10.112 | 28.943 | 0.549 | 8.821 | 85% | 0% | 24.24% | 47.91% | 81.75% | 27.7511 | 7.491 | 0 | 0 | #REF! | 0.09593% | 0
CHAS | Charlotte Street | S6 | S | 61.13 | 9.8584 | 7.4434 | 61.13 | 61.13 | 0 | 0.116 | 0 | 0 | 0 | 0% | 0% | 0% | 0% | 0% | 0 | 0 | 0 | 0 | #REF! | 0.1043% | 0
CLYM | Clyde’s Mill | S6 | S | 64.2963 | 13.8688 | 5.4881 | 59.9063 | 60.0113 | 0.006 | 2.97 | 0.15 | 0 | 7.21 | 83.33% | 0% | 21.33% | 0% | 59.36% | 4.39 | 4.285 | 0 | 0 | #REF! | 0.1097% | 0
COAT | Coatbridge | S6 | S | 51.8294 | 9.4065 | 6.0456 | 51.8274 | 51.8274 | 0.002 | 0.925 | 0 | 0 | 0 | 100% | 0% | 0% | 0% | 0% | 0.002 | 0.002 | 0 | 0 | #REF! | 0.08845% | 0
COCK | Cockenzie | S6 | S | 37.1056 | 5.2868 | 3.1532 | 36.281 | 37.0706 | 0.007 | 3.569 | 1.128 | 0.057 | 0.003 | 85.71% | 0% | 21.63% | 47.37% | 66.67% | 0.8246 | 0.035 | 0 | 0 | #REF! | 0.06333% | 0
COYL | Coylton | S6 | S | 52.6663 | 7.8242 | 6.0777 | -0.038026 | 48.1843 | 0.007 | 3.383 | 68.889 | 0.099 | 7.29 | 85.71% | 0% | 24.51% | 48.48% | 60.74% | 52.7043 | 4.482 | 0 | 0 | #REF! | 0.08988% | 0
CURR | Currie | S6 | S | 9.0994 | 2.2486 | 0.90988 | 9.0994 | 9.0994 | 0 | 0 | 0 | 0 | 0 | 0% | 0% | 0% | 0% | 0% | 0 | 0 | 0 | 0 | #REF! | 0.01553% | 0
DALM3 | Dalmarnock | S6 | S | 37.3443 | 5.2342 | 2.118 | 25.4439 | 25.5013 | 0.003 | 1.576 | 0.082 | 0 | 16 | 100% | 0% | 21.95% | 0% | 74% | 11.9004 | 11.843 | 0 | 0 | #REF! | 0.06373% | 0
DEVM | Devol Moor | S6 | S | 29.1551 | 3.4056 | 0.85736 | 29.1156 | 29.1331 | 0.001 | 0.683 | 0.025 | 0.043 | 0 | 100% | 0% | 24% | 48.84% | 0% | 0.0395 | 0.022 | 0 | 0 | #REF! | 0.04976% | 0
DEWP | Dewar Place | S6 | S | 37.0317 | 15.0448 | 4.1399 | 35.9817 | 35.9817 | 0 | 0.106 | 0 | 0 | 1.41 | 0% | 0% | 0% | 0% | 74.47% | 1.05 | 1.05 | 0 | 0 | #REF! | 0.0632% | 0
DUNB | Dunbar | S6 | S | 30.4503 | 5.7995 | 0.45748 | 14.0477 | 25.5963 | 0.005 | 2.518 | 16.498 | 0 | 6.8 | 80% | 0% | 24.19% | 0% | 71.32% | 16.4026 | 4.854 | 0 | 0 | #REF! | 0.05197% | 0
EAST | Earlstoun | S6 | S | 0.49667 | 0.31226 | 0.12635 | -11.5533 | -11.5533 | 0 | 0 | 0 | 14.2 | 0 | 0% | 0% | 0% | 84.86% | 0% | 12.05 | 12.05 | 0 | 0 | #REF! | 0.0008477% | 0
EKIL | East Kilbride | S6 | S | 47.591 | 8.4066 | 4.6545 | 46.7927 | 47.051 | 0.004 | 2.183 | 0.369 | 1.111 | 0.003 | 100% | 0% | 21.68% | 48.06% | 66.67% | 0.7983 | 0.54 | 0 | 0 | #REF! | 0.08122% | 0
EKIS | East Kilbride South | S6 | S | 33.4389 | 11.4381 | 5.0306 | -18.8881 | 29.6989 | 0 | 0 | 69.41 | 0 | 6.3 | 0% | 0% | 24.59% | 0% | 59.37% | 52.327 | 3.74 | 0 | 0 | #REF! | 0.05707% | 0
EERH | Easterhouse | S6 | S | 63.1908 | 5.2835 | 4.5325 | 63.1736 | 63.1848 | 0.006 | 3.208 | 0.016 | 0 | 0 | 100% | 0% | 25% | 0% | 0% | 0.0172 | 0.006 | 0 | 0 | #REF! | 0.1078% | 0
ECCL | Eccles | S6 | S | 25.137 | 2.6252 | 0.25416 | 2.999 | 25.126 | 0.013 | 6.312 | 31.61 | 0 | 0 | 84.62% | 0% | 24.41% | 0% | 0% | 22.138 | 0.011 | 0 | 0 | #REF! | 0.0429% | 0
ELDE | Elderslie | S6 | S | 26.5352 | 5.4183 | 4.0885 | 26.3472 | 26.3472 | 0.002 | 0.838 | 0 | 0 | 0.229 | 50% | 0% | 0% | 0% | 81.66% | 0.188 | 0.188 | 0 | 0 | #REF! | 0.04529% | 0
ERSK | Erskine | S6 | S | 18.57 | 3.9215 | 2.7483 | 18.569 | 18.569 | 0.002 | 0.784 | 0 | 0 | 0 | 50% | 0% | 0% | 0% | 0% | 0.001 | 0.001 | 0 | 0 | #REF! | 0.03169% | 0
GALA | Galashiels | S6 | S | 39.3546 | 8.291 | 3.3549 | 23.2968 | 36.3406 | 0.007 | 3.486 | 18.634 | 0.846 | 3.182 | 85.71% | 0% | 24.47% | 47.99% | 81.77% | 16.0578 | 3.014 | 0 | 0 | #REF! | 0.06716% | 0
GIFF | Giffnock | S6 | S | 43.7942 | 2.6451 | 1.857 | 40.6013 | 43.7912 | 0.003 | 1.577 | 4.557 | 0 | 0 | 100% | 0% | 24.49% | 0% | 0% | 3.1929 | 0.003 | 0 | 0 | #REF! | 0.07474% | 0
GLLE | Glenlee | S6 | S | 2.3144 | 1.4572 | 0.58965 | -17.2056 | -17.2056 | 0 | 0 | 0 | 23 | 0 | 0% | 0% | 0% | 84.87% | 0% | 19.52 | 19.52 | 0 | 0 | #REF! | 0.00395% | 0
GLLU | Glenluce | S6 | S | 26.5527 | 4.9544 | 2.3857 | -31.3046 | 25.9547 | 0.002 | 1.18 | 81.799 | 0.058 | 0.695 | 100% | 0% | 24.4% | 48.28% | 81.73% | 57.8573 | 0.598 | 0 | 0 | #REF! | 0.04532% | 0
GORG | Gorgie | S6 | S | 24.889 | 7.5603 | 5.3881 | 24.889 | 24.889 | 0 | 0 | 0 | 0 | 0 | 0% | 0% | 0% | 0% | 0% | 0 | 0 | 0 | 0 | #REF! | 0.04248% | 0
GOVA | Govan | S6 | S | 29.2002 | 4.5029 | 3.5938 | 29.1992 | 29.1992 | 0.001 | 0.538 | 0 | 0 | 0 | 100% | 0% | 0% | 0% | 0% | 0.001 | 0.001 | 0 | 0 | #REF! | 0.04983% | 0
HAGR | Haggs Road | S6 | S | 36.3534 | 10.28 | 4.1597 | 36.3504 | 36.3504 | 0.001 | 0.382 | 0 | 0 | 0.003 | 100% | 0% | 0% | 0% | 66.67% | 0.003 | 0.003 | 0 | 0 | #REF! | 0.06204% | 0
HAWI | Hawick | S6 | S | 24.4948 | 8.5046 | 1.9655 | 12.4335 | 24.0248 | 0.003 | 1.716 | 16.559 | 0.028 | 0.556 | 100% | 0% | 24.56% | 46.43% | 81.65% | 12.0613 | 0.47 | 0 | 0 | #REF! | 0.0418% | 0
HUER | Hunterston Farm | S6 | S | 8.6273 | 9.7496 | 2.894 | -8.2083 | 8.6253 | 0.001 | 0.689 | 24.048 | 0.002 | 0 | 100% | 0% | 24.58% | 50% | 0% | 16.8356 | 0.002 | 0 | 0 | #REF! | 0.01472% | 0
JOHN | Johnstone | S6 | S | 36.8247 | 10.5062 | 4.2512 | 35.7648 | 36.8197 | 0.003 | 1.675 | 1.507 | 0 | 0.003 | 100% | 0% | 21.63% | 0% | 66.67% | 1.0599 | 0.005 | 0 | 0 | #REF! | 0.06285% | 0
KAIM | Kaimes | S6 | S | 92.228 | 9.5736 | 7.396 | 88.7822 | 89.156 | 0.011 | 5.704 | 0.534 | 0.796 | 3.85 | 90.91% | 0% | 21.54% | 47.99% | 69.61% | 3.4458 | 3.072 | 0 | 0 | #REF! | 0.1574% | 0
KEOO | Kendoon | S6 | S | 1.5152 | 7.156 | 0.27728 | -19.8748 | -19.8748 | 0 | 0 | 0 | 25.2 | 0 | 0% | 0% | 0% | 84.88% | 0% | 21.39 | 21.39 | 0 | 0 | #REF! | 0.002586% | 0
KILS | Kilmarnock South | S6 | S | 32.7561 | 11.7356 | 3.77 | 21.4354 | 32.7551 | 0.001 | 0.651 | 16.171 | 0 | 0 | 100% | 0% | 24.32% | 0% | 0% | 11.3207 | 0.001 | 0 | 0 | #REF! | 0.0559% | 0
KILT | Kilmarnock Town | S6 | S | 65.62 | 10.2929 | 9.7579 | 54.1414 | 59.061 | 0.006 | 2.958 | 7.028 | 0.005 | 8.217 | 83.33% | 0% | 23.85% | 40% | 79.74% | 11.4786 | 6.559 | 0 | 0 | #REF! | 0.112% | 0
KILW | Kilwinning | S6 | S | 25.665 | 5.2752 | 2.7974 | 11.0755 | 11.093 | 0.003 | 6.396 | 0.025 | 0 | 17 | 66.67% | 0% | 24% | 0% | 85.71% | 14.5895 | 14.572 | 0 | 0 | #REF! | 0.0438% | 0
LINM | Linnmill | S6 | S | 75.223 | 5.4752 | 3.5921 | -10.4687 | 58.111 | 0.011 | 5.391 | 97.971 | 19.361 | 2.6 | 81.82% | 0% | 24.12% | 80.38% | 59.23% | 85.6917 | 17.112 | 0 | 0 | #REF! | 0.1284% | 0
LING | Livingston East | S6 | S | 66.7227 | 3.3945 | 0.18638 | 22.8379 | 66.7097 | 0.006 | 3.262 | 62.674 | 0 | 0.008 | 100% | 0% | 24.59% | 0% | 87.5% | 43.8848 | 0.013 | 0 | 0 | #REF! | 0.1139% | 0
MAYB | Maybole | S6 | S | 23.9612 | 9.8214 | 6.1438 | 12.4382 | 13.9432 | 0.002 | 1.146 | 2.15 | 1.551 | 12.32 | 100% | 0% | 21.63% | 47.97% | 75.26% | 11.523 | 10.018 | 0 | 0 | #REF! | 0.04089% | 0
NEAR | Newarthill | S6 | S | 80.7167 | 9.5526 | 5.2695 | 62.542 | 66.3157 | 0.004 | 2.222 | 5.391 | 0 | 17.299 | 100% | 0% | 22.87% | 0% | 83.22% | 18.1747 | 14.401 | 0 | 0 | #REF! | 0.1378% | 0
NETS | Newton Stewart | S6 | S | 10.517 | 3.6333 | 2.6263 | 7.1883 | 8.82 | 0.002 | 1.228 | 2.331 | 0.413 | 1.831 | 100% | 0% | 21.62% | 47.94% | 81.76% | 3.3287 | 1.697 | 0 | 0 | #REF! | 0.01795% | 0
PAIS | Paisley | S6 | S | 28.9895 | 6.4561 | 4.197 | 28.9875 | 28.9875 | 0.003 | 1.41 | 0 | 0 | 0 | 66.67% | 0% | 0% | 0% | 0% | 0.002 | 0.002 | 0 | 0 | #REF! | 0.04948% | 0
POOB | Portobello | S6 | S | 76.9409 | 9.9635 | 8.0907 | 67.3728 | 72.0649 | 0.007 | 3.381 | 6.703 | 0 | 8.78 | 85.71% | 0% | 24.36% | 0% | 55.47% | 9.5681 | 4.876 | 0 | 0 | #REF! | 0.1313% | 0
RAVE | Ravenscraig | S6 | S | 2.1072 | 3.1969 | 0.38971 | 2.1072 | 2.1072 | 0 | 0 | 0 | 0 | 0 | 0% | 0% | 0% | 0% | 0% | 0 | 0 | 0 | 0 | #REF! | 0.003596% | 0
SHRU | Shrubhill | S6 | S | 74.0439 | 9.404 | 5.2424 | 74.038 | 74.0429 | 0.001 | 0.488 | 0.007 | 0 | 0 | 100% | 0% | 28.57% | 0% | 0% | 0.0059 | 0.001 | 0 | 0 | #REF! | 0.1264% | 0
SIGH | Sighthill | S6 | S | 86.1584 | 7.4627 | 5.383 | 84.9286 | 84.9314 | 0.004 | 2.107 | 0.004 | 0.185 | 1.387 | 100% | 0% | 25% | 48.11% | 81.76% | 1.2298 | 1.227 | 0 | 0 | #REF! | 0.147% | 0
SPAV | Spango Valley | S6 | S | 23.3706 | 2.2745 | 2.1858 | 22.4664 | 23.0096 | 0.001 | 0.727 | 0.776 | 0.751 | 0 | 100% | 0% | 21.65% | 47.94% | 0% | 0.9042 | 0.361 | 0 | 0 | #REF! | 0.03989% | 0
SANX | St Andrews Cross | S6 | S | 29.1976 | 10.1408 | 4.5071 | 29.1976 | 29.1976 | 0 | 0 | 0 | 0 | 0 | 0% | 0% | 0% | 0% | 0% | 0 | 0 | 0 | 0 | #REF! | 0.04983% | 0
STHA | Strathaven | S6 | S | 43.4106 | 13.5137 | 12.5808 | 32.9347 | 43.3276 | 0.003 | 1.48 | 14.847 | 0.166 | 0 | 100% | 0% | 24.15% | 48.19% | 0% | 10.4759 | 0.083 | 0 | 0 | #REF! | 0.07409% | 0
TELR | Telford Road | S6 | S | 21.8613 | 2.2535 | 2.2535 | 21.8603 | 21.8603 | 0.002 | 0.794 | 0 | 0 | 0 | 50% | 0% | 0% | 0% | 0% | 0.001 | 0.001 | 0 | 0 | #REF! | 0.03731% | 0
TONG | Tongland | S6 | S | 21.2136 | 9.9154 | 4.9984 | 16.5106 | 19.9266 | 0.005 | 2.689 | 4.88 | 2.084 | 0.345 | 100% | 0% | 23.18% | 47.98% | 81.74% | 4.703 | 1.287 | 0 | 0 | #REF! | 0.0362% | 0
WHHO | Whitehouse | S6 | S | 46.3456 | 9.966 | 4.0326 | 44.9736 | 44.9736 | 0.002 | 0.99 | 0 | 0.302 | 1.646 | 100% | 0% | 0% | 48.01% | 74.42% | 1.372 | 1.372 | 0 | 0 | #REF! | 0.0791% | 0
WISH | Wishaw | S6 | S | 75.4828 | 29.5938 | 11.9748 | 62.3171 | 75.4778 | 0.006 | 3.05 | 18.801 | 0 | 0 | 83.33% | 0% | 23.66% | 0% | 0% | 13.1657 | 0.005 | 0 | 0 | #REF! | 0.1288% | 0
CROO | Crookston | S6 | S | 0 | 0 | 0 | 0 | 0 | 0 | 0 | 0 | 0 | 0 | 0% | 0% | 0% | 0% | 0% | 0 | 0 | 0 | 0 | #REF! | 0% | 0
DUMF | Dumfries | S6 | S | 0 | 0 | 0 | 0 | 0 | 0 | 0 | 0 | 0 | 0 | 0% | 0% | 0% | 0% | 0% | 0 | 0 | 0 | 0 | #REF! | 0% | 0
GRMO | Grangemouth | S6 | S | 0 | 0 | 0 | 0 | 0 | 0 | 0 | 0 | 0 | 0 | 0% | 0% | 0% | 0% | 0% | 0 | 0 | 0 | 0 | #REF! | 0% | 0
KILB | Kilbowie | S6 | S | 0 | 0 | 0 | 0 | 0 | 0 | 0 | 0 | 0 | 0 | 0% | 0% | 0% | 0% | 0% | 0 | 0 | 0 | 0 | #REF! | 0% | 0
SACO | Saltcoats | S6 | S | 0 | 0 | 0 | 0 | 0 | 0 | 0 | 0 | 0 | 0 | 0% | 0% | 0% | 0% | 0% | 0 | 0 | 0 | 0 | #REF! | 0% | 0
ARMO_P | Ardmore | T1 | T | 28.8277 | -5.9858 | -9.2269 | -0.78811 | 23.0567 | 0.003 | 1.308 | 34.064 | 1.239 | 5 | 66.67% | 0% | 23.77% | 83.86% | 94.6% | 29.6158 | 5.771 | 0 | 0 | #REF! | 0.0492% | 0
BEAU_P | Beauly | T1 | T | 28.2967 | 5.7124 | 4.2585 | 22.3559 | 24.2627 | 0.005 | 2.551 | 2.724 | 8.395 | 0 | 80% | 0% | 21.62% | 48% | 0% | 5.9408 | 4.034 | 0 | 0 | #REF! | 0.04829% | 0
BERB_P | Berryburn | T1 | T | 0 | 0 | 0 | -1.9508 | -0.457 | 0.004 | 1.799 | 2.134 | 0 | 0.556 | 75% | 0% | 21.65% | 0% | 81.65% | 1.9508 | 0.457 | 0 | 0 | #REF! | 0% | 0
BOAG_P | Boat of Garten | T1 | T | 21.1069 | 2.2732 | 1.6946 | 15.0836 | 15.1109 | 0.003 | 1.673 | 0.039 | 7.143 | 0 | 100% | 0% | 20.51% | 83.9% | 0% | 6.0233 | 5.996 | 0 | 0 | #REF! | 0.03602% | 0
BROA_P | Broadford | T1 | T | 9.0019 | 1.2977 | 0.96737 | 0.90274 | 1.2569 | 0.003 | 1.583 | 0.506 | 15.205 | 0 | 100% | 0% | 21.74% | 50.92% | 0% | 8.0992 | 7.745 | 0 | 0 | #REF! | 0.01536% | 0
CEAN_P | Ceannacroc | T1 | T | 0 | 0 | 0 | -4.015 | -4.015 | 0 | 0 | 0 | 5.885 | 0 | 0% | 0% | 0% | 68.22% | 0% | 4.015 | 4.015 | 0 | 0 | #REF! | 0% | 0
DALL_P | Dallas | T1 | T | 0 | 0 | 0 | 0 | 0 | 0 | 0 | 0 | 0 | 0 | 0% | 0% | 0% | 0% | 0% | 0 | 0 | 0 | 0 | #REF! | 0% | 0
DUGR_P | Dunvegan | T1 | T | 7.75 | 1.0258 | 0.76474 | 3.0787 | 5.318 | 0.001 | 0.361 | 3.199 | 2.99 | 0.003 | 100% | 0% | 21.63% | 81.24% | 66.67% | 4.6713 | 2.432 | 0 | 0 | #REF! | 0.01323% | 0
ELGI_P | Elgin | T1 | T | 46.1026 | 9.5463 | 7.1149 | 45.9795 | 46.0516 | 0.007 | 5.034 | 0.103 | 0.094 | 0 | 85.71% | 0% | 21.36% | 47.87% | 0% | 0.1231 | 0.051 | 0 | 0 | #REF! | 0.07868% | 0
FASN_P | Fasnakyle | T1 | T | 0.33319 | 0 | 0 | -1.7868 | -1.7868 | 0 | 0 | 0 | 2.5 | 0 | 0% | 0% | 0% | 84.8% | 0% | 2.12 | 2.12 | 0 | 0 | #REF! | 0.0005686% | 0
FAUG_P | Fort Augustus | T1 | T | 1.5717 | -0.87844 | -1.3541 | -6.4993 | -6.4993 | 0 | 0.062 | 0 | 10.371 | 0 | 0% | 0% | 0% | 77.82% | 0% | 8.071 | 8.071 | 0 | 0 | #REF! | 0.002682% | 0
FWIL_P | Fort William | T1 | T | 24.3117 | 4.8222 | 3.5948 | 2.6362 | 2.6467 | 0.001 | 0.609 | 0.015 | 27.73 | 0 | 100% | 0% | 20% | 78.12% | 0% | 21.6755 | 21.665 | 0 | 0 | #REF! | 0.04149% | 0
GLEF_P | Glenfarclas | T1 | T | 0 | 0 | 0 | -3.0106 | -0.016 | 0.003 | 1.304 | 4.278 | 0.029 | 0 | 66.67% | 0% | 21.62% | 48.28% | 0% | 3.0106 | 0.016 | 0 | 0 | #REF! | 0% | 0
GRUB_P | Grudie Bridge | T1 | T | 3.7166 | 0 | 0 | -21.4314 | -21.4104 | 0 | 0.205 | 0.03 | 29.88 | 0 | 0% | 0% | 23.33% | 84.09% | 0% | 25.148 | 25.127 | 0 | 0 | #REF! | 0.006343% | 0
INNE_P | Inverness | T1 | T | 64.0053 | 11.2766 | 8.4065 | 57.4187 | 58.5933 | 0.007 | 3.509 | 1.678 | 5.37 | 1.209 | 85.71% | 0% | 21.63% | 82.27% | 81.72% | 6.5866 | 5.412 | 0 | 0 | #REF! | 0.1092% | 0
KEIT_P | Keith | T1 | T | 23.7451 | -0.22438 | -0.34577 | -9.6663 | 7.3731 | 0.002 | 0.909 | 24.342 | 0 | 18.94 | 100% | 0% | 24.45% | 0% | 86.43% | 33.4114 | 16.372 | 0 | 0 | #REF! | 0.04052% | 0
KINL_P | Kinlochleven | T1 | T | 3.0942 | 7.1531 | 5.3325 | -2.8458 | -2.8458 | 0 | 0.06 | 0 | 7 | 0 | 0% | 0% | 0% | 84.86% | 0% | 5.94 | 5.94 | 0 | 0 | #REF! | 0.005281% | 0
MACD_P | Macduff | T1 | T | 12.5549 | -0.56191 | -0.86646 | -28.3458 | 11.1979 | 0.007 | 5.746 | 56.491 | 0.117 | 1.584 | 85.71% | 0% | 23.41% | 47.86% | 81.76% | 40.9007 | 1.357 | 0 | 0 | #REF! | 0.02143% | 0
NAIR_P | Nairn | T1 | T | 29.6635 | 9.9211 | 7.3959 | 29.2602 | 29.5745 | 0.003 | 1.501 | 0.449 | 0.179 | 0 | 100% | 0% | 21.6% | 48.04% | 0% | 0.4033 | 0.089 | 0 | 0 | #REF! | 0.05063% | 0
ORRI_P | Orrin | T1 | T | 0 | 0 | 0 | -0.9675 | -0.957 | 0 | 0.231 | 0.015 | 1.993 | 0 | 0% | 0% | 20% | 48.02% | 0% | 0.9675 | 0.957 | 0 | 0 | #REF! | 0% | 0
QUOI_P | Quoich | T1 | T | 0 | 0 | 0 | -2.93 | -2.93 | 0 | 0 | 0 | 3.45 | 0 | 0% | 0% | 0% | 84.93% | 0% | 2.93 | 2.93 | 0 | 0 | #REF! | 0% | 0
CAIF_P | Cairnford | T2 | T | 0 | 0 | 0 | -1.7237 | -0.071 | 0.002 | 0.918 | 2.361 | 0.144 | 0 | 100% | 0% | 21.64% | 47.92% | 0% | 1.7237 | 0.071 | 0 | 0 | #REF! | 0% | 0
CLAY_P | Clayhills | T2 | T | 27.8622 | 6.1685 | 4.5849 | 27.2855 | 27.3702 | 0.003 | 1.357 | 0.121 | 0 | 1 | 66.67% | 0% | 21.49% | 0% | 49% | 0.5767 | 0.492 | 0 | 0 | #REF! | 0.04755% | 0
CRAI_P | Craigiebuckler | T2 | T | 22.8711 | 0.4514 | 0.3371 | 22.3126 | 22.8691 | 0 | 0.235 | 0.795 | 0 | 0.003 | 0% | 0% | 21.64% | 0% | 66.67% | 0.5585 | 0.002 | 0 | 0 | #REF! | 0.03903% | 0
DYCE_P | Dyce | T2 | T | 32.7502 | 7.1592 | 5.3361 | 14.0461 | 31.5762 | 0.006 | 3.094 | 25.043 | 0.069 | 1.389 | 83.33% | 0% | 23.69% | 47.83% | 81.79% | 18.7041 | 1.174 | 0 | 0 | #REF! | 0.05589% | 0
FETT_P | Fetteresso | T2 | T | 0 | 0 | 0 | -0.8647 | -0.206 | 0.003 | 1.429 | 0.941 | 0 | 0.25 | 66.67% | 0% | 21.57% | 0% | 81.6% | 0.8647 | 0.206 | 0 | 0 | #REF! | 0% | 0
FIDD_P | Fiddes | T2 | T | 14.7925 | 0.13336 | 0.099563 | -17.8028 | 14.7885 | 0.002 | 1.083 | 46.559 | 0 | 0.003 | 100% | 0% | 24.53% | 0% | 66.67% | 32.5953 | 0.004 | 0 | 0 | #REF! | 0.02525% | 0
FRAS_P | Fraserburgh | T2 | T | 18.0231 | 6.2447 | 4.6595 | 16.9031 | 18.0231 | 0 | 0 | 1.6 | 0 | 0 | 0% | 0% | 24.38% | 0% | 0% | 1.12 | 0 | 0 | 0 | #REF! | 0.03076% | 0
KINT_P | Kintore | T2 | T | 65.9659 | 1.9604 | 1.4628 | 34.2892 | 60.4069 | 0.01 | 6.826 | 37.311 | 0 | 7.5 | 90% | 0% | 23.88% | 0% | 74% | 31.6767 | 5.559 | 0 | 0 | #REF! | 0.1126% | 0
PERS_P | Persley | T2 | T | 44.4812 | 8.9128 | 6.6439 | 34.2802 | 34.2802 | 0.001 | 0.653 | 0 | 0 | 14.317 | 100% | 0% | 0% | 0% | 71.24% | 10.201 | 10.201 | 0 | 0 | #REF! | 0.07591% | 0
PEHG_P | Peterhead Grange | T2 | T | 24.8905 | 4.3215 | 3.2268 | 18.9733 | 24.8855 | 0.006 | 2.999 | 8.446 | 0 | 0 | 83.33% | 0% | 21.63% | 0% | 0% | 5.9172 | 0.005 | 0 | 0 | #REF! | 0.04248% | 0
PEHS_P | Peterhead Shell | T2 | T | 4.6167 | -0.17978 | -0.27703 | 4.6167 | 4.6167 | 0 | 0 | 0 | 0 | 0 | 0% | 0% | 0% | 0% | 0% | 0 | 0 | 0 | 0 | #REF! | 0.007879% | 0
REDM_P | Redmoss | T2 | T | 47.0255 | 7.8784 | 5.8686 | 38.9825 | 47.0255 | 0 | 0 | 11.49 | 0 | 0 | 0% | 0% | 24.63% | 0% | 0% | 8.043 | 0 | 0 | 0 | #REF! | 0.08026% | 0
SFEG_P | St Fergus Gas Terminal | T2 | T | 9.5998 | 2.7946 | 2.0853 | -3.3502 | 9.5998 | 0 | 0 | 18.5 | 0 | 0 | 0% | 0% | 24.59% | 0% | 0% | 12.95 | 0 | 0 | 0 | #REF! | 0.01638% | 0
STRI_P | Strichen | T2 | T | 15.6876 | 0.32437 | 0.24202 | -7.2798 | 13.4976 | 0.005 | 4.018 | 29.682 | 0 | 3.55 | 80% | 0% | 23.81% | 0% | 61.58% | 22.9674 | 2.19 | 0 | 0 | #REF! | 0.02677% | 0
TARL_P | Tarland | T2 | T | 16.9475 | 2.2977 | 1.7156 | 12.96 | 16.3935 | 0.003 | 6.519 | 4.905 | 0.215 | 0.547 | 100% | 0% | 24.24% | 47.91% | 81.9% | 3.9875 | 0.554 | 0 | 0 | #REF! | 0.02892% | 0
WIOW_P | Willowdale | T2 | T | 36.646 | -1.6762 | -2.5814 | 35.4984 | 35.917 | 0.002 | 1.101 | 0.598 | 0 | 0.889 | 100% | 0% | 21.57% | 0% | 81.78% | 1.1476 | 0.729 | 0 | 0 | #REF! | 0.06254% | 0
WOHI_P | Woodhill | T2 | T | 34.8565 | 1.3494 | 1.006 | 34.8495 | 34.8495 | 0.006 | 2.792 | 0 | 0 | 0.003 | 83.33% | 0% | 0% | 0% | 66.67% | 0.007 | 0.007 | 0 | 0 | #REF! | 0.05949% | 0
ARDK_P | Ardkinglas | T3 | T | 0 | 0 | 0 | -4.7717 | -4.729 | 0.001 | 0.288 | 0.061 | 5.865 | 0 | 0% | 0% | 21.31% | 80.63% | 0% | 4.7717 | 4.729 | 0 | 0 | #REF! | 0% | 0
CAAD_P | Carradale | T3 | T | 14.1169 | 6.0026 | 4.4768 | 9.8281 | 10.6569 | 0.001 | 0.633 | 1.184 | 4.66 | 0.408 | 100% | 0% | 21.62% | 67.06% | 81.86% | 4.2888 | 3.46 | 0 | 0 | #REF! | 0.02409% | 0
CLAC_P | Clachan | T3 | T | 0 | 0 | 0 | -10.981 | -10.981 | 0 | 0.024 | 0 | 14.936 | 0 | 0% | 0% | 0% | 73.52% | 0% | 10.981 | 10.981 | 0 | 0 | #REF! | 0% | 0
PORA_P | Port Ann | T3 | T | 15.4161 | 2.2512 | 1.6815 | -13.8214 | -2.5689 | 0.003 | 1.287 | 16.075 | 18.22 | 6.2 | 66.67% | 0% | 24.56% | 66.54% | 94.52% | 29.2375 | 17.985 | 0 | 0 | #REF! | 0.02631% | 0
SLOY_P | Sloy | T3 | T | 2.0449 | 0.34268 | 0.25524 | -2.4969 | -0.93313 | 0 | 0.086 | 2.234 | 4.662 | 0 | 0% | 0% | 21.62% | 63.88% | 0% | 4.5418 | 2.978 | 0 | 0 | #REF! | 0.00349% | 0
TAYN_P | Taynuilt | T3 | T | 26.4244 | 1.8824 | 1.4056 | -3.167 | 4.9264 | 0.003 | 1.628 | 11.562 | 29.447 | 2.8 | 100% | 0% | 23.7% | 64% | 94.64% | 29.5914 | 21.498 | 0 | 0 | #REF! | 0.0451% | 0
ABNE_P | Abernethy | T4 | T | 37.8687 | 4.7442 | 3.5395 | 27.4937 | 34.4587 | 0 | 9.9 | 9.95 | 0 | 5.63 | 0% | 0% | 24.62% | 0% | 60.57% | 10.375 | 3.41 | 0 | 0 | #REF! | 0.06463% | 0
ARBR_P | Arbroath | T4 | T | 30.7981 | 2.5992 | 1.9407 | 28.8688 | 29.6521 | 0.009 | 28.978 | 1.119 | 0 | 1.392 | 88.89% | 0% | 21.63% | 0% | 81.75% | 1.9293 | 1.146 | 0 | 0 | #REF! | 0.05256% | 0
BRAC_P | Braco West | T4 | T | 28.3466 | 5.628 | 4.1989 | 25.3466 | 25.4586 | 0.002 | 1.178 | 0.16 | 3.701 | 0 | 100% | 0% | 21.88% | 77.98% | 0% | 3 | 2.888 | 0 | 0 | #REF! | 0.04838% | 0
BRID_P | Bridge of Dun | T4 | T | 26.5715 | 3.8881 | 2.9012 | 17.0186 | 26.5505 | 0.01 | 4.999 | 13.617 | 0.021 | 0.003 | 90% | 0% | 21.63% | 47.62% | 66.67% | 9.5529 | 0.021 | 0 | 0 | #REF! | 0.04535% | 0
BUMU_P | Burghmuir | T4 | T | 42.7957 | 5.9613 | 4.4476 | 38.4073 | 39.2697 | 0.01 | 5.089 | 1.232 | 6.556 | 0 | 90% | 0% | 21.59% | 53.65% | 0% | 4.3884 | 3.526 | 0 | 0 | #REF! | 0.07304% | 0
CHAR_P | Charleston | T4 | T | 23.5416 | 1.6428 | 1.2265 | 23.4454 | 23.5406 | 0 | 0.176 | 0.136 | 0.002 | 0 | 0% | 0% | 22.06% | 50% | 0% | 0.0962 | 0.001 | 0 | 0 | #REF! | 0.04018% | 0
COUA_P | Coupar Angus | T4 | T | 24.4169 | 3.022 | 2.2546 | 17.732 | 23.1969 | 0.006 | 3.068 | 7.807 | 1.352 | 0.692 | 83.33% | 0% | 24% | 48% | 81.79% | 6.6849 | 1.22 | 0 | 0 | #REF! | 0.04167% | 0
DUDH_P | Dudhope | T4 | T | 42.9993 | 6.9689 | 5.189 | 38.6182 | 40.1883 | 0.001 | 0.371 | 2.243 | 0 | 3.8 | 100% | 0% | 21.62% | 0% | 73.95% | 4.3811 | 2.811 | 0 | 0 | #REF! | 0.07339% | 0
KIIN_P | Killin | T4 | T | 2.7972 | 6.9788 | 5.1929 | -8.4234 | -8.4108 | 0.001 | 0.323 | 0.018 | 14.515 | 0 | 100% | 0% | 22.22% | 77.21% | 0% | 11.2206 | 11.208 | 0 | 0 | #REF! | 0.004774% | 0
LUNA_P | Lunanhead | T4 | T | 29.7202 | 4.6643 | 3.4801 | 24.1585 | 27.3652 | 0.006 | 3.174 | 4.581 | 1.667 | 2.14 | 83.33% | 0% | 21.63% | 47.99% | 72.43% | 5.5617 | 2.355 | 0 | 0 | #REF! | 0.05072% | 0
LYND_P | Lyndhurst | T4 | T | 24.6988 | 1.7704 | 1.3218 | 21.671 | 24.5368 | 0.004 | 2.133 | 4.094 | 0.33 | 0 | 100% | 0% | 21.64% | 47.88% | 0% | 3.0278 | 0.162 | 0 | 0 | #REF! | 0.04215% | 0
MILC_P | Milton of Craigie | T4 | T | 48.0775 | 0.52618 | 0.39293 | 35.4934 | 40.4655 | 0.006 | 3.04 | 7.103 | 0.023 | 10.392 | 83.33% | 0% | 23.24% | 47.83% | 73.09% | 12.5841 | 7.612 | 0 | 0 | #REF! | 0.08205% | 0
RANN_P | Rannoch | T4 | T | 1.3373 | 2.9304 | 2.1863 | -11.645 | -11.6387 | 0 | 0.179 | 0.009 | 15.358 | 0 | 0% | 0% | 22.22% | 84.49% | 0% | 12.9823 | 12.976 | 0 | 0 | #REF! | 0.002282% | 0
SFIL_P | St Fillans | T4 | T | 1.7065 | 2.3013 | 1.7169 | -5.0655 | -5.0655 | 0.001 | 0.679 | 0 | 8.424 | 0 | 100% | 0% | 0% | 80.38% | 0% | 6.772 | 6.772 | 0 | 0 | #REF! | 0.002912% | 0
TUMB_P | Tummel Bridge | T4 | T | 11.7199 | 4.0774 | 3.0421 | 0.52359 | 0.55089 | 0.002 | 0.869 | 0.039 | 19.126 | 0 | 50% | 0% | 20.51% | 58.39% | 0% | 11.1963 | 11.169 | 0 | 0 | #REF! | 0.02% | 0
GLAG_P | Glenagnes | T4 | T | 0 | 0 | 0 | 0 | 0 | 0 | 0 | 0 | 0 | 0 | 0% | 0% | 0% | 0% | 0% | 0 | 0 | 0 | 0 | #REF! | 0% | 0
ALNE_P | Alness | T5 | T | 29.7708 | -1.2105 | -1.866 | 15.8763 | 19.2188 | 0.003 | 1.562 | 4.775 | 5.786 | 7.172 | 100% | 0% | 24.46% | 73.4% | 87.87% | 13.8945 | 10.552 | 0 | 0 | #REF! | 0.05081% | 0
BROR_P | Brora | T5 | T | 6.7228 | 0.65768 | 0.49029 | 6.2733 | 6.5358 | 0.001 | 0.64 | 0.375 | 0.388 | 0 | 100% | 0% | 21.6% | 47.94% | 0% | 0.4495 | 0.187 | 0 | 0 | #REF! | 0.01147% | 0
CASS_P | Cassley | T5 | T | 2.6745 | -0.35769 | -0.55182 | -1.5945 | -1.5945 | 0 | 0.03 | 0 | 5.436 | 0 | 0% | 0% | 0% | 78.53% | 0% | 4.269 | 4.269 | 0 | 0 | #REF! | 0.004564% | 0
DOUN_P | Dounreay | T5 | T | 6.718 | -0.62408 | -0.962 | -3.5264 | 6.716 | 0.002 | 1.258 | 14.632 | 0 | 0 | 100% | 0% | 24.17% | 0% | 0% | 10.2444 | 0.002 | 0 | 0 | #REF! | 0.01147% | 0
DUBE_P | Dunbeath | T5 | T | 1.5426 | -2.3258 | -3.5852 | 1.2934 | 1.5426 | 0 | 0.237 | 0.356 | 0 | 0 | 0% | 0% | 21.63% | 0% | 0% | 0.2492 | 0 | 0 | 0 | #REF! | 0.002633% | 0
LAIR_P | Lairg | T5 | T | 1.3527 | -3.4014 | -5.2431 | -9.268 | -3.9403 | 0.001 | 0.443 | 7.611 | 8.183 | 0 | 100% | 0% | 24.62% | 64.67% | 0% | 10.6207 | 5.293 | 0 | 0 | #REF! | 0.002309% | 0
MYBS_P | Mybster | T5 | T | 10.512 | 2.3818 | 1.7756 | -10.0017 | 9.13 | 0.002 | 0.994 | 27.331 | 0 | 1.57 | 100% | 0% | 24.43% | 0% | 87.9% | 20.5137 | 1.382 | 0 | 0 | #REF! | 0.01794% | 0
SHIN_P | Shin | T5 | T | 0.84539 | -0.67182 | -1.0356 | -0.84391 | -0.81661 | 0 | 0.207 | 0.039 | 3.463 | 0 | 0% | 0% | 20.51% | 47.99% | 0% | 1.6893 | 1.662 | 0 | 0 | #REF! | 0.001443% | 0
THSO_P | Thurso | T5 | T | 33.18 | -4.5929 | -7.0798 | -22.4791 | 23.079 | 2.033 | 1.47 | 65.083 | 0.212 | 18.997 | 86.72% | 0% | 23.78% | 48.11% | 43.35% | 55.6591 | 10.101 | 0 | 0 | #REF! | 0.05663% | 0
G_EXTRA_6 | Kilbowie 11 | S5 | S | 7.3925 | 2.5672 | 1.0082 | 7.3925 | 7.3925 | 0 | 0 | 0 | 0 | 0 | 0% | 0% | 0% | 0% | 0% | 0 | 0 | 0 | 0 | #REF! | 0.01262% | 0
G_EXTRA_7 | Kilbowie 33 | S5 | S | 17.4051 | 12.5129 | 4.0665 | 17.4021 | 17.4021 | 0.003 | 1.599 | 0 | 0 | 0 | 100% | 0% | 0% | 0% | 0% | 0.003 | 0.003 | 0 | 0 | #REF! | 0.0297% | 0
G_EXTRA_1 | Dumfries 11 | S6 | S | 12.3376 | 8.2329 | 1.0658 | 12.3376 | 12.3376 | 0 | 0 | 0 | 0 | 0 | 0% | 0% | 0% | 0% | 0% | 0 | 0 | 0 | 0 | #REF! | 0.02106% | 0
G_EXTRA_2 | Dumfries 33 | S6 | S | 37.1305 | 11.3234 | 4.1563 | 21.261 | 34.6905 | 0.01 | 5.25 | 19.185 | 1.024 | 2.667 | 90% | 0% | 24.49% | 48.05% | 72.7% | 15.8695 | 2.44 | 0 | 0 | #REF! | 0.06337% | 0
G_EXTRA_3 | Dumfries ICI | S6 | S | 7.2871 | 13.6383 | 5.5186 | 7.2871 | 7.2871 | 0 | 0 | 0 | 0 | 0 | 0% | 0% | 0% | 0% | 0% | 0 | 0 | 0 | 0 | #REF! | 0.01244% | 0
G_EXTRA_4 | Grangemouth A | S6 | S | 33.0577 | 6.6217 | 5.0831 | 30.1212 | 30.2157 | 0.003 | 1.437 | 0.135 | 0 | 4.78 | 66.67% | 0% | 21.48% | 0% | 59.41% | 2.9365 | 2.842 | 0 | 0 | #REF! | 0.05642% | 0
G_EXTRA_5 | Grangemouth C | S6 | S | 22.6876 | 3.5421 | 1.7198 | 18.7676 | 18.7676 | 0 | 0.243 | 0 | 0 | 6.6 | 0% | 0% | 0% | 0% | 59.39% | 3.92 | 3.92 | 0 | 0 | #REF! | 0.03872% | 0
G_EXTRA_8 | Saltcoats A | S6 | S | 40.7439 | 8.0586 | 5.8795 | -0.69583 | 38.5609 | 0.004 | 1.866 | 56.081 | 0 | 3.56 | 75% | 0% | 24.56% | 0% | 61.24% | 41.4397 | 2.183 | 0 | 0 | #REF! | 0.06954% | 0
G_EXTRA_9 | Saltcoats B | S6 | S | 30.498 | 10.785 | 5.1255 | -4.6884 | 28.668 | 0.003 | 1.463 | 47.652 | 0.097 | 2.4 | 100% | 0% | 24.58% | 48.45% | 74.17% | 35.1864 | 1.83 | 0 | 0 | #REF! | 0.05205% | 0
G_EXTRA_10 | Crookston A | S6 | S | 36.4671 | 4.9777 | 2.3162 | 36.4336 | 36.4651 | 0.002 | 1.145 | 0.045 | 0 | 0 | 100% | 0% | 22.22% | 0% | 0% | 0.0335 | 0.002 | 0 | 0 | #REF! | 0.06224% | 0
G_EXTRA_11 | Crookston B | S6 | S | 17.9851 | 5.509 | 2.4009 | -0.3482 | 17.9841 | 0.001 | 0.65 | 26.189 | 0 | 0 | 100% | 0% | 24.18% | 0% | 0% | 18.3333 | 0.001 | 0 | 0 | #REF! | 0.03069% | 0
G_EXTRA_13 | Rothienorman | T2 | T | 0 | 0 | 0 | 0 | 0 | 0 | 0 | 0 | 0 | 0 | 0% | 0% | 0% | 0% | 0% | 0 | 0 | 0 | 0 | #REF! | 0% | 0
G_EXTRA_14 | Finstown |  | T | 0 | 0 | 0 | 0 | 0 | 0 | 0 | 0 | 0 | 0 | 0% | 0% | 0% | 0% | 0% | 0 | 0 | 0 | 0 | #REF! | 0% | 0
T_ELSTR-1 | Elstree NR | A6 | A | 20.0296 | 5.842 | 5.842 | 20.0296 | 20.0296 | [14 empty] | #REF! | 0.03418%
T_BUSH_RTK | Bushey NR | A6 | A | 27.8401 | 11.1774 | 11.1774 | 27.8401 | 27.8401 | [14 empty] | #REF! | 0.04751%
T_CORM_RTK | Correy's Mill NR | D5 | D | 30.9225 | 12.415 | 12.415 | 30.9225 | 30.9225 | [14 empty] | #REF! | 0.05277%
T_LBUZ_RTK | LEIGHTON BUZZARD NR | D4 | D | 39.2476 | 15.7574 | 15.7574 | 39.2476 | 39.2476 | [14 empty] | #REF! | 0.06698%
T_LONGB-RTK | Long Buckby Wharf NR | L3 | L | 15.702 | 6.3042 | 6.3042 | 15.702 | 15.702 | [14 empty] | #REF! | 0.0268%
T_PATB_RTK | Patford Bridge NR | L3 | L | 10.7658 | 4.3223 | 4.3223 | 10.7658 | 10.7658 | [14 empty] | #REF! | 0.01837%
M_ACTLLU_C | LU Acton Lane Supply | A7 | A | 13.9294 | 5.5925 | 5.5925 | 13.9294 | 13.9294 | [14 empty] | #REF! | 0.02377%
T_BARK-CTRL | Barking Chnl Tunnel RLink | A1 | A | 42.8888 | 17.2193 | 17.2193 | 42.8888 | 42.8888 | [14 empty] | #REF! | 0.0732%
T_BARK_NR | Barking NR | A1 | A | 6.6871 | 2.6848 | 2.6848 | 6.6871 | 6.6871 | [14 empty] | #REF! | 0.01141%
T_ANGLD-1 | Anglesey Aluminium Demand | M8 | M | 0 | 0 | 0 | 0 | 0 | [14 empty] | #REF! | 0%
T_FROD_NR | Frodsham NR | N3 | N | 14.7197 | 5.9098 | 5.9098 | 14.7197 | 14.7197 | [14 empty] | #REF! | 0.02512%
T_CASKD-1 | Castner Kellner | N3 | N | 152.5331 | 44.4888 | 44.4888 | 152.5331 | 152.5331 | [14 empty] | #REF! | 0.2603%
T_BRER_RTK | Brereton NR | L5 | L | 23.0742 | 9.264 | 9.264 | 23.0742 | 23.0742 | [14 empty] | #REF! | 0.03938%
T_POPP_3RTK | Poppleton NR | P2 | P | 4.5973 | 1.8458 | 1.8458 | 4.5973 | 4.5973 | [14 empty] | #REF! | 0.007846%
T_WILCT-1 | ETOL - Wilton Site | Q2 | Q | 6.1533 | 1.7947 | 1.7947 | 6.1533 | 6.1533 | [14 empty] | #REF! | 0.0105%
M_GRTO | BS Grangetown Supply | Q2 | Q | 5.2422 | 1.529 | 1.529 | 5.2422 | 5.2422 | [14 empty] | #REF! | 0.008947%
T_TODSD-1 | BS Tod Point Supply | Q2 | Q | 6.6231 | 1.9317 | 1.9317 | 6.6231 | 6.6231 | [14 empty] | #REF! | 0.0113%
T_HARK_NR | Harker NR | Q8 | Q | 8.1422 | 3.269 | 3.269 | 8.1422 | 8.1422 | [14 empty] | #REF! | 0.0139%
T_OXEN_NR | Oxenholme NR | R6 | R | 4.9362 | 1.9818 | 1.9818 | 4.9362 | 4.9362 | [14 empty] | #REF! | 0.008424%
T_FOXJD-1 | Didcot - Foxhall 1 | D6 | D | 0.0096256 | 0.0038645 | 0.0038645 | 0.0096256 | 0.0096256 | [14 empty] | #REF! | 1.643e-05%
T_FOXJD-2 | Didcot - Foxhall 2 | D6 | D | 0 | 0 | 0 | 0 | 0 | [14 empty] | #REF! | 0%
T_GLNG | Grain LNG Terminal | C3 | C | 19.7892 | 5.7718 | 5.7718 | 19.7892 | 19.7892 | [14 empty] | #REF! | 0.03377%
T_SELL-1 | Sellindge NR | C4 | C | 13.0789 | 5.251 | 5.251 | 13.0789 | 13.0789 | [14 empty] | #REF! | 0.02232%
T_SINGL1 | Singlewell NR | C2 | C | 24.9566 | 10.0198 | 10.0198 | 24.9566 | 24.9566 | [14 empty] | #REF! | 0.04259%
T_BAGED-1 | Baglan Energy Park | H1 | H | 16.8164 | 4.9048 | 4.9048 | 16.8164 | 16.8164 | [14 empty] | #REF! | 0.0287%
T_LLWSD-1 | Llanwern Steelworks | H2 | H | 30.9894 | 9.0386 | 9.0386 | 30.9894 | 30.9894 | [14 empty] | #REF! | 0.05289%
T__KYELT003 | ASW Tremorfa | H2 | H | 45.1632 | 13.1726 | 13.1726 | 45.1632 | 45.1632 | [14 empty] | #REF! | 0.07708%
T__MYELT001 | Corus Aldwarke | P3 | P | 18.9093 | 5.5152 | 5.5152 | 18.9093 | 18.9093 | [14 empty] | #REF! | 0.03227%
M_TEMP | BOC Brinsworth Supply | P3 | P | 15.0344 | 4.385 | 4.385 | 15.0344 | 15.0344 | [14 empty] | #REF! | 0.02566%
T_TINSD-1 | Tinsley Park Steelworks | P3 | P | 31.8187 | 9.2804 | 9.2804 | 31.8187 | 31.8187 | [14 empty] | #REF! | 0.0543%
T_KSGND-1 | Kensal Green Crossrail | A7 | A | 26 | 9.8407 | 9.8407 | 26 | 26 | [14 empty] | #REF! | 0.04437%
T_KSGND-2 | Kensal Green Crossrail | A7 | A | 0 | 0 | 0 | 0 | 0 | [14 empty] | #REF! | 0%
T_BPGRD-1 | Grangemouth B (BP) | S6 | S | 81.34 | 55.3861 | 55.3861 | 81.34 | 81.34 | [14 empty] | #REF! | 0.1388%
T_BPGRD-2 | Grangemouth B (BP) | S6 | S | 0 | 0 | 0 | 0 | 0 | [14 empty] | #REF! | 0%
T_MEADD-1 | Meadowhead (Caledonian Paper) | S6 | S | 46.8 | 14.5 | 14.5 | 46.8 | 46.8 | [14 empty] | #REF! | 0.07987%
T_EXMOSSD-1 | Mossmoran Exxon | S5 | S | 13.064 | 8.3191 | 8.3191 | 13.064 | 13.064 | [14 empty] | #REF! | 0.0223%
T_WHISTLD-1 | MOD Harestanes Whistlefield | S5 | S | 13.37 | 3.4741 | 3.4741 | 13.37 | 13.37 | [14 empty] | #REF! | 0.02282%
T_BAGTD-1 | Bathgate (Network Rail) | S5 | S | 2.9 | 0.90625 | 0.90625 | 2.9 | 2.9 | [14 empty] | #REF! | 0.004949%
T_DALRD-1 | Dalreoch (Network Rail) | S5 | S | 3.9 | 2.325 | 2.325 | 3.9 | 3.9 | [14 empty] | #REF! | 0.006656%
T_ECCFD-1 | Ecclefechan (Network Rail) | S6 | S | 2.1 | 0.35 | 0.35 | 2.1 | 2.1 | [14 empty] | #REF! | 0.003584%
T_EGLSD-1 | Eglington Street (Network Rail) | S6 | S | 5.9 | 1.0837 | 1.0837 | 5.9 | 5.9 | [14 empty] | #REF! | 0.01007%
T_ELVAD-1 | Elvanfoot (Network Rail) | S6 | S | 4.3 | 1.4333 | 1.4333 | 4.3 | 4.3 | [14 empty] | #REF! | 0.007339%
T_GOWKD-1 | Gowkthrapple (Network Rail) | S6 | S | 5.1 | 0.50164 | 0.50164 | 5.1 | 5.1 | [14 empty] | #REF! | 0.008704%
T_INWID-1 | Innerwick (Network Rail) | S6 | S | 3.8 | 2.47 | 2.47 | 3.8 | 3.8 | [14 empty] | #REF! | 0.006485%
T_MARMD-1 | Marshall Meadows (Network Rail) | S6 | S | 2.3 | 1.4375 | 1.4375 | 2.3 | 2.3 | [14 empty] | #REF! | 0.003925%
T_MOSED-1 | Mossmorran Shell | S5 | S | 16.276 | 9.1995 | 9.1995 | 16.276 | 16.276 | [14 empty] | #REF! | 0.02778%
T_PARHD-1 | Carntyne / Parkhead (Network Rail) | S6 | S | 3.8 | 2.28 | 2.28 | 3.8 | 3.8 | [14 empty] | #REF! | 0.006485%
T_POOBD-1 | Portobello (Network Rail) | S6 | S | 3.5 | 1.8261 | 1.8261 | 3.5 | 3.5 | [14 empty] | #REF! | 0.005973%
T_PORGD-1 | Port Glasgow (Network Rail) | S6 | S | 0.8 | 0.17143 | 0.17143 | 0.8 | 0.8 | [14 empty] | #REF! | 0.001365%
T_SACOD-1 | Saltcoats / South Beach (Network Rail) | S6 | S | 2.9 | 0.22308 | 0.22308 | 2.9 | 2.9 | [14 empty] | #REF! | 0.004949%
T_GNHLD-1 | Bonnybridge (Network Rail) | S5 | S | 9.2772 | 3.7328 | 3.7328 | 9.2772 | 9.2772 | [14 empty] | #REF! | 0.01583%
T_GNHLD-2 | Bonnybridge (Network Rail) | S5 | S | 0 | 0 | 0 | 0 | 0 | [14 empty] | #REF! | 0%
T_GNHLD-3 | Bonnybridge (Network Rail) | S5 | S | 0 | 0 | 0 | 0 | 0 | [14 empty] | #REF! | 0%
T_CHAPD-1 | Chapelcross Directs | S6 | S | 0 | 0 | 0 | 0 | 0 | [14 empty] | #REF! | 0%
T_RAVED-1 | Ravenscraig B (BSC) | S6 | S | 0.968 | 0.13552 | 0.13552 | 0.968 | 0.968 | [14 empty] | #REF! | 0.001652%
T_SFGSD-1 | St Fergus Compressor | T2 | T | 50 | 33 | 33 | 50 | 50 | [14 empty] | #REF! | 0.08533%
T_SFGSD-2 | St Fergus Compressor | T2 | T | 0 | 0 | 0 | 0 | 0 | [14 empty] | #REF! | 0%
T_STFERGD-1 | St. Fergus Mobil | T2 | T | 21 | 7 | 7 | 21 | 21 | [14 empty] | #REF! | 0.03584%
B_EXTRA_1 | Lunanhead Kirriemuir | T4 | T | 30 | 20 | 20 | 30 | 30 | [14 empty] | #REF! | 0.0512%
B_EXTRA_2 | Hydrogen-SMR-1 | T2 | T | 0 | 0 | 0 | 0 | 0
B_EXTRA_3 | Hydrogen-SMR-2 | P6 | P | 0 | 0 | 0 | 0 | 0
B_EXTRA_4 | Hydrogen-SMR-3 | N3 | N | 0 | 0 | 0 | 0 | 0
B_EXTRA_5 | Hydrogen-SMR-4 | P8 | P | 0 | 0 | 0 | 0 | 0
B_EXTRA_6 | Hydrogen-SMR-5 | C4 | C | 0 | 0 | 0 | 0 | 0
Note on A15: Nickerson, Rob: - Elexon GSP ID for GSPs. - Elexon BMU ID for demand direct connects (start T_ or M_) - NG codes starting G_Extra for "Extra GSPs".
Note on A372: Nickerson, Rob: This block not strictly Elexon registered GSPs but agreed with TO to include for ETYS 2018 (e.g. new sites or split busbar sites).
Note on B15: Nickerson, Rob: There is no concept of an "official" name. We have used the TO preferred name when requested.
Note on B443: Nickerson, Rob: Not strictly a Direct Connect but agreed to include this year as demand is missing from Week24 data for Lunanhead GSP.
Note on F8: janet.coley: For EG lookups
Note on H15: P(Gross) plus all storage demands, minus the "EG Output (70% wind) incl Storage".
Note on I15: P(Gross) plus all storage demands, minus the "EG Output (0% wind) incl Storage".
Note on J15: Installed capacity (as at December) of all distributed and micro electricity storage.
Note on K15: Installed capacity (as at December) of all distributed and micro solar.
Note on L15: Installed capacity (as at December) of all distributed and micro wind.
Note on M15: Installed capacity (as at December) of all distributed and micro hydro.
Note on N15: Installed capacity (as at December) of all distributed and micro technologies other than those shown to the left.
Note on O15: These columns are the generation load factors for the associated installed capacities to the left.
Note on T15: janet.coley: Different formulae for Scottish GSPs
Note on U15: janet.coley: Different formulae for Scottish GSPs
Note on V15: Distributed storage (excluding micro) demand (take from the grid). It is zero in Winter Peak as we assume storage is exporting (generation) at this time.
Note on W15: Sub 1 MW storage demand (take from the grid). It is zero in Winter Peak as we assume storage is exporting (generation) at this time.
Note on AA15: Angeliki Gkogka: Indicative DSR, proportionate to the I&C demand of each GSP. Direct Connects are not included

## MAIN DATA Flopzones
Scenario |  | Two Degrees | [14 empty] | ETYS Wind Load Factor | ETYS Wind Load Factor
Study Period |  | Winter Peak |  |  | Column assumes 70% Wind | Column assumes 0% Wind | [10 empty] | 70% | 0%
Analysis Year |  | 2017/18 | Original VLOOKUP | 5 | [12 empty] | Linked to P(Economy Net Demand) | Linked to P(Security Net Demand)
|  |  | Column Index | 1 |  |  | Embedded Data (DG + Sub1MW)
|  |  | TD | 17 | [8 empty] | 0
Total: FLOP A-R |  | 53631.8589 | 11372.065 | 3924.0504 | 43463.6407 | 46589.2149 | 193.13 | 12082.504 | 4465.106 | 156.624 | 8482.356 | [5 empty] | 10168.2182 | 7042.644
Total: FLOP T |  | 1350.8151 | 211.5553 | 154.9389 | 681.4166 | 1046.7081 | 2.206 | 136.412 | 521.845 | 302.331 | 117.939 | [5 empty] | 669.3985 | 304.107
Total: FLOP S |  | 3611.4753 | 823.8446 | 487.0112 | 2522.6729 | 3329.4733 | 0.317 | 184.768 | 1152.572 | 123.033 | 254.674 | [5 empty] | 1088.8024 | 282.002 |  |  |  |  | DSR (MW)
Total: GB |  | 58594.1493 | 12407.465 | 4566.0004 | 46667.7302 | 50965.3963 | 195.653 | 12403.684 | 6139.523 | 581.988 | 8854.969 | [5 empty] | 11926.4191 | 7628.753 |  |  |  |  | #REF!
Data includes Battery Demand (but not Tx storage)
Minor FLOP | Major FLOP | P(Gross) | Q Gross | Q net | P(Economy Net Demand) | P(Security Net Demand) | Embedded Storage | Embedded Solar | Embedded Wind | Embedded Hydro | Embedded Other | Embedded Storage | Embedded Solar | Embedded Wind | Embedded Hydro | Embedded Other | EG Output (70% Wind) incl Storage | EG Output (0% Wind) incl Storage | Dx Storage | Micro storage | Micro storage | Micro storage | Micro storage | DSR
|  | MW | MVAR | MVAR | Demand (MW) | Demand (MW) | MW | MW | MW | MW | MW | LF% | LF% | LF% | LF% | LF% | Output (MW) | Output (MW) | Demand (MW) | Demand (MW) | Demand (MW) |  |  | Demand (MW)
A1 | A | 1742.6762 | 422.4304 | 106.4541 | 1508.4042 | 1516.0832 | 0.057 | 30.935 | 10.97 | 0 | 311.457 | [5 empty] | 234.272 | 226.593 | 0 | 0 | #REF! | 0 | 0.029741 | 0
A3 | A | 325.6208 | 79.2637 | 9.97 | 318.6088 | 318.6928 | 0.011 | 5.431 | 0.12 | 0 | 9.506 | [5 empty] | 7.012 | 6.928 | 0 | 0 | #REF! |  | 0.5557% | 0
A4 | A | 1038.4207 | 311.2773 | 71.23 | 993.4955 | 993.4997 | 0.024 | 11.565 | 0.006 | 0 | 56.525 | [5 empty] | 44.9252 | 44.921 | 0 | 0 | #REF! |  | 1.772% | 0
A6 | A | 2010.2738 | 411.8997 | 49.5273 | 1798.8611 | 1799.3028 | 0.11 | 109.126 | 0.631 | 0.604 | 262.493 | [5 empty] | 211.4127 | 210.971 | 0 | 0 | #REF! |  | 3.431% | 0
A7 | A | 2513.941 | 676.4329 | 348.0232 | 2471.8749 | 2471.996 | 0.032 | 16.826 | 0.173 | 0 | 54.883 | [5 empty] | 42.0661 | 41.945 | 0 | 0 | #REF! |  | 4.29% | 0
A8 | A | 1673.71 | 503.3202 | 36.15 | 1557.9748 | 1558.539 | 0.133 | 68.996 | 0.806 | 0.068 | 142.493 | [5 empty] | 115.7352 | 115.171 | 0 | 0 | #REF! |  | 2.856% | 0
A9 | A | 375.5379 | 53.0963 | 42.7921 | 354.177 | 354.1819 | 0.02 | 10.139 | 0.007 | 0 | 31.712 | [5 empty] | 21.3609 | 21.356 | 0 | 0 | #REF! |  | 0.6409% | 0
B1 | B | 1304.8841 | 368.4167 | 85.58 | 1175.9772 | 1182.3661 | 39.187 | 221.9 | 9.127 | 0.029 | 122.074 | [5 empty] | 128.9069 | 122.518 | 0 | 0 | #REF! |  | 2.227% | 0
B2 | B | 1447.3646 | 325.8185 | 18.68 | 1076.3951 | 1076.9936 | 0.215 | 618.622 | 0.855 | 0.026 | 439.059 | [5 empty] | 370.9695 | 370.371 | 0 | 0 | #REF! |  | 2.47% | 0
B3 | B | 726.3142 | 215.0944 | 10.91 | 691.2477 | 691.2652 | 0.055 | 70.677 | 0.025 | 0.031 | 38.775 | [5 empty] | 35.0665 | 35.049 | 0 | 0 | #REF! |  | 1.24% | 0
B4 | B | 639.3689 | 9.1315 | -41.06 | 560.6157 | 562.0549 | 0.058 | 88.605 | 2.056 | 0.339 | 91.449 | [5 empty] | 78.7532 | 77.314 | 0 | 0 | #REF! |  | 1.091% | 0
C1 | C | 169.573 | 12.0402 | -6.81 | 146.2506 | 152.811 | 0.022 | 15.936 | 9.372 | 0 | 24.786 | [5 empty] | 23.3224 | 16.762 | 0 | 0 | #REF! |  | 0.2894% | 0
C2 | C | 740.2115 | 147.2895 | 4.0498 | 611.9047 | 611.9285 | 0.044 | 85.266 | 0.034 | 0.007 | 155.745 | [5 empty] | 128.3068 | 128.283 | 0 | 0 | #REF! |  | 1.263% | 0
C3 | C | 417.8933 | 117.6485 | 93.3809 | 138.349 | 147.5953 | 0.026 | 84.709 | 13.209 | 0 | 337.702 | [5 empty] | 279.5443 | 270.298 | 0 | 0 | #REF! |  | 0.7132% | 0
C4 | C | 258.4567 | -7.132 | -72.129 | 200.9616 | 243.6287 | 0.033 | 64.515 | 60.953 | 0 | 16.758 | [5 empty] | 57.4951 | 14.828 | 0 | 0 | #REF! |  | 0.4411% | 0
C5 | C | 478.3505 | 140.8031 | 34.1045 | 406.0907 | 448.2265 | 0.038 | 43.771 | 60.194 | 0 | 42.954 | [5 empty] | 72.2598 | 30.124 | 0 | 0 | #REF! |  | 0.8164% | 0
C6 | C | 207.5514 | 101.4503 | 24.52 | 206.2852 | 207.5354 | 0.013 | 23.263 | 1.786 | 0 | 0.006 | [5 empty] | 1.2662 | 0.016 | 0 | 0 | #REF! |  | 0.3542% | 0
C7 | C | 351.8529 | 105.2646 | 70.541 | 160.6582 | 261.0529 | 0.051 | 201.571 | 143.421 | 0 | 103.612 | [5 empty] | 191.1947 | 90.8 | 0 | 0 | #REF! |  | 0.6005% | 0
D4 | D | 976.3707 | 259.127 | 113.0374 | 894.1565 | 899.1027 | 12.247 | 214.331 | 7.066 | 0 | 103.879 | [5 empty] | 82.2142 | 77.268 | 0 | 0 | #REF! |  | 1.666% | 0
D5 | D | 525.6836 | 122.495 | 56.545 | 467.7494 | 468.4326 | 50.738 | 200.287 | 0.976 | 0.029 | 20.413 | [5 empty] | 57.9342 | 57.251 | 0 | 0 | #REF! |  | 0.8972% | 0
D6 | D | 570.7526 | 126.9464 | 13.8739 | 531.755 | 531.8166 | 0.082 | 309.195 | 0.088 | 0.238 | 54.55 | [5 empty] | 38.9976 | 38.936 | 0 | 0 | #REF! |  | 0.9741% | 0
E1 | E | 892.0495 | 171.1239 | 87.06 | 808.9315 | 810.1565 | 0.172 | 542.493 | 1.75 | 0.291 | 97.929 | [5 empty] | 83.118 | 81.893 | 0 | 0 | #REF! |  | 1.522% | 0
E7 | E | 159.9029 | 31.9204 | 24.7399 | 136.0324 | 138.0099 | 0.057 | 268.146 | 2.825 | 0.035 | 26.702 | [5 empty] | 23.8705 | 21.893 | 0 | 0 | #REF! |  | 0.2729% | 0
E8 | E | 82.7176 | 11.2896 | 11.2896 | 59.8204 | 59.9926 | 0.04 | 104.196 | 0.246 | 0.056 | 27.233 | [5 empty] | 22.8972 | 22.725 | 0 | 0 | #REF! |  | 0.1412% | 0
F6 | E | 1484.5282 | 237.0847 | 119 | 1073.5816 | 1258.2682 | 1.488 | 1157.603 | 263.838 | 13.127 | 264.666 | [5 empty] | 410.9466 | 226.26 | 0 | 0 | #REF! |  | 2.534% | 0
G1 | G | 504.4828 | 181.3668 | 118.3 | 486.5659 | 487.4248 | 0.1 | 151.496 | 1.227 | 0.191 | 24.863 | [5 empty] | 17.9169 | 17.058 | 0 | 0 | #REF! |  | 0.861% | 0
G5 | G | 511.5865 | 146.2964 | 69.55 | 495.238 | 501.4155 | 0.061 | 131.606 | 8.825 | 0.257 | 13.673 | [5 empty] | 16.3485 | 10.171 | 0 | 0 | #REF! |  | 0.8731% | 0
G6 | G | 763.0393 | 234.6259 | 93.6826 | 708.0313 | 715.2483 | 0.119 | 848.492 | 10.31 | 0.839 | 60.05 | [5 empty] | 55.008 | 47.791 | 0 | 0 | #REF! |  | 1.302% | 0
G7 | G | 481.3016 | 86.5522 | 76.1479 | 349.1786 | 369.4506 | 15.279 | 133.309 | 28.96 | 0.374 | 120.625 | [5 empty] | 132.123 | 111.851 | 0 | 0 | #REF! |  | 0.8214% | 0
H1 | H | 199.7729 | 170.9032 | 33.9318 | 72.9526 | 168.2359 | 0.029 | 79.006 | 136.119 | 1.196 | 37.369 | [5 empty] | 126.8203 | 31.537 | 0 | 0 | #REF! |  | 0.3409% | 0
H2 | H | 1076.6428 | 169.6295 | 5.3612 | 782.124 | 863.2568 | 0.129 | 245.004 | 115.904 | 0.201 | 250.116 | [5 empty] | 294.5188 | 213.386 | 0 | 0 | #REF! |  | 1.837% | 0
H6 | H | 1080.4806 | 127.1929 | 61.62 | 675.9525 | 793.1346 | 0.193 | 503.738 | 167.403 | 58.593 | 270.131 | [5 empty] | 404.5281 | 287.346 | 0 | 0 | #REF! |  | 1.844% | 0
J1 | J | 766.5169 | 191.5696 | 107.99 | 506.9012 | 647.9239 | 0.086 | 261.812 | 201.461 | 0 | 139.268 | [5 empty] | 259.6157 | 118.593 | 0 | 0 | #REF! |  | 1.308% | 0
J3 | J | 704.8085 | 120.4915 | -1.74 | 535.2981 | 598.5025 | 0.185 | 390.451 | 90.292 | 0.041 | 129.654 | [5 empty] | 169.5104 | 106.306 | 0 | 0 | #REF! |  | 1.203% | 0
J4 | J | 221.8741 | 52.3428 | 29.2691 | 132.1307 | 210.9661 | 0.062 | 255.523 | 112.622 | 0.101 | 14.599 | [5 empty] | 89.7434 | 10.908 | 0 | 0 | #REF! |  | 0.3787% | 0
J5 | J | 745.3987 | 246.8491 | 125.86 | 593.5171 | 613.8227 | 0.142 | 205.319 | 29.008 | 0.078 | 153.268 | [5 empty] | 151.8816 | 131.576 | 0 | 0 | #REF! |  | 1.272% | 0
J6 | J | 772.8273 | 123.6074 | 82.61 | 564.2772 | 685.1553 | 1.21 | 293.821 | 172.683 | 0.029 | 113.494 | [5 empty] | 208.5501 | 87.672 | 0 | 0 | #REF! |  | 1.319% | 0
J7 | J | 485.3112 | 92.6212 | 68.9009 | 276.8134 | 295.5482 | 0.09 | 357.231 | 26.764 | 0 | 247.999 | [5 empty] | 208.4978 | 189.763 | 0 | 0 | #REF! |  | 0.8283% | 0
J8 | J | 238.8473 | 22.0125 | 18.3355 | 229.257 | 229.9983 | 0.082 | 137.384 | 1.059 | 0 | 14.058 | [5 empty] | 9.5903 | 8.849 | 0 | 0 | #REF! |  | 0.4076% | 0
K4 | K | 273.7611 | 29.4108 | 14.95 | 59.0185 | 227.5491 | 0.124 | 218.603 | 240.758 | 0 | 54.684 | [5 empty] | 214.7426 | 46.212 | 0 | 0 | #REF! |  | 0.4672% | 0
K5 | K | 243.297 | 58.5781 | 11.6 | 156.1935 | 186.094 | 0.059 | 167.112 | 42.715 | 0 | 74.592 | [5 empty] | 87.1035 | 57.203 | 0 | 0 | #REF! |  | 0.4152% | 0
K6 | K | 212.5443 | 44.1731 | 32.46 | 182.4186 | 186.4863 | 10.004 | 148.701 | 5.811 | 0 | 24.283 | [5 empty] | 30.1257 | 26.058 | 0 | 0 | #REF! |  | 0.3627% | 0
L1 | L | 290.3304 | 65.34 | 35.14 | 285.7469 | 285.7574 | 0.013 | 12.094 | 0.015 | 0 | 6.744 | [5 empty] | 4.5835 | 4.573 | 0 | 0 | #REF! |  | 0.4955% | 0
L2 | L | 1535.2475 | 301.9121 | 34.78 | 1411.5764 | 1415.6455 | 2.185 | 198.109 | 5.813 | 0.14 | 157.782 | [5 empty] | 123.6711 | 119.602 | 0 | 0 | #REF! |  | 2.62% | 0
L3 | L | 2765.2139 | 672.8104 | 195.8065 | 2453.6554 | 2469.5979 | 8.032 | 402.859 | 22.775 | 1.095 | 366.509 | [5 empty] | 311.5585 | 295.616 | 0 | 0 | #REF! |  | 4.719% | 0
L5 | L | 1310.4069 | 336.9498 | 193.194 | 1091.7124 | 1141.8639 | 20.482 | 303.849 | 71.645 | 0.458 | 193.187 | [5 empty] | 218.6945 | 168.543 | 0 | 0 | #REF! |  | 2.236% | 0
L7 | L | 636.935 | 103.8586 | -1.66 | 554.1061 | 566.676 | 9.874 | 196.823 | 17.957 | 1.6 | 76.011 | [5 empty] | 82.8289 | 70.259 | 0 | 0 | #REF! |  | 1.087% | 0
L8 | L | 507.8956 | 129.5921 | 84.55 | 452.7198 | 483.7466 | 0.088 | 93.981 | 44.324 | 0 | 37.175 | [5 empty] | 55.1758 | 24.149 | 0 | 0 | #REF! |  | 0.8668% | 0
M4 | M | 300.5461 | 62.2183 | 44.51 | 277.01 | 279.3291 | 0.055 | 93.101 | 3.313 | 2.051 | 27.277 | [5 empty] | 23.5361 | 21.217 | 0 | 0 | #REF! |  | 0.5129% | 0
M5 | M | 266.113 | 13.6609 | 0 | 202.0265 | 230.177 | 0.027 | 124.205 | 40.215 | 0 | 43.903 | [5 empty] | 64.0865 | 35.936 | 0 | 0 | #REF! |  | 0.4542% | 0
M6 | M | 146.8327 | 85.4663 | 62.68 | 81.9705 | 138.8777 | 0.041 | 67.273 | 81.296 | 5.679 | 7.23 | [5 empty] | 64.8622 | 7.955 | 0 | 0 | #REF! |  | 0.2506% | 0
M7 | M | 93.105 | -18.7844 | -19.7 | -44.9272 | 67.945 | 0.016 | 24.42 | 161.246 | 34.367 | 2.72 | [5 empty] | 138.0322 | 25.16 | 0 | 0 | #REF! |  | 0.1589% | 0
M8 | M | 64.9081 | 38.7486 | 1.69 | 36.4845 | 64.9031 | 0.006 | 3.008 | 40.598 | 0 | 0 | [5 empty] | 28.4236 | 0.005 | 0 | 0 | #REF! |  | 0.1108% | 0
N1 | N | 1476.0757 | 212.2547 | -12.88 | 1257.5279 | 1271.5517 | 0.129 | 77.407 | 20.034 | 0 | 252.833 | [5 empty] | 218.5478 | 204.524 | 0 | 0 | #REF! |  | 2.519% | 0
N2 | N | 942.2285 | 240.1058 | 28.51 | 778.4314 | 778.6715 | 0.11 | 58.038 | 0.343 | 0.261 | 208.297 | [5 empty] | 163.7971 | 163.557 | 0 | 0 | #REF! |  | 1.608% | 0
N3 | N | 1173.9022 | 143.5606 | 36.6486 | 569.6126 | 731.5562 | 0.056 | 37.489 | 231.348 | 0 | 524.883 | [5 empty] | 604.2896 | 442.346 | 0 | 0 | #REF! |  | 2.003% | 0
N4 | N | 1158.2076 | 248.9374 | 110.7673 | 1033.5353 | 1117.4086 | 5.175 | 66.841 | 119.819 | 1.663 | 55.163 | [5 empty] | 124.6723 | 40.799 | 0 | 0 | #REF! |  | 1.977% | 0
N5 | N | 309.692 | 41.2114 | 38.7284 | 204.0537 | 244.303 | 0.052 | 31.662 | 57.499 | 0.603 | 78.002 | [5 empty] | 105.6383 | 65.389 | 0 | 0 | #REF! |  | 0.5285% | 0
N6 | N | 82.6222 | 4.22 | 4.22 | 59.3686 | 59.4722 | 0.018 | 19.783 | 0.148 | 0.074 | 31.529 | [5 empty] | 23.2536 | 23.15 | 0 | 0 | #REF! |  | 0.141% | 0
N7 | N | 360.1968 | 62.9667 | 57.76 | 358.9546 | 359.0708 | 0.024 | 11.89 | 0.166 | 0.265 | 1.196 | [5 empty] | 1.2422 | 1.126 | 0 | 0 | #REF! |  | 0.6147% | 0
P1 | P | 1624.9731 | 339.7126 | 64.66 | 1430.0652 | 1475.5071 | 0.176 | 94.592 | 64.917 | 3.881 | 182.672 | [5 empty] | 194.9079 | 149.466 | 0 | 0 | #REF! |  | 2.773% | 0
P2 | P | 117.3172 | 183.2558 | 183.2558 | 97.7023 | 98.5332 | 0.069 | 61.804 | 1.187 | 1.948 | 26.393 | [5 empty] | 19.6149 | 18.784 | 0 | 0 | #REF! |  | 0.2002% | 0
P3 | P | 1638.337 | 257.7158 | 172.1833 | 1445.9474 | 1497.249 | 1.841 | 252.47 | 73.288 | 2.104 | 165.344 | [5 empty] | 192.3896 | 141.088 | 0 | 0 | #REF! |  | 2.796% | 0
P4 | P | 181.4976 | 21.0803 | 10.11 | 73.9274 | 144.6736 | 0.026 | 29.565 | 101.066 | 0 | 41.785 | [5 empty] | 107.5702 | 36.824 | 0 | 0 | #REF! |  | 0.3098% | 0
P5 | P | 460.2372 | 45.1451 | 25.5748 | 366.4116 | 368.2162 | 0.024 | 25.567 | 2.578 | 0 | 121.022 | [5 empty] | 93.8256 | 92.021 | 0 | 0 | #REF! |  | 0.7855% | 0
P6 | P | 504.4625 | 44.8898 | 44.7226 | 350.9478 | 400.8165 | 0.077 | 44.454 | 71.241 | 0.105 | 122.143 | [5 empty] | 153.5147 | 103.646 | 0 | 0 | #REF! |  | 0.8609% | 0
P7 | P | 220.8492 | 22.6845 | 6.06 | 90.3275 | 149.3032 | 0.051 | 55.567 | 84.251 | 0 | 86.41 | [5 empty] | 130.5217 | 71.546 | 0 | 0 | #REF! |  | 0.3769% | 0
P8 | P | 788.4395 | 205.5514 | 67.89 | 482.7768 | 728.1765 | 0.144 | 143.738 | 350.571 | 0 | 76.525 | [5 empty] | 305.6627 | 60.263 | 0 | 0 | #REF! |  | 1.346% | 0
Q2 | Q | 556.2799 | 64.3155 | 8.9355 | 74.4544 | 129.4709 | 0.048 | 40.852 | 78.595 | 0.291 | 545.017 | [5 empty] | 481.8255 | 426.809 | 0 | 0 | #REF! |  | 0.9494% | 0
Q4 | Q | 1168.8708 | 114.97 | 35.93 | 1046.7485 | 1131.4408 | 0.153 | 119.513 | 120.989 | 1.022 | 48.813 | [5 empty] | 122.1223 | 37.43 | 0 | 0 | #REF! |  | 1.995% | 0
Q5 | Q | 465.1679 | 59.7071 | 29.61 | 419.7004 | 443.4339 | 0.048 | 29.407 | 33.905 | 0.361 | 31.726 | [5 empty] | 45.4675 | 21.734 | 0 | 0 | #REF! |  | 0.7939% | 0
Q6 | Q | 251.1922 | -15.816 | -14.95 | 106.3889 | 243.9662 | 0.033 | 16.655 | 196.539 | 0.039 | 10.426 | [5 empty] | 144.8033 | 7.226 | 0 | 0 | #REF! |  | 0.4287% | 0
Q7 | Q | 343.1956 | 17.59 | 10.38 | 198.1606 | 224.7816 | 0.049 | 30.091 | 38.03 | 0.195 | 153.453 | [5 empty] | 145.035 | 118.414 | 0 | 0 | #REF! |  | 0.5857% | 0
Q8 | Q | 418.2881 | -5.9233 | -29.061 | 228.9864 | 370.9331 | 9.776 | 75.945 | 202.781 | 14.284 | 38.838 | [5 empty] | 189.3017 | 47.355 | 0 | 0 | #REF! |  | 0.7139% | 0
R4 | R | 662.057 | 119.2524 | 72.3544 | 611.8413 | 612.521 | 1.28 | 85.95 | 0.971 | 1.17 | 66.435 | [5 empty] | 50.2157 | 49.536 | 0 | 0 | #REF! |  | 1.13% | 0
R5 | R | 118.7442 | -2.5786 | -8.2 | 62.0933 | 106.3872 | 0.034 | 40.866 | 63.277 | 3.889 | 15.196 | [5 empty] | 56.6509 | 12.357 | 0 | 0 | #REF! |  | 0.2027% | 0
R6 | R | 294.9905 | 103.7275 | 89.5618 | 157.5678 | 213.5055 | 0.011 | 15.924 | 79.911 | 2.299 | 99.63 | [5 empty] | 137.4227 | 81.485 | 0 | 0 | #REF! |  | 0.5034% | 0
S5 | S | 1065.8369 | 235.1692 | 138.0753 | 778.1933 | 981.6049 | 0.097 | 66.294 | 290.588 | 16.381 | 99.923 | [5 empty] | 287.6436 | 84.232 | 0 | 0 | #REF! |  | 1.819% | 0
S6 | S | 2545.6384 | 588.6754 | 348.9359 | 1744.4796 | 2347.8684 | 0.22 | 118.474 | 861.984 | 106.652 | 154.751 | [5 empty] | 801.1588 | 197.77 | 0 | 0 | #REF! |  | 4.345% | 0
T1 | T | 304.0819 | 45.3778 | 27.7366 | 92.478 | 183.5249 | 0.049 | 28.445 | 130.067 | 129.57 | 27.292 | [5 empty] | 211.6039 | 120.557 | 0 | 0 | #REF! |  | 0.519% | 0
T2 | T | 488.0163 | 88.1402 | 74.4099 | 334.9759 | 466.8223 | 0.049 | 33.024 | 188.352 | 0.428 | 29.451 | [5 empty] | 153.0404 | 21.194 | 0 | 0 | #REF! |  | 0.8329% | 0
T3 | T | 58.0023 | 10.4789 | 7.8191 | -25.4099 | -3.6287 | 0.008 | 3.946 | 31.116 | 77.79 | 9.408 | [5 empty] | 83.4122 | 61.631 | 0 | 0 | #REF! |  | 0.09899% | 0
T4 | T | 407.3957 | 77.7032 | 63.0309 | 303.6431 | 340.1187 | 0.058 | 64.156 | 52.108 | 71.075 | 24.049 | [5 empty] | 103.7526 | 67.277 | 0 | 0 | #REF! |  | 0.6953% | 0
T5 | T | 93.3188 | -10.1448 | -18.0576 | -24.2706 | 59.8708 | 2.042 | 6.841 | 120.202 | 23.468 | 27.739 | [5 empty] | 117.5894 | 33.448 | 0 | 0 | #REF! |  | 0.1593% | 0
Note on D8: janet.coley: For EG lookups
Note on F15: P(Gross) plus all storage demands, minus the "EG Output (70% wind) incl Storage".
Note on G15: P(Gross) plus all storage demands, minus the "EG Output (0% wind) incl Storage".
Note on H15: Installed capacity (as at December) of all distributed and micro electricity storage.
Note on I15: Installed capacity (as at December) of all distributed and micro solar.
Note on J15: Installed capacity (as at December) of all distributed and micro wind.
Note on K15: Installed capacity (as at December) of all distributed and micro hydro.
Note on L15: Installed capacity (as at December) of all distributed and micro technologies other than those shown to the left.
Note on M15: These columns are the generation load factors for the associated installed capacities to the left.
Note on R15: janet.coley: Different formulae for Scottish GSPs
Note on S15: janet.coley: Different formulae for Scottish GSPs
Note on T15: Distributed storage (excluding micro) demand (take from the grid). It is zero in Winter Peak as we assume storage is exporting (generation) at this time.
Note on U15: Sub 1 MW storage demand (take from the grid). It is zero in Winter Peak as we assume storage is exporting (generation) at this time.
Note on Y15: Angeliki Gkogka: Indicative DSR, proportionate to the I&C demand of each GSP. Direct Connects are not included

## DG
Source: | Produced by CalcDGSplit.sas
scenario | tech | year | etys_location | capacity | wintpk | summam | summpm
CE | Hydro | 17 | ALNE_P | 4 | 3.39 | 0.68 | 0.96
CE | Hydro | 17 | ARDK_P | 5.2 | 4.41 | 0.88 | 1.25
CE | Hydro | 17 | ARMO_P | 1.2 | 1.02 | 0.2 | 0.29
CE | Hydro | 17 | BOAG_P | 6.95 | 5.9 | 1.18 | 1.67
CE | Hydro | 17 | BRAC_P | 3 | 2.55 | 0.51 | 0.72
CE | Hydro | 17 | BROA_P | 1.2 | 1.02 | 0.2 | 0.29
CE | Hydro | 17 | BUMU_P | 1 | 0.85 | 0.17 | 0.24
CE | Hydro | 17 | CAAD_P | 2.4 | 2.04 | 0.41 | 0.58
CE | Hydro | 17 | CAFA | 12 | 10.18 | 2.04 | 2.88
CE | Hydro | 17 | CASS_P | 4.5 | 3.82 | 0.77 | 1.08
CE | Hydro | 17 | CEAN_P | 3.25 | 2.75 | 0.55 | 0.78
CE | Hydro | 17 | CLAC_P | 10.35 | 8.78 | 1.76 | 2.48
CE | Hydro | 17 | DUGR_P | 2.7 | 2.29 | 0.46 | 0.65
CE | Hydro | 17 | DUNO_P | 7.8 | 6.62 | 1.33 | 1.87
CE | Hydro | 17 | EAST | 14.2 | 12.05 | 2.41 | 3.41
CE | Hydro | 17 | ELLA_1 | 2 | 1.7 | 0.34 | 0.48
CE | Hydro | 17 | FASN_P | 2.5 | 2.12 | 0.43 | 0.6
CE | Hydro | 17 | FAUG_P | 8.39 | 7.12 | 1.43 | 2.01
CE | Hydro | 17 | FOUR_1 | 6 | 5.09 | 1.02 | 1.44
CE | Hydro | 17 | FWIL_P | 22.68 | 19.24 | 3.85 | 5.44
CE | Hydro | 17 | GLLE | 23 | 19.52 | 3.91 | 5.52
CE | Hydro | 17 | GRUB_P | 29.24 | 24.82 | 4.97 | 7.02
CE | Hydro | 17 | HARK_1 | 5.6 | 4.75 | 0.95 | 1.34
CE | Hydro | 17 | INDQ1 | 1.2 | 1.02 | 0.2 | 0.29
CE | Hydro | 17 | INNE_P | 5 | 4.24 | 0.85 | 1.2
CE | Hydro | 17 | KEOO | 25.2 | 21.39 | 4.28 | 6.05
CE | Hydro | 17 | KIIN_P | 11.5 | 9.76 | 1.96 | 2.76
CE | Hydro | 17 | KINL_P | 7 | 5.94 | 1.19 | 1.68
CE | Hydro | 17 | LAIR_P | 3.7 | 3.14 | 0.63 | 0.89
CE | Hydro | 17 | LAND1 | 2.9 | 2.46 | 0.49 | 0.7
CE | Hydro | 17 | LINM | 17 | 14.43 | 2.89 | 4.08
CE | Hydro | 17 | PENT_1 | 1.07 | 0.91 | 0.18 | 0.26
CE | Hydro | 17 | PORA_P | 9.15 | 7.77 | 1.56 | 2.2
CE | Hydro | 17 | QUOI_P | 3.45 | 2.93 | 0.59 | 0.83
CE | Hydro | 17 | RANN_P | 15.2 | 12.9 | 2.58 | 3.65
CE | Hydro | 17 | RASS_1 | 8 | 6.79 | 1.36 | 1.92
CE | Hydro | 17 | RATS_1 | 1.6 | 1.36 | 0.27 | 0.38
CE | Hydro | 17 | SFIL_P | 7.4 | 6.28 | 1.26 | 1.78
CE | Hydro | 17 | SLOY_P | 2 | 1.7 | 0.34 | 0.48
CE | Hydro | 17 | SWAN_1 | 47 | 39.89 | 7.99 | 11.28
CE | Hydro | 17 | TAYN_P | 12.79 | 10.85 | 2.17 | 3.07
CE | Hydro | 17 | TRAW_1 | 18.71 | 15.88 | 3.18 | 4.49
CE | Hydro | 17 | TUMB_P | 5.4 | 4.58 | 0.92 | 1.3
CE | Hydro | 18 | ALNE_P | 3.86 | 3.28 | 0.66 | 0.93
CE | Hydro | 18 | ARDK_P | 5.02 | 4.26 | 0.85 | 1.21
CE | Hydro | 18 | ARMO_P | 1.16 | 0.98 | 0.2 | 0.28
CE | Hydro | 18 | BOAG_P | 6.71 | 5.7 | 1.14 | 1.61
CE | Hydro | 18 | BRAC_P | 2.9 | 2.46 | 0.49 | 0.7
CE | Hydro | 18 | BROA_P | 1.16 | 0.98 | 0.2 | 0.28
CE | Hydro | 18 | BUMU_P | 0.97 | 0.82 | 0.16 | 0.23
CE | Hydro | 18 | CAAD_P | 2.32 | 1.97 | 0.39 | 0.56
CE | Hydro | 18 | CAFA | 12.81 | 10.87 | 2.18 | 3.07
CE | Hydro | 18 | CASS_P | 4.35 | 3.69 | 0.74 | 1.04
CE | Hydro | 18 | CEAN_P | 3.13 | 2.66 | 0.53 | 0.75
CE | Hydro | 18 | CLAC_P | 10 | 8.48 | 1.7 | 2.4
CE | Hydro | 18 | DUGR_P | 2.61 | 2.21 | 0.44 | 0.63
CE | Hydro | 18 | DUNO_P | 8.33 | 7.07 | 1.42 | 2
CE | Hydro | 18 | EAST | 15.16 | 12.86 | 2.58 | 3.64
CE | Hydro | 18 | ELLA_1 | 2.13 | 1.81 | 0.36 | 0.51
CE | Hydro | 18 | FASN_P | 2.41 | 2.05 | 0.41 | 0.58
CE | Hydro | 18 | FAUG_P | 8.1 | 6.88 | 1.38 | 1.94
CE | Hydro | 18 | FOUR_1 | 6.4 | 5.43 | 1.09 | 1.54
CE | Hydro | 18 | FWIL_P | 21.9 | 18.59 | 3.72 | 5.26
CE | Hydro | 18 | GLLE | 24.55 | 20.83 | 4.17 | 5.89
CE | Hydro | 18 | GRUB_P | 28.24 | 23.97 | 4.8 | 6.78
CE | Hydro | 18 | HARK_1 | 5.98 | 5.07 | 1.02 | 1.43
CE | Hydro | 18 | INDQ1 | 1.28 | 1.09 | 0.22 | 0.31
CE | Hydro | 18 | INNE_P | 4.83 | 4.1 | 0.82 | 1.16
CE | Hydro | 18 | KEOO | 26.9 | 22.83 | 4.57 | 6.46
CE | Hydro | 18 | KIIN_P | 11.11 | 9.43 | 1.89 | 2.67
CE | Hydro | 18 | KINL_P | 6.76 | 5.73 | 1.15 | 1.62
CE | Hydro | 18 | LAIR_P | 3.57 | 3.03 | 0.61 | 0.86
CE | Hydro | 18 | LAND1 | 3.1 | 2.63 | 0.53 | 0.74
CE | Hydro | 18 | LINM | 18.14 | 15.4 | 3.08 | 4.35
CE | Hydro | 18 | PENT_1 | 1.14 | 0.97 | 0.19 | 0.27
CE | Hydro | 18 | PORA_P | 8.84 | 7.5 | 1.5 | 2.12
CE | Hydro | 18 | QUOI_P | 3.33 | 2.83 | 0.57 | 0.8
CE | Hydro | 18 | RANN_P | 14.68 | 12.46 | 2.5 | 3.52
CE | Hydro | 18 | RASS_1 | 8.54 | 7.25 | 1.45 | 2.05
CE | Hydro | 18 | RATS_1 | 1.71 | 1.45 | 0.29 | 0.41
CE | Hydro | 18 | SFIL_P | 7.15 | 6.07 | 1.22 | 1.72
CE | Hydro | 18 | SLOY_P | 1.93 | 1.64 | 0.33 | 0.46
CE | Hydro | 18 | SWAN_1 | 50.16 | 42.57 | 8.53 | 12.04
CE | Hydro | 18 | TAYN_P | 12.35 | 10.48 | 2.1 | 2.96
CE | Hydro | 18 | TRAW_1 | 19.97 | 16.95 | 3.39 | 4.79
CE | Hydro | 18 | TUMB_P | 5.22 | 4.43 | 0.89 | 1.25
CE | Hydro | 19 | ALNE_P | 3.93 | 3.33 | 0.67 | 0.94
CE | Hydro | 19 | ARDK_P | 5.11 | 4.33 | 0.87 | 1.23
CE | Hydro | 19 | ARMO_P | 1.18 | 1 | 0.2 | 0.28
CE | Hydro | 19 | BOAG_P | 6.83 | 5.79 | 1.16 | 1.64
CE | Hydro | 19 | BRAC_P | 2.95 | 2.5 | 0.5 | 0.71
CE | Hydro | 19 | BROA_P | 1.18 | 1 | 0.2 | 0.28
CE | Hydro | 19 | BUMU_P | 0.98 | 0.83 | 0.17 | 0.24
CE | Hydro | 19 | CAAD_P | 2.36 | 2 | 0.4 | 0.57
CE | Hydro | 19 | CAFA | 13.02 | 11.05 | 2.21 | 3.13
CE | Hydro | 19 | CASS_P | 4.42 | 3.75 | 0.75 | 1.06
CE | Hydro | 19 | CEAN_P | 3.19 | 2.7 | 0.54 | 0.76
CE | Hydro | 19 | CLAC_P | 10.16 | 8.63 | 1.73 | 2.44
CE | Hydro | 19 | DUGR_P | 2.65 | 2.25 | 0.45 | 0.64
CE | Hydro | 19 | DUNO_P | 8.47 | 7.18 | 1.44 | 2.03
CE | Hydro | 19 | EAST | 15.41 | 13.08 | 2.62 | 3.7
CE | Hydro | 19 | ELLA_1 | 2.17 | 1.84 | 0.37 | 0.52
CE | Hydro | 19 | FASN_P | 2.46 | 2.08 | 0.42 | 0.59
CE | Hydro | 19 | FAUG_P | 8.24 | 6.99 | 1.4 | 1.98
CE | Hydro | 19 | FOUR_1 | 6.51 | 5.53 | 1.11 | 1.56
CE | Hydro | 19 | FWIL_P | 22.27 | 18.9 | 3.79 | 5.34
CE | Hydro | 19 | GLLE | 24.96 | 21.18 | 4.24 | 5.99
CE | Hydro | 19 | GRUB_P | 28.72 | 24.37 | 4.88 | 6.89
CE | Hydro | 19 | HARK_1 | 6.08 | 5.16 | 1.03 | 1.46
CE | Hydro | 19 | INDQ1 | 1.3 | 1.11 | 0.22 | 0.31
CE | Hydro | 19 | INNE_P | 4.91 | 4.17 | 0.83 | 1.18
CE | Hydro | 19 | KEOO | 27.35 | 23.21 | 4.65 | 6.56
CE | Hydro | 19 | KIIN_P | 11.29 | 9.59 | 1.92 | 2.71
CE | Hydro | 19 | KINL_P | 6.87 | 5.83 | 1.17 | 1.65
CE | Hydro | 19 | LAIR_P | 3.63 | 3.08 | 0.62 | 0.87
CE | Hydro | 19 | LAND1 | 3.15 | 2.67 | 0.54 | 0.76
CE | Hydro | 19 | LINM | 18.45 | 15.66 | 3.14 | 4.43
CE | Hydro | 19 | PENT_1 | 1.16 | 0.99 | 0.2 | 0.28
CE | Hydro | 19 | PORA_P | 8.99 | 7.63 | 1.53 | 2.16
CE | Hydro | 19 | QUOI_P | 3.39 | 2.88 | 0.58 | 0.81
CE | Hydro | 19 | RANN_P | 14.93 | 12.67 | 2.54 | 3.58
CE | Hydro | 19 | RASS_1 | 8.68 | 7.37 | 1.48 | 2.08
CE | Hydro | 19 | RATS_1 | 1.74 | 1.47 | 0.3 | 0.42
CE | Hydro | 19 | SFIL_P | 7.27 | 6.17 | 1.24 | 1.74
CE | Hydro | 19 | SLOY_P | 1.96 | 1.67 | 0.33 | 0.47
CE | Hydro | 19 | SWAN_1 | 51.01 | 43.29 | 8.67 | 12.24
CE | Hydro | 19 | TAYN_P | 12.56 | 10.66 | 2.13 | 3.01
CE | Hydro | 19 | TRAW_1 | 20.3 | 17.23 | 3.45 | 4.87
CE | Hydro | 19 | TUMB_P | 5.3 | 4.5 | 0.9 | 1.27
CE | Hydro | 20 | ALNE_P | 3.95 | 3.36 | 0.67 | 0.95
CE | Hydro | 20 | ARDK_P | 5.14 | 4.36 | 0.87 | 1.23
CE | Hydro | 20 | ARMO_P | 1.19 | 1.01 | 0.2 | 0.28
CE | Hydro | 20 | BOAG_P | 6.87 | 5.83 | 1.17 | 1.65
CE | Hydro | 20 | BRAC_P | 2.97 | 2.52 | 0.5 | 0.71
CE | Hydro | 20 | BROA_P | 1.19 | 1.01 | 0.2 | 0.28
CE | Hydro | 20 | BUMU_P | 0.99 | 0.84 | 0.17 | 0.24
CE | Hydro | 20 | CAAD_P | 2.37 | 2.01 | 0.4 | 0.57
CE | Hydro | 20 | CAFA | 13.11 | 11.13 | 2.23 | 3.15
CE | Hydro | 20 | CASS_P | 4.45 | 3.78 | 0.76 | 1.07
CE | Hydro | 20 | CEAN_P | 3.21 | 2.72 | 0.55 | 0.77
CE | Hydro | 20 | CLAC_P | 10.23 | 8.68 | 1.74 | 2.46
CE | Hydro | 20 | DUGR_P | 2.67 | 2.27 | 0.45 | 0.64
CE | Hydro | 20 | DUNO_P | 8.52 | 7.23 | 1.45 | 2.05
CE | Hydro | 20 | EAST | 15.51 | 13.17 | 2.64 | 3.72
CE | Hydro | 20 | ELLA_1 | 2.19 | 1.85 | 0.37 | 0.52
CE | Hydro | 20 | FASN_P | 2.47 | 2.1 | 0.42 | 0.59
CE | Hydro | 20 | FAUG_P | 8.3 | 7.04 | 1.41 | 1.99
CE | Hydro | 20 | FOUR_1 | 6.56 | 5.56 | 1.11 | 1.57
CE | Hydro | 20 | FWIL_P | 22.42 | 19.03 | 3.81 | 5.38
CE | Hydro | 20 | GLLE | 25.13 | 21.33 | 4.27 | 6.03
CE | Hydro | 20 | GRUB_P | 28.91 | 24.53 | 4.91 | 6.94
CE | Hydro | 20 | HARK_1 | 6.12 | 5.19 | 1.04 | 1.47
CE | Hydro | 20 | INDQ1 | 1.31 | 1.11 | 0.22 | 0.31
CE | Hydro | 20 | INNE_P | 4.94 | 4.2 | 0.84 | 1.19
CE | Hydro | 20 | KEOO | 27.53 | 23.37 | 4.68 | 6.61
CE | Hydro | 20 | KIIN_P | 11.37 | 9.65 | 1.93 | 2.73
CE | Hydro | 20 | KINL_P | 6.92 | 5.87 | 1.18 | 1.66
CE | Hydro | 20 | LAIR_P | 3.66 | 3.1 | 0.62 | 0.88
CE | Hydro | 20 | LAND1 | 3.17 | 2.69 | 0.54 | 0.76
CE | Hydro | 20 | LINM | 18.57 | 15.76 | 3.16 | 4.46
CE | Hydro | 20 | PENT_1 | 1.17 | 0.99 | 0.2 | 0.28
CE | Hydro | 20 | PORA_P | 9.05 | 7.68 | 1.54 | 2.17
CE | Hydro | 20 | QUOI_P | 3.41 | 2.89 | 0.58 | 0.82
CE | Hydro | 20 | RANN_P | 15.03 | 12.75 | 2.55 | 3.61
CE | Hydro | 20 | RASS_1 | 8.74 | 7.42 | 1.49 | 2.1
CE | Hydro | 20 | RATS_1 | 1.75 | 1.48 | 0.3 | 0.42
CE | Hydro | 20 | SFIL_P | 7.32 | 6.21 | 1.24 | 1.76
CE | Hydro | 20 | SLOY_P | 1.98 | 1.68 | 0.34 | 0.47
CE | Hydro | 20 | SWAN_1 | 51.35 | 43.58 | 8.73 | 12.32
CE | Hydro | 20 | TAYN_P | 12.64 | 10.73 | 2.15 | 3.03
CE | Hydro | 20 | TRAW_1 | 20.44 | 17.35 | 3.47 | 4.91
CE | Hydro | 20 | TUMB_P | 5.34 | 4.53 | 0.91 | 1.28
CE | Hydro | 21 | ALNE_P | 3.98 | 3.38 | 0.68 | 0.96
CE | Hydro | 21 | ARDK_P | 5.18 | 4.39 | 0.88 | 1.24
CE | Hydro | 21 | ARMO_P | 1.19 | 1.01 | 0.2 | 0.29
CE | Hydro | 21 | BOAG_P | 6.92 | 5.87 | 1.18 | 1.66
CE | Hydro | 21 | BRAC_P | 2.99 | 2.53 | 0.51 | 0.72
CE | Hydro | 21 | BROA_P | 1.19 | 1.01 | 0.2 | 0.29
CE | Hydro | 21 | BUMU_P | 1 | 0.84 | 0.17 | 0.24
CE | Hydro | 21 | CAAD_P | 2.39 | 2.03 | 0.41 | 0.57
CE | Hydro | 21 | CAFA | 13.2 | 11.2 | 2.24 | 3.17
CE | Hydro | 21 | CASS_P | 4.48 | 3.8 | 0.76 | 1.07
CE | Hydro | 21 | CEAN_P | 3.23 | 2.74 | 0.55 | 0.78
CE | Hydro | 21 | CLAC_P | 10.3 | 8.74 | 1.75 | 2.47
CE | Hydro | 21 | DUGR_P | 2.69 | 2.28 | 0.46 | 0.64
CE | Hydro | 21 | DUNO_P | 8.58 | 7.28 | 1.46 | 2.06
CE | Hydro | 21 | EAST | 15.62 | 13.25 | 2.65 | 3.75
CE | Hydro | 21 | ELLA_1 | 2.2 | 1.87 | 0.37 | 0.53
CE | Hydro | 21 | FASN_P | 2.49 | 2.11 | 0.42 | 0.6
CE | Hydro | 21 | FAUG_P | 8.35 | 7.09 | 1.42 | 2
CE | Hydro | 21 | FOUR_1 | 6.6 | 5.6 | 1.12 | 1.58
CE | Hydro | 21 | FWIL_P | 22.57 | 19.15 | 3.84 | 5.42
CE | Hydro | 21 | GLLE | 25.3 | 21.47 | 4.3 | 6.07
CE | Hydro | 21 | GRUB_P | 29.1 | 24.7 | 4.95 | 6.98
CE | Hydro | 21 | HARK_1 | 6.16 | 5.23 | 1.05 | 1.48
CE | Hydro | 21 | INDQ1 | 1.32 | 1.12 | 0.22 | 0.32
CE | Hydro | 21 | INNE_P | 4.98 | 4.22 | 0.85 | 1.19
CE | Hydro | 21 | KEOO | 27.71 | 23.52 | 4.71 | 6.65
CE | Hydro | 21 | KIIN_P | 11.45 | 9.71 | 1.95 | 2.75
CE | Hydro | 21 | KINL_P | 6.96 | 5.91 | 1.18 | 1.67
CE | Hydro | 21 | LAIR_P | 3.68 | 3.13 | 0.63 | 0.88
CE | Hydro | 21 | LAND1 | 3.19 | 2.71 | 0.54 | 0.77
CE | Hydro | 21 | LINM | 18.7 | 15.87 | 3.18 | 4.49
CE | Hydro | 21 | PENT_1 | 1.18 | 1 | 0.2 | 0.28
CE | Hydro | 21 | PORA_P | 9.11 | 7.73 | 1.55 | 2.19
CE | Hydro | 21 | QUOI_P | 3.43 | 2.91 | 0.58 | 0.82
CE | Hydro | 21 | RANN_P | 15.13 | 12.84 | 2.57 | 3.63
CE | Hydro | 21 | RASS_1 | 8.8 | 7.47 | 1.5 | 2.11
CE | Hydro | 21 | RATS_1 | 1.76 | 1.49 | 0.3 | 0.42
CE | Hydro | 21 | SFIL_P | 7.37 | 6.25 | 1.25 | 1.77
CE | Hydro | 21 | SLOY_P | 1.99 | 1.69 | 0.34 | 0.48
CE | Hydro | 21 | SWAN_1 | 51.69 | 43.87 | 8.79 | 12.41
CE | Hydro | 21 | TAYN_P | 12.72 | 10.8 | 2.16 | 3.05
CE | Hydro | 21 | TRAW_1 | 20.57 | 17.46 | 3.5 | 4.94
CE | Hydro | 21 | TUMB_P | 5.37 | 4.56 | 0.91 | 1.29
CE | Hydro | 22 | ALNE_P | 4.01 | 3.4 | 0.68 | 0.96
CE | Hydro | 22 | ARDK_P | 5.21 | 4.42 | 0.89 | 1.25
CE | Hydro | 22 | ARMO_P | 1.2 | 1.02 | 0.2 | 0.29
CE | Hydro | 22 | BOAG_P | 6.96 | 5.91 | 1.18 | 1.67
CE | Hydro | 22 | BRAC_P | 3.01 | 2.55 | 0.51 | 0.72
CE | Hydro | 22 | BROA_P | 1.2 | 1.02 | 0.2 | 0.29
CE | Hydro | 22 | BUMU_P | 1 | 0.85 | 0.17 | 0.24
CE | Hydro | 22 | CAAD_P | 2.4 | 2.04 | 0.41 | 0.58
CE | Hydro | 22 | CAFA | 13.28 | 11.27 | 2.26 | 3.19
CE | Hydro | 22 | CASS_P | 4.51 | 3.83 | 0.77 | 1.08
CE | Hydro | 22 | CEAN_P | 3.25 | 2.76 | 0.55 | 0.78
CE | Hydro | 22 | CLAC_P | 10.37 | 8.8 | 1.76 | 2.49
CE | Hydro | 22 | DUGR_P | 2.7 | 2.3 | 0.46 | 0.65
CE | Hydro | 22 | DUNO_P | 8.64 | 7.33 | 1.47 | 2.07
CE | Hydro | 22 | EAST | 15.72 | 13.34 | 2.67 | 3.77
CE | Hydro | 22 | ELLA_1 | 2.21 | 1.88 | 0.38 | 0.53
CE | Hydro | 22 | FASN_P | 2.5 | 2.13 | 0.43 | 0.6
CE | Hydro | 22 | FAUG_P | 8.41 | 7.13 | 1.43 | 2.02
CE | Hydro | 22 | FOUR_1 | 6.64 | 5.64 | 1.13 | 1.59
CE | Hydro | 22 | FWIL_P | 22.72 | 19.28 | 3.86 | 5.45
CE | Hydro | 22 | GLLE | 25.46 | 21.61 | 4.33 | 6.11
CE | Hydro | 22 | GRUB_P | 29.29 | 24.86 | 4.98 | 7.03
CE | Hydro | 22 | HARK_1 | 6.2 | 5.26 | 1.05 | 1.49
CE | Hydro | 22 | INDQ1 | 1.33 | 1.13 | 0.23 | 0.32
CE | Hydro | 22 | INNE_P | 5.01 | 4.25 | 0.85 | 1.2
CE | Hydro | 22 | KEOO | 27.9 | 23.68 | 4.74 | 6.7
CE | Hydro | 22 | KIIN_P | 11.52 | 9.78 | 1.96 | 2.77
CE | Hydro | 22 | KINL_P | 7.01 | 5.95 | 1.19 | 1.68
CE | Hydro | 22 | LAIR_P | 3.71 | 3.15 | 0.63 | 0.89
CE | Hydro | 22 | LAND1 | 3.21 | 2.72 | 0.55 | 0.77
CE | Hydro | 22 | LINM | 18.82 | 15.97 | 3.2 | 4.52
CE | Hydro | 22 | PENT_1 | 1.18 | 1.01 | 0.2 | 0.28
CE | Hydro | 22 | PORA_P | 9.17 | 7.78 | 1.56 | 2.2
CE | Hydro | 22 | QUOI_P | 3.46 | 2.93 | 0.59 | 0.83
CE | Hydro | 22 | RANN_P | 15.23 | 12.92 | 2.59 | 3.65
CE | Hydro | 22 | RASS_1 | 8.86 | 7.52 | 1.51 | 2.13
CE | Hydro | 22 | RATS_1 | 1.77 | 1.5 | 0.3 | 0.43
CE | Hydro | 22 | SFIL_P | 7.41 | 6.29 | 1.26 | 1.78
CE | Hydro | 22 | SLOY_P | 2 | 1.7 | 0.34 | 0.48
CE | Hydro | 22 | SWAN_1 | 52.03 | 44.16 | 8.85 | 12.49
CE | Hydro | 22 | TAYN_P | 12.81 | 10.87 | 2.18 | 3.07
CE | Hydro | 22 | TRAW_1 | 20.71 | 17.58 | 3.52 | 4.97
CE | Hydro | 22 | TUMB_P | 5.41 | 4.59 | 0.92 | 1.3
CE | Hydro | 23 | ALNE_P | 4.03 | 3.42 | 0.69 | 0.97
CE | Hydro | 23 | ARDK_P | 5.24 | 4.45 | 0.89 | 1.26
CE | Hydro | 23 | ARMO_P | 1.21 | 1.03 | 0.21 | 0.29
CE | Hydro | 23 | BOAG_P | 7.01 | 5.95 | 1.19 | 1.68
CE | Hydro | 23 | BRAC_P | 3.03 | 2.57 | 0.51 | 0.73
CE | Hydro | 23 | BROA_P | 1.21 | 1.03 | 0.21 | 0.29
CE | Hydro | 23 | BUMU_P | 1.01 | 0.86 | 0.17 | 0.24
CE | Hydro | 23 | CAAD_P | 2.42 | 2.05 | 0.41 | 0.58
CE | Hydro | 23 | CAFA | 13.37 | 11.35 | 2.27 | 3.21
CE | Hydro | 23 | CASS_P | 4.54 | 3.85 | 0.77 | 1.09
CE | Hydro | 23 | CEAN_P | 3.27 | 2.78 | 0.56 | 0.79
CE | Hydro | 23 | CLAC_P | 10.44 | 8.86 | 1.77 | 2.5
CE | Hydro | 23 | DUGR_P | 2.72 | 2.31 | 0.46 | 0.65
CE | Hydro | 23 | DUNO_P | 8.69 | 7.38 | 1.48 | 2.09
CE | Hydro | 23 | EAST | 15.82 | 13.43 | 2.69 | 3.8
CE | Hydro | 23 | ELLA_1 | 2.23 | 1.89 | 0.38 | 0.53
CE | Hydro | 23 | FASN_P | 2.52 | 2.14 | 0.43 | 0.61
CE | Hydro | 23 | FAUG_P | 8.46 | 7.18 | 1.44 | 2.03
CE | Hydro | 23 | FOUR_1 | 6.69 | 5.67 | 1.14 | 1.6
CE | Hydro | 23 | FWIL_P | 22.86 | 19.41 | 3.89 | 5.49
CE | Hydro | 23 | GLLE | 25.63 | 21.75 | 4.36 | 6.15
CE | Hydro | 23 | GRUB_P | 29.48 | 25.02 | 5.01 | 7.08
CE | Hydro | 23 | HARK_1 | 6.24 | 5.3 | 1.06 | 1.5
CE | Hydro | 23 | INDQ1 | 1.34 | 1.13 | 0.23 | 0.32
CE | Hydro | 23 | INNE_P | 5.04 | 4.28 | 0.86 | 1.21
CE | Hydro | 23 | KEOO | 28.08 | 23.83 | 4.77 | 6.74
CE | Hydro | 23 | KIIN_P | 11.6 | 9.84 | 1.97 | 2.78
CE | Hydro | 23 | KINL_P | 7.05 | 5.99 | 1.2 | 1.69
CE | Hydro | 23 | LAIR_P | 3.73 | 3.17 | 0.63 | 0.9
CE | Hydro | 23 | LAND1 | 3.23 | 2.74 | 0.55 | 0.78
CE | Hydro | 23 | LINM | 18.94 | 16.08 | 3.22 | 4.55
CE | Hydro | 23 | PENT_1 | 1.19 | 1.01 | 0.2 | 0.29
CE | Hydro | 23 | PORA_P | 9.23 | 7.83 | 1.57 | 2.21
CE | Hydro | 23 | QUOI_P | 3.48 | 2.95 | 0.59 | 0.83
CE | Hydro | 23 | RANN_P | 15.33 | 13.01 | 2.61 | 3.68
CE | Hydro | 23 | RASS_1 | 8.91 | 7.57 | 1.52 | 2.14
CE | Hydro | 23 | RATS_1 | 1.78 | 1.51 | 0.3 | 0.43
CE | Hydro | 23 | SFIL_P | 7.46 | 6.33 | 1.27 | 1.79
CE | Hydro | 23 | SLOY_P | 2.02 | 1.71 | 0.34 | 0.48
CE | Hydro | 23 | SWAN_1 | 52.37 | 44.45 | 8.9 | 12.57
CE | Hydro | 23 | TAYN_P | 12.89 | 10.94 | 2.19 | 3.09
CE | Hydro | 23 | TRAW_1 | 20.85 | 17.69 | 3.54 | 5
CE | Hydro | 23 | TUMB_P | 5.45 | 4.62 | 0.93 | 1.31
CE | Hydro | 24 | ALNE_P | 4.06 | 3.45 | 0.69 | 0.97
CE | Hydro | 24 | ARDK_P | 5.28 | 4.48 | 0.9 | 1.27
CE | Hydro | 24 | ARMO_P | 1.22 | 1.03 | 0.21 | 0.29
CE | Hydro | 24 | BOAG_P | 7.05 | 5.99 | 1.2 | 1.69
CE | Hydro | 24 | BRAC_P | 3.04 | 2.58 | 0.52 | 0.73
CE | Hydro | 24 | BROA_P | 1.22 | 1.03 | 0.21 | 0.29
CE | Hydro | 24 | BUMU_P | 1.01 | 0.86 | 0.17 | 0.24
CE | Hydro | 24 | CAAD_P | 2.44 | 2.07 | 0.41 | 0.58
CE | Hydro | 24 | CAFA | 13.46 | 11.42 | 2.29 | 3.23
CE | Hydro | 24 | CASS_P | 4.57 | 3.88 | 0.78 | 1.1
CE | Hydro | 24 | CEAN_P | 3.29 | 2.79 | 0.56 | 0.79
CE | Hydro | 24 | CLAC_P | 10.5 | 8.91 | 1.79 | 2.52
CE | Hydro | 24 | DUGR_P | 2.74 | 2.33 | 0.47 | 0.66
CE | Hydro | 24 | DUNO_P | 8.75 | 7.42 | 1.49 | 2.1
CE | Hydro | 24 | EAST | 15.92 | 13.52 | 2.71 | 3.82
CE | Hydro | 24 | ELLA_1 | 2.24 | 1.9 | 0.38 | 0.54
CE | Hydro | 24 | FASN_P | 2.54 | 2.15 | 0.43 | 0.61
CE | Hydro | 24 | FAUG_P | 8.51 | 7.23 | 1.45 | 2.04
CE | Hydro | 24 | FOUR_1 | 6.73 | 5.71 | 1.14 | 1.62
CE | Hydro | 24 | FWIL_P | 23.01 | 19.53 | 3.91 | 5.52
CE | Hydro | 24 | GLLE | 25.79 | 21.89 | 4.38 | 6.19
CE | Hydro | 24 | GRUB_P | 29.67 | 25.18 | 5.04 | 7.12
CE | Hydro | 24 | HARK_1 | 6.28 | 5.33 | 1.07 | 1.51
CE | Hydro | 24 | INDQ1 | 1.35 | 1.14 | 0.23 | 0.32
CE | Hydro | 24 | INNE_P | 5.07 | 4.31 | 0.86 | 1.22
CE | Hydro | 24 | KEOO | 28.26 | 23.99 | 4.8 | 6.78
CE | Hydro | 24 | KIIN_P | 11.67 | 9.91 | 1.98 | 2.8
CE | Hydro | 24 | KINL_P | 7.1 | 6.02 | 1.21 | 1.7
CE | Hydro | 24 | LAIR_P | 3.75 | 3.19 | 0.64 | 0.9
CE | Hydro | 24 | LAND1 | 3.25 | 2.76 | 0.55 | 0.78
CE | Hydro | 24 | LINM | 19.07 | 16.18 | 3.24 | 4.58
CE | Hydro | 24 | PENT_1 | 1.2 | 1.02 | 0.2 | 0.29
CE | Hydro | 24 | PORA_P | 9.29 | 7.88 | 1.58 | 2.23
CE | Hydro | 24 | QUOI_P | 3.5 | 2.97 | 0.6 | 0.84
CE | Hydro | 24 | RANN_P | 15.43 | 13.09 | 2.62 | 3.7
CE | Hydro | 24 | RASS_1 | 8.97 | 7.61 | 1.53 | 2.15
CE | Hydro | 24 | RATS_1 | 1.79 | 1.52 | 0.31 | 0.43
CE | Hydro | 24 | SFIL_P | 7.51 | 6.37 | 1.28 | 1.8
CE | Hydro | 24 | SLOY_P | 2.03 | 1.72 | 0.35 | 0.49
CE | Hydro | 24 | SWAN_1 | 52.71 | 44.74 | 8.96 | 12.65
CE | Hydro | 24 | TAYN_P | 12.98 | 11.01 | 2.21 | 3.11
CE | Hydro | 24 | TRAW_1 | 20.98 | 17.81 | 3.57 | 5.04
CE | Hydro | 24 | TUMB_P | 5.48 | 4.65 | 0.93 | 1.32
CE | Hydro | 25 | ALNE_P | 4.09 | 3.47 | 0.69 | 0.98
CE | Hydro | 25 | ARDK_P | 5.31 | 4.51 | 0.9 | 1.27
CE | Hydro | 25 | ARMO_P | 1.23 | 1.04 | 0.21 | 0.29
CE | Hydro | 25 | BOAG_P | 7.1 | 6.02 | 1.21 | 1.7
CE | Hydro | 25 | BRAC_P | 3.06 | 2.6 | 0.52 | 0.74
CE | Hydro | 25 | BROA_P | 1.23 | 1.04 | 0.21 | 0.29
CE | Hydro | 25 | BUMU_P | 1.02 | 0.87 | 0.17 | 0.25
CE | Hydro | 25 | CAAD_P | 2.45 | 2.08 | 0.42 | 0.59
CE | Hydro | 25 | CAFA | 13.54 | 11.49 | 2.3 | 3.25
CE | Hydro | 25 | CASS_P | 4.6 | 3.9 | 0.78 | 1.1
CE | Hydro | 25 | CEAN_P | 3.31 | 2.81 | 0.56 | 0.8
CE | Hydro | 25 | CLAC_P | 10.57 | 8.97 | 1.8 | 2.54
CE | Hydro | 25 | DUGR_P | 2.76 | 2.34 | 0.47 | 0.66
CE | Hydro | 25 | DUNO_P | 8.8 | 7.47 | 1.5 | 2.11
CE | Hydro | 25 | EAST | 16.03 | 13.6 | 2.72 | 3.85
CE | Hydro | 25 | ELLA_1 | 2.26 | 1.92 | 0.38 | 0.54
CE | Hydro | 25 | FASN_P | 2.55 | 2.17 | 0.43 | 0.61
CE | Hydro | 25 | FAUG_P | 8.57 | 7.27 | 1.46 | 2.06
CE | Hydro | 25 | FOUR_1 | 6.77 | 5.75 | 1.15 | 1.63
CE | Hydro | 25 | FWIL_P | 23.16 | 19.66 | 3.94 | 5.56
CE | Hydro | 25 | GLLE | 25.96 | 22.03 | 4.41 | 6.23
CE | Hydro | 25 | GRUB_P | 29.86 | 25.34 | 5.08 | 7.17
CE | Hydro | 25 | HARK_1 | 6.32 | 5.36 | 1.07 | 1.52
CE | Hydro | 25 | INDQ1 | 1.35 | 1.15 | 0.23 | 0.33
CE | Hydro | 25 | INNE_P | 5.11 | 4.33 | 0.87 | 1.23
CE | Hydro | 25 | KEOO | 28.44 | 24.14 | 4.84 | 6.83
CE | Hydro | 25 | KIIN_P | 11.75 | 9.97 | 2 | 2.82
CE | Hydro | 25 | KINL_P | 7.14 | 6.06 | 1.21 | 1.71
CE | Hydro | 25 | LAIR_P | 3.78 | 3.21 | 0.64 | 0.91
CE | Hydro | 25 | LAND1 | 3.27 | 2.78 | 0.56 | 0.79
CE | Hydro | 25 | LINM | 19.19 | 16.28 | 3.26 | 4.6
CE | Hydro | 25 | PENT_1 | 1.21 | 1.02 | 0.21 | 0.29
CE | Hydro | 25 | PORA_P | 9.35 | 7.93 | 1.59 | 2.24
CE | Hydro | 25 | QUOI_P | 3.52 | 2.99 | 0.6 | 0.85
CE | Hydro | 25 | RANN_P | 15.52 | 13.18 | 2.64 | 3.73
CE | Hydro | 25 | RASS_1 | 9.03 | 7.66 | 1.53 | 2.17
CE | Hydro | 25 | RATS_1 | 1.81 | 1.53 | 0.31 | 0.43
CE | Hydro | 25 | SFIL_P | 7.56 | 6.41 | 1.28 | 1.81
CE | Hydro | 25 | SLOY_P | 2.04 | 1.73 | 0.35 | 0.49
CE | Hydro | 25 | SWAN_1 | 53.05 | 45.02 | 9.02 | 12.73
CE | Hydro | 25 | TAYN_P | 13.06 | 11.08 | 2.22 | 3.13
CE | Hydro | 25 | TRAW_1 | 21.11 | 17.92 | 3.59 | 5.07
CE | Hydro | 25 | TUMB_P | 5.52 | 4.68 | 0.94 | 1.32
CE | Hydro | 26 | ALNE_P | 4.11 | 3.49 | 0.7 | 0.99
CE | Hydro | 26 | ARDK_P | 5.35 | 4.54 | 0.91 | 1.28
CE | Hydro | 26 | ARMO_P | 1.23 | 1.05 | 0.21 | 0.3
CE | Hydro | 26 | BOAG_P | 7.14 | 6.06 | 1.21 | 1.71
CE | Hydro | 26 | BRAC_P | 3.08 | 2.62 | 0.52 | 0.74
CE | Hydro | 26 | BROA_P | 1.23 | 1.05 | 0.21 | 0.3
CE | Hydro | 26 | BUMU_P | 1.03 | 0.87 | 0.17 | 0.25
CE | Hydro | 26 | CAAD_P | 2.47 | 2.09 | 0.42 | 0.59
CE | Hydro | 26 | CAFA | 13.63 | 11.57 | 2.32 | 3.27
CE | Hydro | 26 | CASS_P | 4.63 | 3.93 | 0.79 | 1.11
CE | Hydro | 26 | CEAN_P | 3.34 | 2.83 | 0.57 | 0.8
CE | Hydro | 26 | CLAC_P | 10.64 | 9.03 | 1.81 | 2.55
CE | Hydro | 26 | DUGR_P | 2.78 | 2.36 | 0.47 | 0.67
CE | Hydro | 26 | DUNO_P | 8.86 | 7.52 | 1.51 | 2.13
CE | Hydro | 26 | EAST | 16.13 | 13.69 | 2.74 | 3.87
CE | Hydro | 26 | ELLA_1 | 2.27 | 1.93 | 0.39 | 0.55
CE | Hydro | 26 | FASN_P | 2.57 | 2.18 | 0.44 | 0.62
CE | Hydro | 26 | FAUG_P | 8.62 | 7.32 | 1.47 | 2.07
CE | Hydro | 26 | FOUR_1 | 6.82 | 5.78 | 1.16 | 1.64
CE | Hydro | 26 | FWIL_P | 23.31 | 19.78 | 3.96 | 5.59
CE | Hydro | 26 | GLLE | 26.13 | 22.17 | 4.44 | 6.27
CE | Hydro | 26 | GRUB_P | 30.05 | 25.51 | 5.11 | 7.21
CE | Hydro | 26 | HARK_1 | 6.36 | 5.4 | 1.08 | 1.53
CE | Hydro | 26 | INDQ1 | 1.36 | 1.16 | 0.23 | 0.33
CE | Hydro | 26 | INNE_P | 5.14 | 4.36 | 0.87 | 1.23
CE | Hydro | 26 | KEOO | 28.62 | 24.29 | 4.87 | 6.87
CE | Hydro | 26 | KIIN_P | 11.82 | 10.03 | 2.01 | 2.84
CE | Hydro | 26 | KINL_P | 7.19 | 6.1 | 1.22 | 1.73
CE | Hydro | 26 | LAIR_P | 3.8 | 3.23 | 0.65 | 0.91
CE | Hydro | 26 | LAND1 | 3.29 | 2.8 | 0.56 | 0.79
CE | Hydro | 26 | LINM | 19.31 | 16.39 | 3.28 | 4.63
CE | Hydro | 26 | PENT_1 | 1.22 | 1.03 | 0.21 | 0.29
CE | Hydro | 26 | PORA_P | 9.41 | 7.98 | 1.6 | 2.26
CE | Hydro | 26 | QUOI_P | 3.55 | 3.01 | 0.6 | 0.85
CE | Hydro | 26 | RANN_P | 15.62 | 13.26 | 2.66 | 3.75
CE | Hydro | 26 | RASS_1 | 9.09 | 7.71 | 1.54 | 2.18
CE | Hydro | 26 | RATS_1 | 1.82 | 1.54 | 0.31 | 0.44
CE | Hydro | 26 | SFIL_P | 7.61 | 6.46 | 1.29 | 1.83
CE | Hydro | 26 | SLOY_P | 2.06 | 1.74 | 0.35 | 0.49
CE | Hydro | 26 | SWAN_1 | 53.39 | 45.31 | 9.08 | 12.81
CE | Hydro | 26 | TAYN_P | 13.14 | 11.15 | 2.23 | 3.15
CE | Hydro | 26 | TRAW_1 | 21.25 | 18.03 | 3.61 | 5.1
CE | Hydro | 26 | TUMB_P | 5.55 | 4.71 | 0.94 | 1.33
CE | Hydro | 27 | ALNE_P | 4.14 | 3.51 | 0.7 | 0.99
CE | Hydro | 27 | ARDK_P | 5.38 | 4.56 | 0.91 | 1.29
CE | Hydro | 27 | ARMO_P | 1.24 | 1.05 | 0.21 | 0.3
CE | Hydro | 27 | BOAG_P | 7.19 | 6.1 | 1.22 | 1.73
CE | Hydro | 27 | BRAC_P | 3.1 | 2.63 | 0.53 | 0.74
CE | Hydro | 27 | BROA_P | 1.24 | 1.05 | 0.21 | 0.3
CE | Hydro | 27 | BUMU_P | 1.03 | 0.88 | 0.18 | 0.25
CE | Hydro | 27 | CAAD_P | 2.48 | 2.11 | 0.42 | 0.6
CE | Hydro | 27 | CAFA | 13.72 | 11.64 | 2.33 | 3.29
CE | Hydro | 27 | CASS_P | 4.65 | 3.95 | 0.79 | 1.12
CE | Hydro | 27 | CEAN_P | 3.36 | 2.85 | 0.57 | 0.81
CE | Hydro | 27 | CLAC_P | 10.71 | 9.09 | 1.82 | 2.57
CE | Hydro | 27 | DUGR_P | 2.79 | 2.37 | 0.47 | 0.67
CE | Hydro | 27 | DUNO_P | 8.92 | 7.57 | 1.52 | 2.14
CE | Hydro | 27 | EAST | 16.23 | 13.78 | 2.76 | 3.9
CE | Hydro | 27 | ELLA_1 | 2.29 | 1.94 | 0.39 | 0.55
CE | Hydro | 27 | FASN_P | 2.59 | 2.19 | 0.44 | 0.62
CE | Hydro | 27 | FAUG_P | 8.68 | 7.37 | 1.48 | 2.08
CE | Hydro | 27 | FOUR_1 | 6.86 | 5.82 | 1.17 | 1.65
CE | Hydro | 27 | FWIL_P | 23.45 | 19.91 | 3.99 | 5.63
CE | Hydro | 27 | GLLE | 26.29 | 22.31 | 4.47 | 6.31
CE | Hydro | 27 | GRUB_P | 30.24 | 25.67 | 5.14 | 7.26
CE | Hydro | 27 | HARK_1 | 6.4 | 5.43 | 1.09 | 1.54
CE | Hydro | 27 | INDQ1 | 1.37 | 1.16 | 0.23 | 0.33
CE | Hydro | 27 | INNE_P | 5.17 | 4.39 | 0.88 | 1.24
CE | Hydro | 27 | KEOO | 28.8 | 24.45 | 4.9 | 6.91
CE | Hydro | 27 | KIIN_P | 11.9 | 10.1 | 2.02 | 2.85
CE | Hydro | 27 | KINL_P | 7.24 | 6.14 | 1.23 | 1.74
CE | Hydro | 27 | LAIR_P | 3.83 | 3.25 | 0.65 | 0.92
CE | Hydro | 27 | LAND1 | 3.31 | 2.81 | 0.56 | 0.8
CE | Hydro | 27 | LINM | 19.43 | 16.49 | 3.3 | 4.66
CE | Hydro | 27 | PENT_1 | 1.22 | 1.04 | 0.21 | 0.29
CE | Hydro | 27 | PORA_P | 9.46 | 8.03 | 1.61 | 2.27
CE | Hydro | 27 | QUOI_P | 3.57 | 3.03 | 0.61 | 0.86
CE | Hydro | 27 | RANN_P | 15.72 | 13.34 | 2.67 | 3.77
CE | Hydro | 27 | RASS_1 | 9.14 | 7.76 | 1.55 | 2.19
CE | Hydro | 27 | RATS_1 | 1.83 | 1.55 | 0.31 | 0.44
CE | Hydro | 27 | SFIL_P | 7.65 | 6.5 | 1.3 | 1.84
CE | Hydro | 27 | SLOY_P | 2.07 | 1.76 | 0.35 | 0.5
CE | Hydro | 27 | SWAN_1 | 53.72 | 45.59 | 9.13 | 12.89
CE | Hydro | 27 | TAYN_P | 13.22 | 11.22 | 2.25 | 3.17
CE | Hydro | 27 | TRAW_1 | 21.38 | 18.15 | 3.63 | 5.13
CE | Hydro | 27 | TUMB_P | 5.59 | 4.74 | 0.95 | 1.34
CE | Hydro | 28 | ALNE_P | 4.16 | 3.53 | 0.71 | 1
CE | Hydro | 28 | ARDK_P | 5.41 | 4.59 | 0.92 | 1.3
CE | Hydro | 28 | ARMO_P | 1.25 | 1.06 | 0.21 | 0.3
CE | Hydro | 28 | BOAG_P | 7.23 | 6.14 | 1.23 | 1.74
CE | Hydro | 28 | BRAC_P | 3.12 | 2.65 | 0.53 | 0.75
CE | Hydro | 28 | BROA_P | 1.25 | 1.06 | 0.21 | 0.3
CE | Hydro | 28 | BUMU_P | 1.04 | 0.88 | 0.18 | 0.25
CE | Hydro | 28 | CAAD_P | 2.5 | 2.12 | 0.42 | 0.6
CE | Hydro | 28 | CAFA | 13.8 | 11.71 | 2.35 | 3.31
CE | Hydro | 28 | CASS_P | 4.68 | 3.98 | 0.8 | 1.12
CE | Hydro | 28 | CEAN_P | 3.38 | 2.87 | 0.57 | 0.81
CE | Hydro | 28 | CLAC_P | 10.77 | 9.14 | 1.83 | 2.59
CE | Hydro | 28 | DUGR_P | 2.81 | 2.39 | 0.48 | 0.67
CE | Hydro | 28 | DUNO_P | 8.97 | 7.61 | 1.53 | 2.15
CE | Hydro | 28 | EAST | 16.33 | 13.86 | 2.78 | 3.92
CE | Hydro | 28 | ELLA_1 | 2.3 | 1.95 | 0.39 | 0.55
CE | Hydro | 28 | FASN_P | 2.6 | 2.21 | 0.44 | 0.62
CE | Hydro | 28 | FAUG_P | 8.73 | 7.41 | 1.48 | 2.1
CE | Hydro | 28 | FOUR_1 | 6.9 | 5.86 | 1.17 | 1.66
CE | Hydro | 28 | FWIL_P | 23.6 | 20.03 | 4.01 | 5.66
CE | Hydro | 28 | GLLE | 26.45 | 22.45 | 4.5 | 6.35
CE | Hydro | 28 | GRUB_P | 30.43 | 25.83 | 5.17 | 7.3
CE | Hydro | 28 | HARK_1 | 6.44 | 5.47 | 1.1 | 1.55
CE | Hydro | 28 | INDQ1 | 1.38 | 1.17 | 0.23 | 0.33
CE | Hydro | 28 | INNE_P | 5.2 | 4.42 | 0.88 | 1.25
CE | Hydro | 28 | KEOO | 28.99 | 24.6 | 4.93 | 6.96
CE | Hydro | 28 | KIIN_P | 11.97 | 10.16 | 2.03 | 2.87
CE | Hydro | 28 | KINL_P | 7.28 | 6.18 | 1.24 | 1.75
CE | Hydro | 28 | LAIR_P | 3.85 | 3.27 | 0.65 | 0.92
CE | Hydro | 28 | LAND1 | 3.34 | 2.83 | 0.57 | 0.8
CE | Hydro | 28 | LINM | 19.55 | 16.59 | 3.32 | 4.69
CE | Hydro | 28 | PENT_1 | 1.23 | 1.04 | 0.21 | 0.3
CE | Hydro | 28 | PORA_P | 9.52 | 8.08 | 1.62 | 2.29
CE | Hydro | 28 | QUOI_P | 3.59 | 3.05 | 0.61 | 0.86
CE | Hydro | 28 | RANN_P | 15.82 | 13.43 | 2.69 | 3.8
CE | Hydro | 28 | RASS_1 | 9.2 | 7.81 | 1.56 | 2.21
CE | Hydro | 28 | RATS_1 | 1.84 | 1.56 | 0.31 | 0.44
CE | Hydro | 28 | SFIL_P | 7.7 | 6.54 | 1.31 | 1.85
CE | Hydro | 28 | SLOY_P | 2.08 | 1.77 | 0.35 | 0.5
CE | Hydro | 28 | SWAN_1 | 54.06 | 45.88 | 9.19 | 12.97
CE | Hydro | 28 | TAYN_P | 13.31 | 11.29 | 2.26 | 3.19
CE | Hydro | 28 | TRAW_1 | 21.52 | 18.26 | 3.66 | 5.16
CE | Hydro | 28 | TUMB_P | 5.62 | 4.77 | 0.96 | 1.35
CE | Hydro | 29 | ALNE_P | 4.19 | 3.56 | 0.71 | 1.01
CE | Hydro | 29 | ARDK_P | 5.45 | 4.62 | 0.93 | 1.31
CE | Hydro | 29 | ARMO_P | 1.26 | 1.07 | 0.21 | 0.3
CE | Hydro | 29 | BOAG_P | 7.28 | 6.18 | 1.24 | 1.75
CE | Hydro | 29 | BRAC_P | 3.14 | 2.67 | 0.53 | 0.75
CE | Hydro | 29 | BROA_P | 1.26 | 1.07 | 0.21 | 0.3
CE | Hydro | 29 | BUMU_P | 1.05 | 0.89 | 0.18 | 0.25
CE | Hydro | 29 | CAAD_P | 2.51 | 2.13 | 0.43 | 0.6
CE | Hydro | 29 | CAFA | 13.89 | 11.79 | 2.36 | 3.33
CE | Hydro | 29 | CASS_P | 4.71 | 4 | 0.8 | 1.13
CE | Hydro | 29 | CEAN_P | 3.4 | 2.88 | 0.58 | 0.82
CE | Hydro | 29 | CLAC_P | 10.84 | 9.2 | 1.84 | 2.6
CE | Hydro | 29 | DUGR_P | 2.83 | 2.4 | 0.48 | 0.68
CE | Hydro | 29 | DUNO_P | 9.03 | 7.66 | 1.53 | 2.17
CE | Hydro | 29 | EAST | 16.43 | 13.95 | 2.79 | 3.94
CE | Hydro | 29 | ELLA_1 | 2.31 | 1.96 | 0.39 | 0.56
CE | Hydro | 29 | FASN_P | 2.62 | 2.22 | 0.45 | 0.63
CE | Hydro | 29 | FAUG_P | 8.79 | 7.46 | 1.49 | 2.11
CE | Hydro | 29 | FOUR_1 | 6.94 | 5.89 | 1.18 | 1.67
CE | Hydro | 29 | FWIL_P | 23.75 | 20.15 | 4.04 | 5.7
CE | Hydro | 29 | GLLE | 26.62 | 22.59 | 4.53 | 6.39
CE | Hydro | 29 | GRUB_P | 30.62 | 25.99 | 5.21 | 7.35
CE | Hydro | 29 | HARK_1 | 6.48 | 5.5 | 1.1 | 1.56
CE | Hydro | 29 | INDQ1 | 1.39 | 1.18 | 0.24 | 0.33
CE | Hydro | 29 | INNE_P | 5.24 | 4.44 | 0.89 | 1.26
CE | Hydro | 29 | KEOO | 29.17 | 24.75 | 4.96 | 7
CE | Hydro | 29 | KIIN_P | 12.04 | 10.22 | 2.05 | 2.89
CE | Hydro | 29 | KINL_P | 7.33 | 6.22 | 1.25 | 1.76
CE | Hydro | 29 | LAIR_P | 3.88 | 3.29 | 0.66 | 0.93
CE | Hydro | 29 | LAND1 | 3.36 | 2.85 | 0.57 | 0.81
CE | Hydro | 29 | LINM | 19.68 | 16.7 | 3.34 | 4.72
CE | Hydro | 29 | PENT_1 | 1.24 | 1.05 | 0.21 | 0.3
CE | Hydro | 29 | PORA_P | 9.58 | 8.13 | 1.63 | 2.3
CE | Hydro | 29 | QUOI_P | 3.61 | 3.07 | 0.61 | 0.87
CE | Hydro | 29 | RANN_P | 15.92 | 13.51 | 2.71 | 3.82
CE | Hydro | 29 | RASS_1 | 9.26 | 7.86 | 1.57 | 2.22
CE | Hydro | 29 | RATS_1 | 1.85 | 1.57 | 0.31 | 0.44
CE | Hydro | 29 | SFIL_P | 7.75 | 6.58 | 1.32 | 1.86
CE | Hydro | 29 | SLOY_P | 2.09 | 1.78 | 0.36 | 0.5
CE | Hydro | 29 | SWAN_1 | 54.4 | 46.17 | 9.25 | 13.05
CE | Hydro | 29 | TAYN_P | 13.39 | 11.36 | 2.28 | 3.21
CE | Hydro | 29 | TRAW_1 | 21.65 | 18.37 | 3.68 | 5.2
CE | Hydro | 29 | TUMB_P | 5.66 | 4.8 | 0.96 | 1.36
CE | Hydro | 30 | ALNE_P | 4.22 | 3.58 | 0.72 | 1.01
CE | Hydro | 30 | ARDK_P | 5.48 | 4.65 | 0.93 | 1.32
CE | Hydro | 30 | ARMO_P | 1.26 | 1.07 | 0.21 | 0.3
CE | Hydro | 30 | BOAG_P | 7.32 | 6.22 | 1.25 | 1.76
CE | Hydro | 30 | BRAC_P | 3.16 | 2.68 | 0.54 | 0.76
CE | Hydro | 30 | BROA_P | 1.26 | 1.07 | 0.21 | 0.3
CE | Hydro | 30 | BUMU_P | 1.05 | 0.89 | 0.18 | 0.25
CE | Hydro | 30 | CAAD_P | 2.53 | 2.15 | 0.43 | 0.61
CE | Hydro | 30 | CAFA | 13.97 | 11.86 | 2.38 | 3.35
CE | Hydro | 30 | CASS_P | 4.74 | 4.02 | 0.81 | 1.14
CE | Hydro | 30 | CEAN_P | 3.42 | 2.9 | 0.58 | 0.82
CE | Hydro | 30 | CLAC_P | 10.91 | 9.26 | 1.85 | 2.62
CE | Hydro | 30 | DUGR_P | 2.85 | 2.41 | 0.48 | 0.68
CE | Hydro | 30 | DUNO_P | 9.08 | 7.71 | 1.54 | 2.18
CE | Hydro | 30 | EAST | 16.54 | 14.03 | 2.81 | 3.97
CE | Hydro | 30 | ELLA_1 | 2.33 | 1.98 | 0.4 | 0.56
CE | Hydro | 30 | FASN_P | 2.63 | 2.24 | 0.45 | 0.63
CE | Hydro | 30 | FAUG_P | 8.84 | 7.5 | 1.5 | 2.12
CE | Hydro | 30 | FOUR_1 | 6.99 | 5.93 | 1.19 | 1.68
CE | Hydro | 30 | FWIL_P | 23.89 | 20.28 | 4.06 | 5.73
CE | Hydro | 30 | GLLE | 26.78 | 22.73 | 4.55 | 6.43
CE | Hydro | 30 | GRUB_P | 30.81 | 26.15 | 5.24 | 7.39
CE | Hydro | 30 | HARK_1 | 6.52 | 5.53 | 1.11 | 1.57
CE | Hydro | 30 | INDQ1 | 1.4 | 1.19 | 0.24 | 0.34
CE | Hydro | 30 | INNE_P | 5.27 | 4.47 | 0.9 | 1.26
CE | Hydro | 30 | KEOO | 29.35 | 24.91 | 4.99 | 7.04
CE | Hydro | 30 | KIIN_P | 12.12 | 10.29 | 2.06 | 2.91
CE | Hydro | 30 | KINL_P | 7.37 | 6.26 | 1.25 | 1.77
CE | Hydro | 30 | LAIR_P | 3.9 | 3.31 | 0.66 | 0.94
CE | Hydro | 30 | LAND1 | 3.38 | 2.87 | 0.57 | 0.81
CE | Hydro | 30 | LINM | 19.8 | 16.8 | 3.37 | 4.75
CE | Hydro | 30 | PENT_1 | 1.25 | 1.06 | 0.21 | 0.3
CE | Hydro | 30 | PORA_P | 9.64 | 8.18 | 1.64 | 2.31
CE | Hydro | 30 | QUOI_P | 3.64 | 3.09 | 0.62 | 0.87
CE | Hydro | 30 | RANN_P | 16.02 | 13.59 | 2.72 | 3.84
CE | Hydro | 30 | RASS_1 | 9.32 | 7.91 | 1.58 | 2.24
CE | Hydro | 30 | RATS_1 | 1.86 | 1.58 | 0.32 | 0.45
CE | Hydro | 30 | SFIL_P | 7.8 | 6.62 | 1.33 | 1.87
CE | Hydro | 30 | SLOY_P | 2.11 | 1.79 | 0.36 | 0.51
CE | Hydro | 30 | SWAN_1 | 54.73 | 46.45 | 9.3 | 13.14
CE | Hydro | 30 | TAYN_P | 13.47 | 11.43 | 2.29 | 3.23
CE | Hydro | 30 | TRAW_1 | 21.78 | 18.49 | 3.7 | 5.23
CE | Hydro | 30 | TUMB_P | 5.69 | 4.83 | 0.97 | 1.37
CE | Hydro | 31 | ALNE_P | 4.24 | 3.6 | 0.72 | 1.02
CE | Hydro | 31 | ARDK_P | 5.51 | 4.68 | 0.94 | 1.32
CE | Hydro | 31 | ARMO_P | 1.27 | 1.08 | 0.22 | 0.31
CE | Hydro | 31 | BOAG_P | 7.37 | 6.25 | 1.25 | 1.77
CE | Hydro | 31 | BRAC_P | 3.18 | 2.7 | 0.54 | 0.76
CE | Hydro | 31 | BROA_P | 1.27 | 1.08 | 0.22 | 0.31
CE | Hydro | 31 | BUMU_P | 1.06 | 0.9 | 0.18 | 0.25
CE | Hydro | 31 | CAAD_P | 2.54 | 2.16 | 0.43 | 0.61
CE | Hydro | 31 | CAFA | 14.06 | 11.93 | 2.39 | 3.37
CE | Hydro | 31 | CASS_P | 4.77 | 4.05 | 0.81 | 1.15
CE | Hydro | 31 | CEAN_P | 3.44 | 2.92 | 0.58 | 0.83
CE | Hydro | 31 | CLAC_P | 10.97 | 9.31 | 1.87 | 2.63
CE | Hydro | 31 | DUGR_P | 2.86 | 2.43 | 0.49 | 0.69
CE | Hydro | 31 | DUNO_P | 9.14 | 7.76 | 1.55 | 2.19
CE | Hydro | 31 | EAST | 16.64 | 14.12 | 2.83 | 3.99
CE | Hydro | 31 | ELLA_1 | 2.34 | 1.99 | 0.4 | 0.56
CE | Hydro | 31 | FASN_P | 2.65 | 2.25 | 0.45 | 0.64
CE | Hydro | 31 | FAUG_P | 8.9 | 7.55 | 1.51 | 2.13
CE | Hydro | 31 | FOUR_1 | 7.03 | 5.97 | 1.2 | 1.69
CE | Hydro | 31 | FWIL_P | 24.04 | 20.4 | 4.09 | 5.77
CE | Hydro | 31 | GLLE | 26.95 | 22.87 | 4.58 | 6.47
CE | Hydro | 31 | GRUB_P | 31 | 26.31 | 5.27 | 7.44
CE | Hydro | 31 | HARK_1 | 6.56 | 5.57 | 1.12 | 1.57
CE | Hydro | 31 | INDQ1 | 1.41 | 1.19 | 0.24 | 0.34
CE | Hydro | 31 | INNE_P | 5.3 | 4.5 | 0.9 | 1.27
CE | Hydro | 31 | KEOO | 29.53 | 25.06 | 5.02 | 7.09
CE | Hydro | 31 | KIIN_P | 12.19 | 10.35 | 2.07 | 2.93
CE | Hydro | 31 | KINL_P | 7.42 | 6.29 | 1.26 | 1.78
CE | Hydro | 31 | LAIR_P | 3.92 | 3.33 | 0.67 | 0.94
CE | Hydro | 31 | LAND1 | 3.4 | 2.88 | 0.58 | 0.82
CE | Hydro | 31 | LINM | 19.92 | 16.9 | 3.39 | 4.78
CE | Hydro | 31 | PENT_1 | 1.25 | 1.06 | 0.21 | 0.3
CE | Hydro | 31 | PORA_P | 9.7 | 8.23 | 1.65 | 2.33
CE | Hydro | 31 | QUOI_P | 3.66 | 3.1 | 0.62 | 0.88
CE | Hydro | 31 | RANN_P | 16.12 | 13.68 | 2.74 | 3.87
CE | Hydro | 31 | RASS_1 | 9.37 | 7.96 | 1.59 | 2.25
CE | Hydro | 31 | RATS_1 | 1.87 | 1.59 | 0.32 | 0.45
CE | Hydro | 31 | SFIL_P | 7.85 | 6.66 | 1.33 | 1.88
CE | Hydro | 31 | SLOY_P | 2.12 | 1.8 | 0.36 | 0.51
CE | Hydro | 31 | SWAN_1 | 55.07 | 46.74 | 9.36 | 13.22
CE | Hydro | 31 | TAYN_P | 13.56 | 11.5 | 2.3 | 3.25
CE | Hydro | 31 | TRAW_1 | 21.92 | 18.6 | 3.73 | 5.26
CE | Hydro | 31 | TUMB_P | 5.73 | 4.86 | 0.97 | 1.37
CE | Hydro | 32 | ALNE_P | 4.27 | 3.62 | 0.73 | 1.02
CE | Hydro | 32 | ARDK_P | 5.55 | 4.71 | 0.94 | 1.33
CE | Hydro | 32 | ARMO_P | 1.28 | 1.09 | 0.22 | 0.31
CE | Hydro | 32 | BOAG_P | 7.41 | 6.29 | 1.26 | 1.78
CE | Hydro | 32 | BRAC_P | 3.2 | 2.72 | 0.54 | 0.77
CE | Hydro | 32 | BROA_P | 1.28 | 1.09 | 0.22 | 0.31
CE | Hydro | 32 | BUMU_P | 1.07 | 0.91 | 0.18 | 0.26
CE | Hydro | 32 | CAAD_P | 2.56 | 2.17 | 0.44 | 0.61
CE | Hydro | 32 | CAFA | 14.15 | 12.01 | 2.4 | 3.4
CE | Hydro | 32 | CASS_P | 4.8 | 4.07 | 0.82 | 1.15
CE | Hydro | 32 | CEAN_P | 3.46 | 2.94 | 0.59 | 0.83
CE | Hydro | 32 | CLAC_P | 11.04 | 9.37 | 1.88 | 2.65
CE | Hydro | 32 | DUGR_P | 2.88 | 2.44 | 0.49 | 0.69
CE | Hydro | 32 | DUNO_P | 9.19 | 7.8 | 1.56 | 2.21
CE | Hydro | 32 | EAST | 16.74 | 14.21 | 2.85 | 4.02
CE | Hydro | 32 | ELLA_1 | 2.36 | 2 | 0.4 | 0.57
CE | Hydro | 32 | FASN_P | 2.67 | 2.26 | 0.45 | 0.64
CE | Hydro | 32 | FAUG_P | 8.95 | 7.6 | 1.52 | 2.15
CE | Hydro | 32 | FOUR_1 | 7.07 | 6 | 1.2 | 1.7
CE | Hydro | 32 | FWIL_P | 24.19 | 20.53 | 4.11 | 5.81
CE | Hydro | 32 | GLLE | 27.11 | 23.01 | 4.61 | 6.51
CE | Hydro | 32 | GRUB_P | 31.19 | 26.47 | 5.3 | 7.49
CE | Hydro | 32 | HARK_1 | 6.6 | 5.6 | 1.12 | 1.58
CE | Hydro | 32 | INDQ1 | 1.41 | 1.2 | 0.24 | 0.34
CE | Hydro | 32 | INNE_P | 5.33 | 4.53 | 0.91 | 1.28
CE | Hydro | 32 | KEOO | 29.71 | 25.21 | 5.05 | 7.13
CE | Hydro | 32 | KIIN_P | 12.27 | 10.41 | 2.09 | 2.94
CE | Hydro | 32 | KINL_P | 7.46 | 6.33 | 1.27 | 1.79
CE | Hydro | 32 | LAIR_P | 3.95 | 3.35 | 0.67 | 0.95
CE | Hydro | 32 | LAND1 | 3.42 | 2.9 | 0.58 | 0.82
CE | Hydro | 32 | LINM | 20.04 | 17.01 | 3.41 | 4.81
CE | Hydro | 32 | PENT_1 | 1.26 | 1.07 | 0.21 | 0.3
CE | Hydro | 32 | PORA_P | 9.76 | 8.28 | 1.66 | 2.34
CE | Hydro | 32 | QUOI_P | 3.68 | 3.12 | 0.63 | 0.88
CE | Hydro | 32 | RANN_P | 16.21 | 13.76 | 2.76 | 3.89
CE | Hydro | 32 | RASS_1 | 9.43 | 8 | 1.6 | 2.26
CE | Hydro | 32 | RATS_1 | 1.89 | 1.6 | 0.32 | 0.45
CE | Hydro | 32 | SFIL_P | 7.89 | 6.7 | 1.34 | 1.89
CE | Hydro | 32 | SLOY_P | 2.13 | 1.81 | 0.36 | 0.51
CE | Hydro | 32 | SWAN_1 | 55.4 | 47.02 | 9.42 | 13.3
CE | Hydro | 32 | TAYN_P | 13.64 | 11.58 | 2.32 | 3.27
CE | Hydro | 32 | TRAW_1 | 22.05 | 18.72 | 3.75 | 5.29
CE | Hydro | 32 | TUMB_P | 5.76 | 4.89 | 0.98 | 1.38
CE | Hydro | 33 | ALNE_P | 4.29 | 3.64 | 0.73 | 1.03
CE | Hydro | 33 | ARDK_P | 5.58 | 4.74 | 0.95 | 1.34
CE | Hydro | 33 | ARMO_P | 1.29 | 1.09 | 0.22 | 0.31
CE | Hydro | 33 | BOAG_P | 7.46 | 6.33 | 1.27 | 1.79
CE | Hydro | 33 | BRAC_P | 3.22 | 2.73 | 0.55 | 0.77
CE | Hydro | 33 | BROA_P | 1.29 | 1.09 | 0.22 | 0.31
CE | Hydro | 33 | BUMU_P | 1.07 | 0.91 | 0.18 | 0.26
CE | Hydro | 33 | CAAD_P | 2.58 | 2.19 | 0.44 | 0.62
CE | Hydro | 33 | CAFA | 14.23 | 12.08 | 2.42 | 3.42
CE | Hydro | 33 | CASS_P | 4.83 | 4.1 | 0.82 | 1.16
CE | Hydro | 33 | CEAN_P | 3.48 | 2.96 | 0.59 | 0.84
CE | Hydro | 33 | CLAC_P | 11.11 | 9.43 | 1.89 | 2.67
CE | Hydro | 33 | DUGR_P | 2.9 | 2.46 | 0.49 | 0.7
CE | Hydro | 33 | DUNO_P | 9.25 | 7.85 | 1.57 | 2.22
CE | Hydro | 33 | EAST | 16.84 | 14.29 | 2.86 | 4.04
CE | Hydro | 33 | ELLA_1 | 2.37 | 2.01 | 0.4 | 0.57
CE | Hydro | 33 | FASN_P | 2.68 | 2.28 | 0.46 | 0.64
CE | Hydro | 33 | FAUG_P | 9 | 7.64 | 1.53 | 2.16
CE | Hydro | 33 | FOUR_1 | 7.12 | 6.04 | 1.21 | 1.71
CE | Hydro | 33 | FWIL_P | 24.34 | 20.65 | 4.14 | 5.84
CE | Hydro | 33 | GLLE | 27.28 | 23.15 | 4.64 | 6.55
CE | Hydro | 33 | GRUB_P | 31.38 | 26.63 | 5.33 | 7.53
CE | Hydro | 33 | HARK_1 | 6.64 | 5.64 | 1.13 | 1.59
CE | Hydro | 33 | INDQ1 | 1.42 | 1.21 | 0.24 | 0.34
CE | Hydro | 33 | INNE_P | 5.37 | 4.55 | 0.91 | 1.29
CE | Hydro | 33 | KEOO | 29.89 | 25.37 | 5.08 | 7.17
CE | Hydro | 33 | KIIN_P | 12.34 | 10.48 | 2.1 | 2.96
CE | Hydro | 33 | KINL_P | 7.51 | 6.37 | 1.28 | 1.8
CE | Hydro | 33 | LAIR_P | 3.97 | 3.37 | 0.68 | 0.95
CE | Hydro | 33 | LAND1 | 3.44 | 2.92 | 0.58 | 0.83
CE | Hydro | 33 | LINM | 20.16 | 17.11 | 3.43 | 4.84
CE | Hydro | 33 | PENT_1 | 1.27 | 1.08 | 0.22 | 0.3
CE | Hydro | 33 | PORA_P | 9.82 | 8.33 | 1.67 | 2.36
CE | Hydro | 33 | QUOI_P | 3.7 | 3.14 | 0.63 | 0.89
CE | Hydro | 33 | RANN_P | 16.31 | 13.85 | 2.77 | 3.92
CE | Hydro | 33 | RASS_1 | 9.49 | 8.05 | 1.61 | 2.28
CE | Hydro | 33 | RATS_1 | 1.9 | 1.61 | 0.32 | 0.46
CE | Hydro | 33 | SFIL_P | 7.94 | 6.74 | 1.35 | 1.91
CE | Hydro | 33 | SLOY_P | 2.15 | 1.82 | 0.36 | 0.52
CE | Hydro | 33 | SWAN_1 | 55.74 | 47.31 | 9.48 | 13.38
CE | Hydro | 33 | TAYN_P | 13.72 | 11.65 | 2.33 | 3.29
CE | Hydro | 33 | TRAW_1 | 22.19 | 18.83 | 3.77 | 5.32
CE | Hydro | 33 | TUMB_P | 5.8 | 4.92 | 0.99 | 1.39
CE | Hydro | 34 | ALNE_P | 4.32 | 3.67 | 0.73 | 1.04
CE | Hydro | 34 | ARDK_P | 5.61 | 4.77 | 0.95 | 1.35
CE | Hydro | 34 | ARMO_P | 1.3 | 1.1 | 0.22 | 0.31
CE | Hydro | 34 | BOAG_P | 7.5 | 6.37 | 1.28 | 1.8
CE | Hydro | 34 | BRAC_P | 3.24 | 2.75 | 0.55 | 0.78
CE | Hydro | 34 | BROA_P | 1.3 | 1.1 | 0.22 | 0.31
CE | Hydro | 34 | BUMU_P | 1.08 | 0.92 | 0.18 | 0.26
CE | Hydro | 34 | CAAD_P | 2.59 | 2.2 | 0.44 | 0.62
CE | Hydro | 34 | CAFA | 14.32 | 12.15 | 2.43 | 3.44
CE | Hydro | 34 | CASS_P | 4.86 | 4.12 | 0.83 | 1.17
CE | Hydro | 34 | CEAN_P | 3.5 | 2.97 | 0.6 | 0.84
CE | Hydro | 34 | CLAC_P | 11.18 | 9.48 | 1.9 | 2.68
CE | Hydro | 34 | DUGR_P | 2.92 | 2.47 | 0.5 | 0.7
CE | Hydro | 34 | DUNO_P | 9.31 | 7.9 | 1.58 | 2.23
CE | Hydro | 34 | EAST | 16.94 | 14.38 | 2.88 | 4.07
CE | Hydro | 34 | ELLA_1 | 2.39 | 2.03 | 0.41 | 0.57
CE | Hydro | 34 | FASN_P | 2.7 | 2.29 | 0.46 | 0.65
CE | Hydro | 34 | FAUG_P | 9.06 | 7.69 | 1.54 | 2.17
CE | Hydro | 34 | FOUR_1 | 7.16 | 6.08 | 1.22 | 1.72
CE | Hydro | 34 | FWIL_P | 24.48 | 20.78 | 4.16 | 5.88
CE | Hydro | 34 | GLLE | 27.44 | 23.29 | 4.67 | 6.59
CE | Hydro | 34 | GRUB_P | 31.57 | 26.8 | 5.37 | 7.58
CE | Hydro | 34 | HARK_1 | 6.68 | 5.67 | 1.14 | 1.6
CE | Hydro | 34 | INDQ1 | 1.43 | 1.22 | 0.24 | 0.34
CE | Hydro | 34 | INNE_P | 5.4 | 4.58 | 0.92 | 1.3
CE | Hydro | 34 | KEOO | 30.07 | 25.52 | 5.11 | 7.22
CE | Hydro | 34 | KIIN_P | 12.42 | 10.54 | 2.11 | 2.98
CE | Hydro | 34 | KINL_P | 7.55 | 6.41 | 1.28 | 1.81
CE | Hydro | 34 | LAIR_P | 4 | 3.39 | 0.68 | 0.96
CE | Hydro | 34 | LAND1 | 3.46 | 2.94 | 0.59 | 0.83
CE | Hydro | 34 | LINM | 20.29 | 17.22 | 3.45 | 4.87
CE | Hydro | 34 | PENT_1 | 1.28 | 1.08 | 0.22 | 0.31
CE | Hydro | 34 | PORA_P | 9.88 | 8.39 | 1.68 | 2.37
CE | Hydro | 34 | QUOI_P | 3.73 | 3.16 | 0.63 | 0.89
CE | Hydro | 34 | RANN_P | 16.41 | 13.93 | 2.79 | 3.94
CE | Hydro | 34 | RASS_1 | 9.55 | 8.1 | 1.62 | 2.29
CE | Hydro | 34 | RATS_1 | 1.91 | 1.62 | 0.32 | 0.46
CE | Hydro | 34 | SFIL_P | 7.99 | 6.78 | 1.36 | 1.92
CE | Hydro | 34 | SLOY_P | 2.16 | 1.83 | 0.37 | 0.52
CE | Hydro | 34 | SWAN_1 | 56.08 | 47.59 | 9.53 | 13.46
CE | Hydro | 34 | TAYN_P | 13.81 | 11.72 | 2.35 | 3.31
CE | Hydro | 34 | TRAW_1 | 22.32 | 18.94 | 3.79 | 5.36
CE | Hydro | 34 | TUMB_P | 5.83 | 4.95 | 0.99 | 1.4
CE | Hydro | 35 | ALNE_P | 4.35 | 3.69 | 0.74 | 1.04
CE | Hydro | 35 | ARDK_P | 5.65 | 4.79 | 0.96 | 1.36
CE | Hydro | 35 | ARMO_P | 1.3 | 1.11 | 0.22 | 0.31
CE | Hydro | 35 | BOAG_P | 7.55 | 6.41 | 1.28 | 1.81
CE | Hydro | 35 | BRAC_P | 3.26 | 2.77 | 0.55 | 0.78
CE | Hydro | 35 | BROA_P | 1.3 | 1.11 | 0.22 | 0.31
CE | Hydro | 35 | BUMU_P | 1.09 | 0.92 | 0.18 | 0.26
CE | Hydro | 35 | CAAD_P | 2.61 | 2.21 | 0.44 | 0.63
CE | Hydro | 35 | CAFA | 14.4 | 12.23 | 2.45 | 3.46
CE | Hydro | 35 | CASS_P | 4.89 | 4.15 | 0.83 | 1.17
CE | Hydro | 35 | CEAN_P | 3.52 | 2.99 | 0.6 | 0.85
CE | Hydro | 35 | CLAC_P | 11.24 | 9.54 | 1.91 | 2.7
CE | Hydro | 35 | DUGR_P | 2.93 | 2.49 | 0.5 | 0.7
CE | Hydro | 35 | DUNO_P | 9.36 | 7.95 | 1.59 | 2.25
CE | Hydro | 35 | EAST | 17.05 | 14.47 | 2.9 | 4.09
CE | Hydro | 35 | ELLA_1 | 2.4 | 2.04 | 0.41 | 0.58
CE | Hydro | 35 | FASN_P | 2.72 | 2.3 | 0.46 | 0.65
CE | Hydro | 35 | FAUG_P | 9.11 | 7.73 | 1.55 | 2.19
CE | Hydro | 35 | FOUR_1 | 7.2 | 6.11 | 1.22 | 1.73
CE | Hydro | 35 | FWIL_P | 24.63 | 20.9 | 4.19 | 5.91
CE | Hydro | 35 | GLLE | 27.61 | 23.43 | 4.69 | 6.63
CE | Hydro | 35 | GRUB_P | 31.76 | 26.96 | 5.4 | 7.62
CE | Hydro | 35 | HARK_1 | 6.72 | 5.71 | 1.14 | 1.61
CE | Hydro | 35 | INDQ1 | 1.44 | 1.22 | 0.24 | 0.35
CE | Hydro | 35 | INNE_P | 5.43 | 4.61 | 0.92 | 1.3
CE | Hydro | 35 | KEOO | 30.25 | 25.67 | 5.14 | 7.26
CE | Hydro | 35 | KIIN_P | 12.49 | 10.6 | 2.12 | 3
CE | Hydro | 35 | KINL_P | 7.6 | 6.45 | 1.29 | 1.82
CE | Hydro | 35 | LAIR_P | 4.02 | 3.41 | 0.68 | 0.96
CE | Hydro | 35 | LAND1 | 3.48 | 2.95 | 0.59 | 0.84
CE | Hydro | 35 | LINM | 20.41 | 17.32 | 3.47 | 4.9
CE | Hydro | 35 | PENT_1 | 1.28 | 1.09 | 0.22 | 0.31
CE | Hydro | 35 | PORA_P | 9.94 | 8.44 | 1.69 | 2.39
CE | Hydro | 35 | QUOI_P | 3.75 | 3.18 | 0.64 | 0.9
CE | Hydro | 35 | RANN_P | 16.51 | 14.01 | 2.81 | 3.96
CE | Hydro | 35 | RASS_1 | 9.6 | 8.15 | 1.63 | 2.3
CE | Hydro | 35 | RATS_1 | 1.92 | 1.63 | 0.33 | 0.46
CE | Hydro | 35 | SFIL_P | 8.04 | 6.82 | 1.37 | 1.93
CE | Hydro | 35 | SLOY_P | 2.17 | 1.84 | 0.37 | 0.52
CE | Hydro | 35 | SWAN_1 | 56.42 | 47.88 | 9.59 | 13.54
CE | Hydro | 35 | TAYN_P | 13.89 | 11.79 | 2.36 | 3.33
CE | Hydro | 35 | TRAW_1 | 22.46 | 19.06 | 3.82 | 5.39
CE | Hydro | 35 | TUMB_P | 5.87 | 4.98 | 1 | 1.41
CE | Hydro | 36 | ALNE_P | 4.37 | 3.71 | 0.74 | 1.05
CE | Hydro | 36 | ARDK_P | 5.68 | 4.82 | 0.97 | 1.36
CE | Hydro | 36 | ARMO_P | 1.31 | 1.11 | 0.22 | 0.31
CE | Hydro | 36 | BOAG_P | 7.6 | 6.45 | 1.29 | 1.82
CE | Hydro | 36 | BRAC_P | 3.28 | 2.78 | 0.56 | 0.79
CE | Hydro | 36 | BROA_P | 1.31 | 1.11 | 0.22 | 0.31
CE | Hydro | 36 | BUMU_P | 1.09 | 0.93 | 0.19 | 0.26
CE | Hydro | 36 | CAAD_P | 2.62 | 2.23 | 0.45 | 0.63
CE | Hydro | 36 | CAFA | 14.49 | 12.3 | 2.46 | 3.48
CE | Hydro | 36 | CASS_P | 4.92 | 4.17 | 0.84 | 1.18
CE | Hydro | 36 | CEAN_P | 3.55 | 3.01 | 0.6 | 0.85
CE | Hydro | 36 | CLAC_P | 11.31 | 9.6 | 1.92 | 2.71
CE | Hydro | 36 | DUGR_P | 2.95 | 2.5 | 0.5 | 0.71
CE | Hydro | 36 | DUNO_P | 9.42 | 7.99 | 1.6 | 2.26
CE | Hydro | 36 | EAST | 17.15 | 14.55 | 2.92 | 4.12
CE | Hydro | 36 | ELLA_1 | 2.42 | 2.05 | 0.41 | 0.58
CE | Hydro | 36 | FASN_P | 2.73 | 2.32 | 0.46 | 0.66
CE | Hydro | 36 | FAUG_P | 9.17 | 7.78 | 1.56 | 2.2
CE | Hydro | 36 | FOUR_1 | 7.25 | 6.15 | 1.23 | 1.74
CE | Hydro | 36 | FWIL_P | 24.78 | 21.03 | 4.21 | 5.95
CE | Hydro | 36 | GLLE | 27.77 | 23.57 | 4.72 | 6.67
CE | Hydro | 36 | GRUB_P | 31.95 | 27.12 | 5.43 | 7.67
CE | Hydro | 36 | HARK_1 | 6.76 | 5.74 | 1.15 | 1.62
CE | Hydro | 36 | INDQ1 | 1.45 | 1.23 | 0.25 | 0.35
CE | Hydro | 36 | INNE_P | 5.46 | 4.64 | 0.93 | 1.31
CE | Hydro | 36 | KEOO | 30.43 | 25.83 | 5.17 | 7.3
CE | Hydro | 36 | KIIN_P | 12.57 | 10.67 | 2.14 | 3.02
CE | Hydro | 36 | KINL_P | 7.64 | 6.49 | 1.3 | 1.83
CE | Hydro | 36 | LAIR_P | 4.04 | 3.43 | 0.69 | 0.97
CE | Hydro | 36 | LAND1 | 3.5 | 2.97 | 0.6 | 0.84
CE | Hydro | 36 | LINM | 20.53 | 17.42 | 3.49 | 4.93
CE | Hydro | 36 | PENT_1 | 1.29 | 1.1 | 0.22 | 0.31
CE | Hydro | 36 | PORA_P | 10 | 8.49 | 1.7 | 2.4
CE | Hydro | 36 | QUOI_P | 3.77 | 3.2 | 0.64 | 0.9
CE | Hydro | 36 | RANN_P | 16.61 | 14.1 | 2.82 | 3.99
CE | Hydro | 36 | RASS_1 | 9.66 | 8.2 | 1.64 | 2.32
CE | Hydro | 36 | RATS_1 | 1.93 | 1.64 | 0.33 | 0.46
CE | Hydro | 36 | SFIL_P | 8.09 | 6.86 | 1.37 | 1.94
CE | Hydro | 36 | SLOY_P | 2.19 | 1.85 | 0.37 | 0.52
CE | Hydro | 36 | SWAN_1 | 56.76 | 48.17 | 9.65 | 13.62
CE | Hydro | 36 | TAYN_P | 13.97 | 11.86 | 2.38 | 3.35
CE | Hydro | 36 | TRAW_1 | 22.59 | 19.17 | 3.84 | 5.42
CE | Hydro | 36 | TUMB_P | 5.9 | 5.01 | 1 | 1.42
CE | Hydro | 37 | ALNE_P | 4.4 | 3.73 | 0.75 | 1.06
CE | Hydro | 37 | ARDK_P | 5.72 | 4.85 | 0.97 | 1.37
CE | Hydro | 37 | ARMO_P | 1.32 | 1.12 | 0.22 | 0.32
CE | Hydro | 37 | BOAG_P | 7.64 | 6.48 | 1.3 | 1.83
CE | Hydro | 37 | BRAC_P | 3.3 | 2.8 | 0.56 | 0.79
CE | Hydro | 37 | BROA_P | 1.32 | 1.12 | 0.22 | 0.32
CE | Hydro | 37 | BUMU_P | 1.1 | 0.93 | 0.19 | 0.26
CE | Hydro | 37 | CAAD_P | 2.64 | 2.24 | 0.45 | 0.63
CE | Hydro | 37 | CAFA | 14.58 | 12.37 | 2.48 | 3.5
CE | Hydro | 37 | CASS_P | 4.95 | 4.2 | 0.84 | 1.19
CE | Hydro | 37 | CEAN_P | 3.57 | 3.03 | 0.61 | 0.86
CE | Hydro | 37 | CLAC_P | 11.38 | 9.66 | 1.93 | 2.73
CE | Hydro | 37 | DUGR_P | 2.97 | 2.52 | 0.5 | 0.71
CE | Hydro | 37 | DUNO_P | 9.48 | 8.04 | 1.61 | 2.27
CE | Hydro | 37 | EAST | 17.25 | 14.64 | 2.93 | 4.14
CE | Hydro | 37 | ELLA_1 | 2.43 | 2.06 | 0.41 | 0.58
CE | Hydro | 37 | FASN_P | 2.75 | 2.33 | 0.47 | 0.66
CE | Hydro | 37 | FAUG_P | 9.22 | 7.83 | 1.57 | 2.21
CE | Hydro | 37 | FOUR_1 | 7.29 | 6.19 | 1.24 | 1.75
CE | Hydro | 37 | FWIL_P | 24.93 | 21.16 | 4.24 | 5.98
CE | Hydro | 37 | GLLE | 27.94 | 23.71 | 4.75 | 6.71
CE | Hydro | 37 | GRUB_P | 32.14 | 27.28 | 5.46 | 7.71
CE | Hydro | 37 | HARK_1 | 6.8 | 5.77 | 1.16 | 1.63
CE | Hydro | 37 | INDQ1 | 1.46 | 1.24 | 0.25 | 0.35
CE | Hydro | 37 | INNE_P | 5.5 | 4.67 | 0.93 | 1.32
CE | Hydro | 37 | KEOO | 30.61 | 25.98 | 5.2 | 7.35
CE | Hydro | 37 | KIIN_P | 12.64 | 10.73 | 2.15 | 3.03
CE | Hydro | 37 | KINL_P | 7.69 | 6.53 | 1.31 | 1.85
CE | Hydro | 37 | LAIR_P | 4.07 | 3.45 | 0.69 | 0.98
CE | Hydro | 37 | LAND1 | 3.52 | 2.99 | 0.6 | 0.85
CE | Hydro | 37 | LINM | 20.65 | 17.53 | 3.51 | 4.96
CE | Hydro | 37 | PENT_1 | 1.3 | 1.1 | 0.22 | 0.31
CE | Hydro | 37 | PORA_P | 10.06 | 8.54 | 1.71 | 2.41
CE | Hydro | 37 | QUOI_P | 3.79 | 3.22 | 0.64 | 0.91
CE | Hydro | 37 | RANN_P | 16.71 | 14.18 | 2.84 | 4.01
CE | Hydro | 37 | RASS_1 | 9.72 | 8.25 | 1.65 | 2.33
CE | Hydro | 37 | RATS_1 | 1.94 | 1.65 | 0.33 | 0.47
CE | Hydro | 37 | SFIL_P | 8.14 | 6.9 | 1.38 | 1.95
CE | Hydro | 37 | SLOY_P | 2.2 | 1.87 | 0.37 | 0.53
CE | Hydro | 37 | SWAN_1 | 57.1 | 48.46 | 9.71 | 13.7
CE | Hydro | 37 | TAYN_P | 14.06 | 11.93 | 2.39 | 3.37
CE | Hydro | 37 | TRAW_1 | 22.73 | 19.29 | 3.86 | 5.45
CE | Hydro | 37 | TUMB_P | 5.94 | 5.04 | 1.01 | 1.42
CE | Hydro | 38 | ALNE_P | 4.42 | 3.75 | 0.75 | 1.06
CE | Hydro | 38 | ARDK_P | 5.75 | 4.88 | 0.98 | 1.38
CE | Hydro | 38 | ARMO_P | 1.33 | 1.13 | 0.23 | 0.32
CE | Hydro | 38 | BOAG_P | 7.69 | 6.52 | 1.31 | 1.84
CE | Hydro | 38 | BRAC_P | 3.32 | 2.82 | 0.56 | 0.8
CE | Hydro | 38 | BROA_P | 1.33 | 1.13 | 0.23 | 0.32
CE | Hydro | 38 | BUMU_P | 1.11 | 0.94 | 0.19 | 0.27
CE | Hydro | 38 | CAAD_P | 2.65 | 2.25 | 0.45 | 0.64
CE | Hydro | 38 | CAFA | 14.66 | 12.45 | 2.49 | 3.52
CE | Hydro | 38 | CASS_P | 4.98 | 4.22 | 0.85 | 1.19
CE | Hydro | 38 | CEAN_P | 3.59 | 3.05 | 0.61 | 0.86
CE | Hydro | 38 | CLAC_P | 11.45 | 9.71 | 1.95 | 2.75
CE | Hydro | 38 | DUGR_P | 2.99 | 2.53 | 0.51 | 0.72
CE | Hydro | 38 | DUNO_P | 9.53 | 8.09 | 1.62 | 2.29
CE | Hydro | 38 | EAST | 17.35 | 14.73 | 2.95 | 4.16
CE | Hydro | 38 | ELLA_1 | 2.44 | 2.07 | 0.42 | 0.59
CE | Hydro | 38 | FASN_P | 2.76 | 2.35 | 0.47 | 0.66
CE | Hydro | 38 | FAUG_P | 9.28 | 7.87 | 1.58 | 2.23
CE | Hydro | 38 | FOUR_1 | 7.33 | 6.22 | 1.25 | 1.76
CE | Hydro | 38 | FWIL_P | 25.08 | 21.28 | 4.26 | 6.02
CE | Hydro | 38 | GLLE | 28.11 | 23.86 | 4.78 | 6.75
CE | Hydro | 38 | GRUB_P | 32.34 | 27.44 | 5.5 | 7.76
CE | Hydro | 38 | HARK_1 | 6.84 | 5.81 | 1.16 | 1.64
CE | Hydro | 38 | INDQ1 | 1.47 | 1.24 | 0.25 | 0.35
CE | Hydro | 38 | INNE_P | 5.53 | 4.69 | 0.94 | 1.33
CE | Hydro | 38 | KEOO | 30.8 | 26.14 | 5.24 | 7.39
CE | Hydro | 38 | KIIN_P | 12.72 | 10.79 | 2.16 | 3.05
CE | Hydro | 38 | KINL_P | 7.74 | 6.57 | 1.32 | 1.86
CE | Hydro | 38 | LAIR_P | 4.09 | 3.47 | 0.7 | 0.98
CE | Hydro | 38 | LAND1 | 3.54 | 3.01 | 0.6 | 0.85
CE | Hydro | 38 | LINM | 20.78 | 17.63 | 3.53 | 4.99
CE | Hydro | 38 | PENT_1 | 1.31 | 1.11 | 0.22 | 0.31
CE | Hydro | 38 | PORA_P | 10.12 | 8.59 | 1.72 | 2.43
CE | Hydro | 38 | QUOI_P | 3.82 | 3.24 | 0.65 | 0.92
CE | Hydro | 38 | RANN_P | 16.81 | 14.27 | 2.86 | 4.03
CE | Hydro | 38 | RASS_1 | 9.78 | 8.3 | 1.66 | 2.35
CE | Hydro | 38 | RATS_1 | 1.96 | 1.66 | 0.33 | 0.47
CE | Hydro | 38 | SFIL_P | 8.18 | 6.95 | 1.39 | 1.96
CE | Hydro | 38 | SLOY_P | 2.21 | 1.88 | 0.38 | 0.53
CE | Hydro | 38 | SWAN_1 | 57.44 | 48.75 | 9.76 | 13.79
CE | Hydro | 38 | TAYN_P | 14.14 | 12 | 2.4 | 3.39
CE | Hydro | 38 | TRAW_1 | 22.86 | 19.4 | 3.89 | 5.49
CE | Hydro | 38 | TUMB_P | 5.97 | 5.07 | 1.02 | 1.43
CE | Hydro | 39 | ALNE_P | 4.45 | 3.78 | 0.76 | 1.07
CE | Hydro | 39 | ARDK_P | 5.78 | 4.91 | 0.98 | 1.39
CE | Hydro | 39 | ARMO_P | 1.33 | 1.13 | 0.23 | 0.32
CE | Hydro | 39 | BOAG_P | 7.73 | 6.56 | 1.31 | 1.86
CE | Hydro | 39 | BRAC_P | 3.34 | 2.83 | 0.57 | 0.8
CE | Hydro | 39 | BROA_P | 1.33 | 1.13 | 0.23 | 0.32
CE | Hydro | 39 | BUMU_P | 1.11 | 0.94 | 0.19 | 0.27
CE | Hydro | 39 | CAAD_P | 2.67 | 2.27 | 0.45 | 0.64
CE | Hydro | 39 | CAFA | 14.75 | 12.52 | 2.51 | 3.54
CE | Hydro | 39 | CASS_P | 5.01 | 4.25 | 0.85 | 1.2
CE | Hydro | 39 | CEAN_P | 3.61 | 3.06 | 0.61 | 0.87
CE | Hydro | 39 | CLAC_P | 11.51 | 9.77 | 1.96 | 2.76
CE | Hydro | 39 | DUGR_P | 3 | 2.55 | 0.51 | 0.72
CE | Hydro | 39 | DUNO_P | 9.59 | 8.14 | 1.63 | 2.3
CE | Hydro | 39 | EAST | 17.46 | 14.82 | 2.97 | 4.19
CE | Hydro | 39 | ELLA_1 | 2.46 | 2.09 | 0.42 | 0.59
CE | Hydro | 39 | FASN_P | 2.78 | 2.36 | 0.47 | 0.67
CE | Hydro | 39 | FAUG_P | 9.33 | 7.92 | 1.59 | 2.24
CE | Hydro | 39 | FOUR_1 | 7.38 | 6.26 | 1.25 | 1.77
CE | Hydro | 39 | FWIL_P | 25.22 | 21.41 | 4.29 | 6.05
CE | Hydro | 39 | GLLE | 28.27 | 24 | 4.81 | 6.79
CE | Hydro | 39 | GRUB_P | 32.53 | 27.61 | 5.53 | 7.81
CE | Hydro | 39 | HARK_1 | 6.88 | 5.84 | 1.17 | 1.65
CE | Hydro | 39 | INDQ1 | 1.48 | 1.25 | 0.25 | 0.35
CE | Hydro | 39 | INNE_P | 5.56 | 4.72 | 0.95 | 1.33
CE | Hydro | 39 | KEOO | 30.98 | 26.29 | 5.27 | 7.44
CE | Hydro | 39 | KIIN_P | 12.79 | 10.86 | 2.17 | 3.07
CE | Hydro | 39 | KINL_P | 7.78 | 6.6 | 1.32 | 1.87
CE | Hydro | 39 | LAIR_P | 4.12 | 3.49 | 0.7 | 0.99
CE | Hydro | 39 | LAND1 | 3.57 | 3.03 | 0.61 | 0.86
CE | Hydro | 39 | LINM | 20.9 | 17.74 | 3.55 | 5.02
CE | Hydro | 39 | PENT_1 | 1.32 | 1.12 | 0.22 | 0.32
CE | Hydro | 39 | PORA_P | 10.18 | 8.64 | 1.73 | 2.44
CE | Hydro | 39 | QUOI_P | 3.84 | 3.26 | 0.65 | 0.92
CE | Hydro | 39 | RANN_P | 16.91 | 14.35 | 2.87 | 4.06
CE | Hydro | 39 | RASS_1 | 9.83 | 8.35 | 1.67 | 2.36
CE | Hydro | 39 | RATS_1 | 1.97 | 1.67 | 0.33 | 0.47
CE | Hydro | 39 | SFIL_P | 8.23 | 6.99 | 1.4 | 1.98
CE | Hydro | 39 | SLOY_P | 2.22 | 1.89 | 0.38 | 0.53
CE | Hydro | 39 | SWAN_1 | 57.78 | 49.04 | 9.82 | 13.87
CE | Hydro | 39 | TAYN_P | 14.22 | 12.07 | 2.42 | 3.41
CE | Hydro | 39 | TRAW_1 | 23 | 19.52 | 3.91 | 5.52
CE | Hydro | 39 | TUMB_P | 6.01 | 5.1 | 1.02 | 1.44
CE | Hydro | 40 | ALNE_P | 4.48 | 3.8 | 0.76 | 1.07
CE | Hydro | 40 | ARDK_P | 5.82 | 4.94 | 0.99 | 1.4
CE | Hydro | 40 | ARMO_P | 1.34 | 1.14 | 0.23 | 0.32
CE | Hydro | 40 | BOAG_P | 7.78 | 6.6 | 1.32 | 1.87
CE | Hydro | 40 | BRAC_P | 3.36 | 2.85 | 0.57 | 0.81
CE | Hydro | 40 | BROA_P | 1.34 | 1.14 | 0.23 | 0.32
CE | Hydro | 40 | BUMU_P | 1.12 | 0.95 | 0.19 | 0.27
CE | Hydro | 40 | CAAD_P | 2.69 | 2.28 | 0.46 | 0.64
CE | Hydro | 40 | CAFA | 14.84 | 12.59 | 2.52 | 3.56
CE | Hydro | 40 | CASS_P | 5.04 | 4.27 | 0.86 | 1.21
CE | Hydro | 40 | CEAN_P | 3.63 | 3.08 | 0.62 | 0.87
CE | Hydro | 40 | CLAC_P | 11.58 | 9.83 | 1.97 | 2.78
CE | Hydro | 40 | DUGR_P | 3.02 | 2.56 | 0.51 | 0.73
CE | Hydro | 40 | DUNO_P | 9.65 | 8.19 | 1.64 | 2.31
CE | Hydro | 40 | EAST | 17.56 | 14.9 | 2.99 | 4.21
CE | Hydro | 40 | ELLA_1 | 2.47 | 2.1 | 0.42 | 0.59
CE | Hydro | 40 | FASN_P | 2.8 | 2.37 | 0.48 | 0.67
CE | Hydro | 40 | FAUG_P | 9.39 | 7.97 | 1.6 | 2.25
CE | Hydro | 40 | FOUR_1 | 7.42 | 6.3 | 1.26 | 1.78
CE | Hydro | 40 | FWIL_P | 25.37 | 21.53 | 4.31 | 6.09
CE | Hydro | 40 | GLLE | 28.44 | 24.14 | 4.84 | 6.83
CE | Hydro | 40 | GRUB_P | 32.72 | 27.77 | 5.56 | 7.85
CE | Hydro | 40 | HARK_1 | 6.92 | 5.88 | 1.18 | 1.66
CE | Hydro | 40 | INDQ1 | 1.48 | 1.26 | 0.25 | 0.36
CE | Hydro | 40 | INNE_P | 5.59 | 4.75 | 0.95 | 1.34
CE | Hydro | 40 | KEOO | 31.16 | 26.45 | 5.3 | 7.48
CE | Hydro | 40 | KIIN_P | 12.87 | 10.92 | 2.19 | 3.09
CE | Hydro | 40 | KINL_P | 7.83 | 6.64 | 1.33 | 1.88
CE | Hydro | 40 | LAIR_P | 4.14 | 3.51 | 0.7 | 0.99
CE | Hydro | 40 | LAND1 | 3.59 | 3.04 | 0.61 | 0.86
CE | Hydro | 40 | LINM | 21.02 | 17.84 | 3.57 | 5.05
CE | Hydro | 40 | PENT_1 | 1.32 | 1.12 | 0.22 | 0.32
CE | Hydro | 40 | PORA_P | 10.24 | 8.69 | 1.74 | 2.46
CE | Hydro | 40 | QUOI_P | 3.86 | 3.28 | 0.66 | 0.93
CE | Hydro | 40 | RANN_P | 17.01 | 14.44 | 2.89 | 4.08
CE | Hydro | 40 | RASS_1 | 9.89 | 8.4 | 1.68 | 2.37
CE | Hydro | 40 | RATS_1 | 1.98 | 1.68 | 0.34 | 0.47
CE | Hydro | 40 | SFIL_P | 8.28 | 7.03 | 1.41 | 1.99
CE | Hydro | 40 | SLOY_P | 2.24 | 1.9 | 0.38 | 0.54
CE | Hydro | 40 | SWAN_1 | 58.12 | 49.32 | 9.88 | 13.95
CE | Hydro | 40 | TAYN_P | 14.31 | 12.14 | 2.43 | 3.43
CE | Hydro | 40 | TRAW_1 | 23.13 | 19.63 | 3.93 | 5.55
CE | Hydro | 40 | TUMB_P | 6.04 | 5.13 | 1.03 | 1.45
CE | Other | 17 | ABHA1 | 8.14 | 4.84 | 4.84 | 4.84
CE | Other | 17 | ABNE_P | 5.63 | 3.41 | 3.41 | 3.41
CE | Other | 17 | ABTH_1 | 27.2 | 23.72 | 8.89 | 8.83
CE | Other | 17 | ALNE_P | 6.95 | 6.12 | 3.04 | 4.38
CE | Other | 17 | ALVE1 | 9.78 | 6.01 | 6.01 | 6.01
CE | Other | 17 | AMEM_1 | 11.15 | 8.39 | 2.47 | 2.47
CE | Other | 17 | ARMO_P | 5 | 4.73 | 0 | 0
CE | Other | 17 | BARKC1 | 153.2 | 106.11 | 73.72 | 77.73
CE | Other | 17 | BARKW3 | 19.2 | 18.15 | 0 | 0
CE | Other | 17 | BEDD_1 | 75.66 | 64.71 | 10.61 | 10.61
CE | Other | 17 | BESW_1 | 15.1 | 9.43 | 8.11 | 8.1
CE | Other | 17 | BICF_1 | 46.69 | 39.57 | 21.43 | 31.27
CE | Other | 17 | BIRK_1 | 22.65 | 15.45 | 9.79 | 9.76
CE | Other | 17 | BISW_1 | 22.22 | 16.01 | 11.08 | 11.08
CE | Other | 17 | BLYTB1 | 7.7 | 4.95 | 3.88 | 3.87
CE | Other | 17 | BOLN_1 | 105.85 | 76.3 | 47.61 | 48.44
CE | Other | 17 | BONN | 1.06 | 0.79 | 0.35 | 0.35
CE | Other | 17 | BOTW_1 | 46.31 | 42.97 | 1.37 | 1.37
CE | Other | 17 | BRAI_1 | 12.36 | 7.39 | 7.39 | 7.39
CE | Other | 17 | BRAW_1 | 28.02 | 21.65 | 9.51 | 9.5
CE | Other | 17 | BRED_1 | 8.75 | 5.31 | 4.73 | 4.73
CE | Other | 17 | BRFO_1 | 142.62 | 122.71 | 29.87 | 33.44
CE | Other | 17 | BRIM_1 | 8.7 | 6.26 | 3.29 | 3.27
CE | Other | 17 | BRLE_1 | 86.47 | 73.03 | 14.2 | 14.18
CE | Other | 17 | BRWA1 | 20.37 | 16.65 | 5.55 | 6.34
CE | Other | 17 | BURM_1 | 240.36 | 183.44 | 110.31 | 118.53
CE | Other | 17 | BUSH_1 | 20.49 | 12.51 | 12.51 | 12.51
CE | Other | 17 | BUST_1 | 3.13 | 1.86 | 1.86 | 1.86
CE | Other | 17 | CANTN1 | 85.05 | 76.73 | 6.44 | 6.44
CE | Other | 17 | CAPEA1 | 181.75 | 160.59 | 40.84 | 40.59
CE | Other | 17 | CARE_1 | 101.98 | 82.87 | 25.97 | 25.94
CE | Other | 17 | CARR_1 | 128.86 | 103.94 | 34.88 | 43.67
CE | Other | 17 | CELL_1 | 122.66 | 95.71 | 37.8 | 39.73
CE | Other | 17 | CHIC_1 | 50.55 | 47.43 | 0.69 | 0.69
CE | Other | 17 | CHSI_1 | 7.35 | 6.59 | 0.61 | 0.61
CE | Other | 17 | CHTE_1 | 43.23 | 36.19 | 8.87 | 8.87
CE | Other | 17 | CITR_1 | 20.2 | 17.16 | 4.89 | 4.85
CE | Other | 17 | CLAY_P | 1 | 0.49 | 0.49 | 0.49
CE | Other | 17 | CLYM | 7.21 | 4.28 | 4.28 | 4.28
CE | Other | 17 | CONQA1 | 43.9 | 35.91 | 17.13 | 17.36
CE | Other | 17 | COVE_1 | 41.92 | 29.98 | 20.76 | 20.75
CE | Other | 17 | COWL_1 | 48.8 | 34.05 | 23.24 | 23.24
CE | Other | 17 | COYL | 6.84 | 4.06 | 4.06 | 4.06
CE | Other | 17 | CREB_1 | 17.25 | 12.8 | 6.02 | 6
CE | Other | 17 | CUMB | 18.85 | 11.51 | 11.21 | 11.21
CE | Other | 17 | CUPA | 1.4 | 0.87 | 0.87 | 0.87
CE | Other | 17 | DALM3 | 16 | 11.84 | 7.69 | 7.69
CE | Other | 17 | DEWP | 1.41 | 1.05 | 0.46 | 0.46
CE | Other | 17 | DRAK_1 | 13.12 | 8.39 | 6.26 | 6.24
CE | Other | 17 | DRAX_1 | 38.64 | 34.23 | 10.35 | 14.15
CE | Other | 17 | DUDH_P | 3.8 | 2.81 | 1.24 | 1.23
CE | Other | 17 | DUNB | 6.8 | 4.85 | 3.48 | 3.48
CE | Other | 17 | DUNF | 3.44 | 2.07 | 2.07 | 2.07
CE | Other | 17 | EALI_6 | 9.94 | 5.31 | 4.35 | 4.35
CE | Other | 17 | EASO_1 | 11.07 | 7.92 | 5.3 | 6.06
CE | Other | 17 | ECLA_1 | 48.84 | 31.71 | 24.32 | 24.3
CE | Other | 17 | EKIS | 6.3 | 3.74 | 3.74 | 3.74
CE | Other | 17 | ELLA_1 | 102.18 | 81.59 | 19.44 | 19.36
CE | Other | 17 | ELST_1 | 8.41 | 7.04 | 1.74 | 1.74
CE | Other | 17 | ENDE_1 | 34.58 | 21.95 | 18.17 | 18.58
CE | Other | 17 | EXET1 | 70.36 | 61.16 | 9.73 | 9.71
CE | Other | 17 | FAWL_1 | 209.97 | 174.95 | 31.61 | 31.46
CE | Other | 17 | FECK_6 | 42.47 | 37.13 | 6.44 | 7.23
CE | Other | 17 | FERRA2 | 17.3 | 14.95 | 2.38 | 2.38
CE | Other | 17 | FERRB1 | 98.34 | 72.65 | 48.01 | 49.59
CE | Other | 17 | FIDF_1 | 103.67 | 83.69 | 28.1 | 34.56
CE | Other | 17 | FLEE_1 | 35.61 | 32.4 | 2.14 | 2.14
CE | Other | 17 | FOUR_1 | 1.49 | 0.93 | 0.93 | 0.93
CE | Other | 17 | FROD_1 | 315.19 | 261.93 | 64.88 | 64.45
CE | Other | 17 | GLRO | 2 | 1.24 | 1.24 | 1.24
CE | Other | 17 | GREN_1 | 105.75 | 80.28 | 48.73 | 59.61
CE | Other | 17 | GRIW_1 | 79.35 | 65.73 | 28.12 | 27.96
CE | Other | 17 | G_EXTRA_2 | 1.2 | 0.74 | 0.74 | 0.74
CE | Other | 17 | G_EXTRA_4 | 4.78 | 2.84 | 2.84 | 2.84
CE | Other | 17 | G_EXTRA_5 | 6.6 | 3.92 | 3.92 | 3.92
CE | Other | 17 | G_EXTRA_8 | 3.56 | 2.18 | 2.18 | 2.18
CE | Other | 17 | G_EXTRA_9 | 2.4 | 1.78 | 1.15 | 1.15
CE | Other | 17 | HACK_1 | 2.96 | 2.19 | 0.97 | 0.96
CE | Other | 17 | HACK_6 | 9 | 8.51 | 0 | 0
CE | Other | 17 | HAMHC1 | 25.18 | 12.74 | 12.74 | 12.74
CE | Other | 17 | HARK_1 | 26.11 | 17.62 | 8.64 | 8.63
CE | Other | 17 | HAWP_6 | 3.8 | 2.26 | 2.26 | 2.26
CE | Other | 17 | HEYS_1 | 9.8 | 6.05 | 5.39 | 5.39
CE | Other | 17 | HURS_1 | 12.41 | 8.95 | 4.7 | 4.7
CE | Other | 17 | HUTT_1 | 98.71 | 79.62 | 38.2 | 49.85
CE | Other | 17 | INDQ1 | 50.43 | 38.78 | 21.85 | 21.83
CE | Other | 17 | IROA1 | 8.81 | 6.02 | 3.79 | 3.78
CE | Other | 17 | IRONB1 | 6.15 | 3.68 | 3.68 | 3.68
CE | Other | 17 | IVER_1 | 171.34 | 141.21 | 72.03 | 76.23
CE | Other | 17 | KAIM | 3.85 | 2.68 | 1.57 | 1.56
CE | Other | 17 | KEAD_1 | 12.96 | 7.76 | 7.76 | 7.76
CE | Other | 17 | KEAR_1 | 34.15 | 21.99 | 20.09 | 20.09
CE | Other | 17 | KEIT_P | 18.94 | 16.37 | 8.45 | 12.36
CE | Other | 17 | KEMS_1 | 335.64 | 268.59 | 166.19 | 181.02
CE | Other | 17 | KIER | 5 | 2.97 | 2.97 | 2.97
CE | Other | 17 | KILT | 6.33 | 5.01 | 2.33 | 2.88
CE | Other | 17 | KILW | 17 | 14.57 | 5.85 | 5.81
CE | Other | 17 | KINO_1 | 149.68 | 124.05 | 55.82 | 55.59
CE | Other | 17 | KINT_P | 7.5 | 5.55 | 2.45 | 2.43
CE | Other | 17 | KIRKB1 | 4.19 | 3.68 | 2.21 | 2.64
CE | Other | 17 | KNAR | 3.32 | 2.06 | 2.06 | 2.06
CE | Other | 17 | LACK_6 | 113.41 | 87.57 | 58.81 | 66.21
CE | Other | 17 | LALE1SG003 | 59.91 | 44.46 | 26.17 | 26.54
CE | Other | 17 | LAND1 | 102.49 | 87.18 | 25.55 | 25.87
CE | Other | 17 | LEGA_1 | 11.59 | 7.36 | 5.73 | 5.72
CE | Other | 17 | LEVE | 23.09 | 16.97 | 10.23 | 11.23
CE | Other | 17 | LINM | 2.6 | 1.54 | 1.54 | 1.54
CE | Other | 17 | LISD_1 | 39.29 | 32.55 | 13.15 | 13.07
CE | Other | 17 | LITT_C | 10.9 | 7.81 | 2.65 | 2.65
CE | Other | 17 | LITT_J | 17.7 | 13.1 | 5.79 | 5.75
CE | Other | 17 | LODR_6 | 3.64 | 3.44 | 0 | 0
CE | Other | 17 | LOVE_1 | 128.32 | 110.74 | 19.54 | 19.52
CE | Other | 17 | LUNA_P | 2.14 | 1.55 | 1.11 | 1.3
CE | Other | 17 | MACC_3 | 26.88 | 19.3 | 9.87 | 9.82
CE | Other | 17 | MANN_1 | 29.76 | 19.77 | 15.66 | 16.69
CE | Other | 17 | MAYB | 10.25 | 7.58 | 3.5 | 3.48
CE | Other | 17 | MELK_1 | 39.86 | 32.47 | 8.39 | 8.38
CE | Other | 17 | MILC_P | 9.7 | 7.03 | 4.78 | 4.78
CE | Other | 17 | MILH_1 | 3.84 | 3.63 | 0 | 0
CE | Other | 17 | MITY_1 | 9.8 | 6.32 | 4.64 | 4.64
CE | Other | 17 | MYBS_P | 1.57 | 1.38 | 0.69 | 1.06
CE | Other | 17 | NEAR | 14.77 | 12.33 | 9.2 | 9.2
CE | Other | 17 | NECE_1 | 159.5 | 137.2 | 32.65 | 32.61
CE | Other | 17 | NEWX_6 | 39.07 | 29.3 | 23.03 | 23.02
CE | Other | 17 | NFLE | 5.39 | 3.64 | 2.46 | 2.46
CE | Other | 17 | NINF_1 | 6.33 | 4.1 | 3.14 | 3.14
CE | Other | 17 | NORM_1 | 105.11 | 86.06 | 40.85 | 50.92
CE | Other | 17 | NORT_1 | 3.58 | 2.35 | 1.71 | 1.71
CE | Other | 17 | NURS_1 | 37.55 | 27.69 | 14.58 | 14.55
CE | Other | 17 | OCKH_1 | 4.4 | 2.61 | 2.61 | 2.61
CE | Other | 17 | OFFE_3 | 9 | 5.35 | 5.35 | 5.35
CE | Other | 17 | OLDB_1 | 54.1 | 45 | 32.31 | 32.3
CE | Other | 17 | OSBA_1 | 50.65 | 45.58 | 4.12 | 4.11
CE | Other | 17 | PADIB1 | 73.8 | 61.62 | 6.66 | 6.9
CE | Other | 17 | PELH_1 | 5.93 | 3.59 | 3.59 | 3.59
CE | Other | 17 | PEMB_1 | 31 | 22.59 | 10.78 | 10.72
CE | Other | 17 | PENN_1 | 4.1 | 2.4 | 2.4 | 2.4
CE | Other | 17 | PENT_1 | 5.13 | 3.08 | 3.08 | 3.08
CE | Other | 17 | PENW_1 | 31.13 | 20.37 | 15.41 | 15.38
CE | Other | 17 | PERS_P | 13.4 | 9.45 | 5.24 | 5.21
CE | Other | 17 | POOB | 8.78 | 4.87 | 4.87 | 4.87
CE | Other | 17 | POPP_3 | 19.38 | 12.71 | 10.85 | 11.86
CE | Other | 17 | PORA_P | 6.2 | 5.86 | 0 | 0
CE | Other | 17 | PYLE_1 | 34.51 | 28.6 | 11.41 | 14.52
CE | Other | 17 | RAIN_1 | 58.66 | 51.76 | 6.25 | 6.25
CE | Other | 17 | RASS_1 | 67.09 | 59.39 | 6.92 | 6.92
CE | Other | 17 | RATS_1 | 62.15 | 48.35 | 18.66 | 18.61
CE | Other | 17 | RAYL_1 | 42.94 | 30.08 | 17.47 | 17.47
CE | Other | 17 | RICH1 | 14.8 | 10.95 | 4.84 | 4.8
CE | Other | 17 | ROCH_1 | 12.04 | 7.04 | 7.04 | 7.04
CE | Other | 17 | RYEH_1 | 28.9 | 19.04 | 13.33 | 13.31
CE | Other | 17 | SALH_1 | 428.64 | 336.63 | 111.12 | 110.65
CE | Other | 17 | SALT_1 | 28.73 | 25.2 | 3.27 | 3.25
CE | Other | 17 | SBAR | 5 | 4.73 | 0 | 0
CE | Other | 17 | SEAB1 | 110.8 | 90.38 | 36.02 | 36.01
CE | Other | 17 | SELL_1 | 14.68 | 13.1 | 1.31 | 1.31
CE | Other | 17 | SHEC_3 | 23.37 | 16.7 | 14.72 | 14.72
CE | Other | 17 | SHRW_1 | 12.16 | 8.47 | 6.39 | 6.39
CE | Other | 17 | SJOW_1 | 14.02 | 10.37 | 4.58 | 4.55
CE | Other | 17 | SKLGB1 | 37.79 | 31.21 | 7.61 | 7.6
CE | Other | 17 | SMAN_1 | 64.88 | 49.34 | 21.43 | 22.35
CE | Other | 17 | SPEN_1 | 145.97 | 112.16 | 76.63 | 83.95
CE | Other | 17 | STAH_1 | 27.56 | 21.16 | 11.24 | 13.11
CE | Other | 17 | STAY_1 | 69.16 | 52.71 | 24.77 | 24.74
CE | Other | 17 | STEN_1 | 8.25 | 5.48 | 3.83 | 3.82
CE | Other | 17 | STES_1 | 20.1 | 13.28 | 9.56 | 9.54
CE | Other | 17 | STIR | 15 | 13.2 | 6.56 | 9.45
CE | Other | 17 | STLE | 11.11 | 7.5 | 5.94 | 5.94
CE | Other | 17 | STRI_P | 3.2 | 1.9 | 1.9 | 1.9
CE | Other | 17 | SUND_1 | 47.77 | 28.99 | 26.63 | 26.63
CE | Other | 17 | SWAN_1 | 154.69 | 142.61 | 6.86 | 7.29
CE | Other | 17 | TAUN1 | 26.3 | 21.9 | 8.17 | 10.49
CE | Other | 17 | TAYN_P | 2.8 | 2.65 | 0 | 0
CE | Other | 17 | TEMP_3 | 2.2 | 1.47 | 1.02 | 1.01
CE | Other | 17 | THOM_6 | 59.47 | 48.12 | 15 | 15.52
CE | Other | 17 | THSO_P | 12.2 | 2.68 | 0.47 | 0.47
CE | Other | 17 | THUR_6 | 4.2 | 3.97 | 0 | 0
CE | Other | 17 | TILBB_1 | 22.03 | 14.49 | 10.71 | 10.71
CE | Other | 17 | TOTT_1 | 55.82 | 40.52 | 26.85 | 26.85
CE | Other | 17 | TRAW_1 | 2.12 | 1.26 | 1.26 | 1.26
CE | Other | 17 | TYNE_1 | 9.87 | 5.84 | 4.16 | 4.15
CE | Other | 17 | TYNE_2 | 20 | 18.91 | 0 | 0
CE | Other | 17 | UPPB_1 | 56.58 | 53.49 | 0 | 0
CE | Other | 17 | UPPB_3 | 17.41 | 16 | 0.87 | 0.87
CE | Other | 17 | USKM_1 | 39.01 | 30.61 | 17.5 | 21.38
CE | Other | 17 | WALH_1 | 17.94 | 11.22 | 9.66 | 10.11
CE | Other | 17 | WALP_1 | 101.51 | 87.7 | 33.28 | 33.07
CE | Other | 17 | WALP_B | 30.85 | 25.17 | 6.27 | 6.27
CE | Other | 17 | WASF_1 | 43.98 | 30.5 | 18.11 | 18.04
CE | Other | 17 | WATFS_1 | 5.29 | 3.77 | 2.35 | 2.35
CE | Other | 17 | WBUR_1 | 21 | 14.69 | 9.89 | 10.17
CE | Other | 17 | WFIE | 12.5 | 11 | 5.47 | 7.87
CE | Other | 17 | WHAM_1 | 48.46 | 37.51 | 14.21 | 14.84
CE | Other | 17 | WHGA_1 | 3.26 | 1.81 | 1.81 | 1.81
CE | Other | 17 | WHHO | 1.64 | 1.22 | 0.54 | 0.53
CE | Other | 17 | WIBA_3 | 44.24 | 38.17 | 19.45 | 27.58
CE | Other | 17 | WIEN_1 | 31 | 22.94 | 14.9 | 14.9
CE | Other | 17 | WILL_1 | 57.81 | 42.28 | 19.21 | 19.08
CE | Other | 17 | WIMBN1 | 8.1 | 7.66 | 0 | 0
CE | Other | 17 | WIMBS1 | 9.33 | 7.92 | 2.79 | 2.79
CE | Other | 17 | WISD_6 | 2 | 1.48 | 0.65 | 0.65
CE | Other | 17 | WMEL_1 | 30.9 | 27.91 | 2.49 | 2.49
CE | Other | 17 | WTHU31 | 22.8 | 13.54 | 13.54 | 13.54
CE | Other | 17 | WWEY_1 | 10.76 | 7.56 | 4.02 | 4.02
CE | Other | 17 | WYMOM_1 | 10.29 | 6.18 | 6.18 | 6.18
CE | Other | 18 | ABHA1 | 8.08 | 4.8 | 4.8 | 4.8
CE | Other | 18 | ABNE_P | 6.72 | 4.15 | 4.15 | 4.15
CE | Other | 18 | ABTH_1 | 28.61 | 25.18 | 9.35 | 9.29
CE | Other | 18 | ALNE_P | 9.51 | 8.37 | 4.16 | 5.99
CE | Other | 18 | ALVE1 | 13.51 | 8.55 | 8.55 | 8.55
CE | Other | 18 | AMEM_1 | 11.12 | 8.37 | 2.45 | 2.45
CE | Other | 18 | ARMO_P | 5 | 4.73 | 0 | 0
CE | Other | 18 | BARKC1 | 166.48 | 117 | 79.44 | 84.93
CE | Other | 18 | BARKW3 | 25.7 | 24.3 | 0 | 0
CE | Other | 18 | BEDD_1 | 77.49 | 66.44 | 10.6 | 10.59
CE | Other | 18 | BESW_1 | 15.01 | 9.38 | 8.06 | 8.05
CE | Other | 18 | BICF_1 | 49.76 | 42.01 | 23.16 | 33.38
CE | Other | 18 | BIRK_1 | 22.58 | 15.41 | 9.75 | 9.72
CE | Other | 18 | BISW_1 | 23.03 | 16.64 | 11.5 | 11.5
CE | Other | 18 | BLYTB1 | 7.66 | 4.93 | 3.86 | 3.85
CE | Other | 18 | BOLN_1 | 122.78 | 90.93 | 51.45 | 52.59
CE | Other | 18 | BONN | 1.06 | 0.79 | 0.35 | 0.35
CE | Other | 18 | BOTW_1 | 61.2 | 57.05 | 1.36 | 1.36
CE | Other | 18 | BRAI_1 | 13.25 | 8.01 | 8.01 | 8.01
CE | Other | 18 | BRAW_1 | 32.2 | 25.55 | 9.56 | 9.56
CE | Other | 18 | BRED_1 | 10.09 | 6.21 | 5.63 | 5.63
CE | Other | 18 | BRFO_1 | 181.15 | 157.85 | 34.98 | 39.86
CE | Other | 18 | BRIM_1 | 9.43 | 6.75 | 3.78 | 3.77
CE | Other | 18 | BRLE_1 | 100.14 | 85.56 | 15.16 | 15.14
CE | Other | 18 | BRWA1 | 34.57 | 30.1 | 5.61 | 6.43
CE | Other | 18 | BURM_1 | 263.16 | 205.27 | 122.02 | 133.33
CE | Other | 18 | BUSH_1 | 26.79 | 16.81 | 16.81 | 16.81
CE | Other | 18 | BUST_1 | 3.1 | 1.84 | 1.84 | 1.84
CE | Other | 18 | CANTN1 | 107.1 | 97.2 | 7.43 | 7.43
CE | Other | 18 | CAPEA1 | 200.57 | 178.87 | 42.68 | 42.42
CE | Other | 18 | CARE_1 | 148.55 | 126.04 | 28.04 | 28.01
CE | Other | 18 | CARR_1 | 145.95 | 119.32 | 42.36 | 54.38
CE | Other | 18 | CELL_1 | 153.85 | 124.82 | 39.81 | 42.5
CE | Other | 18 | CHIC_1 | 51.89 | 48.56 | 1.05 | 1.05
CE | Other | 18 | CHSI_1 | 9.48 | 8.61 | 0.61 | 0.61
CE | Other | 18 | CHTE_1 | 83.36 | 74.14 | 9.43 | 9.43
CE | Other | 18 | CITR_1 | 22.43 | 19.31 | 5.03 | 5
CE | Other | 18 | CLAY_P | 1.03 | 0.5 | 0.5 | 0.5
CE | Other | 18 | CLYM | 7.16 | 4.25 | 4.25 | 4.25
CE | Other | 18 | CONQA1 | 66.47 | 56.67 | 19.1 | 19.34
CE | Other | 18 | COVE_1 | 46.33 | 33.66 | 22.27 | 22.26
CE | Other | 18 | COWL_1 | 51.31 | 36.2 | 23.73 | 23.73
CE | Other | 18 | COYL | 6.78 | 4.03 | 4.03 | 4.03
CE | Other | 18 | CREB_1 | 24.45 | 19.17 | 7.17 | 7.15
CE | Other | 18 | CUMB | 21.7 | 13.48 | 13.15 | 13.15
CE | Other | 18 | CUPA | 2.08 | 1.33 | 1.33 | 1.33
CE | Other | 18 | DALM3 | 19.32 | 14.29 | 9.7 | 9.7
CE | Other | 18 | DEWP | 1.41 | 1.05 | 0.46 | 0.46
CE | Other | 18 | DRAK_1 | 13.86 | 8.89 | 6.76 | 6.75
CE | Other | 18 | DRAX_1 | 67.99 | 61.51 | 13.52 | 18.72
CE | Other | 18 | DUDH_P | 3.8 | 2.81 | 1.24 | 1.23
CE | Other | 18 | DUNB | 8.62 | 6.16 | 4.64 | 4.64
CE | Other | 18 | DUNF | 3.97 | 2.44 | 2.44 | 2.44
CE | Other | 18 | EALI_6 | 10.58 | 5.77 | 4.49 | 4.49
CE | Other | 18 | EASO_1 | 11.16 | 8.01 | 5.33 | 6.12
CE | Other | 18 | ECLA_1 | 49.69 | 32.63 | 24.22 | 24.19
CE | Other | 18 | EKIS | 6.25 | 3.71 | 3.71 | 3.71
CE | Other | 18 | ELLA_1 | 102.65 | 82.33 | 19.67 | 19.58
CE | Other | 18 | ELST_1 | 11.67 | 9.76 | 2.67 | 2.67
CE | Other | 18 | ENDE_1 | 37.34 | 24.03 | 19.89 | 20.45
CE | Other | 18 | EXET1 | 71.98 | 62.28 | 10.8 | 10.78
CE | Other | 18 | FAWL_1 | 215.12 | 179.64 | 34.04 | 33.87
CE | Other | 18 | FECK_6 | 54.26 | 48.21 | 7.07 | 8.14
CE | Other | 18 | FERRA2 | 35.63 | 32.29 | 2.36 | 2.36
CE | Other | 18 | FERRB1 | 105.9 | 78.61 | 51.75 | 53.9
CE | Other | 18 | FIDF_1 | 109.66 | 88.93 | 31.21 | 38.45
CE | Other | 18 | FLEE_1 | 79.77 | 74.16 | 2.13 | 2.13
CE | Other | 18 | FOUR_1 | 2.22 | 1.42 | 1.42 | 1.42
CE | Other | 18 | FROD_1 | 324.22 | 271.09 | 68.57 | 68.13
CE | Other | 18 | GLRO | 2.97 | 1.9 | 1.9 | 1.9
CE | Other | 18 | GREN_1 | 120.94 | 93.37 | 55.74 | 69.29
CE | Other | 18 | GRIW_1 | 82.92 | 69.28 | 29.38 | 29.21
CE | Other | 18 | G_EXTRA_2 | 1.78 | 1.14 | 1.14 | 1.14
CE | Other | 18 | G_EXTRA_4 | 4.74 | 2.82 | 2.82 | 2.82
CE | Other | 18 | G_EXTRA_5 | 6.55 | 3.89 | 3.89 | 3.89
CE | Other | 18 | G_EXTRA_8 | 4.76 | 3 | 3 | 3
CE | Other | 18 | G_EXTRA_9 | 2.9 | 2.14 | 1.45 | 1.45
CE | Other | 18 | HACK_1 | 2.96 | 2.19 | 0.97 | 0.96
CE | Other | 18 | HACK_6 | 12.05 | 11.39 | 0 | 0
CE | Other | 18 | HAMHC1 | 26.8 | 13.72 | 13.72 | 13.72
CE | Other | 18 | HARK_1 | 28.99 | 20.05 | 9.15 | 9.14
CE | Other | 18 | HAWP_6 | 3.77 | 2.24 | 2.24 | 2.24
CE | Other | 18 | HEYS_1 | 9.74 | 6.02 | 5.36 | 5.35
CE | Other | 18 | HURS_1 | 13.87 | 10.36 | 4.66 | 4.66
CE | Other | 18 | HUTT_1 | 100.6 | 81.29 | 39.02 | 51.14
CE | Other | 18 | INDQ1 | 57.74 | 45.04 | 23.9 | 23.88
CE | Other | 18 | IROA1 | 8.78 | 6 | 3.77 | 3.76
CE | Other | 18 | IRONB1 | 6.64 | 4.02 | 4.02 | 4.02
CE | Other | 18 | IVER_1 | 182.19 | 150.91 | 77.12 | 81.48
CE | Other | 18 | KAIM | 3.84 | 2.68 | 1.56 | 1.55
CE | Other | 18 | KEAD_1 | 14.01 | 8.48 | 8.48 | 8.48
CE | Other | 18 | KEAR_1 | 38.08 | 24.75 | 22.7 | 22.69
CE | Other | 18 | KEIT_P | 22.26 | 19.3 | 9.9 | 14.47
CE | Other | 18 | KEMS_1 | 381.28 | 306.22 | 189.65 | 208.17
CE | Other | 18 | KIER | 4.96 | 2.95 | 2.95 | 2.95
CE | Other | 18 | KILT | 6.42 | 5.09 | 2.37 | 2.94
CE | Other | 18 | KILW | 17.48 | 15.03 | 6.18 | 6.14
CE | Other | 18 | KINO_1 | 157.32 | 131.34 | 58.44 | 58.2
CE | Other | 18 | KINT_P | 7.5 | 5.55 | 2.45 | 2.43
CE | Other | 18 | KIRKB1 | 6.07 | 5.34 | 3.26 | 3.84
CE | Other | 18 | KNAR | 4.92 | 3.15 | 3.15 | 3.15
CE | Other | 18 | LACK_6 | 136.96 | 106.8 | 71.05 | 81.2
CE | Other | 18 | LALE1SG003 | 64.19 | 48.16 | 27.21 | 27.72
CE | Other | 18 | LAND1 | 128.86 | 111.33 | 29.1 | 29.54
CE | Other | 18 | LEGA_1 | 12.07 | 7.68 | 6.06 | 6.05
CE | Other | 18 | LEVE | 25.17 | 18.91 | 11.31 | 12.68
CE | Other | 18 | LINM | 2.58 | 1.53 | 1.53 | 1.53
CE | Other | 18 | LISD_1 | 40.91 | 34.19 | 13.69 | 13.61
CE | Other | 18 | LITT_C | 12.93 | 9.64 | 2.74 | 2.74
CE | Other | 18 | LITT_J | 17.7 | 13.1 | 5.79 | 5.75
CE | Other | 18 | LODR_6 | 4.87 | 4.61 | 0 | 0
CE | Other | 18 | LOVE_1 | 176.96 | 156.09 | 21.1 | 21.07
CE | Other | 18 | LUNA_P | 2.5 | 1.87 | 1.27 | 1.53
CE | Other | 18 | MACC_3 | 26.85 | 19.28 | 9.85 | 9.8
CE | Other | 18 | MANN_1 | 32.87 | 22.37 | 17.02 | 18.32
CE | Other | 18 | MAYB | 10.46 | 7.74 | 3.63 | 3.61
CE | Other | 18 | MELK_1 | 58.25 | 49.87 | 8.36 | 8.35
CE | Other | 18 | MILC_P | 10.07 | 7.3 | 4.95 | 4.95
CE | Other | 18 | MILH_1 | 5.14 | 4.85 | 0 | 0
CE | Other | 18 | MITY_1 | 10.39 | 6.88 | 4.63 | 4.63
CE | Other | 18 | MYBS_P | 1.63 | 1.44 | 0.71 | 1.11
CE | Other | 18 | NEAR | 19.89 | 16.84 | 12.42 | 12.42
CE | Other | 18 | NECE_1 | 166.64 | 143.44 | 37.24 | 37.2
CE | Other | 18 | NEWX_6 | 44.48 | 33.43 | 26.07 | 26.06
CE | Other | 18 | NFLE | 5.78 | 4.02 | 2.44 | 2.44
CE | Other | 18 | NINF_1 | 6.3 | 4.08 | 3.12 | 3.12
CE | Other | 18 | NORM_1 | 114.16 | 93.59 | 46.47 | 60.18
CE | Other | 18 | NORT_1 | 3.56 | 2.34 | 1.7 | 1.7
CE | Other | 18 | NURS_1 | 39.95 | 29.8 | 14.91 | 14.89
CE | Other | 18 | OCKH_1 | 4.37 | 2.59 | 2.59 | 2.59
CE | Other | 18 | OFFE_3 | 8.93 | 5.31 | 5.31 | 5.31
CE | Other | 18 | OLDB_1 | 76.36 | 64.52 | 46.68 | 46.68
CE | Other | 18 | OSBA_1 | 52.78 | 47.03 | 5.58 | 5.57
CE | Other | 18 | PADIB1 | 74.22 | 62.48 | 6.83 | 7.16
CE | Other | 18 | PELH_1 | 7.16 | 4.43 | 4.43 | 4.43
CE | Other | 18 | PEMB_1 | 30.98 | 22.58 | 10.77 | 10.7
CE | Other | 18 | PENN_1 | 5.6 | 3.42 | 3.42 | 3.42
CE | Other | 18 | PENT_1 | 5.68 | 3.46 | 3.46 | 3.46
CE | Other | 18 | PENW_1 | 32.56 | 21.47 | 16.51 | 16.49
CE | Other | 18 | PERS_P | 13.37 | 9.43 | 5.22 | 5.2
CE | Other | 18 | POOB | 9.57 | 5.39 | 5.39 | 5.39
CE | Other | 18 | POPP_3 | 19.43 | 12.79 | 10.86 | 11.9
CE | Other | 18 | PORA_P | 6.2 | 5.86 | 0 | 0
CE | Other | 18 | PYLE_1 | 55.73 | 47.87 | 14.99 | 19.24
CE | Other | 18 | RAIN_1 | 114.63 | 104.7 | 6.21 | 6.21
CE | Other | 18 | RASS_1 | 119.74 | 109.03 | 7.26 | 7.26
CE | Other | 18 | RATS_1 | 71.19 | 56.32 | 20.13 | 20.08
CE | Other | 18 | RAYL_1 | 47.28 | 34.24 | 17.35 | 17.35
CE | Other | 18 | RICH1 | 14.8 | 10.95 | 4.84 | 4.8
CE | Other | 18 | ROCH_1 | 11.99 | 7.01 | 7.01 | 7.01
CE | Other | 18 | RYEH_1 | 31.39 | 20.99 | 14.35 | 14.34
CE | Other | 18 | SALH_1 | 437.69 | 343.67 | 116.7 | 116.22
CE | Other | 18 | SALT_1 | 35.53 | 31.65 | 3.31 | 3.29
CE | Other | 18 | SBAR | 11.91 | 11.26 | 0 | 0
CE | Other | 18 | SEAB1 | 121.96 | 99.14 | 42.51 | 42.5
CE | Other | 18 | SELL_1 | 29.86 | 27.46 | 1.3 | 1.3
CE | Other | 18 | SHEC_3 | 25.97 | 18.63 | 16.38 | 16.38
CE | Other | 18 | SHRW_1 | 13.9 | 9.67 | 7.51 | 7.51
CE | Other | 18 | SJOW_1 | 14.02 | 10.37 | 4.58 | 4.55
CE | Other | 18 | SKLGB1 | 69.92 | 61.49 | 7.9 | 7.89
CE | Other | 18 | SMAN_1 | 83.45 | 65.86 | 24.14 | 25.09
CE | Other | 18 | SPEN_1 | 165.06 | 127.37 | 87.3 | 96.16
CE | Other | 18 | STAH_1 | 31.17 | 24.35 | 12.81 | 15.39
CE | Other | 18 | STAY_1 | 103.67 | 83.71 | 29.14 | 29.11
CE | Other | 18 | STEN_1 | 8.22 | 5.47 | 3.81 | 3.8
CE | Other | 18 | STES_1 | 20.51 | 13.57 | 9.85 | 9.83
CE | Other | 18 | STIR | 20.52 | 18.06 | 8.98 | 12.92
CE | Other | 18 | STLE | 12.34 | 8.43 | 6.71 | 6.71
CE | Other | 18 | STRI_P | 3.17 | 1.89 | 1.89 | 1.89
CE | Other | 18 | SUND_1 | 48.36 | 29.63 | 26.47 | 26.47
CE | Other | 18 | SWAN_1 | 213.9 | 198.55 | 7.18 | 7.77
CE | Other | 18 | TAUN1 | 40.44 | 35.25 | 8.31 | 10.71
CE | Other | 18 | TAYN_P | 2.8 | 2.65 | 0 | 0
CE | Other | 18 | TEMP_3 | 2.19 | 1.46 | 1.01 | 1.01
CE | Other | 18 | THOM_6 | 107.95 | 93.03 | 17.69 | 18.4
CE | Other | 18 | THSO_P | 12.7 | 2.79 | 0.78 | 0.78
CE | Other | 18 | THUR_6 | 10 | 9.45 | 0 | 0
CE | Other | 18 | TILBB_1 | 23.25 | 15.69 | 10.63 | 10.63
CE | Other | 18 | TOTT_1 | 58.15 | 42.22 | 27.97 | 27.97
CE | Other | 18 | TRAW_1 | 2.1 | 1.25 | 1.25 | 1.25
CE | Other | 18 | TYNE_1 | 10.07 | 5.93 | 4.25 | 4.24
CE | Other | 18 | TYNE_2 | 26.77 | 25.31 | 0 | 0
CE | Other | 18 | UPPB_1 | 103.44 | 97.79 | 0 | 0
CE | Other | 18 | UPPB_3 | 40.18 | 37.35 | 1.34 | 1.34
CE | Other | 18 | USKM_1 | 46.58 | 37.38 | 20.97 | 26.28
CE | Other | 18 | WALH_1 | 19.59 | 12.5 | 10.57 | 11.17
CE | Other | 18 | WALP_1 | 108.97 | 94.84 | 35.85 | 35.62
CE | Other | 18 | WALP_B | 38.49 | 32.16 | 6.85 | 6.85
CE | Other | 18 | WASF_1 | 43.88 | 30.44 | 18.05 | 17.98
CE | Other | 18 | WATFS_1 | 5.86 | 4.37 | 2.47 | 2.47
CE | Other | 18 | WBUR_1 | 31.91 | 23.56 | 13.64 | 13.94
CE | Other | 18 | WFIE | 17.1 | 15.05 | 7.48 | 10.77
CE | Other | 18 | WHAM_1 | 50.61 | 39.54 | 14.26 | 14.92
CE | Other | 18 | WHGA_1 | 3.28 | 1.82 | 1.82 | 1.82
CE | Other | 18 | WHHO | 1.64 | 1.22 | 0.54 | 0.53
CE | Other | 18 | WIBA_3 | 59.88 | 51.91 | 26.29 | 37.42
CE | Other | 18 | WIEN_1 | 32.31 | 23.91 | 15.53 | 15.53
CE | Other | 18 | WILL_1 | 57.87 | 42.31 | 19.24 | 19.11
CE | Other | 18 | WIMBN1 | 10.84 | 10.25 | 0 | 0
CE | Other | 18 | WIMBS1 | 11.6 | 9.94 | 3.17 | 3.17
CE | Other | 18 | WISD_6 | 2 | 1.48 | 0.65 | 0.65
CE | Other | 18 | WMEL_1 | 68.82 | 63.24 | 3.82 | 3.82
CE | Other | 18 | WTHU31 | 22.63 | 13.44 | 13.44 | 13.44
CE | Other | 18 | WWEY_1 | 11.68 | 8.43 | 4.02 | 4.02
CE | Other | 18 | WYMOM_1 | 11.49 | 7 | 7 | 7
CE | Other | 19 | ABHA1 | 7.97 | 4.73 | 4.73 | 4.73
CE | Other | 19 | ABNE_P | 7.05 | 4.44 | 4.44 | 4.44
CE | Other | 19 | ABTH_1 | 28.59 | 25.44 | 9.35 | 9.28
CE | Other | 19 | ALNE_P | 9.51 | 8.37 | 4.16 | 5.99
CE | Other | 19 | ALVE1 | 14.77 | 9.62 | 9.62 | 9.62
CE | Other | 19 | AMEM_1 | 11.06 | 8.34 | 2.41 | 2.41
CE | Other | 19 | ARMO_P | 5 | 4.73 | 0 | 0
CE | Other | 19 | BARKC1 | 183.43 | 129.56 | 87.35 | 92.83
CE | Other | 19 | BARKW3 | 30.13 | 28.48 | 0 | 0
CE | Other | 19 | BEDD_1 | 78.63 | 67.55 | 10.52 | 10.52
CE | Other | 19 | BESW_1 | 14.84 | 9.28 | 7.96 | 7.95
CE | Other | 19 | BICF_1 | 51.79 | 43.8 | 24.28 | 34.87
CE | Other | 19 | BIRK_1 | 22.46 | 15.34 | 9.68 | 9.65
CE | Other | 19 | BISW_1 | 27.05 | 19.64 | 13.46 | 13.46
CE | Other | 19 | BLYTB1 | 7.59 | 4.89 | 3.81 | 3.81
CE | Other | 19 | BOLN_1 | 141.49 | 106.29 | 57.5 | 58.64
CE | Other | 19 | BONN | 1.06 | 0.79 | 0.35 | 0.35
CE | Other | 19 | BOTW_1 | 71.3 | 66.61 | 1.34 | 1.34
CE | Other | 19 | BRAI_1 | 13.45 | 8.21 | 8.21 | 8.21
CE | Other | 19 | BRAW_1 | 35.05 | 28.2 | 9.6 | 9.6
CE | Other | 19 | BRED_1 | 10.54 | 6.59 | 6.01 | 6.01
CE | Other | 19 | BRFO_1 | 206.26 | 180.42 | 38.18 | 43.07
CE | Other | 19 | BRIM_1 | 9.68 | 6.96 | 3.99 | 3.98
CE | Other | 19 | BRLE_1 | 110.58 | 95.02 | 16.35 | 16.33
CE | Other | 19 | BRWA1 | 44.23 | 39.27 | 5.64 | 6.5
CE | Other | 19 | BURM_1 | 264.79 | 208.93 | 124.87 | 136.18
CE | Other | 19 | BUSH_1 | 28.88 | 18.58 | 18.58 | 18.58
CE | Other | 19 | BUST_1 | 3.06 | 1.82 | 1.82 | 1.82
CE | Other | 19 | CANTN1 | 121.53 | 110.82 | 7.8 | 7.8
CE | Other | 19 | CAPEA1 | 209.34 | 188.34 | 42.6 | 42.34
CE | Other | 19 | CARE_1 | 185.32 | 159.33 | 31.84 | 31.81
CE | Other | 19 | CARR_1 | 146.07 | 119.91 | 42.39 | 54.41
CE | Other | 19 | CELL_1 | 174.95 | 144.15 | 41.21 | 43.91
CE | Other | 19 | CHIC_1 | 52.63 | 49.24 | 1.2 | 1.2
CE | Other | 19 | CHSI_1 | 10.92 | 9.97 | 0.6 | 0.6
CE | Other | 19 | CHTE_1 | 110.28 | 99.66 | 9.56 | 9.56
CE | Other | 19 | CITR_1 | 23.63 | 20.53 | 5.03 | 5
CE | Other | 19 | CLAY_P | 1.06 | 0.52 | 0.52 | 0.52
CE | Other | 19 | CLYM | 7.06 | 4.19 | 4.19 | 4.19
CE | Other | 19 | CONQA1 | 83.4 | 71.97 | 21.5 | 21.74
CE | Other | 19 | COVE_1 | 50.69 | 37.18 | 24.17 | 24.16
CE | Other | 19 | COWL_1 | 57.64 | 41.11 | 26.28 | 26.28
CE | Other | 19 | COYL | 6.69 | 3.97 | 3.97 | 3.97
CE | Other | 19 | CREB_1 | 28.77 | 23.2 | 7.64 | 7.62
CE | Other | 19 | CUMB | 22.74 | 14.36 | 13.97 | 13.97
CE | Other | 19 | CUPA | 2.31 | 1.52 | 1.52 | 1.52
CE | Other | 19 | DALM3 | 23.1 | 17.1 | 11.58 | 11.58
CE | Other | 19 | DEWP | 1.41 | 1.05 | 0.46 | 0.46
CE | Other | 19 | DRAK_1 | 14.11 | 9.09 | 6.96 | 6.95
CE | Other | 19 | DRAX_1 | 83 | 75.72 | 13.5 | 18.7
CE | Other | 19 | DUDH_P | 3.8 | 2.81 | 1.24 | 1.23
CE | Other | 19 | DUNB | 10.13 | 7.3 | 5.47 | 5.47
CE | Other | 19 | DUNF | 4.13 | 2.58 | 2.58 | 2.58
CE | Other | 19 | EALI_6 | 11.06 | 6.12 | 4.62 | 4.62
CE | Other | 19 | EASO_1 | 11.21 | 8.07 | 5.34 | 6.16
CE | Other | 19 | ECLA_1 | 49.99 | 33.1 | 23.99 | 23.96
CE | Other | 19 | EKIS | 6.16 | 3.66 | 3.66 | 3.66
CE | Other | 19 | ELLA_1 | 104.91 | 84.49 | 20.75 | 20.66
CE | Other | 19 | ELST_1 | 13.43 | 11.37 | 3.06 | 3.06
CE | Other | 19 | ENDE_1 | 37.93 | 24.57 | 20.43 | 20.99
CE | Other | 19 | EXET1 | 73.42 | 63.4 | 11.66 | 11.64
CE | Other | 19 | FAWL_1 | 217.47 | 182.01 | 35.34 | 35.18
CE | Other | 19 | FECK_6 | 61.19 | 54.79 | 7 | 8.08
CE | Other | 19 | FERRA2 | 48.08 | 44.08 | 2.33 | 2.33
CE | Other | 19 | FERRB1 | 123.33 | 91.56 | 60.26 | 62.42
CE | Other | 19 | FIDF_1 | 111.79 | 91.19 | 32.43 | 39.84
CE | Other | 19 | FLEE_1 | 109.83 | 102.59 | 2.1 | 2.1
CE | Other | 19 | FOUR_1 | 2.47 | 1.63 | 1.63 | 1.63
CE | Other | 19 | FROD_1 | 325.76 | 274.68 | 69.39 | 68.95
CE | Other | 19 | GLRO | 3.3 | 2.18 | 2.18 | 2.18
CE | Other | 19 | GREN_1 | 121.93 | 94.27 | 56.36 | 70.06
CE | Other | 19 | GRIW_1 | 83.85 | 70.58 | 29.87 | 29.71
CE | Other | 19 | G_EXTRA_2 | 1.98 | 1.31 | 1.31 | 1.31
CE | Other | 19 | G_EXTRA_4 | 4.67 | 2.78 | 2.78 | 2.78
CE | Other | 19 | G_EXTRA_5 | 6.46 | 3.84 | 3.84 | 3.84
CE | Other | 19 | G_EXTRA_8 | 5.16 | 3.34 | 3.34 | 3.34
CE | Other | 19 | G_EXTRA_9 | 3.47 | 2.56 | 1.74 | 1.74
CE | Other | 19 | HACK_1 | 2.96 | 2.19 | 0.97 | 0.96
CE | Other | 19 | HACK_6 | 14.12 | 13.35 | 0 | 0
CE | Other | 19 | HAMHC1 | 27.72 | 14.28 | 14.28 | 14.28
CE | Other | 19 | HARK_1 | 30.85 | 21.65 | 9.45 | 9.43
CE | Other | 19 | HAWP_6 | 3.72 | 2.21 | 2.21 | 2.21
CE | Other | 19 | HEYS_1 | 9.63 | 5.95 | 5.29 | 5.29
CE | Other | 19 | HURS_1 | 14.8 | 11.27 | 4.6 | 4.6
CE | Other | 19 | HUTT_1 | 102.4 | 82.88 | 39.8 | 52.35
CE | Other | 19 | INDQ1 | 64.59 | 50.7 | 26.5 | 26.48
CE | Other | 19 | IROA1 | 8.73 | 5.98 | 3.75 | 3.73
CE | Other | 19 | IRONB1 | 6.76 | 4.14 | 4.14 | 4.14
CE | Other | 19 | IVER_1 | 188.74 | 156.95 | 81.19 | 85.72
CE | Other | 19 | KAIM | 3.83 | 2.67 | 1.55 | 1.54
CE | Other | 19 | KEAD_1 | 14.25 | 8.72 | 8.72 | 8.72
CE | Other | 19 | KEAR_1 | 40.7 | 26.78 | 24.54 | 24.53
CE | Other | 19 | KEIT_P | 22.61 | 19.61 | 10.05 | 14.71
CE | Other | 19 | KEMS_1 | 415.24 | 332.46 | 209.59 | 228.32
CE | Other | 19 | KIER | 4.89 | 2.91 | 2.91 | 2.91
CE | Other | 19 | KILT | 6.51 | 5.17 | 2.41 | 3
CE | Other | 19 | KILW | 18.47 | 16.06 | 6.59 | 6.55
CE | Other | 19 | KINO_1 | 167.22 | 139.77 | 63.03 | 62.79
CE | Other | 19 | KINT_P | 7.5 | 5.55 | 2.45 | 2.43
CE | Other | 19 | KIRKB1 | 6.37 | 5.6 | 3.45 | 4.03
CE | Other | 19 | KNAR | 5.47 | 3.61 | 3.61 | 3.61
CE | Other | 19 | LACK_6 | 146.46 | 113.89 | 77.26 | 87.41
CE | Other | 19 | LALE1SG003 | 73.41 | 55.28 | 30.96 | 31.47
CE | Other | 19 | LAND1 | 147.2 | 127.9 | 31.86 | 32.29
CE | Other | 19 | LEGA_1 | 12.2 | 7.8 | 6.17 | 6.16
CE | Other | 19 | LEVE | 25.3 | 19.14 | 11.54 | 12.91
CE | Other | 19 | LINM | 2.54 | 1.51 | 1.51 | 1.51
CE | Other | 19 | LISD_1 | 40.94 | 34.5 | 13.71 | 13.62
CE | Other | 19 | LITT_C | 14.34 | 10.9 | 2.82 | 2.82
CE | Other | 19 | LITT_J | 17.7 | 13.1 | 5.79 | 5.75
CE | Other | 19 | LODR_6 | 5.71 | 5.4 | 0 | 0
CE | Other | 19 | LOVE_1 | 212.31 | 188.77 | 23.21 | 23.18
CE | Other | 19 | LUNA_P | 2.48 | 1.86 | 1.26 | 1.52
CE | Other | 19 | MACC_3 | 26.79 | 19.25 | 9.82 | 9.77
CE | Other | 19 | MANN_1 | 33.61 | 23.1 | 17.29 | 18.61
CE | Other | 19 | MAYB | 10.69 | 7.91 | 3.75 | 3.73
CE | Other | 19 | MELK_1 | 70.68 | 61.66 | 8.29 | 8.28
CE | Other | 19 | MILC_P | 11.89 | 8.66 | 5.83 | 5.83
CE | Other | 19 | MILH_1 | 6.02 | 5.69 | 0 | 0
CE | Other | 19 | MITY_1 | 10.74 | 7.23 | 4.59 | 4.59
CE | Other | 19 | MYBS_P | 1.69 | 1.49 | 0.74 | 1.14
CE | Other | 19 | NEAR | 21.73 | 18.46 | 13.57 | 13.57
CE | Other | 19 | NECE_1 | 174.69 | 149.77 | 41.54 | 41.5
CE | Other | 19 | NEWX_6 | 50.99 | 38.34 | 29.95 | 29.94
CE | Other | 19 | NFLE | 6.01 | 4.26 | 2.4 | 2.4
CE | Other | 19 | NINF_1 | 6.24 | 4.05 | 3.09 | 3.09
CE | Other | 19 | NORM_1 | 116.47 | 95.65 | 47.41 | 61.13
CE | Other | 19 | NORT_1 | 3.54 | 2.33 | 1.69 | 1.68
CE | Other | 19 | NURS_1 | 44.48 | 33.38 | 16.53 | 16.51
CE | Other | 19 | OCKH_1 | 4.31 | 2.56 | 2.56 | 2.56
CE | Other | 19 | OFFE_3 | 8.81 | 5.23 | 5.23 | 5.23
CE | Other | 19 | OLDB_1 | 83.81 | 70.87 | 51.13 | 51.13
CE | Other | 19 | OSBA_1 | 53.52 | 47.65 | 6.2 | 6.19
CE | Other | 19 | PADIB1 | 74.11 | 63.01 | 6.77 | 7.1
CE | Other | 19 | PELH_1 | 7.54 | 4.76 | 4.76 | 4.76
CE | Other | 19 | PEMB_1 | 30.95 | 22.56 | 10.75 | 10.69
CE | Other | 19 | PENN_1 | 6.14 | 3.86 | 3.86 | 3.86
CE | Other | 19 | PENT_1 | 5.83 | 3.59 | 3.59 | 3.59
CE | Other | 19 | PENW_1 | 33.06 | 22.02 | 17.06 | 17.03
CE | Other | 19 | PERS_P | 13.33 | 9.41 | 5.2 | 5.17
CE | Other | 19 | POOB | 9.86 | 5.61 | 5.61 | 5.61
CE | Other | 19 | POPP_3 | 19.37 | 12.8 | 10.8 | 11.89
CE | Other | 19 | PORA_P | 6.2 | 5.86 | 0 | 0
CE | Other | 19 | PYLE_1 | 65.67 | 57.19 | 15.41 | 19.67
CE | Other | 19 | RAIN_1 | 152.66 | 140.7 | 6.12 | 6.12
CE | Other | 19 | RASS_1 | 155.31 | 142.69 | 7.34 | 7.34
CE | Other | 19 | RATS_1 | 78.25 | 62.58 | 21.53 | 21.49
CE | Other | 19 | RAYL_1 | 49.99 | 36.93 | 17.14 | 17.14
CE | Other | 19 | RICH1 | 14.8 | 10.95 | 4.84 | 4.8
CE | Other | 19 | ROCH_1 | 11.87 | 6.93 | 6.93 | 6.93
CE | Other | 19 | RYEH_1 | 32.45 | 21.97 | 14.72 | 14.71
CE | Other | 19 | SALH_1 | 454.63 | 357.3 | 125.59 | 125.11
CE | Other | 19 | SALT_1 | 40.17 | 36.05 | 3.36 | 3.34
CE | Other | 19 | SBAR | 16.62 | 15.71 | 0 | 0
CE | Other | 19 | SEAB1 | 132.22 | 107.08 | 48.1 | 48.09
CE | Other | 19 | SELL_1 | 40.18 | 37.23 | 1.28 | 1.28
CE | Other | 19 | SHEC_3 | 29.26 | 21.07 | 18.48 | 18.48
CE | Other | 19 | SHRW_1 | 16.05 | 11.32 | 8.72 | 8.72
CE | Other | 19 | SJOW_1 | 14.02 | 10.38 | 4.58 | 4.55
CE | Other | 19 | SKLGB1 | 91.58 | 81.98 | 7.97 | 7.95
CE | Other | 19 | SMAN_1 | 94.81 | 76.47 | 25.3 | 26.3
CE | Other | 19 | SPEN_1 | 179.09 | 137.89 | 96.22 | 105.22
CE | Other | 19 | STAH_1 | 31.12 | 24.31 | 12.78 | 15.35
CE | Other | 19 | STAY_1 | 127.39 | 105.4 | 32.19 | 32.16
CE | Other | 19 | STEN_1 | 8.16 | 5.43 | 3.78 | 3.77
CE | Other | 19 | STES_1 | 20.54 | 13.63 | 9.91 | 9.89
CE | Other | 19 | STIR | 20.52 | 18.06 | 8.98 | 12.92
CE | Other | 19 | STLE | 13.72 | 9.48 | 7.41 | 7.41
CE | Other | 19 | STRI_P | 3.13 | 1.86 | 1.86 | 1.86
CE | Other | 19 | SUND_1 | 48.43 | 29.86 | 26.16 | 26.16
CE | Other | 19 | SWAN_1 | 253.53 | 236.06 | 7.11 | 7.7
CE | Other | 19 | TAUN1 | 50.11 | 44.41 | 8.41 | 10.9
CE | Other | 19 | TAYN_P | 2.8 | 2.65 | 0 | 0
CE | Other | 19 | TEMP_3 | 2.18 | 1.45 | 1 | 1
CE | Other | 19 | THOM_6 | 139.04 | 122.36 | 18.55 | 19.27
CE | Other | 19 | THSO_P | 12.7 | 2.79 | 1.35 | 1.35
CE | Other | 19 | THUR_6 | 13.95 | 13.19 | 0 | 0
CE | Other | 19 | TILBB_1 | 23.92 | 16.41 | 10.48 | 10.48
CE | Other | 19 | TOTT_1 | 69.38 | 50.5 | 33.37 | 33.37
CE | Other | 19 | TRAW_1 | 2.07 | 1.23 | 1.23 | 1.23
CE | Other | 19 | TYNE_1 | 10.23 | 6.01 | 4.33 | 4.32
CE | Other | 19 | TYNE_2 | 31.38 | 29.67 | 0 | 0
CE | Other | 19 | UPPB_1 | 135.35 | 127.96 | 0 | 0
CE | Other | 19 | UPPB_3 | 55.47 | 51.78 | 1.53 | 1.53
CE | Other | 19 | USKM_1 | 46.68 | 37.58 | 21.17 | 26.48
CE | Other | 19 | WALH_1 | 19.82 | 12.69 | 10.76 | 11.36
CE | Other | 19 | WALP_1 | 110.2 | 96.96 | 36.26 | 36.04
CE | Other | 19 | WALP_B | 43.35 | 36.74 | 7.07 | 7.07
CE | Other | 19 | WASF_1 | 43.69 | 30.33 | 17.94 | 17.87
CE | Other | 19 | WATFS_1 | 6.28 | 4.81 | 2.59 | 2.59
CE | Other | 19 | WBUR_1 | 37.48 | 28.63 | 15.22 | 15.53
CE | Other | 19 | WFIE | 17.1 | 15.05 | 7.48 | 10.77
CE | Other | 19 | WHAM_1 | 52.1 | 40.94 | 14.31 | 15
CE | Other | 19 | WHGA_1 | 3.29 | 1.82 | 1.82 | 1.82
CE | Other | 19 | WHHO | 1.64 | 1.22 | 0.54 | 0.53
CE | Other | 19 | WIBA_3 | 59.94 | 51.93 | 26.32 | 37.45
CE | Other | 19 | WIEN_1 | 38.86 | 28.76 | 18.68 | 18.68
CE | Other | 19 | WILL_1 | 57.93 | 42.35 | 19.27 | 19.14
CE | Other | 19 | WIMBN1 | 12.71 | 12.02 | 0 | 0
CE | Other | 19 | WIMBS1 | 13.5 | 11.58 | 3.65 | 3.65
CE | Other | 19 | WISD_6 | 2 | 1.48 | 0.65 | 0.65
CE | Other | 19 | WMEL_1 | 94 | 86.97 | 4.38 | 4.38
CE | Other | 19 | WTHU31 | 22.31 | 13.25 | 13.25 | 13.25
CE | Other | 19 | WWEY_1 | 12.28 | 8.99 | 4 | 4
CE | Other | 19 | WYMOM_1 | 11.82 | 7.31 | 7.31 | 7.31
CE | Other | 20 | ABHA1 | 7.84 | 4.65 | 4.65 | 4.65
CE | Other | 20 | ABNE_P | 7.25 | 4.65 | 4.65 | 4.65
CE | Other | 20 | ABTH_1 | 28.59 | 25.73 | 9.35 | 9.28
CE | Other | 20 | ALNE_P | 9.51 | 8.37 | 4.16 | 5.99
CE | Other | 20 | ALVE1 | 15.57 | 10.42 | 10.42 | 10.42
CE | Other | 20 | AMEM_1 | 10.99 | 8.3 | 2.37 | 2.37
CE | Other | 20 | ARMO_P | 5 | 4.73 | 0 | 0
CE | Other | 20 | BARKC1 | 190.6 | 134.83 | 90.71 | 96.2
CE | Other | 20 | BARKW3 | 32.21 | 30.45 | 0 | 0
CE | Other | 20 | BEDD_1 | 79.08 | 68.01 | 10.42 | 10.42
CE | Other | 20 | BESW_1 | 14.65 | 9.17 | 7.85 | 7.84
CE | Other | 20 | BICF_1 | 53.57 | 45.44 | 25.27 | 36.21
CE | Other | 20 | BIRK_1 | 22.31 | 15.25 | 9.59 | 9.56
CE | Other | 20 | BISW_1 | 28.65 | 20.85 | 14.26 | 14.26
CE | Other | 20 | BLYTB1 | 7.51 | 4.84 | 3.77 | 3.76
CE | Other | 20 | BOLN_1 | 152.8 | 116.18 | 60.14 | 61.29
CE | Other | 20 | BONN | 1.06 | 0.79 | 0.35 | 0.35
CE | Other | 20 | BOTW_1 | 76.03 | 71.1 | 1.32 | 1.32
CE | Other | 20 | BRAI_1 | 13.5 | 8.32 | 8.32 | 8.32
CE | Other | 20 | BRAW_1 | 36.43 | 29.46 | 9.63 | 9.63
CE | Other | 20 | BRED_1 | 10.83 | 6.87 | 6.29 | 6.28
CE | Other | 20 | BRFO_1 | 217.66 | 190.78 | 39.54 | 44.42
CE | Other | 20 | BRIM_1 | 9.84 | 7.12 | 4.15 | 4.14
CE | Other | 20 | BRLE_1 | 119.87 | 103.64 | 16.98 | 16.96
CE | Other | 20 | BRWA1 | 53.87 | 48.42 | 5.67 | 6.55
CE | Other | 20 | BURM_1 | 266.31 | 212.62 | 127.7 | 139.02
CE | Other | 20 | BUSH_1 | 30.17 | 19.91 | 19.91 | 19.91
CE | Other | 20 | BUST_1 | 3.01 | 1.79 | 1.79 | 1.79
CE | Other | 20 | CANTN1 | 128.33 | 117.31 | 8.06 | 8.06
CE | Other | 20 | CAPEA1 | 216.75 | 196.52 | 42.55 | 42.28
CE | Other | 20 | CARE_1 | 215.4 | 187.21 | 33.57 | 33.55
CE | Other | 20 | CARR_1 | 146.14 | 120.48 | 42.4 | 54.42
CE | Other | 20 | CELL_1 | 193.18 | 161.17 | 41.73 | 44.43
CE | Other | 20 | CHIC_1 | 53.01 | 49.6 | 1.32 | 1.32
CE | Other | 20 | CHSI_1 | 11.59 | 10.61 | 0.59 | 0.59
CE | Other | 20 | CHTE_1 | 137.2 | 125.2 | 9.69 | 9.69
CE | Other | 20 | CITR_1 | 24.2 | 21.16 | 5.03 | 5
CE | Other | 20 | CLAY_P | 1.09 | 0.53 | 0.53 | 0.53
CE | Other | 20 | CLYM | 6.94 | 4.12 | 4.12 | 4.12
CE | Other | 20 | CONQA1 | 97.51 | 85.18 | 22.09 | 22.34
CE | Other | 20 | COVE_1 | 51.97 | 38.27 | 24.57 | 24.56
CE | Other | 20 | COWL_1 | 60.09 | 43.04 | 27.2 | 27.2
CE | Other | 20 | COYL | 6.58 | 3.91 | 3.91 | 3.91
CE | Other | 20 | CREB_1 | 32.87 | 27.11 | 7.99 | 7.97
CE | Other | 20 | CUMB | 23.25 | 14.92 | 14.49 | 14.49
CE | Other | 20 | CUPA | 2.46 | 1.67 | 1.67 | 1.67
CE | Other | 20 | DALM3 | 24.56 | 18.17 | 12.3 | 12.3
CE | Other | 20 | DEWP | 1.41 | 1.05 | 0.46 | 0.46
CE | Other | 20 | DRAK_1 | 14.25 | 9.23 | 7.1 | 7.09
CE | Other | 20 | DRAX_1 | 98.01 | 89.92 | 13.47 | 18.67
CE | Other | 20 | DUDH_P | 3.8 | 2.81 | 1.24 | 1.23
CE | Other | 20 | DUNB | 10.77 | 7.81 | 5.87 | 5.87
CE | Other | 20 | DUNF | 4.22 | 2.68 | 2.68 | 2.68
CE | Other | 20 | EALI_6 | 11.43 | 6.34 | 4.74 | 4.74
CE | Other | 20 | EASO_1 | 11.24 | 8.12 | 5.34 | 6.19
CE | Other | 20 | ECLA_1 | 49.82 | 33.15 | 23.71 | 23.68
CE | Other | 20 | EKIS | 6.06 | 3.6 | 3.6 | 3.6
CE | Other | 20 | ELLA_1 | 105.81 | 85.65 | 21.18 | 21.09
CE | Other | 20 | ELST_1 | 14.34 | 12.24 | 3.36 | 3.36
CE | Other | 20 | ENDE_1 | 38.23 | 24.96 | 20.82 | 21.38
CE | Other | 20 | EXET1 | 74.06 | 63.97 | 12.12 | 12.1
CE | Other | 20 | FAWL_1 | 218.66 | 183.56 | 36.07 | 35.9
CE | Other | 20 | FECK_6 | 64.38 | 57.85 | 6.93 | 8.01
CE | Other | 20 | FERRA2 | 60.52 | 55.87 | 2.29 | 2.29
CE | Other | 20 | FERRB1 | 130.32 | 96.81 | 63.73 | 65.89
CE | Other | 20 | FIDF_1 | 113.06 | 92.86 | 33.2 | 40.79
CE | Other | 20 | FLEE_1 | 139.87 | 131.02 | 2.06 | 2.06
CE | Other | 20 | FOUR_1 | 2.63 | 1.79 | 1.79 | 1.79
CE | Other | 20 | FROD_1 | 326.71 | 277.85 | 70.03 | 69.59
CE | Other | 20 | GLRO | 3.51 | 2.39 | 2.39 | 2.39
CE | Other | 20 | GREN_1 | 122.66 | 95.02 | 56.84 | 70.69
CE | Other | 20 | GRIW_1 | 84.21 | 71.48 | 30.05 | 29.89
CE | Other | 20 | G_EXTRA_2 | 2.11 | 1.43 | 1.43 | 1.43
CE | Other | 20 | G_EXTRA_4 | 4.6 | 2.73 | 2.73 | 2.73
CE | Other | 20 | G_EXTRA_5 | 6.35 | 3.77 | 3.77 | 3.77
CE | Other | 20 | G_EXTRA_8 | 5.41 | 3.59 | 3.59 | 3.59
CE | Other | 20 | G_EXTRA_9 | 3.68 | 2.73 | 1.84 | 1.84
CE | Other | 20 | HACK_1 | 2.96 | 2.19 | 0.97 | 0.96
CE | Other | 20 | HACK_6 | 15.1 | 14.27 | 0 | 0
CE | Other | 20 | HAMHC1 | 28.53 | 14.78 | 14.78 | 14.78
CE | Other | 20 | HARK_1 | 31.92 | 22.53 | 9.71 | 9.69
CE | Other | 20 | HAWP_6 | 3.66 | 2.17 | 2.17 | 2.17
CE | Other | 20 | HEYS_1 | 9.49 | 5.87 | 5.21 | 5.21
CE | Other | 20 | HURS_1 | 15.16 | 11.66 | 4.52 | 4.52
CE | Other | 20 | HUTT_1 | 104.1 | 84.39 | 40.55 | 53.51
CE | Other | 20 | INDQ1 | 66.83 | 52.64 | 27.09 | 27.08
CE | Other | 20 | IROA1 | 8.68 | 5.94 | 3.71 | 3.7
CE | Other | 20 | IRONB1 | 6.8 | 4.2 | 4.2 | 4.2
CE | Other | 20 | IVER_1 | 190.77 | 159.65 | 82.35 | 87.04
CE | Other | 20 | KAIM | 3.81 | 2.66 | 1.54 | 1.53
CE | Other | 20 | KEAD_1 | 14.33 | 8.87 | 8.87 | 8.87
CE | Other | 20 | KEAR_1 | 41.57 | 27.57 | 25.28 | 25.28
CE | Other | 20 | KEIT_P | 22.95 | 19.91 | 10.19 | 14.94
CE | Other | 20 | KEMS_1 | 426.14 | 341.66 | 215.86 | 234.78
CE | Other | 20 | KIER | 4.81 | 2.86 | 2.86 | 2.86
CE | Other | 20 | KILT | 6.59 | 5.24 | 2.44 | 3.05
CE | Other | 20 | KILW | 18.58 | 16.33 | 6.69 | 6.65
CE | Other | 20 | KINO_1 | 171.21 | 143.82 | 64.87 | 64.62
CE | Other | 20 | KINT_P | 7.5 | 5.55 | 2.45 | 2.43
CE | Other | 20 | KIRKB1 | 6.69 | 5.88 | 3.65 | 4.23
CE | Other | 20 | KNAR | 5.83 | 3.96 | 3.96 | 3.96
CE | Other | 20 | LACK_6 | 149.26 | 116.06 | 79.22 | 89.36
CE | Other | 20 | LALE1SG003 | 77.08 | 58.15 | 32.39 | 32.9
CE | Other | 20 | LAND1 | 155.21 | 135.3 | 32.75 | 33.18
CE | Other | 20 | LEGA_1 | 12.25 | 7.87 | 6.24 | 6.23
CE | Other | 20 | LEVE | 25.42 | 19.37 | 11.77 | 13.14
CE | Other | 20 | LINM | 2.5 | 1.49 | 1.49 | 1.49
CE | Other | 20 | LISD_1 | 40.99 | 34.85 | 13.74 | 13.65
CE | Other | 20 | LITT_C | 15.08 | 11.53 | 2.89 | 2.89
CE | Other | 20 | LITT_J | 17.7 | 13.1 | 5.79 | 5.75
CE | Other | 20 | LODR_6 | 6.11 | 5.77 | 0 | 0
CE | Other | 20 | LOVE_1 | 236.73 | 211.62 | 24.2 | 24.17
CE | Other | 20 | LUNA_P | 2.46 | 1.85 | 1.25 | 1.51
CE | Other | 20 | MACC_3 | 26.73 | 19.21 | 9.78 | 9.73
CE | Other | 20 | MANN_1 | 33.91 | 23.51 | 17.47 | 18.79
CE | Other | 20 | MAYB | 10.78 | 7.98 | 3.79 | 3.77
CE | Other | 20 | MELK_1 | 81.42 | 71.86 | 8.2 | 8.19
CE | Other | 20 | MILC_P | 12.61 | 9.19 | 6.17 | 6.17
CE | Other | 20 | MILH_1 | 6.43 | 6.08 | 0 | 0
CE | Other | 20 | MITY_1 | 10.86 | 7.36 | 4.54 | 4.54
CE | Other | 20 | MYBS_P | 1.75 | 1.54 | 0.76 | 1.18
CE | Other | 20 | NEAR | 23.75 | 20.24 | 14.84 | 14.84
CE | Other | 20 | NECE_1 | 179.08 | 153.43 | 44.11 | 44.07
CE | Other | 20 | NEWX_6 | 52.71 | 39.65 | 30.91 | 30.9
CE | Other | 20 | NFLE | 6.08 | 4.35 | 2.36 | 2.36
CE | Other | 20 | NINF_1 | 6.18 | 4.01 | 3.05 | 3.05
CE | Other | 20 | NORM_1 | 117.74 | 96.89 | 48.11 | 61.84
CE | Other | 20 | NORT_1 | 3.5 | 2.31 | 1.67 | 1.66
CE | Other | 20 | NURS_1 | 46.36 | 34.88 | 17.16 | 17.14
CE | Other | 20 | OCKH_1 | 4.23 | 2.52 | 2.52 | 2.52
CE | Other | 20 | OFFE_3 | 8.66 | 5.15 | 5.15 | 5.15
CE | Other | 20 | OLDB_1 | 90.94 | 77.07 | 55.52 | 55.52
CE | Other | 20 | OSBA_1 | 54 | 48.12 | 6.67 | 6.66
CE | Other | 20 | PADIB1 | 73.99 | 63.54 | 6.7 | 7.03
CE | Other | 20 | PELH_1 | 7.76 | 5 | 5 | 5
CE | Other | 20 | PEMB_1 | 30.91 | 22.54 | 10.73 | 10.66
CE | Other | 20 | PENN_1 | 6.5 | 4.2 | 4.2 | 4.2
CE | Other | 20 | PENT_1 | 5.89 | 3.68 | 3.68 | 3.68
CE | Other | 20 | PENW_1 | 33.37 | 22.46 | 17.51 | 17.48
CE | Other | 20 | PERS_P | 13.28 | 9.38 | 5.16 | 5.14
CE | Other | 20 | POOB | 10.06 | 5.79 | 5.79 | 5.79
CE | Other | 20 | POPP_3 | 19.28 | 12.79 | 10.72 | 11.84
CE | Other | 20 | PORA_P | 6.2 | 5.86 | 0 | 0
CE | Other | 20 | PYLE_1 | 75.45 | 66.41 | 15.74 | 19.99
CE | Other | 20 | RAIN_1 | 189.44 | 175.54 | 6.02 | 6.02
CE | Other | 20 | RASS_1 | 187.92 | 173.59 | 7.37 | 7.37
CE | Other | 20 | RATS_1 | 81.47 | 65.53 | 22.24 | 22.19
CE | Other | 20 | RAYL_1 | 51.01 | 38.03 | 16.88 | 16.88
CE | Other | 20 | RICH1 | 14.8 | 10.95 | 4.84 | 4.8
CE | Other | 20 | ROCH_1 | 11.72 | 6.84 | 6.84 | 6.84
CE | Other | 20 | RYEH_1 | 32.97 | 22.52 | 14.98 | 14.96
CE | Other | 20 | SALH_1 | 461.87 | 363.87 | 129.75 | 129.27
CE | Other | 20 | SALT_1 | 42.36 | 38.15 | 3.4 | 3.38
CE | Other | 20 | SBAR | 21.33 | 20.16 | 0 | 0
CE | Other | 20 | SEAB1 | 137.7 | 111.54 | 51.3 | 51.29
CE | Other | 20 | SELL_1 | 50.26 | 46.78 | 1.26 | 1.26
CE | Other | 20 | SHEC_3 | 30.03 | 21.65 | 18.97 | 18.97
CE | Other | 20 | SHRW_1 | 17.02 | 12.11 | 9.34 | 9.34
CE | Other | 20 | SJOW_1 | 14.02 | 10.38 | 4.58 | 4.55
CE | Other | 20 | SKLGB1 | 113.14 | 102.43 | 7.98 | 7.97
CE | Other | 20 | SMAN_1 | 105.68 | 86.79 | 26.19 | 27.22
CE | Other | 20 | SPEN_1 | 183.08 | 141 | 98.77 | 107.9
CE | Other | 20 | STAH_1 | 31.05 | 24.27 | 12.74 | 15.31
CE | Other | 20 | STAY_1 | 148.64 | 125.39 | 33.99 | 33.96
CE | Other | 20 | STEN_1 | 8.09 | 5.39 | 3.74 | 3.73
CE | Other | 20 | STES_1 | 20.49 | 13.63 | 9.92 | 9.9
CE | Other | 20 | STIR | 20.52 | 18.06 | 8.98 | 12.92
CE | Other | 20 | STLE | 14.21 | 9.88 | 7.67 | 7.67
CE | Other | 20 | STRI_P | 3.08 | 1.83 | 1.83 | 1.83
CE | Other | 20 | SUND_1 | 48.08 | 29.74 | 25.78 | 25.78
CE | Other | 20 | SWAN_1 | 277.08 | 258.37 | 7.02 | 7.61
CE | Other | 20 | TAUN1 | 59.75 | 53.54 | 8.49 | 11.07
CE | Other | 20 | TAYN_P | 2.8 | 2.65 | 0 | 0
CE | Other | 20 | TEMP_3 | 2.16 | 1.44 | 0.99 | 0.99
CE | Other | 20 | THOM_6 | 169.67 | 151.43 | 19.16 | 19.88
CE | Other | 20 | THSO_P | 12.7 | 2.79 | 1.46 | 1.46
CE | Other | 20 | THUR_6 | 17.9 | 16.92 | 0 | 0
CE | Other | 20 | TILBB_1 | 24.06 | 16.65 | 10.31 | 10.31
CE | Other | 20 | TOTT_1 | 73.91 | 53.84 | 35.55 | 35.55
CE | Other | 20 | TRAW_1 | 2.04 | 1.21 | 1.21 | 1.21
CE | Other | 20 | TYNE_1 | 10.39 | 6.09 | 4.41 | 4.4
CE | Other | 20 | TYNE_2 | 33.55 | 31.72 | 0 | 0
CE | Other | 20 | UPPB_1 | 163.61 | 154.68 | 0 | 0
CE | Other | 20 | UPPB_3 | 70.67 | 66.16 | 1.68 | 1.68
CE | Other | 20 | USKM_1 | 46.76 | 37.78 | 21.36 | 26.68
CE | Other | 20 | WALH_1 | 19.93 | 12.81 | 10.88 | 11.49
CE | Other | 20 | WALP_1 | 110.91 | 98.66 | 36.61 | 36.38
CE | Other | 20 | WALP_B | 45.66 | 38.94 | 7.22 | 7.22
CE | Other | 20 | WASF_1 | 43.46 | 30.2 | 17.8 | 17.73
CE | Other | 20 | WATFS_1 | 6.5 | 5.09 | 2.71 | 2.71
CE | Other | 20 | WBUR_1 | 42.36 | 33.31 | 16.42 | 16.74
CE | Other | 20 | WFIE | 17.1 | 15.05 | 7.48 | 10.77
CE | Other | 20 | WHAM_1 | 52.86 | 41.65 | 14.36 | 15.07
CE | Other | 20 | WHGA_1 | 3.29 | 1.81 | 1.81 | 1.81
CE | Other | 20 | WHHO | 1.64 | 1.22 | 0.54 | 0.53
CE | Other | 20 | WIBA_3 | 59.99 | 51.96 | 26.35 | 37.48
CE | Other | 20 | WIEN_1 | 41.48 | 30.69 | 19.94 | 19.94
CE | Other | 20 | WILL_1 | 57.99 | 42.37 | 19.3 | 19.17
CE | Other | 20 | WIMBN1 | 13.59 | 12.85 | 0 | 0
CE | Other | 20 | WIMBS1 | 14.22 | 12.23 | 3.77 | 3.77
CE | Other | 20 | WISD_6 | 2 | 1.48 | 0.65 | 0.65
CE | Other | 20 | WMEL_1 | 118.81 | 110.44 | 4.8 | 4.8
CE | Other | 20 | WTHU31 | 21.94 | 13.03 | 13.03 | 13.03
CE | Other | 20 | WWEY_1 | 12.53 | 9.24 | 3.97 | 3.97
CE | Other | 20 | WYMOM_1 | 11.98 | 7.51 | 7.51 | 7.51
CE | Other | 21 | ABHA1 | 7.67 | 4.55 | 4.55 | 4.55
CE | Other | 21 | ABNE_P | 7.44 | 4.87 | 4.87 | 4.87
CE | Other | 21 | ABTH_1 | 28.59 | 25.73 | 9.35 | 9.28
CE | Other | 21 | ALNE_P | 9.51 | 8.37 | 4.16 | 5.99
CE | Other | 21 | ALVE1 | 16.4 | 11.28 | 11.28 | 11.28
CE | Other | 21 | AMEM_1 | 10.91 | 8.24 | 2.32 | 2.32
CE | Other | 21 | ARMO_P | 7.86 | 7.43 | 0 | 0
CE | Other | 21 | BARKC1 | 194.12 | 137.4 | 92.4 | 97.88
CE | Other | 21 | BARKW3 | 33.34 | 31.52 | 0 | 0
CE | Other | 21 | BEDD_1 | 79.19 | 68.18 | 10.29 | 10.29
CE | Other | 21 | BESW_1 | 14.41 | 9.03 | 7.7 | 7.7
CE | Other | 21 | BICF_1 | 55.3 | 47.04 | 26.25 | 37.53
CE | Other | 21 | BIRK_1 | 22.16 | 15.17 | 9.5 | 9.46
CE | Other | 21 | BISW_1 | 29.34 | 21.4 | 14.63 | 14.63
CE | Other | 21 | BLYTB1 | 7.41 | 4.78 | 3.71 | 3.7
CE | Other | 21 | BOLN_1 | 160.6 | 123.28 | 61.62 | 62.77
CE | Other | 21 | BONN | 1.07 | 0.79 | 0.35 | 0.35
CE | Other | 21 | BOTW_1 | 78.58 | 73.52 | 1.29 | 1.29
CE | Other | 21 | BRAI_1 | 13.51 | 8.42 | 8.42 | 8.42
CE | Other | 21 | BRAW_1 | 37.2 | 30.15 | 9.66 | 9.65
CE | Other | 21 | BRED_1 | 11.12 | 7.16 | 6.58 | 6.58
CE | Other | 21 | BRFO_1 | 223.98 | 196.56 | 40.45 | 45.34
CE | Other | 21 | BRIM_1 | 10.03 | 7.31 | 4.33 | 4.31
CE | Other | 21 | BRLE_1 | 127.57 | 110.84 | 17.44 | 17.42
CE | Other | 21 | BRWA1 | 62.05 | 56.21 | 5.68 | 6.59
CE | Other | 21 | BURM_1 | 267.84 | 215.52 | 130.59 | 141.9
CE | Other | 21 | BUSH_1 | 31.49 | 21.31 | 21.31 | 21.31
CE | Other | 21 | BUST_1 | 2.94 | 1.75 | 1.75 | 1.75
CE | Other | 21 | CANTN1 | 132.11 | 120.96 | 8.32 | 8.32
CE | Other | 21 | CAPEA1 | 222.62 | 202.11 | 42.47 | 42.2
CE | Other | 21 | CARE_1 | 239.37 | 209.63 | 34.63 | 34.61
CE | Other | 21 | CARR_1 | 146.15 | 120.44 | 42.37 | 54.39
CE | Other | 21 | CELL_1 | 208.04 | 175.11 | 41.96 | 44.66
CE | Other | 21 | CHIC_1 | 53.27 | 49.86 | 1.45 | 1.45
CE | Other | 21 | CHSI_1 | 11.94 | 10.95 | 0.58 | 0.58
CE | Other | 21 | CHTE_1 | 160.12 | 146.96 | 9.8 | 9.8
CE | Other | 21 | CITR_1 | 24.52 | 21.46 | 5.04 | 5
CE | Other | 21 | CLAY_P | 1.12 | 0.55 | 0.55 | 0.55
CE | Other | 21 | CLYM | 6.79 | 4.03 | 4.03 | 4.03
CE | Other | 21 | CONQA1 | 109.61 | 96.45 | 22.65 | 22.91
CE | Other | 21 | COVE_1 | 52.89 | 39.04 | 24.92 | 24.91
CE | Other | 21 | COWL_1 | 61.05 | 43.84 | 27.51 | 27.51
CE | Other | 21 | COYL | 6.44 | 3.82 | 3.82 | 3.82
CE | Other | 21 | CREB_1 | 36.43 | 30.52 | 8.36 | 8.35
CE | Other | 21 | CUMB | 23.68 | 15.44 | 15.01 | 15.01
CE | Other | 21 | CUPA | 2.62 | 1.83 | 1.83 | 1.83
CE | Other | 21 | DALM3 | 25.25 | 18.68 | 12.64 | 12.64
CE | Other | 21 | DEWP | 1.42 | 1.05 | 0.46 | 0.46
CE | Other | 21 | DRAK_1 | 14.39 | 9.39 | 7.25 | 7.23
CE | Other | 21 | DRAX_1 | 110.77 | 102 | 13.44 | 18.64
CE | Other | 21 | DUDH_P | 3.81 | 2.82 | 1.25 | 1.24
CE | Other | 21 | DUNB | 11.17 | 8.15 | 6.15 | 6.15
CE | Other | 21 | DUNF | 4.3 | 2.78 | 2.78 | 2.78
CE | Other | 21 | EALI_6 | 11.74 | 6.52 | 4.86 | 4.86
CE | Other | 21 | EASO_1 | 11.26 | 8.16 | 5.33 | 6.21
CE | Other | 21 | ECLA_1 | 49.36 | 32.98 | 23.35 | 23.32
CE | Other | 21 | EKIS | 5.93 | 3.52 | 3.52 | 3.52
CE | Other | 21 | ELLA_1 | 106.3 | 86.01 | 21.4 | 21.31
CE | Other | 21 | ELST_1 | 14.99 | 12.88 | 3.68 | 3.68
CE | Other | 21 | ENDE_1 | 38.51 | 25.35 | 21.2 | 21.76
CE | Other | 21 | EXET1 | 74.5 | 64.4 | 12.5 | 12.48
CE | Other | 21 | FAWL_1 | 219.5 | 184.31 | 36.64 | 36.47
CE | Other | 21 | FECK_6 | 66.01 | 59.45 | 6.83 | 7.91
CE | Other | 21 | FERRA2 | 71.09 | 65.89 | 2.24 | 2.24
CE | Other | 21 | FERRB1 | 133.49 | 99.25 | 65.39 | 67.55
CE | Other | 21 | FIDF_1 | 114.05 | 93.86 | 33.86 | 41.62
CE | Other | 21 | FLEE_1 | 165.43 | 155.21 | 2.02 | 2.02
CE | Other | 21 | FOUR_1 | 2.79 | 1.96 | 1.96 | 1.96
CE | Other | 21 | FROD_1 | 327.77 | 278.84 | 70.79 | 70.35
CE | Other | 21 | GLRO | 3.74 | 2.62 | 2.62 | 2.62
CE | Other | 21 | GREN_1 | 123.33 | 95.74 | 57.29 | 71.27
CE | Other | 21 | GRIW_1 | 84.43 | 71.63 | 30.16 | 29.99
CE | Other | 21 | G_EXTRA_2 | 2.24 | 1.57 | 1.57 | 1.57
CE | Other | 21 | G_EXTRA_4 | 4.5 | 2.67 | 2.67 | 2.67
CE | Other | 21 | G_EXTRA_5 | 6.22 | 3.69 | 3.69 | 3.69
CE | Other | 21 | G_EXTRA_8 | 5.67 | 3.86 | 3.86 | 3.86
CE | Other | 21 | G_EXTRA_9 | 3.79 | 2.8 | 1.9 | 1.9
CE | Other | 21 | HACK_1 | 2.97 | 2.2 | 0.97 | 0.96
CE | Other | 21 | HACK_6 | 15.63 | 14.77 | 0 | 0
CE | Other | 21 | HAMHC1 | 29.34 | 15.29 | 15.29 | 15.29
CE | Other | 21 | HARK_1 | 32.73 | 23.14 | 9.98 | 9.96
CE | Other | 21 | HAWP_6 | 3.58 | 2.13 | 2.13 | 2.13
CE | Other | 21 | HEYS_1 | 9.33 | 5.77 | 5.11 | 5.11
CE | Other | 21 | HURS_1 | 15.26 | 11.81 | 4.42 | 4.42
CE | Other | 21 | HUTT_1 | 105.85 | 85.92 | 41.29 | 54.66
CE | Other | 21 | INDQ1 | 68.41 | 53.98 | 27.65 | 27.63
CE | Other | 21 | IROA1 | 8.62 | 5.91 | 3.68 | 3.66
CE | Other | 21 | IRONB1 | 6.82 | 4.27 | 4.27 | 4.27
CE | Other | 21 | IVER_1 | 192.66 | 161.16 | 83.44 | 88.28
CE | Other | 21 | KAIM | 3.79 | 2.65 | 1.53 | 1.52
CE | Other | 21 | KEAD_1 | 14.38 | 9 | 9 | 9
CE | Other | 21 | KEAR_1 | 42.39 | 28.36 | 26.02 | 26.02
CE | Other | 21 | KEIT_P | 23.26 | 20.19 | 10.33 | 15.16
CE | Other | 21 | KEMS_1 | 434.57 | 348.19 | 220.97 | 240.08
CE | Other | 21 | KIER | 4.71 | 2.8 | 2.8 | 2.8
CE | Other | 21 | KILT | 6.68 | 5.32 | 2.48 | 3.11
CE | Other | 21 | KILW | 18.69 | 16.45 | 6.81 | 6.77
CE | Other | 21 | KINO_1 | 172.99 | 145.16 | 65.67 | 65.43
CE | Other | 21 | KINT_P | 7.52 | 5.56 | 2.46 | 2.44
CE | Other | 21 | KIRKB1 | 7.04 | 6.19 | 3.87 | 4.45
CE | Other | 21 | KNAR | 6.2 | 4.34 | 4.34 | 4.34
CE | Other | 21 | LACK_6 | 152.03 | 118.23 | 81.17 | 91.31
CE | Other | 21 | LALE1SG003 | 78.66 | 59.43 | 32.96 | 33.47
CE | Other | 21 | LAND1 | 160.16 | 139.84 | 33.63 | 34.06
CE | Other | 21 | LEGA_1 | 12.29 | 7.94 | 6.3 | 6.3
CE | Other | 21 | LEVE | 25.57 | 19.63 | 12.02 | 13.39
CE | Other | 21 | LINM | 2.45 | 1.45 | 1.45 | 1.45
CE | Other | 21 | LISD_1 | 41.07 | 34.89 | 13.77 | 13.68
CE | Other | 21 | LITT_C | 15.56 | 11.91 | 2.97 | 2.97
CE | Other | 21 | LITT_J | 17.75 | 13.13 | 5.8 | 5.76
CE | Other | 21 | LODR_6 | 6.32 | 5.98 | 0 | 0
CE | Other | 21 | LOVE_1 | 254.66 | 228.51 | 24.85 | 24.82
CE | Other | 21 | LUNA_P | 2.44 | 1.84 | 1.23 | 1.5
CE | Other | 21 | MACC_3 | 26.7 | 19.2 | 9.75 | 9.7
CE | Other | 21 | MANN_1 | 34.05 | 23.78 | 17.61 | 18.95
CE | Other | 21 | MAYB | 10.85 | 8.03 | 3.82 | 3.8
CE | Other | 21 | MELK_1 | 90.05 | 80.08 | 8.09 | 8.08
CE | Other | 21 | MILC_P | 12.91 | 9.42 | 6.32 | 6.32
CE | Other | 21 | MILH_1 | 6.66 | 6.3 | 0 | 0
CE | Other | 21 | MITY_1 | 10.85 | 7.39 | 4.47 | 4.47
CE | Other | 21 | MYBS_P | 1.8 | 1.58 | 0.79 | 1.22
CE | Other | 21 | NEAR | 25.97 | 22.21 | 16.24 | 16.24
CE | Other | 21 | NECE_1 | 182.28 | 156.24 | 46.14 | 46.09
CE | Other | 21 | NEWX_6 | 54.27 | 40.83 | 31.83 | 31.83
CE | Other | 21 | NFLE | 6.07 | 4.37 | 2.31 | 2.31
CE | Other | 21 | NINF_1 | 6.1 | 3.96 | 3 | 3
CE | Other | 21 | NORM_1 | 118.77 | 97.93 | 48.84 | 62.59
CE | Other | 21 | NORT_1 | 3.47 | 2.29 | 1.64 | 1.64
CE | Other | 21 | NURS_1 | 47.24 | 35.6 | 17.44 | 17.41
CE | Other | 21 | OCKH_1 | 4.14 | 2.46 | 2.46 | 2.46
CE | Other | 21 | OFFE_3 | 8.48 | 5.03 | 5.03 | 5.03
CE | Other | 21 | OLDB_1 | 98.38 | 83.59 | 60.15 | 60.15
CE | Other | 21 | OSBA_1 | 54.5 | 48.63 | 7.17 | 7.16
CE | Other | 21 | PADIB1 | 73.85 | 63.46 | 6.61 | 6.94
CE | Other | 21 | PELH_1 | 7.98 | 5.25 | 5.25 | 5.25
CE | Other | 21 | PEMB_1 | 30.93 | 22.56 | 10.72 | 10.66
CE | Other | 21 | PENN_1 | 6.88 | 4.56 | 4.56 | 4.56
CE | Other | 21 | PENT_1 | 5.95 | 3.77 | 3.77 | 3.77
CE | Other | 21 | PENW_1 | 33.68 | 22.93 | 17.96 | 17.94
CE | Other | 21 | PERS_P | 13.24 | 9.36 | 5.13 | 5.11
CE | Other | 21 | POOB | 10.26 | 5.96 | 5.96 | 5.96
CE | Other | 21 | POPP_3 | 19.1 | 12.72 | 10.59 | 11.75
CE | Other | 21 | PORA_P | 9.74 | 9.21 | 0 | 0
CE | Other | 21 | PYLE_1 | 83.83 | 74.33 | 16.09 | 20.34
CE | Other | 21 | RAIN_1 | 220.36 | 204.85 | 5.89 | 5.89
CE | Other | 21 | RASS_1 | 214.85 | 199.14 | 7.37 | 7.37
CE | Other | 21 | RATS_1 | 83.3 | 67.28 | 22.77 | 22.72
CE | Other | 21 | RAYL_1 | 51.24 | 38.44 | 16.54 | 16.54
CE | Other | 21 | RICH1 | 14.84 | 10.98 | 4.85 | 4.82
CE | Other | 21 | ROCH_1 | 11.53 | 6.72 | 6.72 | 6.72
CE | Other | 21 | RYEH_1 | 33.34 | 22.92 | 15.23 | 15.21
CE | Other | 21 | SALH_1 | 466.37 | 367.6 | 132.58 | 132.1
CE | Other | 21 | SALT_1 | 43.58 | 39.32 | 3.45 | 3.44
CE | Other | 21 | SBAR | 25.34 | 23.95 | 0 | 0
CE | Other | 21 | SEAB1 | 141.91 | 115.08 | 53.91 | 53.9
CE | Other | 21 | SELL_1 | 58.77 | 54.83 | 1.23 | 1.23
CE | Other | 21 | SHEC_3 | 30.75 | 22.19 | 19.43 | 19.43
CE | Other | 21 | SHRW_1 | 17.62 | 12.65 | 9.79 | 9.79
CE | Other | 21 | SJOW_1 | 14.05 | 10.4 | 4.59 | 4.56
CE | Other | 21 | SKLGB1 | 131.48 | 119.83 | 7.99 | 7.98
CE | Other | 21 | SMAN_1 | 115.19 | 95.83 | 27.16 | 28.22
CE | Other | 21 | SPEN_1 | 186.99 | 144.06 | 101.26 | 110.5
CE | Other | 21 | STAH_1 | 30.99 | 24.24 | 12.7 | 15.27
CE | Other | 21 | STAY_1 | 166.47 | 142.23 | 35.54 | 35.52
CE | Other | 21 | STEN_1 | 8.01 | 5.35 | 3.69 | 3.68
CE | Other | 21 | STES_1 | 20.41 | 13.64 | 9.91 | 9.89
CE | Other | 21 | STIR | 20.52 | 18.06 | 8.98 | 12.92
CE | Other | 21 | STLE | 14.4 | 10.05 | 7.79 | 7.79
CE | Other | 21 | STRI_P | 3.01 | 1.79 | 1.79 | 1.79
CE | Other | 21 | SUND_1 | 47.41 | 29.39 | 25.29 | 25.29
CE | Other | 21 | SWAN_1 | 292.67 | 273.18 | 6.91 | 7.51
CE | Other | 21 | TAUN1 | 67.95 | 61.32 | 8.56 | 11.21
CE | Other | 21 | TAYN_P | 4.4 | 4.16 | 0 | 0
CE | Other | 21 | TEMP_3 | 2.14 | 1.43 | 0.98 | 0.98
CE | Other | 21 | THOM_6 | 195.82 | 176.3 | 19.79 | 20.51
CE | Other | 21 | THSO_P | 12.7 | 2.79 | 1.46 | 1.46
CE | Other | 21 | THUR_6 | 21.27 | 20.11 | 0 | 0
CE | Other | 21 | TILBB_1 | 23.92 | 16.65 | 10.08 | 10.08
CE | Other | 21 | TOTT_1 | 75.98 | 55.34 | 36.55 | 36.55
CE | Other | 21 | TRAW_1 | 2 | 1.19 | 1.19 | 1.19
CE | Other | 21 | TYNE_1 | 10.57 | 6.18 | 4.49 | 4.48
CE | Other | 21 | TYNE_2 | 34.73 | 32.83 | 0 | 0
CE | Other | 21 | UPPB_1 | 186.67 | 176.47 | 0 | 0
CE | Other | 21 | UPPB_3 | 83.65 | 78.43 | 1.84 | 1.84
CE | Other | 21 | USKM_1 | 46.85 | 38 | 21.57 | 26.88
CE | Other | 21 | WALH_1 | 20.01 | 12.92 | 10.99 | 11.6
CE | Other | 21 | WALP_1 | 111.47 | 99.23 | 36.98 | 36.75
CE | Other | 21 | WALP_B | 46.96 | 40.2 | 7.37 | 7.37
CE | Other | 21 | WASF_1 | 43.24 | 30.08 | 17.65 | 17.58
CE | Other | 21 | WATFS_1 | 6.66 | 5.3 | 2.84 | 2.84
CE | Other | 21 | WBUR_1 | 46.74 | 37.56 | 17.69 | 18.02
CE | Other | 21 | WFIE | 17.1 | 15.05 | 7.48 | 10.77
CE | Other | 21 | WHAM_1 | 53.41 | 42.15 | 14.44 | 15.17
CE | Other | 21 | WHGA_1 | 3.28 | 1.81 | 1.81 | 1.81
CE | Other | 21 | WHHO | 1.65 | 1.22 | 0.54 | 0.53
CE | Other | 21 | WIBA_3 | 60.05 | 51.99 | 26.37 | 37.5
CE | Other | 21 | WIEN_1 | 42.64 | 31.56 | 20.5 | 20.5
CE | Other | 21 | WILL_1 | 58.19 | 42.51 | 19.38 | 19.25
CE | Other | 21 | WIMBN1 | 14.06 | 13.3 | 0 | 0
CE | Other | 21 | WIMBS1 | 14.7 | 12.64 | 3.89 | 3.89
CE | Other | 21 | WISD_6 | 2.01 | 1.48 | 0.66 | 0.65
CE | Other | 21 | WMEL_1 | 139.97 | 130.49 | 5.26 | 5.26
CE | Other | 21 | WTHU31 | 21.47 | 12.75 | 12.75 | 12.75
CE | Other | 21 | WWEY_1 | 12.64 | 9.36 | 3.94 | 3.93
CE | Other | 21 | WYMOM_1 | 12.11 | 7.71 | 7.71 | 7.71
CE | Other | 22 | ABHA1 | 7.47 | 4.44 | 4.44 | 4.44
CE | Other | 22 | ABNE_P | 7.63 | 5.01 | 5.01 | 5.01
CE | Other | 22 | ABTH_1 | 28.59 | 25.73 | 9.35 | 9.28
CE | Other | 22 | ALNE_P | 9.51 | 8.37 | 4.16 | 5.99
CE | Other | 22 | ALVE1 | 17.26 | 11.89 | 11.89 | 11.89
CE | Other | 22 | AMEM_1 | 10.81 | 8.18 | 2.26 | 2.26
CE | Other | 22 | ARMO_P | 10.71 | 10.13 | 0 | 0
CE | Other | 22 | BARKC1 | 196.19 | 138.81 | 93.32 | 98.8
CE | Other | 22 | BARKW3 | 34.18 | 32.31 | 0 | 0
CE | Other | 22 | BEDD_1 | 79.17 | 68.24 | 10.13 | 10.12
CE | Other | 22 | BESW_1 | 14.13 | 8.86 | 7.53 | 7.53
CE | Other | 22 | BICF_1 | 73.54 | 63.03 | 34.32 | 49.9
CE | Other | 22 | BIRK_1 | 21.98 | 15.07 | 9.38 | 9.35
CE | Other | 22 | BISW_1 | 29.69 | 21.66 | 14.79 | 14.79
CE | Other | 22 | BLYTB1 | 7.29 | 4.71 | 3.63 | 3.63
CE | Other | 22 | BOLN_1 | 167.92 | 129.92 | 62.4 | 63.55
CE | Other | 22 | BONN | 1.07 | 0.79 | 0.35 | 0.35
CE | Other | 22 | BOTW_1 | 80.45 | 75.31 | 1.26 | 1.26
CE | Other | 22 | BRAI_1 | 13.49 | 8.44 | 8.44 | 8.44
CE | Other | 22 | BRAW_1 | 37.78 | 30.67 | 9.68 | 9.67
CE | Other | 22 | BRED_1 | 11.41 | 7.36 | 6.78 | 6.78
CE | Other | 22 | BRFO_1 | 228.66 | 200.74 | 41.06 | 45.94
CE | Other | 22 | BRIM_1 | 10.22 | 7.45 | 4.46 | 4.44
CE | Other | 22 | BRLE_1 | 135.87 | 118.55 | 17.72 | 17.7
CE | Other | 22 | BRWA1 | 72.41 | 65.96 | 6.24 | 7.49
CE | Other | 22 | BURM_1 | 269.33 | 216.59 | 131.63 | 142.94
CE | Other | 22 | BUSH_1 | 32.85 | 22.28 | 22.28 | 22.28
CE | Other | 22 | BUST_1 | 2.87 | 1.7 | 1.7 | 1.7
CE | Other | 22 | CANTN1 | 134.95 | 123.62 | 8.46 | 8.46
CE | Other | 22 | CAPEA1 | 228.83 | 208.04 | 42.37 | 42.11
CE | Other | 22 | CARE_1 | 264.71 | 233.32 | 35.28 | 35.25
CE | Other | 22 | CARR_1 | 106.68 | 84.91 | 42.3 | 54.33
CE | Other | 22 | CELL_1 | 223.96 | 190.12 | 42.05 | 44.74
CE | Other | 22 | CHIC_1 | 53.51 | 50.05 | 1.54 | 1.54
CE | Other | 22 | CHSI_1 | 12.2 | 11.2 | 0.56 | 0.56
CE | Other | 22 | CHTE_1 | 185.67 | 171.17 | 10.03 | 10.03
CE | Other | 22 | CITR_1 | 24.77 | 21.69 | 5.04 | 5.01
CE | Other | 22 | CLAY_P | 1.15 | 0.56 | 0.56 | 0.56
CE | Other | 22 | CLYM | 6.61 | 3.93 | 3.93 | 3.93
CE | Other | 22 | CONQA1 | 123.26 | 109.17 | 23.35 | 23.72
CE | Other | 22 | COVE_1 | 53.64 | 39.68 | 25.23 | 25.22
CE | Other | 22 | COWL_1 | 61.41 | 44.18 | 27.54 | 27.54
CE | Other | 22 | COYL | 6.27 | 3.72 | 3.72 | 3.72
CE | Other | 22 | CREB_1 | 40.35 | 34.14 | 8.62 | 8.61
CE | Other | 22 | CUMB | 24.07 | 15.74 | 15.3 | 15.3
CE | Other | 22 | CUPA | 2.78 | 1.95 | 1.95 | 1.95
CE | Other | 22 | DALM3 | 25.65 | 18.98 | 12.85 | 12.85
CE | Other | 22 | DEWP | 1.42 | 1.05 | 0.46 | 0.46
CE | Other | 22 | DRAK_1 | 14.53 | 9.48 | 7.34 | 7.32
CE | Other | 22 | DRAX_1 | 124.88 | 115.37 | 13.39 | 18.6
CE | Other | 22 | DUDH_P | 3.82 | 2.83 | 1.25 | 1.24
CE | Other | 22 | DUNB | 11.48 | 8.37 | 6.34 | 6.34
CE | Other | 22 | DUNF | 4.38 | 2.84 | 2.84 | 2.84
CE | Other | 22 | EALI_6 | 12.04 | 6.69 | 4.98 | 4.98
CE | Other | 22 | EASO_1 | 12.54 | 9.32 | 5.87 | 7.08
CE | Other | 22 | ECLA_1 | 48.72 | 32.66 | 22.88 | 22.86
CE | Other | 22 | EKIS | 5.77 | 3.43 | 3.43 | 3.43
CE | Other | 22 | ELLA_1 | 71.41 | 54.56 | 21.52 | 21.43
CE | Other | 22 | ELST_1 | 15.56 | 13.34 | 3.91 | 3.91
CE | Other | 22 | ENDE_1 | 38.74 | 25.53 | 21.38 | 21.94
CE | Other | 22 | EXET1 | 74.85 | 64.66 | 12.73 | 12.71
CE | Other | 22 | FAWL_1 | 220.5 | 185.15 | 37.27 | 37.11
CE | Other | 22 | FECK_6 | 67.16 | 60.6 | 6.72 | 7.79
CE | Other | 22 | FERRA2 | 82.78 | 76.97 | 2.18 | 2.18
CE | Other | 22 | FERRB1 | 135.16 | 100.5 | 66.23 | 68.39
CE | Other | 22 | FIDF_1 | 89.27 | 71.38 | 37.86 | 47.74
CE | Other | 22 | FLEE_1 | 193.7 | 181.96 | 1.97 | 1.97
CE | Other | 22 | FOUR_1 | 2.97 | 2.08 | 2.08 | 2.08
CE | Other | 22 | FROD_1 | 244.39 | 203.62 | 71.37 | 70.93
CE | Other | 22 | GLRO | 3.97 | 2.78 | 2.78 | 2.78
CE | Other | 22 | GREN_1 | 130.79 | 102.33 | 60.56 | 76.33
CE | Other | 22 | GRIW_1 | 84.58 | 71.74 | 30.23 | 30.06
CE | Other | 22 | G_EXTRA_2 | 2.38 | 1.67 | 1.67 | 1.67
CE | Other | 22 | G_EXTRA_4 | 4.38 | 2.6 | 2.6 | 2.6
CE | Other | 22 | G_EXTRA_5 | 6.05 | 3.6 | 3.6 | 3.6
CE | Other | 22 | G_EXTRA_8 | 5.94 | 4.05 | 4.05 | 4.05
CE | Other | 22 | G_EXTRA_9 | 3.85 | 2.85 | 1.93 | 1.93
CE | Other | 22 | HACK_1 | 2.98 | 2.2 | 0.97 | 0.97
CE | Other | 22 | HACK_6 | 16.02 | 15.15 | 0 | 0
CE | Other | 22 | HAMHC1 | 30.17 | 15.74 | 15.74 | 15.74
CE | Other | 22 | HARK_1 | 33.44 | 23.64 | 10.22 | 10.2
CE | Other | 22 | HAWP_6 | 3.49 | 2.07 | 2.07 | 2.07
CE | Other | 22 | HEYS_1 | 9.13 | 5.66 | 4.99 | 4.99
CE | Other | 22 | HURS_1 | 15.26 | 11.88 | 4.31 | 4.31
CE | Other | 22 | HUTT_1 | 127.32 | 104.81 | 50.66 | 69.16
CE | Other | 22 | INDQ1 | 69.74 | 55.09 | 28.16 | 28.14
CE | Other | 22 | IROA1 | 8.55 | 5.87 | 3.63 | 3.62
CE | Other | 22 | IRONB1 | 6.82 | 4.28 | 4.28 | 4.28
CE | Other | 22 | IVER_1 | 201.91 | 169.17 | 87.72 | 94.5
CE | Other | 22 | KAIM | 3.77 | 2.63 | 1.51 | 1.51
CE | Other | 22 | KEAD_1 | 14.39 | 9.04 | 9.04 | 9.04
CE | Other | 22 | KEAR_1 | 43.17 | 28.94 | 26.55 | 26.55
CE | Other | 22 | KEIT_P | 27.56 | 23.98 | 12.21 | 18.07
CE | Other | 22 | KEMS_1 | 451.21 | 361.9 | 229.43 | 250.95
CE | Other | 22 | KIER | 4.59 | 2.72 | 2.72 | 2.72
CE | Other | 22 | KILT | 7.71 | 6.22 | 2.93 | 3.81
CE | Other | 22 | KILW | 18.81 | 16.53 | 6.89 | 6.85
CE | Other | 22 | KINO_1 | 173.9 | 145.85 | 66.07 | 65.83
CE | Other | 22 | KINT_P | 7.54 | 5.58 | 2.46 | 2.45
CE | Other | 22 | KIRKB1 | 7.74 | 6.8 | 4.34 | 4.91
CE | Other | 22 | KNAR | 6.59 | 4.61 | 4.61 | 4.61
CE | Other | 22 | LACK_6 | 154.75 | 120.19 | 82.91 | 93.05
CE | Other | 22 | LALE1SG003 | 79.43 | 60.08 | 33.17 | 33.68
CE | Other | 22 | LAND1 | 164.79 | 144.06 | 34.93 | 35.36
CE | Other | 22 | LEGA_1 | 12.32 | 7.96 | 6.33 | 6.32
CE | Other | 22 | LEVE | 25.71 | 19.73 | 12.11 | 13.48
CE | Other | 22 | LINM | 2.38 | 1.42 | 1.42 | 1.42
CE | Other | 22 | LISD_1 | 41.14 | 34.93 | 13.8 | 13.72
CE | Other | 22 | LITT_C | 15.95 | 12.21 | 3.04 | 3.04
CE | Other | 22 | LITT_J | 17.79 | 13.17 | 5.82 | 5.78
CE | Other | 22 | LODR_6 | 6.48 | 6.13 | 0 | 0
CE | Other | 22 | LOVE_1 | 272.57 | 245.31 | 25.22 | 25.19
CE | Other | 22 | LUNA_P | 2.41 | 1.82 | 1.22 | 1.48
CE | Other | 22 | MACC_3 | 26.66 | 19.18 | 9.71 | 9.66
CE | Other | 22 | MANN_1 | 34.7 | 24.42 | 17.87 | 19.37
CE | Other | 22 | MAYB | 10.9 | 8.07 | 3.84 | 3.82
CE | Other | 22 | MELK_1 | 99.29 | 88.89 | 7.95 | 7.94
CE | Other | 22 | MILC_P | 13.05 | 9.52 | 6.38 | 6.38
CE | Other | 22 | MILH_1 | 6.83 | 6.46 | 0 | 0
CE | Other | 22 | MITY_1 | 10.8 | 7.38 | 4.39 | 4.39
CE | Other | 22 | MYBS_P | 2.48 | 2.19 | 1.09 | 1.68
CE | Other | 22 | NEAR | 28.41 | 24.37 | 17.77 | 17.77
CE | Other | 22 | NECE_1 | 186.76 | 160.06 | 48.99 | 48.94
CE | Other | 22 | NEWX_6 | 55.75 | 41.94 | 32.72 | 32.72
CE | Other | 22 | NFLE | 6.02 | 4.36 | 2.25 | 2.25
CE | Other | 22 | NINF_1 | 6.01 | 3.91 | 2.95 | 2.94
CE | Other | 22 | NORM_1 | 120.33 | 99.2 | 49.6 | 63.51
CE | Other | 22 | NORT_1 | 3.42 | 2.26 | 1.62 | 1.61
CE | Other | 22 | NURS_1 | 47.75 | 36.01 | 17.55 | 17.53
CE | Other | 22 | OCKH_1 | 4.04 | 2.4 | 2.4 | 2.4
CE | Other | 22 | OFFE_3 | 8.25 | 4.9 | 4.9 | 4.9
CE | Other | 22 | OLDB_1 | 112.65 | 96.15 | 69.6 | 69.59
CE | Other | 22 | OSBA_1 | 55.04 | 49 | 7.54 | 7.53
CE | Other | 22 | PADIB1 | 31.45 | 25.35 | 6.51 | 6.83
CE | Other | 22 | PELH_1 | 8.2 | 5.42 | 5.42 | 5.42
CE | Other | 22 | PEMB_1 | 30.95 | 22.58 | 10.71 | 10.65
CE | Other | 22 | PENN_1 | 7.27 | 4.83 | 4.83 | 4.83
CE | Other | 22 | PENT_1 | 5.99 | 3.81 | 3.81 | 3.81
CE | Other | 22 | PENW_1 | 33.97 | 23.15 | 18.17 | 18.14
CE | Other | 22 | PERS_P | 13.19 | 9.33 | 5.09 | 5.07
CE | Other | 22 | POOB | 10.46 | 6.08 | 6.08 | 6.08
CE | Other | 22 | POPP_3 | 20.56 | 14.12 | 11.17 | 12.77
CE | Other | 22 | PORA_P | 13.29 | 12.56 | 0 | 0
CE | Other | 22 | PYLE_1 | 93.09 | 82.96 | 16.34 | 20.6
CE | Other | 22 | RAIN_1 | 254.33 | 237.05 | 5.74 | 5.74
CE | Other | 22 | RASS_1 | 244.12 | 226.86 | 7.32 | 7.32
CE | Other | 22 | RATS_1 | 84.67 | 68.48 | 23.08 | 23.03
CE | Other | 22 | RAYL_1 | 51.16 | 38.6 | 16.15 | 16.15
CE | Other | 22 | RICH1 | 14.88 | 11.01 | 4.86 | 4.83
CE | Other | 22 | ROCH_1 | 11.29 | 6.57 | 6.57 | 6.57
CE | Other | 22 | RYEH_1 | 33.63 | 23.17 | 15.35 | 15.34
CE | Other | 22 | SALH_1 | 407.76 | 314.28 | 134.41 | 133.93
CE | Other | 22 | SALT_1 | 44.5 | 40.18 | 3.48 | 3.46
CE | Other | 22 | SBAR | 29.77 | 28.15 | 0 | 0
CE | Other | 22 | SEAB1 | 147.78 | 120.02 | 57.66 | 57.65
CE | Other | 22 | SELL_1 | 68.13 | 63.7 | 1.2 | 1.2
CE | Other | 22 | SHEC_3 | 31.41 | 22.7 | 19.86 | 19.86
CE | Other | 22 | SHRW_1 | 18.08 | 12.98 | 10.09 | 10.09
CE | Other | 22 | SJOW_1 | 14.09 | 10.43 | 4.61 | 4.57
CE | Other | 22 | SKLGB1 | 151.73 | 139.03 | 7.94 | 7.93
CE | Other | 22 | SMAN_1 | 127.33 | 106.96 | 28.61 | 30.12
CE | Other | 22 | SPEN_1 | 196.8 | 152.23 | 106.19 | 117.01
CE | Other | 22 | STAH_1 | 30.92 | 24.21 | 12.65 | 15.22
CE | Other | 22 | STAY_1 | 185.78 | 160.1 | 36.59 | 36.57
CE | Other | 22 | STEN_1 | 7.92 | 5.29 | 3.63 | 3.62
CE | Other | 22 | STES_1 | 20.31 | 13.59 | 9.86 | 9.84
CE | Other | 22 | STIR | 20.52 | 18.06 | 8.98 | 12.92
CE | Other | 22 | STLE | 14.47 | 10.11 | 7.82 | 7.82
CE | Other | 22 | STRI_P | 2.93 | 1.74 | 1.74 | 1.74
CE | Other | 22 | SUND_1 | 46.55 | 28.91 | 24.7 | 24.7
CE | Other | 22 | SWAN_1 | 307.09 | 286.88 | 6.79 | 7.38
CE | Other | 22 | TAUN1 | 80.86 | 73.31 | 10.3 | 13.97
CE | Other | 22 | TAYN_P | 6 | 5.67 | 0 | 0
CE | Other | 22 | TEMP_3 | 2.11 | 1.42 | 0.96 | 0.96
CE | Other | 22 | THOM_6 | 224.67 | 203.49 | 20.17 | 20.89
CE | Other | 22 | THSO_P | 12.7 | 2.79 | 1.46 | 1.46
CE | Other | 22 | THUR_6 | 24.99 | 23.62 | 0 | 0
CE | Other | 22 | TILBB_1 | 23.65 | 16.55 | 9.82 | 9.82
CE | Other | 22 | TOTT_1 | 77.08 | 56.13 | 37.07 | 37.07
CE | Other | 22 | TRAW_1 | 1.94 | 1.15 | 1.15 | 1.15
CE | Other | 22 | TYNE_1 | 10.74 | 6.27 | 4.58 | 4.57
CE | Other | 22 | TYNE_2 | 35.6 | 33.66 | 0 | 0
CE | Other | 22 | UPPB_1 | 211.53 | 199.98 | 0 | 0
CE | Other | 22 | UPPB_3 | 97.99 | 91.95 | 1.96 | 1.96
CE | Other | 22 | USKM_1 | 46.94 | 38.06 | 21.63 | 26.94
CE | Other | 22 | WALH_1 | 20.05 | 12.96 | 11.03 | 11.63
CE | Other | 22 | WALP_1 | 111.98 | 99.62 | 37.23 | 37
CE | Other | 22 | WALP_B | 47.94 | 41.1 | 7.44 | 7.44
CE | Other | 22 | WASF_1 | 42.98 | 29.93 | 17.48 | 17.41
CE | Other | 22 | WATFS_1 | 6.78 | 5.4 | 2.88 | 2.88
CE | Other | 22 | WBUR_1 | 51.99 | 42.19 | 18.82 | 19.27
CE | Other | 22 | WFIE | 17.1 | 15.05 | 7.48 | 10.77
CE | Other | 22 | WHAM_1 | 55.09 | 43.63 | 15.04 | 16.09
CE | Other | 22 | WHGA_1 | 3.27 | 1.79 | 1.79 | 1.79
CE | Other | 22 | WHHO | 1.65 | 1.22 | 0.54 | 0.54
CE | Other | 22 | WIBA_3 | 60.1 | 52.02 | 26.4 | 37.53
CE | Other | 22 | WIEN_1 | 43.24 | 31.99 | 20.78 | 20.78
CE | Other | 22 | WILL_1 | 58.41 | 42.65 | 19.46 | 19.33
CE | Other | 22 | WIMBN1 | 14.42 | 13.63 | 0 | 0
CE | Other | 22 | WIMBS1 | 15.09 | 12.97 | 4 | 4
CE | Other | 22 | WISD_6 | 2.01 | 1.49 | 0.66 | 0.65
CE | Other | 22 | WMEL_1 | 163.34 | 152.46 | 5.59 | 5.59
CE | Other | 22 | WTHU31 | 20.91 | 12.42 | 12.42 | 12.42
CE | Other | 22 | WWEY_1 | 12.69 | 9.43 | 3.89 | 3.89
CE | Other | 22 | WYMOM_1 | 12.23 | 7.82 | 7.82 | 7.82
CE | Other | 23 | ABHA1 | 7.24 | 4.3 | 4.3 | 4.3
CE | Other | 23 | ABNE_P | 7.81 | 5.16 | 5.16 | 5.16
CE | Other | 23 | ABTH_1 | 28.59 | 25.73 | 9.35 | 9.28
CE | Other | 23 | ALNE_P | 9.51 | 8.37 | 4.16 | 5.99
CE | Other | 23 | ALVE1 | 18.16 | 12.52 | 12.52 | 12.52
CE | Other | 23 | AMEM_1 | 10.69 | 8.11 | 2.19 | 2.19
CE | Other | 23 | ARMO_P | 13.57 | 12.83 | 0 | 0
CE | Other | 23 | BARKC1 | 198.12 | 140.12 | 94.18 | 99.66
CE | Other | 23 | BARKW3 | 34.81 | 32.91 | 0 | 0
CE | Other | 23 | BEDD_1 | 84.7 | 73.57 | 9.93 | 9.93
CE | Other | 23 | BESW_1 | 13.8 | 8.67 | 7.34 | 7.33
CE | Other | 23 | BICF_1 | 75.62 | 64.8 | 35.33 | 51.32
CE | Other | 23 | BIRK_1 | 21.77 | 14.95 | 9.24 | 9.21
CE | Other | 23 | BISW_1 | 30.01 | 21.9 | 14.94 | 14.94
CE | Other | 23 | BLYTB1 | 7.16 | 4.63 | 3.55 | 3.54
CE | Other | 23 | BOLN_1 | 176.15 | 137.44 | 63.15 | 64.3
CE | Other | 23 | BONN | 1.07 | 0.79 | 0.35 | 0.35
CE | Other | 23 | BOTW_1 | 81.82 | 76.63 | 1.22 | 1.22
CE | Other | 23 | BRAI_1 | 13.45 | 8.44 | 8.44 | 8.44
CE | Other | 23 | BRAW_1 | 38.22 | 31.06 | 9.69 | 9.68
CE | Other | 23 | BRED_1 | 11.7 | 7.57 | 6.99 | 6.98
CE | Other | 23 | BRFO_1 | 232.39 | 204.02 | 41.65 | 46.53
CE | Other | 23 | BRIM_1 | 10.43 | 7.59 | 4.6 | 4.58
CE | Other | 23 | BRLE_1 | 150.81 | 132.53 | 18.01 | 17.99
CE | Other | 23 | BRWA1 | 83.03 | 76.04 | 6.21 | 7.5
CE | Other | 23 | BURM_1 | 270.8 | 217.64 | 132.64 | 143.96
CE | Other | 23 | BUSH_1 | 34.27 | 23.29 | 23.29 | 23.29
CE | Other | 23 | BUST_1 | 2.78 | 1.65 | 1.65 | 1.65
CE | Other | 23 | CANTN1 | 138.61 | 127.06 | 8.61 | 8.61
CE | Other | 23 | CAPEA1 | 240.93 | 219.53 | 42.26 | 42
CE | Other | 23 | CARE_1 | 293.9 | 260.65 | 35.92 | 35.89
CE | Other | 23 | CARR_1 | 106.58 | 84.81 | 42.2 | 54.23
CE | Other | 23 | CELL_1 | 242.46 | 207.56 | 42.13 | 44.82
CE | Other | 23 | CHIC_1 | 58.95 | 55.16 | 1.63 | 1.63
CE | Other | 23 | CHSI_1 | 12.37 | 11.38 | 0.54 | 0.54
CE | Other | 23 | CHTE_1 | 215.41 | 199.36 | 10.08 | 10.08
CE | Other | 23 | CITR_1 | 24.96 | 21.87 | 5.05 | 5.01
CE | Other | 23 | CLAY_P | 1.19 | 0.58 | 0.58 | 0.58
CE | Other | 23 | CLYM | 6.41 | 3.81 | 3.81 | 3.81
CE | Other | 23 | CONQA1 | 138.65 | 123.56 | 23.86 | 24.24
CE | Other | 23 | COVE_1 | 54.26 | 40.21 | 25.5 | 25.49
CE | Other | 23 | COWL_1 | 61.64 | 44.43 | 27.53 | 27.53
CE | Other | 23 | COYL | 6.08 | 3.61 | 3.61 | 3.61
CE | Other | 23 | CREB_1 | 44.9 | 38.36 | 8.89 | 8.88
CE | Other | 23 | CUMB | 24.45 | 16.05 | 15.6 | 15.6
CE | Other | 23 | CUPA | 2.95 | 2.07 | 2.07 | 2.07
CE | Other | 23 | DALM3 | 26.03 | 19.26 | 13.05 | 13.05
CE | Other | 23 | DEWP | 1.43 | 1.06 | 0.47 | 0.46
CE | Other | 23 | DRAK_1 | 14.66 | 9.58 | 7.42 | 7.41
CE | Other | 23 | DRAX_1 | 141.45 | 131.07 | 13.35 | 18.55
CE | Other | 23 | DUDH_P | 3.83 | 2.84 | 1.25 | 1.24
CE | Other | 23 | DUNB | 11.79 | 8.6 | 6.54 | 6.54
CE | Other | 23 | DUNF | 4.45 | 2.9 | 2.9 | 2.9
CE | Other | 23 | EALI_6 | 12.33 | 6.84 | 5.11 | 5.11
CE | Other | 23 | EASO_1 | 12.55 | 9.37 | 5.85 | 7.09
CE | Other | 23 | ECLA_1 | 47.94 | 32.24 | 22.35 | 22.32
CE | Other | 23 | EKIS | 5.6 | 3.33 | 3.33 | 3.33
CE | Other | 23 | ELLA_1 | 71.71 | 54.78 | 21.64 | 21.55
CE | Other | 23 | ELST_1 | 16.09 | 13.75 | 4.16 | 4.16
CE | Other | 23 | ENDE_1 | 38.95 | 25.7 | 21.54 | 22.1
CE | Other | 23 | EXET1 | 80.7 | 70.12 | 12.96 | 12.94
CE | Other | 23 | FAWL_1 | 221.26 | 185.77 | 37.74 | 37.57
CE | Other | 23 | FECK_6 | 67.94 | 61.42 | 6.59 | 7.66
CE | Other | 23 | FERRA2 | 96.51 | 89.99 | 2.11 | 2.11
CE | Other | 23 | FERRB1 | 136.76 | 101.7 | 67.05 | 69.21
CE | Other | 23 | FIDF_1 | 90.26 | 72.28 | 38.36 | 48.44
CE | Other | 23 | FLEE_1 | 226.92 | 213.4 | 1.91 | 1.91
CE | Other | 23 | FOUR_1 | 3.15 | 2.21 | 2.21 | 2.21
CE | Other | 23 | FROD_1 | 245.52 | 204.43 | 71.99 | 71.55
CE | Other | 23 | GLRO | 4.22 | 2.95 | 2.95 | 2.95
CE | Other | 23 | GREN_1 | 131.48 | 102.97 | 60.86 | 76.8
CE | Other | 23 | GRIW_1 | 84.72 | 71.83 | 30.29 | 30.13
CE | Other | 23 | G_EXTRA_2 | 2.53 | 1.77 | 1.77 | 1.77
CE | Other | 23 | G_EXTRA_4 | 4.25 | 2.52 | 2.52 | 2.52
CE | Other | 23 | G_EXTRA_5 | 5.87 | 3.49 | 3.49 | 3.49
CE | Other | 23 | G_EXTRA_8 | 6.22 | 4.25 | 4.25 | 4.25
CE | Other | 23 | G_EXTRA_9 | 3.9 | 2.89 | 1.96 | 1.96
CE | Other | 23 | HACK_1 | 2.99 | 2.21 | 0.98 | 0.97
CE | Other | 23 | HACK_6 | 16.32 | 15.42 | 0 | 0
CE | Other | 23 | HAMHC1 | 31.01 | 16.19 | 16.19 | 16.19
CE | Other | 23 | HARK_1 | 34.11 | 24.09 | 10.47 | 10.45
CE | Other | 23 | HAWP_6 | 3.38 | 2.01 | 2.01 | 2.01
CE | Other | 23 | HEYS_1 | 8.9 | 5.53 | 4.86 | 4.85
CE | Other | 23 | HURS_1 | 15.19 | 11.89 | 4.18 | 4.18
CE | Other | 23 | HUTT_1 | 129.48 | 106.7 | 51.58 | 70.57
CE | Other | 23 | INDQ1 | 70.88 | 56.05 | 28.63 | 28.62
CE | Other | 23 | IROA1 | 8.47 | 5.83 | 3.58 | 3.57
CE | Other | 23 | IRONB1 | 6.82 | 4.3 | 4.3 | 4.3
CE | Other | 23 | IVER_1 | 203.76 | 170.68 | 88.75 | 95.72
CE | Other | 23 | KAIM | 3.75 | 2.62 | 1.5 | 1.49
CE | Other | 23 | KEAD_1 | 14.38 | 9.07 | 9.07 | 9.07
CE | Other | 23 | KEAR_1 | 43.91 | 29.5 | 27.07 | 27.07
CE | Other | 23 | KEIT_P | 27.95 | 24.33 | 12.37 | 18.33
CE | Other | 23 | KEMS_1 | 458.54 | 367.46 | 233.79 | 255.54
CE | Other | 23 | KIER | 4.45 | 2.64 | 2.64 | 2.64
CE | Other | 23 | KILT | 7.81 | 6.31 | 2.97 | 3.87
CE | Other | 23 | KILW | 18.93 | 16.62 | 6.98 | 6.94
CE | Other | 23 | KINO_1 | 174.75 | 146.5 | 66.45 | 66.21
CE | Other | 23 | KINT_P | 7.56 | 5.6 | 2.47 | 2.45
CE | Other | 23 | KIRKB1 | 8.17 | 7.18 | 4.61 | 5.19
CE | Other | 23 | KNAR | 7 | 4.9 | 4.9 | 4.9
CE | Other | 23 | LACK_6 | 157.43 | 122.12 | 84.62 | 94.77
CE | Other | 23 | LALE1SG003 | 80.07 | 60.63 | 33.36 | 33.86
CE | Other | 23 | LAND1 | 168.13 | 147.11 | 35.79 | 36.23
CE | Other | 23 | LEGA_1 | 12.33 | 7.98 | 6.34 | 6.33
CE | Other | 23 | LEVE | 25.87 | 19.84 | 12.2 | 13.57
CE | Other | 23 | LINM | 2.31 | 1.37 | 1.37 | 1.37
CE | Other | 23 | LISD_1 | 41.22 | 34.97 | 13.84 | 13.75
CE | Other | 23 | LITT_C | 16.28 | 12.46 | 3.12 | 3.12
CE | Other | 23 | LITT_J | 17.85 | 13.21 | 5.84 | 5.79
CE | Other | 23 | LODR_6 | 6.6 | 6.24 | 0 | 0
CE | Other | 23 | LOVE_1 | 292.17 | 263.71 | 25.59 | 25.56
CE | Other | 23 | LUNA_P | 2.38 | 1.8 | 1.2 | 1.46
CE | Other | 23 | MACC_3 | 26.62 | 19.17 | 9.67 | 9.61
CE | Other | 23 | MANN_1 | 34.69 | 24.48 | 17.85 | 19.36
CE | Other | 23 | MAYB | 10.95 | 8.11 | 3.86 | 3.84
CE | Other | 23 | MELK_1 | 109.89 | 99 | 7.79 | 7.78
CE | Other | 23 | MILC_P | 13.18 | 9.62 | 6.44 | 6.44
CE | Other | 23 | MILH_1 | 6.95 | 6.57 | 0 | 0
CE | Other | 23 | MITY_1 | 10.69 | 7.34 | 4.29 | 4.29
CE | Other | 23 | MYBS_P | 2.55 | 2.24 | 1.12 | 1.73
CE | Other | 23 | NEAR | 31.11 | 26.76 | 19.47 | 19.47
CE | Other | 23 | NECE_1 | 199.96 | 172.22 | 50.81 | 50.77
CE | Other | 23 | NEWX_6 | 57.15 | 42.99 | 33.57 | 33.57
CE | Other | 23 | NFLE | 5.94 | 4.33 | 2.18 | 2.18
CE | Other | 23 | NINF_1 | 5.9 | 3.85 | 2.88 | 2.88
CE | Other | 23 | NORM_1 | 121.26 | 99.91 | 50.12 | 64.04
CE | Other | 23 | NORT_1 | 3.37 | 2.23 | 1.58 | 1.58
CE | Other | 23 | NURS_1 | 48.17 | 36.36 | 17.66 | 17.64
CE | Other | 23 | OCKH_1 | 3.91 | 2.32 | 2.32 | 2.32
CE | Other | 23 | OFFE_3 | 8 | 4.75 | 4.75 | 4.75
CE | Other | 23 | OLDB_1 | 121.49 | 103.93 | 75.13 | 75.13
CE | Other | 23 | OSBA_1 | 60.26 | 53.81 | 7.93 | 7.92
CE | Other | 23 | PADIB1 | 31.25 | 25.24 | 6.39 | 6.71
CE | Other | 23 | PELH_1 | 8.43 | 5.58 | 5.58 | 5.58
CE | Other | 23 | PEMB_1 | 30.98 | 22.61 | 10.7 | 10.63
CE | Other | 23 | PENN_1 | 7.68 | 5.11 | 5.11 | 5.11
CE | Other | 23 | PENT_1 | 6.03 | 3.85 | 3.85 | 3.85
CE | Other | 23 | PENW_1 | 34.25 | 23.37 | 18.37 | 18.35
CE | Other | 23 | PERS_P | 13.13 | 9.3 | 5.05 | 5.03
CE | Other | 23 | POOB | 10.64 | 6.2 | 6.2 | 6.2
CE | Other | 23 | POPP_3 | 20.32 | 14.02 | 11 | 12.64
CE | Other | 23 | PORA_P | 16.83 | 15.91 | 0 | 0
CE | Other | 23 | PYLE_1 | 103.9 | 93.08 | 16.61 | 20.86
CE | Other | 23 | RAIN_1 | 294.06 | 274.72 | 5.56 | 5.56
CE | Other | 23 | RASS_1 | 278.06 | 259.02 | 7.25 | 7.25
CE | Other | 23 | RATS_1 | 85.8 | 69.48 | 23.38 | 23.33
CE | Other | 23 | RAYL_1 | 50.83 | 38.55 | 15.69 | 15.69
CE | Other | 23 | RICH1 | 14.93 | 11.05 | 4.88 | 4.84
CE | Other | 23 | ROCH_1 | 11.01 | 6.41 | 6.41 | 6.41
CE | Other | 23 | RYEH_1 | 33.87 | 23.37 | 15.47 | 15.45
CE | Other | 23 | SALH_1 | 416.48 | 321.76 | 136.29 | 135.81
CE | Other | 23 | SALT_1 | 45.2 | 40.83 | 3.5 | 3.48
CE | Other | 23 | SBAR | 34.98 | 33.07 | 0 | 0
CE | Other | 23 | SEAB1 | 156.63 | 127.89 | 60.14 | 60.13
CE | Other | 23 | SELL_1 | 79.09 | 74.08 | 1.16 | 1.16
CE | Other | 23 | SHEC_3 | 32.03 | 23.18 | 20.26 | 20.26
CE | Other | 23 | SHRW_1 | 18.55 | 13.32 | 10.39 | 10.39
CE | Other | 23 | SJOW_1 | 14.14 | 10.46 | 4.62 | 4.59
CE | Other | 23 | SKLGB1 | 175.53 | 161.59 | 7.88 | 7.87
CE | Other | 23 | SMAN_1 | 139.5 | 118.22 | 29.37 | 30.92
CE | Other | 23 | SPEN_1 | 200.61 | 155.14 | 108.49 | 119.45
CE | Other | 23 | STAH_1 | 30.85 | 24.17 | 12.59 | 15.16
CE | Other | 23 | STAY_1 | 208.23 | 180.92 | 37.66 | 37.64
CE | Other | 23 | STEN_1 | 7.81 | 5.23 | 3.56 | 3.55
CE | Other | 23 | STES_1 | 20.18 | 13.53 | 9.78 | 9.76
CE | Other | 23 | STIR | 20.52 | 18.06 | 8.98 | 12.92
CE | Other | 23 | STLE | 14.52 | 10.16 | 7.83 | 7.83
CE | Other | 23 | STRI_P | 2.85 | 1.69 | 1.69 | 1.69
CE | Other | 23 | SUND_1 | 45.51 | 28.32 | 24.03 | 24.03
CE | Other | 23 | SWAN_1 | 321.56 | 300.65 | 6.64 | 7.23
CE | Other | 23 | TAUN1 | 91.49 | 83.4 | 10.37 | 14.13
CE | Other | 23 | TAYN_P | 7.6 | 7.19 | 0 | 0
CE | Other | 23 | TEMP_3 | 2.09 | 1.4 | 0.95 | 0.94
CE | Other | 23 | THOM_6 | 258.48 | 235.37 | 20.55 | 21.27
CE | Other | 23 | THSO_P | 12.7 | 2.79 | 1.46 | 1.46
CE | Other | 23 | THUR_6 | 29.36 | 27.76 | 0 | 0
CE | Other | 23 | TILBB_1 | 23.28 | 16.38 | 9.52 | 9.52
CE | Other | 23 | TOTT_1 | 78.14 | 56.9 | 37.58 | 37.58
CE | Other | 23 | TRAW_1 | 1.89 | 1.12 | 1.12 | 1.12
CE | Other | 23 | TYNE_1 | 10.92 | 6.36 | 4.66 | 4.65
CE | Other | 23 | TYNE_2 | 36.26 | 34.28 | 0 | 0
CE | Other | 23 | UPPB_1 | 240.18 | 227.07 | 0 | 0
CE | Other | 23 | UPPB_3 | 114.82 | 107.82 | 2.08 | 2.08
CE | Other | 23 | USKM_1 | 47.03 | 38.13 | 21.68 | 26.99
CE | Other | 23 | WALH_1 | 20.08 | 12.99 | 11.06 | 11.66
CE | Other | 23 | WALP_1 | 112.46 | 99.99 | 37.49 | 37.26
CE | Other | 23 | WALP_B | 48.68 | 41.79 | 7.51 | 7.51
CE | Other | 23 | WASF_1 | 42.69 | 29.77 | 17.27 | 17.21
CE | Other | 23 | WATFS_1 | 6.9 | 5.49 | 2.92 | 2.92
CE | Other | 23 | WBUR_1 | 57.42 | 47 | 19.77 | 20.23
CE | Other | 23 | WFIE | 17.1 | 15.05 | 7.48 | 10.77
CE | Other | 23 | WHAM_1 | 55.54 | 44.02 | 15.14 | 16.22
CE | Other | 23 | WHGA_1 | 3.24 | 1.77 | 1.77 | 1.77
CE | Other | 23 | WHHO | 1.66 | 1.23 | 0.54 | 0.54
CE | Other | 23 | WIBA_3 | 60.16 | 52.04 | 26.43 | 37.56
CE | Other | 23 | WIEN_1 | 43.81 | 32.42 | 21.06 | 21.06
CE | Other | 23 | WILL_1 | 58.65 | 42.81 | 19.55 | 19.42
CE | Other | 23 | WIMBN1 | 14.68 | 13.88 | 0 | 0
CE | Other | 23 | WIMBS1 | 15.42 | 13.25 | 4.11 | 4.11
CE | Other | 23 | WISD_6 | 2.02 | 1.49 | 0.66 | 0.65
CE | Other | 23 | WMEL_1 | 190.72 | 178.22 | 5.94 | 5.94
CE | Other | 23 | WTHU31 | 20.27 | 12.04 | 12.04 | 12.04
CE | Other | 23 | WWEY_1 | 12.69 | 9.46 | 3.84 | 3.83
CE | Other | 23 | WYMOM_1 | 12.34 | 7.91 | 7.91 | 7.91
CE | Other | 24 | ABHA1 | 6.99 | 4.15 | 4.15 | 4.15
CE | Other | 24 | ABNE_P | 8.01 | 5.3 | 5.3 | 5.3
CE | Other | 24 | ABTH_1 | 28.59 | 25.73 | 9.35 | 9.28
CE | Other | 24 | ALNE_P | 9.51 | 8.37 | 4.16 | 5.99
CE | Other | 24 | ALVE1 | 19.1 | 13.19 | 13.19 | 13.19
CE | Other | 24 | AMEM_1 | 10.56 | 8.04 | 2.12 | 2.12
CE | Other | 24 | ARMO_P | 16.43 | 15.53 | 0 | 0
CE | Other | 24 | BARKC1 | 199.95 | 141.35 | 94.99 | 100.48
CE | Other | 24 | BARKW3 | 35.34 | 33.41 | 0 | 0
CE | Other | 24 | BEDD_1 | 84.51 | 73.5 | 9.72 | 9.71
CE | Other | 24 | BESW_1 | 13.45 | 8.46 | 7.12 | 7.12
CE | Other | 24 | BICF_1 | 77.65 | 66.53 | 36.32 | 52.71
CE | Other | 24 | BIRK_1 | 21.56 | 14.83 | 9.1 | 9.07
CE | Other | 24 | BISW_1 | 30.31 | 22.14 | 15.09 | 15.09
CE | Other | 24 | BLYTB1 | 7.01 | 4.55 | 3.46 | 3.46
CE | Other | 24 | BOLN_1 | 185.51 | 146.05 | 63.89 | 65.03
CE | Other | 24 | BONN | 1.08 | 0.8 | 0.35 | 0.35
CE | Other | 24 | BOTW_1 | 82.98 | 77.75 | 1.18 | 1.18
CE | Other | 24 | BRAI_1 | 13.39 | 8.43 | 8.43 | 8.43
CE | Other | 24 | BRAW_1 | 38.6 | 31.39 | 9.7 | 9.69
CE | Other | 24 | BRED_1 | 12.01 | 7.78 | 7.2 | 7.19
CE | Other | 24 | BRFO_1 | 235.71 | 206.94 | 42.24 | 47.12
CE | Other | 24 | BRIM_1 | 10.66 | 7.75 | 4.74 | 4.73
CE | Other | 24 | BRLE_1 | 162.08 | 143.04 | 18.3 | 18.28
CE | Other | 24 | BRWA1 | 95.48 | 87.87 | 6.17 | 7.49
CE | Other | 24 | BURM_1 | 272.25 | 218.68 | 133.65 | 144.96
CE | Other | 24 | BUSH_1 | 35.74 | 24.35 | 24.35 | 24.35
CE | Other | 24 | BUST_1 | 2.68 | 1.59 | 1.59 | 1.59
CE | Other | 24 | CANTN1 | 140.49 | 128.82 | 8.75 | 8.75
CE | Other | 24 | CAPEA1 | 249.14 | 227.36 | 42.14 | 41.88
CE | Other | 24 | CARE_1 | 327.8 | 292.43 | 36.57 | 36.54
CE | Other | 24 | CARR_1 | 106.43 | 84.69 | 42.08 | 54.11
CE | Other | 24 | CELL_1 | 264.08 | 227.97 | 42.21 | 44.9
CE | Other | 24 | CHIC_1 | 59.16 | 55.32 | 1.73 | 1.73
CE | Other | 24 | CHSI_1 | 12.52 | 11.52 | 0.53 | 0.53
CE | Other | 24 | CHTE_1 | 250.34 | 232.46 | 10.14 | 10.14
CE | Other | 24 | CITR_1 | 25.14 | 22.03 | 5.06 | 5.02
CE | Other | 24 | CLAY_P | 1.22 | 0.59 | 0.59 | 0.59
CE | Other | 24 | CLYM | 6.19 | 3.68 | 3.68 | 3.68
CE | Other | 24 | CONQA1 | 156.55 | 140.34 | 24.35 | 24.74
CE | Other | 24 | COVE_1 | 54.8 | 40.68 | 25.74 | 25.73
CE | Other | 24 | COWL_1 | 61.78 | 44.62 | 27.49 | 27.49
CE | Other | 24 | COYL | 5.87 | 3.49 | 3.49 | 3.49
CE | Other | 24 | CREB_1 | 50.21 | 43.28 | 9.18 | 9.16
CE | Other | 24 | CUMB | 24.82 | 16.35 | 15.9 | 15.9
CE | Other | 24 | CUPA | 3.14 | 2.19 | 2.19 | 2.19
CE | Other | 24 | DALM3 | 26.4 | 19.54 | 13.24 | 13.24
CE | Other | 24 | DEWP | 1.43 | 1.06 | 0.47 | 0.47
CE | Other | 24 | DRAK_1 | 14.8 | 9.67 | 7.51 | 7.5
CE | Other | 24 | DRAX_1 | 160.94 | 149.52 | 13.29 | 18.5
CE | Other | 24 | DUDH_P | 3.85 | 2.85 | 1.26 | 1.25
CE | Other | 24 | DUNB | 12.1 | 8.82 | 6.74 | 6.74
CE | Other | 24 | DUNF | 4.53 | 2.96 | 2.96 | 2.96
CE | Other | 24 | EALI_6 | 12.61 | 6.99 | 5.23 | 5.23
CE | Other | 24 | EASO_1 | 12.53 | 9.4 | 5.82 | 7.1
CE | Other | 24 | ECLA_1 | 47.06 | 31.75 | 21.76 | 21.74
CE | Other | 24 | EKIS | 5.4 | 3.21 | 3.21 | 3.21
CE | Other | 24 | ELLA_1 | 72.05 | 55.02 | 21.77 | 21.68
CE | Other | 24 | ELST_1 | 16.61 | 14.16 | 4.41 | 4.41
CE | Other | 24 | ENDE_1 | 39.15 | 25.87 | 21.69 | 22.25
CE | Other | 24 | EXET1 | 81.06 | 70.4 | 13.2 | 13.18
CE | Other | 24 | FAWL_1 | 222.07 | 186.44 | 38.23 | 38.06
CE | Other | 24 | FECK_6 | 68.55 | 62.08 | 6.44 | 7.52
CE | Other | 24 | FERRA2 | 112.65 | 105.29 | 2.04 | 2.04
CE | Other | 24 | FERRB1 | 138.3 | 102.86 | 67.83 | 69.99
CE | Other | 24 | FIDF_1 | 91.19 | 73.13 | 38.83 | 49.11
CE | Other | 24 | FLEE_1 | 265.95 | 250.34 | 1.84 | 1.84
CE | Other | 24 | FOUR_1 | 3.35 | 2.34 | 2.34 | 2.34
CE | Other | 24 | FROD_1 | 246.76 | 205.33 | 72.67 | 72.22
CE | Other | 24 | GLRO | 4.48 | 3.14 | 3.14 | 3.14
CE | Other | 24 | GREN_1 | 132.11 | 103.59 | 61.13 | 77.24
CE | Other | 24 | GRIW_1 | 84.86 | 71.93 | 30.35 | 30.19
CE | Other | 24 | G_EXTRA_2 | 2.69 | 1.88 | 1.88 | 1.88
CE | Other | 24 | G_EXTRA_4 | 4.1 | 2.44 | 2.44 | 2.44
CE | Other | 24 | G_EXTRA_5 | 5.67 | 3.37 | 3.37 | 3.37
CE | Other | 24 | G_EXTRA_8 | 6.51 | 4.46 | 4.46 | 4.46
CE | Other | 24 | G_EXTRA_9 | 3.96 | 2.93 | 1.99 | 1.99
CE | Other | 24 | HACK_1 | 3 | 2.22 | 0.98 | 0.97
CE | Other | 24 | HACK_6 | 16.57 | 15.66 | 0 | 0
CE | Other | 24 | HAMHC1 | 31.87 | 16.66 | 16.66 | 16.66
CE | Other | 24 | HARK_1 | 34.76 | 24.52 | 10.73 | 10.71
CE | Other | 24 | HAWP_6 | 3.26 | 1.94 | 1.94 | 1.94
CE | Other | 24 | HEYS_1 | 8.66 | 5.38 | 4.71 | 4.71
CE | Other | 24 | HURS_1 | 15.07 | 11.86 | 4.03 | 4.03
CE | Other | 24 | HUTT_1 | 131.61 | 108.57 | 52.48 | 71.95
CE | Other | 24 | INDQ1 | 71.91 | 56.91 | 29.08 | 29.06
CE | Other | 24 | IROA1 | 8.39 | 5.78 | 3.52 | 3.51
CE | Other | 24 | IRONB1 | 6.8 | 4.3 | 4.3 | 4.3
CE | Other | 24 | IVER_1 | 205.5 | 172.12 | 89.71 | 96.86
CE | Other | 24 | KAIM | 3.72 | 2.61 | 1.48 | 1.47
CE | Other | 24 | KEAD_1 | 14.36 | 9.08 | 9.08 | 9.08
CE | Other | 24 | KEAR_1 | 44.63 | 30.05 | 27.58 | 27.57
CE | Other | 24 | KEIT_P | 28.31 | 24.66 | 12.52 | 18.58
CE | Other | 24 | KEMS_1 | 465.64 | 372.83 | 238.02 | 259.99
CE | Other | 24 | KIER | 4.29 | 2.55 | 2.55 | 2.55
CE | Other | 24 | KILT | 7.93 | 6.41 | 3.02 | 3.94
CE | Other | 24 | KILW | 19.06 | 16.71 | 7.07 | 7.03
CE | Other | 24 | KINO_1 | 175.57 | 147.12 | 66.81 | 66.57
CE | Other | 24 | KINT_P | 7.6 | 5.62 | 2.48 | 2.47
CE | Other | 24 | KIRKB1 | 8.65 | 7.6 | 4.91 | 5.49
CE | Other | 24 | KNAR | 7.43 | 5.2 | 5.2 | 5.2
CE | Other | 24 | LACK_6 | 160.09 | 124.03 | 86.32 | 96.46
CE | Other | 24 | LALE1SG003 | 80.63 | 61.13 | 33.51 | 34.02
CE | Other | 24 | LAND1 | 171.2 | 149.93 | 36.67 | 37.11
CE | Other | 24 | LEGA_1 | 12.35 | 8 | 6.36 | 6.35
CE | Other | 24 | LEVE | 26.03 | 19.96 | 12.3 | 13.67
CE | Other | 24 | LINM | 2.23 | 1.33 | 1.33 | 1.33
CE | Other | 24 | LISD_1 | 41.31 | 35.02 | 13.88 | 13.79
CE | Other | 24 | LITT_C | 16.59 | 12.68 | 3.19 | 3.19
CE | Other | 24 | LITT_J | 17.93 | 13.27 | 5.86 | 5.82
CE | Other | 24 | LODR_6 | 6.7 | 6.33 | 0 | 0
CE | Other | 24 | LOVE_1 | 314.35 | 284.56 | 25.96 | 25.93
CE | Other | 24 | LUNA_P | 2.34 | 1.78 | 1.18 | 1.44
CE | Other | 24 | MACC_3 | 26.59 | 19.17 | 9.62 | 9.57
CE | Other | 24 | MANN_1 | 34.64 | 24.52 | 17.8 | 19.33
CE | Other | 24 | MAYB | 11.02 | 8.15 | 3.89 | 3.87
CE | Other | 24 | MELK_1 | 122.22 | 110.76 | 7.61 | 7.6
CE | Other | 24 | MILC_P | 13.31 | 9.72 | 6.5 | 6.5
CE | Other | 24 | MILH_1 | 7.06 | 6.68 | 0 | 0
CE | Other | 24 | MITY_1 | 10.57 | 7.28 | 4.18 | 4.18
CE | Other | 24 | MYBS_P | 2.61 | 2.3 | 1.14 | 1.77
CE | Other | 24 | NEAR | 34.08 | 29.39 | 21.34 | 21.34
CE | Other | 24 | NECE_1 | 203.24 | 175 | 52.78 | 52.74
CE | Other | 24 | NEWX_6 | 58.5 | 44 | 34.4 | 34.39
CE | Other | 24 | NFLE | 5.85 | 4.28 | 2.11 | 2.11
CE | Other | 24 | NINF_1 | 5.79 | 3.78 | 2.81 | 2.81
CE | Other | 24 | NORM_1 | 122.19 | 100.62 | 50.65 | 64.59
CE | Other | 24 | NORT_1 | 3.31 | 2.2 | 1.55 | 1.54
CE | Other | 24 | NURS_1 | 48.56 | 36.69 | 17.76 | 17.74
CE | Other | 24 | OCKH_1 | 3.78 | 2.24 | 2.24 | 2.24
CE | Other | 24 | OFFE_3 | 7.73 | 4.59 | 4.59 | 4.59
CE | Other | 24 | OLDB_1 | 131.23 | 112.51 | 81.23 | 81.22
CE | Other | 24 | OSBA_1 | 60.85 | 54.22 | 8.33 | 8.32
CE | Other | 24 | PADIB1 | 31.04 | 25.12 | 6.26 | 6.58
CE | Other | 24 | PELH_1 | 8.66 | 5.75 | 5.75 | 5.75
CE | Other | 24 | PEMB_1 | 31.03 | 22.66 | 10.7 | 10.63
CE | Other | 24 | PENN_1 | 8.11 | 5.4 | 5.4 | 5.4
CE | Other | 24 | PENT_1 | 6.07 | 3.89 | 3.89 | 3.89
CE | Other | 24 | PENW_1 | 34.54 | 23.6 | 18.58 | 18.55
CE | Other | 24 | PERS_P | 13.08 | 9.28 | 5.01 | 4.99
CE | Other | 24 | POOB | 10.83 | 6.32 | 6.32 | 6.32
CE | Other | 24 | POPP_3 | 20.02 | 13.89 | 10.8 | 12.47
CE | Other | 24 | PORA_P | 20.37 | 19.26 | 0 | 0
CE | Other | 24 | PYLE_1 | 116.55 | 104.92 | 16.89 | 21.14
CE | Other | 24 | RAIN_1 | 340.67 | 318.89 | 5.37 | 5.37
CE | Other | 24 | RASS_1 | 317.7 | 296.57 | 7.16 | 7.16
CE | Other | 24 | RATS_1 | 86.87 | 70.4 | 23.69 | 23.64
CE | Other | 24 | RAYL_1 | 50.36 | 38.4 | 15.19 | 15.19
CE | Other | 24 | RICH1 | 14.99 | 11.09 | 4.9 | 4.87
CE | Other | 24 | ROCH_1 | 10.7 | 6.22 | 6.22 | 6.22
CE | Other | 24 | RYEH_1 | 34.09 | 23.56 | 15.58 | 15.56
CE | Other | 24 | SALH_1 | 420.17 | 324.44 | 138.27 | 137.79
CE | Other | 24 | SALT_1 | 45.81 | 41.4 | 3.53 | 3.51
CE | Other | 24 | SBAR | 41.1 | 38.86 | 0 | 0
CE | Other | 24 | SEAB1 | 161 | 131.51 | 62.79 | 62.78
CE | Other | 24 | SELL_1 | 91.96 | 86.27 | 1.12 | 1.12
CE | Other | 24 | SHEC_3 | 32.62 | 23.63 | 20.64 | 20.64
CE | Other | 24 | SHRW_1 | 19.03 | 13.67 | 10.7 | 10.7
CE | Other | 24 | SJOW_1 | 14.2 | 10.51 | 4.64 | 4.61
CE | Other | 24 | SKLGB1 | 203.49 | 188.09 | 7.8 | 7.79
CE | Other | 24 | SMAN_1 | 153.66 | 131.34 | 30.17 | 31.76
CE | Other | 24 | SPEN_1 | 204.33 | 157.97 | 110.71 | 121.82
CE | Other | 24 | STAH_1 | 30.77 | 24.13 | 12.53 | 15.1
CE | Other | 24 | STAY_1 | 234.36 | 205.22 | 38.77 | 38.74
CE | Other | 24 | STEN_1 | 7.7 | 5.16 | 3.49 | 3.48
CE | Other | 24 | STES_1 | 20.03 | 13.47 | 9.7 | 9.68
CE | Other | 24 | STIR | 20.52 | 18.06 | 8.98 | 12.92
CE | Other | 24 | STLE | 14.54 | 10.2 | 7.84 | 7.84
CE | Other | 24 | STRI_P | 2.75 | 1.63 | 1.63 | 1.63
CE | Other | 24 | SUND_1 | 44.35 | 27.64 | 23.29 | 23.29
CE | Other | 24 | SWAN_1 | 337.22 | 315.55 | 6.48 | 7.07
CE | Other | 24 | TAUN1 | 103.91 | 95.18 | 10.42 | 14.27
CE | Other | 24 | TAYN_P | 9.2 | 8.7 | 0 | 0
CE | Other | 24 | TEMP_3 | 2.06 | 1.38 | 0.93 | 0.92
CE | Other | 24 | THOM_6 | 298.12 | 272.78 | 20.94 | 21.65
CE | Other | 24 | THSO_P | 12.7 | 2.79 | 1.46 | 1.46
CE | Other | 24 | THUR_6 | 34.5 | 32.62 | 0 | 0
CE | Other | 24 | TILBB_1 | 22.84 | 16.15 | 9.19 | 9.19
CE | Other | 24 | TOTT_1 | 79.16 | 57.63 | 38.08 | 38.08
CE | Other | 24 | TRAW_1 | 1.82 | 1.08 | 1.08 | 1.08
CE | Other | 24 | TYNE_1 | 11.11 | 6.45 | 4.75 | 4.74
CE | Other | 24 | TYNE_2 | 36.82 | 34.81 | 0 | 0
CE | Other | 24 | UPPB_1 | 273.54 | 258.6 | 0 | 0
CE | Other | 24 | UPPB_3 | 134.58 | 126.46 | 2.21 | 2.21
CE | Other | 24 | USKM_1 | 47.12 | 38.2 | 21.73 | 27.05
CE | Other | 24 | WALH_1 | 20.1 | 13.01 | 11.08 | 11.68
CE | Other | 24 | WALP_1 | 112.95 | 100.36 | 37.76 | 37.53
CE | Other | 24 | WALP_B | 49.33 | 42.39 | 7.58 | 7.58
CE | Other | 24 | WASF_1 | 42.39 | 29.61 | 17.06 | 16.99
CE | Other | 24 | WATFS_1 | 7 | 5.58 | 2.97 | 2.97
CE | Other | 24 | WBUR_1 | 63.62 | 52.54 | 20.77 | 21.24
CE | Other | 24 | WFIE | 17.1 | 15.05 | 7.48 | 10.77
CE | Other | 24 | WHAM_1 | 56 | 44.41 | 15.25 | 16.36
CE | Other | 24 | WHGA_1 | 3.22 | 1.75 | 1.75 | 1.75
CE | Other | 24 | WHHO | 1.67 | 1.23 | 0.54 | 0.54
CE | Other | 24 | WIBA_3 | 60.21 | 52.07 | 26.45 | 37.58
CE | Other | 24 | WIEN_1 | 44.36 | 32.83 | 21.32 | 21.32
CE | Other | 24 | WILL_1 | 58.96 | 43.03 | 19.66 | 19.53
CE | Other | 24 | WIMBN1 | 14.91 | 14.1 | 0 | 0
CE | Other | 24 | WIMBS1 | 15.72 | 13.5 | 4.21 | 4.21
CE | Other | 24 | WISD_6 | 2.03 | 1.5 | 0.66 | 0.66
CE | Other | 24 | WMEL_1 | 222.81 | 208.43 | 6.3 | 6.3
CE | Other | 24 | WTHU31 | 19.57 | 11.62 | 11.62 | 11.62
CE | Other | 24 | WWEY_1 | 12.67 | 9.47 | 3.77 | 3.77
CE | Other | 24 | WYMOM_1 | 12.44 | 8.01 | 8.01 | 8.01
CE | Other | 25 | ABHA1 | 6.72 | 3.99 | 3.99 | 3.99
CE | Other | 25 | ABNE_P | 8.21 | 5.46 | 5.46 | 5.46
CE | Other | 25 | ABTH_1 | 28.59 | 25.73 | 9.35 | 9.28
CE | Other | 25 | ALNE_P | 9.51 | 8.37 | 4.16 | 5.99
CE | Other | 25 | ALVE1 | 20.09 | 13.89 | 13.89 | 13.89
CE | Other | 25 | AMEM_1 | 9.71 | 7.35 | 2.03 | 2.03
CE | Other | 25 | ARMO_P | 16.24 | 15.35 | 0 | 0
CE | Other | 25 | BARKC1 | 201.54 | 142.39 | 95.77 | 101.25
CE | Other | 25 | BARKW3 | 34.83 | 32.93 | 0 | 0
CE | Other | 25 | BEDD_1 | 83.99 | 73.13 | 9.48 | 9.48
CE | Other | 25 | BESW_1 | 13.08 | 8.24 | 6.9 | 6.89
CE | Other | 25 | BICF_1 | 78.04 | 66.8 | 36.6 | 52.98
CE | Other | 25 | BIRK_1 | 21.34 | 14.72 | 8.95 | 8.92
CE | Other | 25 | BISW_1 | 30.59 | 22.36 | 15.22 | 15.22
CE | Other | 25 | BLYTB1 | 6.86 | 4.46 | 3.37 | 3.36
CE | Other | 25 | BOLN_1 | 194.75 | 154.55 | 64.61 | 65.76
CE | Other | 25 | BONN | 1.08 | 0.8 | 0.35 | 0.35
CE | Other | 25 | BOTW_1 | 81.72 | 76.59 | 1.13 | 1.13
CE | Other | 25 | BRAI_1 | 13.32 | 8.42 | 8.42 | 8.42
CE | Other | 25 | BRAW_1 | 38.32 | 31.1 | 9.71 | 9.7
CE | Other | 25 | BRED_1 | 12.33 | 8.01 | 7.42 | 7.42
CE | Other | 25 | BRFO_1 | 234.46 | 205.52 | 42.82 | 47.71
CE | Other | 25 | BRIM_1 | 10.91 | 7.93 | 4.9 | 4.89
CE | Other | 25 | BRLE_1 | 173.44 | 153.64 | 18.59 | 18.57
CE | Other | 25 | BRWA1 | 107.88 | 99.65 | 6.07 | 7.39
CE | Other | 25 | BURM_1 | 273.72 | 219.74 | 134.65 | 145.97
CE | Other | 25 | BUSH_1 | 37.28 | 25.45 | 25.45 | 25.45
CE | Other | 25 | BUST_1 | 2.58 | 1.53 | 1.53 | 1.53
CE | Other | 25 | CANTN1 | 139.03 | 127.42 | 8.9 | 8.9
CE | Other | 25 | CAPEA1 | 256.74 | 234.61 | 42.01 | 41.75
CE | Other | 25 | CARE_1 | 360.86 | 323.41 | 37.23 | 37.2
CE | Other | 25 | CARR_1 | 106.25 | 84.54 | 41.94 | 53.96
CE | Other | 25 | CELL_1 | 285.48 | 248.14 | 42.31 | 45
CE | Other | 25 | CHIC_1 | 59.25 | 55.37 | 1.84 | 1.84
CE | Other | 25 | CHSI_1 | 12.31 | 11.34 | 0.5 | 0.5
CE | Other | 25 | CHTE_1 | 285.53 | 265.82 | 10.21 | 10.21
CE | Other | 25 | CITR_1 | 25.03 | 21.93 | 5.07 | 5.03
CE | Other | 25 | CLAY_P | 1.25 | 0.61 | 0.61 | 0.61
CE | Other | 25 | CLYM | 5.95 | 3.54 | 3.54 | 3.54
CE | Other | 25 | CONQA1 | 174.49 | 157.17 | 24.8 | 25.19
CE | Other | 25 | COVE_1 | 54.96 | 40.81 | 25.95 | 25.94
CE | Other | 25 | COWL_1 | 61.64 | 44.55 | 27.42 | 27.42
CE | Other | 25 | COYL | 5.64 | 3.35 | 3.35 | 3.35
CE | Other | 25 | CREB_1 | 55.58 | 48.26 | 9.48 | 9.46
CE | Other | 25 | CUMB | 25.21 | 16.67 | 16.21 | 16.21
CE | Other | 25 | CUPA | 3.33 | 2.33 | 2.33 | 2.33
CE | Other | 25 | DALM3 | 26.76 | 19.8 | 13.42 | 13.42
CE | Other | 25 | DEWP | 1.44 | 1.07 | 0.47 | 0.47
CE | Other | 25 | DRAK_1 | 14.94 | 9.78 | 7.61 | 7.59
CE | Other | 25 | DRAX_1 | 180.56 | 168.1 | 13.24 | 18.44
CE | Other | 25 | DUDH_P | 3.87 | 2.87 | 1.27 | 1.26
CE | Other | 25 | DUNB | 12.43 | 9.05 | 6.94 | 6.94
CE | Other | 25 | DUNF | 4.61 | 3.02 | 3.02 | 3.02
CE | Other | 25 | EALI_6 | 12.84 | 7.1 | 5.36 | 5.36
CE | Other | 25 | EASO_1 | 12.39 | 9.32 | 5.73 | 7
CE | Other | 25 | ECLA_1 | 45.95 | 31.07 | 21.13 | 21.11
CE | Other | 25 | EKIS | 5.2 | 3.09 | 3.09 | 3.09
CE | Other | 25 | ELLA_1 | 72.44 | 55.31 | 21.91 | 21.83
CE | Other | 25 | ELST_1 | 16.84 | 14.28 | 4.68 | 4.68
CE | Other | 25 | ENDE_1 | 39.35 | 26.04 | 21.85 | 22.41
CE | Other | 25 | EXET1 | 81.45 | 70.69 | 13.45 | 13.43
CE | Other | 25 | FAWL_1 | 210.21 | 176.38 | 38.76 | 38.59
CE | Other | 25 | FECK_6 | 67.47 | 61.15 | 6.29 | 7.37
CE | Other | 25 | FERRA2 | 128.9 | 120.7 | 1.96 | 1.96
CE | Other | 25 | FERRB1 | 139.8 | 103.98 | 68.6 | 70.76
CE | Other | 25 | FIDF_1 | 91.29 | 73.26 | 38.94 | 49.21
CE | Other | 25 | FLEE_1 | 305.26 | 287.55 | 1.77 | 1.77
CE | Other | 25 | FOUR_1 | 3.55 | 2.49 | 2.49 | 2.49
CE | Other | 25 | FROD_1 | 248.05 | 206.23 | 73.42 | 72.98
CE | Other | 25 | GLRO | 4.75 | 3.33 | 3.33 | 3.33
CE | Other | 25 | GREN_1 | 132.05 | 103.6 | 61.09 | 77.2
CE | Other | 25 | GRIW_1 | 85 | 72.03 | 30.41 | 30.25
CE | Other | 25 | G_EXTRA_2 | 2.85 | 2 | 2 | 2
CE | Other | 25 | G_EXTRA_4 | 3.94 | 2.34 | 2.34 | 2.34
CE | Other | 25 | G_EXTRA_5 | 5.45 | 3.24 | 3.24 | 3.24
CE | Other | 25 | G_EXTRA_8 | 6.81 | 4.68 | 4.68 | 4.68
CE | Other | 25 | G_EXTRA_9 | 4.01 | 2.97 | 2.01 | 2.01
CE | Other | 25 | HACK_1 | 3.02 | 2.23 | 0.99 | 0.98
CE | Other | 25 | HACK_6 | 16.33 | 15.44 | 0 | 0
CE | Other | 25 | HAMHC1 | 32.74 | 17.14 | 17.14 | 17.14
CE | Other | 25 | HARK_1 | 35.1 | 24.66 | 11 | 10.98
CE | Other | 25 | HAWP_6 | 3.14 | 1.86 | 1.86 | 1.86
CE | Other | 25 | HEYS_1 | 8.4 | 5.23 | 4.55 | 4.55
CE | Other | 25 | HURS_1 | 14.69 | 11.59 | 3.88 | 3.88
CE | Other | 25 | HUTT_1 | 131.84 | 108.75 | 52.53 | 72.01
CE | Other | 25 | INDQ1 | 72.25 | 57.13 | 29.5 | 29.48
CE | Other | 25 | IROA1 | 8.31 | 5.74 | 3.47 | 3.46
CE | Other | 25 | IRONB1 | 6.79 | 4.31 | 4.31 | 4.31
CE | Other | 25 | IVER_1 | 206.42 | 172.84 | 90.31 | 97.46
CE | Other | 25 | KAIM | 3.7 | 2.6 | 1.46 | 1.46
CE | Other | 25 | KEAD_1 | 14.32 | 9.1 | 9.1 | 9.1
CE | Other | 25 | KEAR_1 | 45.35 | 30.6 | 28.08 | 28.07
CE | Other | 25 | KEIT_P | 28.28 | 24.64 | 12.5 | 18.56
CE | Other | 25 | KEMS_1 | 471.56 | 377.18 | 241.74 | 263.71
CE | Other | 25 | KIER | 4.13 | 2.45 | 2.45 | 2.45
CE | Other | 25 | KILT | 7.96 | 6.43 | 3.03 | 3.95
CE | Other | 25 | KILW | 19.2 | 16.8 | 7.16 | 7.12
CE | Other | 25 | KINO_1 | 176.26 | 147.63 | 67.16 | 66.92
CE | Other | 25 | KINT_P | 7.64 | 5.66 | 2.5 | 2.48
CE | Other | 25 | KIRKB1 | 9.18 | 8.07 | 5.24 | 5.82
CE | Other | 25 | KNAR | 7.88 | 5.51 | 5.51 | 5.51
CE | Other | 25 | LACK_6 | 162.75 | 125.93 | 88.01 | 98.15
CE | Other | 25 | LALE1SG003 | 80.83 | 61.29 | 33.64 | 34.15
CE | Other | 25 | LAND1 | 170.97 | 149.64 | 37.58 | 38.01
CE | Other | 25 | LEGA_1 | 12.36 | 8.03 | 6.37 | 6.36
CE | Other | 25 | LEVE | 26.2 | 20.08 | 12.39 | 13.76
CE | Other | 25 | LINM | 2.15 | 1.27 | 1.27 | 1.27
CE | Other | 25 | LISD_1 | 41.41 | 35.08 | 13.92 | 13.83
CE | Other | 25 | LITT_C | 16.6 | 12.62 | 3.27 | 3.27
CE | Other | 25 | LITT_J | 18.04 | 13.35 | 5.9 | 5.85
CE | Other | 25 | LODR_6 | 6.6 | 6.24 | 0 | 0
CE | Other | 25 | LOVE_1 | 332.79 | 301.88 | 26.33 | 26.3
CE | Other | 25 | LUNA_P | 2.31 | 1.76 | 1.15 | 1.42
CE | Other | 25 | MACC_3 | 26.6 | 19.19 | 9.59 | 9.54
CE | Other | 25 | MANN_1 | 34.39 | 24.38 | 17.72 | 19.24
CE | Other | 25 | MAYB | 11.1 | 8.21 | 3.92 | 3.9
CE | Other | 25 | MELK_1 | 133.88 | 121.88 | 7.42 | 7.41
CE | Other | 25 | MILC_P | 13.43 | 9.82 | 6.55 | 6.55
CE | Other | 25 | MILH_1 | 6.96 | 6.58 | 0 | 0
CE | Other | 25 | MITY_1 | 10.33 | 7.12 | 4.06 | 4.06
CE | Other | 25 | MYBS_P | 2.61 | 2.3 | 1.14 | 1.77
CE | Other | 25 | NEAR | 37.35 | 32.29 | 23.4 | 23.4
CE | Other | 25 | NECE_1 | 206.8 | 178.01 | 54.92 | 54.87
CE | Other | 25 | NEWX_6 | 59.7 | 44.88 | 35.19 | 35.18
CE | Other | 25 | NFLE | 5.68 | 4.17 | 2.03 | 2.03
CE | Other | 25 | NINF_1 | 5.67 | 3.71 | 2.74 | 2.73
CE | Other | 25 | NORM_1 | 122.08 | 100.42 | 51.18 | 65.12
CE | Other | 25 | NORT_1 | 3.25 | 2.16 | 1.51 | 1.51
CE | Other | 25 | NURS_1 | 48.67 | 36.75 | 17.85 | 17.83
CE | Other | 25 | OCKH_1 | 3.63 | 2.16 | 2.16 | 2.16
CE | Other | 25 | OFFE_3 | 7.43 | 4.41 | 4.41 | 4.41
CE | Other | 25 | OLDB_1 | 141.95 | 121.95 | 87.95 | 87.94
CE | Other | 25 | OSBA_1 | 61.48 | 54.66 | 8.76 | 8.75
CE | Other | 25 | PADIB1 | 30.83 | 24.99 | 6.12 | 6.44
CE | Other | 25 | PELH_1 | 8.9 | 5.93 | 5.93 | 5.93
CE | Other | 25 | PEMB_1 | 31.12 | 22.74 | 10.71 | 10.64
CE | Other | 25 | PENN_1 | 8.56 | 5.71 | 5.71 | 5.71
CE | Other | 25 | PENT_1 | 6.1 | 3.93 | 3.93 | 3.93
CE | Other | 25 | PENW_1 | 34.85 | 23.84 | 18.79 | 18.76
CE | Other | 25 | PERS_P | 13.03 | 9.26 | 4.97 | 4.94
CE | Other | 25 | POOB | 11.03 | 6.44 | 6.44 | 6.44
CE | Other | 25 | POPP_3 | 19.51 | 13.59 | 10.5 | 12.18
CE | Other | 25 | PORA_P | 20.14 | 19.04 | 0 | 0
CE | Other | 25 | PYLE_1 | 129.31 | 116.86 | 17.18 | 21.43
CE | Other | 25 | RAIN_1 | 387.04 | 362.85 | 5.16 | 5.16
CE | Other | 25 | RASS_1 | 356.32 | 333.15 | 7.07 | 7.07
CE | Other | 25 | RATS_1 | 86.87 | 70.31 | 24.02 | 23.97
CE | Other | 25 | RAYL_1 | 49.1 | 37.52 | 14.64 | 14.64
CE | Other | 25 | RICH1 | 15.08 | 11.16 | 4.93 | 4.9
CE | Other | 25 | ROCH_1 | 10.37 | 6.02 | 6.02 | 6.02
CE | Other | 25 | RYEH_1 | 34.17 | 23.62 | 15.69 | 15.67
CE | Other | 25 | SALH_1 | 424.26 | 327.42 | 140.41 | 139.93
CE | Other | 25 | SALT_1 | 45.34 | 40.94 | 3.56 | 3.54
CE | Other | 25 | SBAR | 47.27 | 44.69 | 0 | 0
CE | Other | 25 | SEAB1 | 165.67 | 135.4 | 65.63 | 65.62
CE | Other | 25 | SELL_1 | 104.8 | 98.44 | 1.08 | 1.08
CE | Other | 25 | SHEC_3 | 33.16 | 24.05 | 21 | 21
CE | Other | 25 | SHRW_1 | 19.52 | 14.02 | 11.01 | 11.01
CE | Other | 25 | SJOW_1 | 14.29 | 10.57 | 4.67 | 4.64
CE | Other | 25 | SKLGB1 | 231.65 | 214.78 | 7.73 | 7.72
CE | Other | 25 | SMAN_1 | 167.86 | 144.48 | 30.95 | 32.54
CE | Other | 25 | SPEN_1 | 207.4 | 160.24 | 112.64 | 123.74
CE | Other | 25 | STAH_1 | 30.72 | 24.11 | 12.47 | 15.04
CE | Other | 25 | STAY_1 | 260.71 | 229.73 | 39.91 | 39.88
CE | Other | 25 | STEN_1 | 7.58 | 5.1 | 3.42 | 3.41
CE | Other | 25 | STES_1 | 19.89 | 13.41 | 9.62 | 9.6
CE | Other | 25 | STIR | 20.52 | 18.06 | 8.98 | 12.92
CE | Other | 25 | STLE | 14.56 | 10.23 | 7.84 | 7.84
CE | Other | 25 | STRI_P | 2.64 | 1.57 | 1.57 | 1.57
CE | Other | 25 | SUND_1 | 42.95 | 26.77 | 22.49 | 22.49
CE | Other | 25 | SWAN_1 | 345.72 | 323.69 | 6.31 | 6.9
CE | Other | 25 | TAUN1 | 116.01 | 106.7 | 10.29 | 14.14
CE | Other | 25 | TAYN_P | 9.09 | 8.6 | 0 | 0
CE | Other | 25 | TEMP_3 | 2.03 | 1.37 | 0.91 | 0.9
CE | Other | 25 | THOM_6 | 338.07 | 310.47 | 21.34 | 22.06
CE | Other | 25 | THSO_P | 12.7 | 2.79 | 1.46 | 1.46
CE | Other | 25 | THUR_6 | 39.67 | 37.51 | 0 | 0
CE | Other | 25 | TILBB_1 | 22.13 | 15.7 | 8.84 | 8.84
CE | Other | 25 | TOTT_1 | 80.16 | 58.34 | 38.56 | 38.56
CE | Other | 25 | TRAW_1 | 1.75 | 1.04 | 1.04 | 1.04
CE | Other | 25 | TYNE_1 | 11.3 | 6.55 | 4.84 | 4.83
CE | Other | 25 | TYNE_2 | 36.28 | 34.3 | 0 | 0
CE | Other | 25 | UPPB_1 | 305.48 | 288.8 | 0 | 0
CE | Other | 25 | UPPB_3 | 154.48 | 145.23 | 2.34 | 2.34
CE | Other | 25 | USKM_1 | 47.22 | 38.28 | 21.79 | 27.1
CE | Other | 25 | WALH_1 | 20.1 | 13.03 | 11.09 | 11.69
CE | Other | 25 | WALP_1 | 113.26 | 100.55 | 38.04 | 37.82
CE | Other | 25 | WALP_B | 48.87 | 41.95 | 7.65 | 7.65
CE | Other | 25 | WASF_1 | 42.11 | 29.47 | 16.85 | 16.78
CE | Other | 25 | WATFS_1 | 7.02 | 5.58 | 3.01 | 3.01
CE | Other | 25 | WBUR_1 | 69.88 | 58.11 | 21.79 | 22.27
CE | Other | 25 | WFIE | 17.1 | 15.05 | 7.48 | 10.77
CE | Other | 25 | WHAM_1 | 56.08 | 44.44 | 15.33 | 16.43
CE | Other | 25 | WHGA_1 | 3.18 | 1.73 | 1.73 | 1.73
CE | Other | 25 | WHHO | 1.67 | 1.24 | 0.55 | 0.54
CE | Other | 25 | WIBA_3 | 60.27 | 52.1 | 26.48 | 37.61
CE | Other | 25 | WIEN_1 | 44.89 | 33.22 | 21.58 | 21.58
CE | Other | 25 | WILL_1 | 59.37 | 43.31 | 19.8 | 19.67
CE | Other | 25 | WIMBN1 | 14.69 | 13.89 | 0 | 0
CE | Other | 25 | WIMBS1 | 15.74 | 13.49 | 4.31 | 4.31
CE | Other | 25 | WISD_6 | 2.04 | 1.51 | 0.67 | 0.66
CE | Other | 25 | WMEL_1 | 255.09 | 238.82 | 6.68 | 6.68
CE | Other | 25 | WTHU31 | 18.81 | 11.17 | 11.17 | 11.17
CE | Other | 25 | WWEY_1 | 12.5 | 9.35 | 3.71 | 3.7
CE | Other | 25 | WYMOM_1 | 12.54 | 8.11 | 8.11 | 8.11
CE | Other | 26 | ABHA1 | 6.43 | 3.82 | 3.82 | 3.82
CE | Other | 26 | ABNE_P | 8.42 | 5.62 | 5.62 | 5.62
CE | Other | 26 | ABTH_1 | 28.59 | 25.73 | 9.35 | 9.28
CE | Other | 26 | ALNE_P | 9.51 | 8.37 | 4.16 | 5.99
CE | Other | 26 | ALVE1 | 21.12 | 14.62 | 14.62 | 14.62
CE | Other | 26 | AMEM_1 | 9.56 | 7.26 | 1.95 | 1.95
CE | Other | 26 | ARMO_P | 15.96 | 15.09 | 0 | 0
CE | Other | 26 | BARKC1 | 203 | 143.31 | 96.51 | 102
CE | Other | 26 | BARKW3 | 33.85 | 32 | 0 | 0
CE | Other | 26 | BEDD_1 | 88.97 | 77.97 | 9.23 | 9.23
CE | Other | 26 | BESW_1 | 12.68 | 8.01 | 6.66 | 6.65
CE | Other | 26 | BICF_1 | 78.45 | 67.09 | 36.89 | 53.27
CE | Other | 26 | BIRK_1 | 21.12 | 14.59 | 8.79 | 8.76
CE | Other | 26 | BISW_1 | 30.87 | 22.57 | 15.35 | 15.35
CE | Other | 26 | BLYTB1 | 6.7 | 4.37 | 3.27 | 3.26
CE | Other | 26 | BOLN_1 | 205.09 | 164.1 | 65.33 | 66.48
CE | Other | 26 | BONN | 1.09 | 0.81 | 0.36 | 0.35
CE | Other | 26 | BOTW_1 | 79.39 | 74.42 | 1.08 | 1.08
CE | Other | 26 | BRAI_1 | 13.24 | 8.4 | 8.4 | 8.4
CE | Other | 26 | BRAW_1 | 37.74 | 30.53 | 9.71 | 9.71
CE | Other | 26 | BRED_1 | 12.66 | 8.24 | 7.65 | 7.65
CE | Other | 26 | BRFO_1 | 231.17 | 202.18 | 43.41 | 48.29
CE | Other | 26 | BRIM_1 | 11.17 | 8.11 | 5.07 | 5.05
CE | Other | 26 | BRLE_1 | 191.71 | 170.76 | 18.89 | 18.87
CE | Other | 26 | BRWA1 | 122.15 | 113.21 | 5.96 | 7.27
CE | Other | 26 | BURM_1 | 275.18 | 220.8 | 135.65 | 146.96
CE | Other | 26 | BUSH_1 | 38.9 | 26.61 | 26.61 | 26.61
CE | Other | 26 | BUST_1 | 2.47 | 1.47 | 1.47 | 1.47
CE | Other | 26 | CANTN1 | 137.6 | 126.06 | 9.05 | 9.05
CE | Other | 26 | CAPEA1 | 270.26 | 247.48 | 41.87 | 41.6
CE | Other | 26 | CARE_1 | 398.3 | 358.54 | 37.89 | 37.87
CE | Other | 26 | CARR_1 | 106.04 | 84.38 | 41.78 | 53.8
CE | Other | 26 | CELL_1 | 309.85 | 271.13 | 42.4 | 45.09
CE | Other | 26 | CHIC_1 | 64.51 | 60.31 | 1.95 | 1.95
CE | Other | 26 | CHSI_1 | 11.96 | 11.02 | 0.48 | 0.48
CE | Other | 26 | CHTE_1 | 326.47 | 304.59 | 10.61 | 10.61
CE | Other | 26 | CITR_1 | 24.81 | 21.7 | 5.08 | 5.05
CE | Other | 26 | CLAY_P | 1.29 | 0.63 | 0.63 | 0.63
CE | Other | 26 | CLYM | 5.7 | 3.38 | 3.38 | 3.38
CE | Other | 26 | CONQA1 | 195 | 176.43 | 25.23 | 25.61
CE | Other | 26 | COVE_1 | 54.94 | 40.77 | 26.13 | 26.12
CE | Other | 26 | COWL_1 | 61.35 | 44.36 | 27.32 | 27.32
CE | Other | 26 | COYL | 5.4 | 3.21 | 3.21 | 3.21
CE | Other | 26 | CREB_1 | 61.71 | 53.95 | 9.79 | 9.78
CE | Other | 26 | CUMB | 25.61 | 16.99 | 16.53 | 16.53
CE | Other | 26 | CUPA | 3.52 | 2.47 | 2.47 | 2.47
CE | Other | 26 | DALM3 | 27.1 | 20.06 | 13.6 | 13.6
CE | Other | 26 | DEWP | 1.45 | 1.07 | 0.47 | 0.47
CE | Other | 26 | DRAK_1 | 15.09 | 9.89 | 7.7 | 7.69
CE | Other | 26 | DRAX_1 | 203.13 | 189.48 | 13.18 | 18.38
CE | Other | 26 | DUDH_P | 3.9 | 2.88 | 1.27 | 1.27
CE | Other | 26 | DUNB | 12.75 | 9.29 | 7.15 | 7.15
CE | Other | 26 | DUNF | 4.69 | 3.09 | 3.09 | 3.09
CE | Other | 26 | EALI_6 | 13.05 | 7.17 | 5.49 | 5.49
CE | Other | 26 | EASO_1 | 12.23 | 9.23 | 5.63 | 6.91
CE | Other | 26 | ECLA_1 | 44.69 | 30.28 | 20.47 | 20.45
CE | Other | 26 | EKIS | 4.97 | 2.96 | 2.96 | 2.96
CE | Other | 26 | ELLA_1 | 72.84 | 55.6 | 22.06 | 21.97
CE | Other | 26 | ELST_1 | 16.96 | 14.29 | 4.96 | 4.96
CE | Other | 26 | ENDE_1 | 39.55 | 26.22 | 22.01 | 22.57
CE | Other | 26 | EXET1 | 87.33 | 76.18 | 13.71 | 13.69
CE | Other | 26 | FAWL_1 | 211.71 | 177.65 | 39.72 | 39.55
CE | Other | 26 | FECK_6 | 65.64 | 59.51 | 6.13 | 7.2
CE | Other | 26 | FERRA2 | 147.6 | 138.43 | 1.88 | 1.88
CE | Other | 26 | FERRB1 | 141.25 | 105.08 | 69.34 | 71.5
CE | Other | 26 | FIDF_1 | 91.38 | 73.38 | 39.05 | 49.32
CE | Other | 26 | FLEE_1 | 350.48 | 330.34 | 1.69 | 1.69
CE | Other | 26 | FOUR_1 | 3.76 | 2.63 | 2.63 | 2.63
CE | Other | 26 | FROD_1 | 249.34 | 207.11 | 74.2 | 73.76
CE | Other | 26 | GLRO | 5.03 | 3.52 | 3.52 | 3.52
CE | Other | 26 | GREN_1 | 131.98 | 103.6 | 61.04 | 77.15
CE | Other | 26 | GRIW_1 | 85.14 | 72.13 | 30.47 | 30.3
CE | Other | 26 | G_EXTRA_2 | 3.02 | 2.11 | 2.11 | 2.11
CE | Other | 26 | G_EXTRA_4 | 3.77 | 2.24 | 2.24 | 2.24
CE | Other | 26 | G_EXTRA_5 | 5.21 | 3.1 | 3.1 | 3.1
CE | Other | 26 | G_EXTRA_8 | 7.13 | 4.9 | 4.9 | 4.9
CE | Other | 26 | G_EXTRA_9 | 4.07 | 3.01 | 2.04 | 2.04
CE | Other | 26 | HACK_1 | 3.04 | 2.25 | 0.99 | 0.99
CE | Other | 26 | HACK_6 | 15.87 | 15 | 0 | 0
CE | Other | 26 | HAMHC1 | 33.64 | 17.63 | 17.63 | 17.63
CE | Other | 26 | HARK_1 | 35.31 | 24.66 | 11.27 | 11.25
CE | Other | 26 | HAWP_6 | 3 | 1.78 | 1.78 | 1.78
CE | Other | 26 | HEYS_1 | 8.12 | 5.06 | 4.38 | 4.38
CE | Other | 26 | HURS_1 | 14.18 | 11.21 | 3.71 | 3.71
CE | Other | 26 | HUTT_1 | 132.07 | 108.93 | 52.59 | 72.06
CE | Other | 26 | INDQ1 | 72.26 | 57.04 | 29.89 | 29.87
CE | Other | 26 | IROA1 | 8.23 | 5.69 | 3.41 | 3.4
CE | Other | 26 | IRONB1 | 6.77 | 4.31 | 4.31 | 4.31
CE | Other | 26 | IVER_1 | 207.28 | 173.53 | 90.86 | 98.01
CE | Other | 26 | KAIM | 3.68 | 2.59 | 1.44 | 1.44
CE | Other | 26 | KEAD_1 | 14.28 | 9.11 | 9.11 | 9.11
CE | Other | 26 | KEAR_1 | 46.05 | 31.14 | 28.58 | 28.58
CE | Other | 26 | KEIT_P | 28.24 | 24.62 | 12.48 | 18.54
CE | Other | 26 | KEMS_1 | 477.28 | 381.38 | 245.36 | 267.34
CE | Other | 26 | KIER | 3.95 | 2.35 | 2.35 | 2.35
CE | Other | 26 | KILT | 7.98 | 6.45 | 3.04 | 3.96
CE | Other | 26 | KILW | 19.34 | 16.9 | 7.26 | 7.22
CE | Other | 26 | KINO_1 | 176.89 | 148.09 | 67.49 | 67.25
CE | Other | 26 | KINT_P | 7.69 | 5.69 | 2.51 | 2.5
CE | Other | 26 | KIRKB1 | 10.36 | 9.11 | 6.03 | 6.61
CE | Other | 26 | KNAR | 8.35 | 5.85 | 5.85 | 5.85
CE | Other | 26 | LACK_6 | 165.39 | 127.82 | 89.68 | 99.83
CE | Other | 26 | LALE1SG003 | 80.85 | 61.28 | 33.76 | 34.26
CE | Other | 26 | LAND1 | 170.53 | 149.07 | 39.38 | 39.81
CE | Other | 26 | LEGA_1 | 12.37 | 8.05 | 6.38 | 6.37
CE | Other | 26 | LEVE | 26.38 | 20.21 | 12.5 | 13.87
CE | Other | 26 | LINM | 2.05 | 1.22 | 1.22 | 1.22
CE | Other | 26 | LISD_1 | 41.51 | 35.15 | 13.96 | 13.87
CE | Other | 26 | LITT_C | 16.48 | 12.43 | 3.35 | 3.35
CE | Other | 26 | LITT_J | 18.15 | 13.43 | 5.93 | 5.89
CE | Other | 26 | LODR_6 | 6.42 | 6.07 | 0 | 0
CE | Other | 26 | LOVE_1 | 352.47 | 320.36 | 26.71 | 26.68
CE | Other | 26 | LUNA_P | 2.27 | 1.74 | 1.13 | 1.39
CE | Other | 26 | MACC_3 | 26.6 | 19.22 | 9.55 | 9.5
CE | Other | 26 | MANN_1 | 34.07 | 24.19 | 17.63 | 19.15
CE | Other | 26 | MAYB | 11.18 | 8.27 | 3.95 | 3.93
CE | Other | 26 | MELK_1 | 147.03 | 134.43 | 7.22 | 7.21
CE | Other | 26 | MILC_P | 13.53 | 9.9 | 6.59 | 6.59
CE | Other | 26 | MILH_1 | 6.76 | 6.39 | 0 | 0
CE | Other | 26 | MITY_1 | 10.03 | 6.9 | 3.93 | 3.93
CE | Other | 26 | MYBS_P | 2.61 | 2.3 | 1.14 | 1.77
CE | Other | 26 | NEAR | 40.99 | 35.5 | 25.68 | 25.68
CE | Other | 26 | NECE_1 | 224 | 193.69 | 59.5 | 59.45
CE | Other | 26 | NEWX_6 | 60.81 | 45.68 | 35.95 | 35.95
CE | Other | 26 | NFLE | 5.47 | 4.02 | 1.94 | 1.94
CE | Other | 26 | NINF_1 | 5.54 | 3.64 | 2.66 | 2.65
CE | Other | 26 | NORM_1 | 122.62 | 100.74 | 51.73 | 65.67
CE | Other | 26 | NORT_1 | 3.19 | 2.13 | 1.47 | 1.47
CE | Other | 26 | NURS_1 | 48.65 | 36.69 | 17.94 | 17.92
CE | Other | 26 | OCKH_1 | 3.48 | 2.07 | 2.07 | 2.07
CE | Other | 26 | OFFE_3 | 7.11 | 4.22 | 4.22 | 4.22
CE | Other | 26 | OLDB_1 | 166.13 | 143.22 | 104.09 | 104.09
CE | Other | 26 | OSBA_1 | 66.8 | 59.53 | 9.21 | 9.2
CE | Other | 26 | PADIB1 | 30.59 | 24.86 | 5.97 | 6.3
CE | Other | 26 | PELH_1 | 9.15 | 6.12 | 6.12 | 6.12
CE | Other | 26 | PEMB_1 | 31.22 | 22.82 | 10.72 | 10.65
CE | Other | 26 | PENN_1 | 9.03 | 6.03 | 6.03 | 6.03
CE | Other | 26 | PENT_1 | 6.13 | 3.97 | 3.97 | 3.97
CE | Other | 26 | PENW_1 | 35.16 | 24.08 | 19 | 18.97
CE | Other | 26 | PERS_P | 12.99 | 9.24 | 4.92 | 4.9
CE | Other | 26 | POOB | 11.23 | 6.57 | 6.57 | 6.57
CE | Other | 26 | POPP_3 | 18.98 | 13.27 | 10.18 | 11.86
CE | Other | 26 | PORA_P | 19.79 | 18.71 | 0 | 0
CE | Other | 26 | PYLE_1 | 143.94 | 130.56 | 17.48 | 21.73
CE | Other | 26 | RAIN_1 | 440.19 | 413.23 | 4.94 | 4.94
CE | Other | 26 | RASS_1 | 400.26 | 374.79 | 6.97 | 6.97
CE | Other | 26 | RATS_1 | 86.39 | 69.77 | 24.35 | 24.3
CE | Other | 26 | RAYL_1 | 47.46 | 36.3 | 14.07 | 14.07
CE | Other | 26 | RICH1 | 15.18 | 11.23 | 4.96 | 4.93
CE | Other | 26 | ROCH_1 | 10.01 | 5.8 | 5.8 | 5.8
CE | Other | 26 | RYEH_1 | 34.18 | 23.61 | 15.8 | 15.78
CE | Other | 26 | SALH_1 | 433.73 | 335.45 | 142.6 | 142.11
CE | Other | 26 | SALT_1 | 44.39 | 40.03 | 3.59 | 3.57
CE | Other | 26 | SBAR | 54.36 | 51.39 | 0 | 0
CE | Other | 26 | SEAB1 | 179.44 | 147.61 | 71.52 | 71.51
CE | Other | 26 | SELL_1 | 119.54 | 112.41 | 1.03 | 1.03
CE | Other | 26 | SHEC_3 | 33.68 | 24.45 | 21.33 | 21.33
CE | Other | 26 | SHRW_1 | 20.02 | 14.38 | 11.34 | 11.34
CE | Other | 26 | SJOW_1 | 14.37 | 10.64 | 4.7 | 4.67
CE | Other | 26 | SKLGB1 | 264.05 | 245.48 | 7.64 | 7.63
CE | Other | 26 | SMAN_1 | 184.07 | 159.51 | 31.77 | 33.35
CE | Other | 26 | SPEN_1 | 210.39 | 162.46 | 114.51 | 125.62
CE | Other | 26 | STAH_1 | 30.65 | 24.08 | 12.41 | 14.98
CE | Other | 26 | STAY_1 | 290.82 | 257.76 | 41.1 | 41.07
CE | Other | 26 | STEN_1 | 7.46 | 5.03 | 3.34 | 3.33
CE | Other | 26 | STES_1 | 19.74 | 13.34 | 9.53 | 9.51
CE | Other | 26 | STIR | 20.52 | 18.06 | 8.98 | 12.92
CE | Other | 26 | STLE | 14.56 | 10.25 | 7.83 | 7.83
CE | Other | 26 | STRI_P | 2.53 | 1.5 | 1.5 | 1.5
CE | Other | 26 | SUND_1 | 41.4 | 25.8 | 21.64 | 21.64
CE | Other | 26 | SWAN_1 | 352.86 | 330.54 | 6.13 | 6.72
CE | Other | 26 | TAUN1 | 129.95 | 119.96 | 10.15 | 14
CE | Other | 26 | TAYN_P | 8.94 | 8.45 | 0 | 0
CE | Other | 26 | TEMP_3 | 1.99 | 1.35 | 0.89 | 0.88
CE | Other | 26 | THOM_6 | 383.96 | 353.77 | 21.76 | 22.48
CE | Other | 26 | THSO_P | 12.7 | 2.79 | 1.46 | 1.46
CE | Other | 26 | THUR_6 | 45.63 | 43.13 | 0 | 0
CE | Other | 26 | TILBB_1 | 21.29 | 15.13 | 8.46 | 8.46
CE | Other | 26 | TOTT_1 | 81.12 | 59.03 | 39.02 | 39.02
CE | Other | 26 | TRAW_1 | 1.68 | 0.99 | 0.99 | 0.99
CE | Other | 26 | TYNE_1 | 11.49 | 6.65 | 4.93 | 4.92
CE | Other | 26 | TYNE_2 | 35.26 | 33.33 | 0 | 0
CE | Other | 26 | UPPB_1 | 341.6 | 322.95 | 0 | 0
CE | Other | 26 | UPPB_3 | 177.36 | 166.8 | 2.48 | 2.48
CE | Other | 26 | USKM_1 | 47.32 | 38.36 | 21.84 | 27.15
CE | Other | 26 | WALH_1 | 20.1 | 13.04 | 11.1 | 11.7
CE | Other | 26 | WALP_1 | 113.5 | 100.68 | 38.34 | 38.11
CE | Other | 26 | WALP_B | 47.93 | 41.05 | 7.71 | 7.71
CE | Other | 26 | WASF_1 | 41.81 | 29.32 | 16.62 | 16.55
CE | Other | 26 | WATFS_1 | 7 | 5.55 | 3.05 | 3.05
CE | Other | 26 | WBUR_1 | 76.93 | 64.41 | 22.86 | 23.34
CE | Other | 26 | WFIE | 17.1 | 15.05 | 7.48 | 10.77
CE | Other | 26 | WHAM_1 | 56.03 | 44.33 | 15.41 | 16.52
CE | Other | 26 | WHGA_1 | 3.15 | 1.71 | 1.71 | 1.71
CE | Other | 26 | WHHO | 1.69 | 1.25 | 0.55 | 0.55
CE | Other | 26 | WIBA_3 | 60.33 | 52.12 | 26.51 | 37.64
CE | Other | 26 | WIEN_1 | 45.4 | 33.6 | 21.83 | 21.83
CE | Other | 26 | WILL_1 | 59.8 | 43.61 | 19.95 | 19.82
CE | Other | 26 | WIMBN1 | 14.28 | 13.5 | 0 | 0
CE | Other | 26 | WIMBS1 | 15.63 | 13.36 | 4.4 | 4.4
CE | Other | 26 | WISD_6 | 2.05 | 1.52 | 0.67 | 0.67
CE | Other | 26 | WMEL_1 | 292.14 | 273.7 | 7.09 | 7.09
CE | Other | 26 | WTHU31 | 18.01 | 10.7 | 10.7 | 10.7
CE | Other | 26 | WWEY_1 | 12.26 | 9.15 | 3.64 | 3.63
CE | Other | 26 | WYMOM_1 | 12.64 | 8.21 | 8.21 | 8.21
CE | Other | 27 | ABHA1 | 6.13 | 3.64 | 3.64 | 3.64
CE | Other | 27 | ABNE_P | 8.65 | 5.79 | 5.79 | 5.79
CE | Other | 27 | ABTH_1 | 28.59 | 25.73 | 9.35 | 9.28
CE | Other | 27 | ALNE_P | 9.51 | 8.37 | 4.16 | 5.99
CE | Other | 27 | ALVE1 | 22.21 | 15.39 | 15.39 | 15.39
CE | Other | 27 | AMEM_1 | 9.41 | 7.17 | 1.86 | 1.86
CE | Other | 27 | ARMO_P | 15.49 | 14.64 | 0 | 0
CE | Other | 27 | BARKC1 | 204.12 | 143.99 | 97.15 | 102.64
CE | Other | 27 | BARKW3 | 32 | 30.25 | 0 | 0
CE | Other | 27 | BEDD_1 | 88 | 77.21 | 8.96 | 8.95
CE | Other | 27 | BESW_1 | 12.26 | 7.77 | 6.4 | 6.4
CE | Other | 27 | BICF_1 | 78.88 | 67.4 | 37.19 | 53.58
CE | Other | 27 | BIRK_1 | 20.86 | 14.46 | 8.62 | 8.59
CE | Other | 27 | BISW_1 | 31.12 | 22.77 | 15.47 | 15.47
CE | Other | 27 | BLYTB1 | 6.52 | 4.27 | 3.16 | 3.15
CE | Other | 27 | BOLN_1 | 214.86 | 173.12 | 66.04 | 67.19
CE | Other | 27 | BONN | 1.1 | 0.81 | 0.36 | 0.36
CE | Other | 27 | BOTW_1 | 75.08 | 70.37 | 1.03 | 1.03
CE | Other | 27 | BRAI_1 | 13.16 | 8.39 | 8.39 | 8.39
CE | Other | 27 | BRAW_1 | 36.59 | 29.43 | 9.7 | 9.69
CE | Other | 27 | BRED_1 | 13 | 8.48 | 7.89 | 7.88
CE | Other | 27 | BRFO_1 | 224.13 | 195.3 | 44 | 48.88
CE | Other | 27 | BRIM_1 | 11.43 | 8.3 | 5.24 | 5.22
CE | Other | 27 | BRLE_1 | 204.16 | 182.4 | 19.18 | 19.16
CE | Other | 27 | BRWA1 | 135.81 | 126.2 | 5.84 | 7.16
CE | Other | 27 | BURM_1 | 276.6 | 221.83 | 136.62 | 147.94
CE | Other | 27 | BUSH_1 | 40.6 | 27.83 | 27.83 | 27.83
CE | Other | 27 | BUST_1 | 2.36 | 1.4 | 1.4 | 1.4
CE | Other | 27 | CANTN1 | 131.94 | 120.69 | 9.21 | 9.21
CE | Other | 27 | CAPEA1 | 277.83 | 254.72 | 41.72 | 41.45
CE | Other | 27 | CARE_1 | 433.26 | 391.32 | 38.55 | 38.53
CE | Other | 27 | CARR_1 | 105.74 | 84.18 | 41.57 | 53.6
CE | Other | 27 | CELL_1 | 332.75 | 292.74 | 42.46 | 45.15
CE | Other | 27 | CHIC_1 | 64.45 | 60.2 | 2.06 | 2.06
CE | Other | 27 | CHSI_1 | 11.31 | 10.42 | 0.46 | 0.46
CE | Other | 27 | CHTE_1 | 365.41 | 341.49 | 10.79 | 10.79
CE | Other | 27 | CITR_1 | 24.33 | 21.25 | 5.09 | 5.06
CE | Other | 27 | CLAY_P | 1.33 | 0.65 | 0.65 | 0.65
CE | Other | 27 | CLYM | 5.43 | 3.23 | 3.23 | 3.23
CE | Other | 27 | CONQA1 | 214.65 | 194.89 | 25.64 | 26.02
CE | Other | 27 | COVE_1 | 54.61 | 40.45 | 26.29 | 26.28
CE | Other | 27 | COWL_1 | 60.81 | 43.95 | 27.19 | 27.19
CE | Other | 27 | COYL | 5.15 | 3.06 | 3.06 | 3.06
CE | Other | 27 | CREB_1 | 67.61 | 59.43 | 10.12 | 10.1
CE | Other | 27 | CUMB | 26.03 | 17.33 | 16.86 | 16.86
CE | Other | 27 | CUPA | 3.73 | 2.61 | 2.61 | 2.61
CE | Other | 27 | DALM3 | 27.43 | 20.3 | 13.77 | 13.77
CE | Other | 27 | DEWP | 1.46 | 1.08 | 0.48 | 0.47
CE | Other | 27 | DRAK_1 | 15.24 | 10 | 7.8 | 7.79
CE | Other | 27 | DRAX_1 | 224.75 | 209.95 | 13.12 | 18.32
CE | Other | 27 | DUDH_P | 3.92 | 2.9 | 1.28 | 1.27
CE | Other | 27 | DUNB | 13.09 | 9.53 | 7.36 | 7.36
CE | Other | 27 | DUNF | 4.77 | 3.16 | 3.16 | 3.16
CE | Other | 27 | EALI_6 | 13.16 | 7.18 | 5.59 | 5.59
CE | Other | 27 | EASO_1 | 12.07 | 9.13 | 5.53 | 6.8
CE | Other | 27 | ECLA_1 | 43.23 | 29.32 | 19.77 | 19.75
CE | Other | 27 | EKIS | 4.74 | 2.82 | 2.82 | 2.82
CE | Other | 27 | ELLA_1 | 73.18 | 55.86 | 22.19 | 22.1
CE | Other | 27 | ELST_1 | 16.84 | 14.08 | 5.26 | 5.26
CE | Other | 27 | ENDE_1 | 39.75 | 26.4 | 22.17 | 22.73
CE | Other | 27 | EXET1 | 87.73 | 76.48 | 13.97 | 13.95
CE | Other | 27 | FAWL_1 | 212.83 | 178.59 | 40.41 | 40.24
CE | Other | 27 | FECK_6 | 62.41 | 56.57 | 5.96 | 7.03
CE | Other | 27 | FERRA2 | 165.51 | 155.41 | 1.79 | 1.79
CE | Other | 27 | FERRB1 | 142.66 | 106.14 | 70.08 | 72.23
CE | Other | 27 | FIDF_1 | 91.47 | 73.51 | 39.16 | 49.43
CE | Other | 27 | FLEE_1 | 393.8 | 371.34 | 1.62 | 1.62
CE | Other | 27 | FOUR_1 | 3.99 | 2.79 | 2.79 | 2.79
CE | Other | 27 | FROD_1 | 250.46 | 207.85 | 74.99 | 74.55
CE | Other | 27 | GLRO | 5.33 | 3.73 | 3.73 | 3.73
CE | Other | 27 | GREN_1 | 131.84 | 103.57 | 60.96 | 77.07
CE | Other | 27 | GRIW_1 | 85.26 | 72.21 | 30.52 | 30.35
CE | Other | 27 | G_EXTRA_2 | 3.2 | 2.24 | 2.24 | 2.24
CE | Other | 27 | G_EXTRA_4 | 3.6 | 2.14 | 2.14 | 2.14
CE | Other | 27 | G_EXTRA_5 | 4.97 | 2.95 | 2.95 | 2.95
CE | Other | 27 | G_EXTRA_8 | 7.47 | 5.14 | 5.14 | 5.14
CE | Other | 27 | G_EXTRA_9 | 4.12 | 3.05 | 2.07 | 2.07
CE | Other | 27 | HACK_1 | 3.05 | 2.26 | 1 | 0.99
CE | Other | 27 | HACK_6 | 15 | 14.18 | 0 | 0
CE | Other | 27 | HAMHC1 | 34.48 | 18.1 | 18.1 | 18.1
CE | Other | 27 | HARK_1 | 35.19 | 24.38 | 11.52 | 11.5
CE | Other | 27 | HAWP_6 | 2.86 | 1.7 | 1.7 | 1.7
CE | Other | 27 | HEYS_1 | 7.83 | 4.89 | 4.21 | 4.21
CE | Other | 27 | HURS_1 | 13.46 | 10.63 | 3.54 | 3.54
CE | Other | 27 | HUTT_1 | 132.26 | 109.08 | 52.64 | 72.11
CE | Other | 27 | INDQ1 | 71.67 | 56.41 | 30.26 | 30.24
CE | Other | 27 | IROA1 | 8.13 | 5.64 | 3.34 | 3.33
CE | Other | 27 | IRONB1 | 6.75 | 4.32 | 4.32 | 4.32
CE | Other | 27 | IVER_1 | 208.08 | 174.17 | 91.38 | 98.53
CE | Other | 27 | KAIM | 3.65 | 2.57 | 1.42 | 1.42
CE | Other | 27 | KEAD_1 | 14.25 | 9.12 | 9.12 | 9.12
CE | Other | 27 | KEAR_1 | 46.75 | 31.69 | 29.08 | 29.08
CE | Other | 27 | KEIT_P | 28.2 | 24.6 | 12.46 | 18.52
CE | Other | 27 | KEMS_1 | 482.8 | 385.42 | 248.91 | 270.89
CE | Other | 27 | KIER | 3.77 | 2.24 | 2.24 | 2.24
CE | Other | 27 | KILT | 8 | 6.47 | 3.05 | 3.97
CE | Other | 27 | KILW | 19.49 | 17.01 | 7.37 | 7.33
CE | Other | 27 | KINO_1 | 177.42 | 148.45 | 67.81 | 67.57
CE | Other | 27 | KINT_P | 7.73 | 5.72 | 2.53 | 2.51
CE | Other | 27 | KIRKB1 | 11.16 | 9.81 | 6.53 | 7.11
CE | Other | 27 | KNAR | 8.85 | 6.19 | 6.19 | 6.19
CE | Other | 27 | LACK_6 | 167.97 | 129.67 | 91.33 | 101.47
CE | Other | 27 | LALE1SG003 | 80.55 | 61 | 33.85 | 34.36
CE | Other | 27 | LAND1 | 166.52 | 145.18 | 40.56 | 40.99
CE | Other | 27 | LEGA_1 | 12.37 | 8.06 | 6.39 | 6.38
CE | Other | 27 | LEVE | 26.55 | 20.33 | 12.59 | 13.96
CE | Other | 27 | LINM | 1.96 | 1.16 | 1.16 | 1.16
CE | Other | 27 | LISD_1 | 41.6 | 35.2 | 14 | 13.91
CE | Other | 27 | LITT_C | 16.08 | 12 | 3.41 | 3.41
CE | Other | 27 | LITT_J | 18.24 | 13.5 | 5.96 | 5.92
CE | Other | 27 | LODR_6 | 6.07 | 5.74 | 0 | 0
CE | Other | 27 | LOVE_1 | 368 | 334.92 | 27.09 | 27.06
CE | Other | 27 | LUNA_P | 2.22 | 1.71 | 1.11 | 1.37
CE | Other | 27 | MACC_3 | 26.58 | 19.22 | 9.51 | 9.45
CE | Other | 27 | MANN_1 | 33.65 | 23.91 | 17.53 | 19.05
CE | Other | 27 | MAYB | 11.25 | 8.33 | 3.98 | 3.96
CE | Other | 27 | MELK_1 | 158.95 | 145.82 | 7 | 6.99
CE | Other | 27 | MILC_P | 13.64 | 9.98 | 6.64 | 6.64
CE | Other | 27 | MILH_1 | 6.39 | 6.04 | 0 | 0
CE | Other | 27 | MITY_1 | 9.63 | 6.6 | 3.8 | 3.8
CE | Other | 27 | MYBS_P | 2.61 | 2.3 | 1.14 | 1.77
CE | Other | 27 | NEAR | 45.96 | 39.89 | 28.81 | 28.81
CE | Other | 27 | NECE_1 | 228.92 | 197.91 | 62.5 | 62.45
CE | Other | 27 | NEWX_6 | 61.79 | 46.37 | 36.69 | 36.69
CE | Other | 27 | NFLE | 5.2 | 3.82 | 1.85 | 1.85
CE | Other | 27 | NINF_1 | 5.41 | 3.56 | 2.58 | 2.57
CE | Other | 27 | NORM_1 | 122.94 | 100.87 | 52.3 | 66.24
CE | Other | 27 | NORT_1 | 3.13 | 2.09 | 1.43 | 1.43
CE | Other | 27 | NURS_1 | 48.37 | 36.39 | 18.01 | 17.98
CE | Other | 27 | OCKH_1 | 3.32 | 1.97 | 1.97 | 1.97
CE | Other | 27 | OFFE_3 | 6.78 | 4.03 | 4.03 | 4.03
CE | Other | 27 | OLDB_1 | 182.28 | 157.44 | 114.22 | 114.22
CE | Other | 27 | OSBA_1 | 67.49 | 60.01 | 9.68 | 9.67
CE | Other | 27 | PADIB1 | 30.35 | 24.72 | 5.82 | 6.14
CE | Other | 27 | PELH_1 | 9.41 | 6.32 | 6.32 | 6.32
CE | Other | 27 | PEMB_1 | 31.28 | 22.88 | 10.71 | 10.65
CE | Other | 27 | PENN_1 | 9.52 | 6.37 | 6.37 | 6.37
CE | Other | 27 | PENT_1 | 6.17 | 4.01 | 4.01 | 4.01
CE | Other | 27 | PENW_1 | 35.46 | 24.32 | 19.21 | 19.18
CE | Other | 27 | PERS_P | 12.92 | 9.21 | 4.87 | 4.85
CE | Other | 27 | POOB | 11.44 | 6.71 | 6.71 | 6.71
CE | Other | 27 | POPP_3 | 18.43 | 12.95 | 9.85 | 11.53
CE | Other | 27 | PORA_P | 19.2 | 18.15 | 0 | 0
CE | Other | 27 | PYLE_1 | 157.97 | 143.71 | 17.78 | 22.04
CE | Other | 27 | RAIN_1 | 490.62 | 461.05 | 4.71 | 4.71
CE | Other | 27 | RASS_1 | 441.25 | 413.63 | 6.87 | 6.87
CE | Other | 27 | RATS_1 | 85.01 | 68.37 | 24.69 | 24.64
CE | Other | 27 | RAYL_1 | 45.17 | 34.49 | 13.47 | 13.47
CE | Other | 27 | RICH1 | 15.26 | 11.29 | 4.99 | 4.95
CE | Other | 27 | ROCH_1 | 9.64 | 5.58 | 5.58 | 5.58
CE | Other | 27 | RYEH_1 | 34.04 | 23.48 | 15.9 | 15.88
CE | Other | 27 | SALH_1 | 437.76 | 338.37 | 144.77 | 144.28
CE | Other | 27 | SALT_1 | 42.53 | 38.25 | 3.61 | 3.6
CE | Other | 27 | SBAR | 61.16 | 57.82 | 0 | 0
CE | Other | 27 | SEAB1 | 185.81 | 153 | 75.44 | 75.43
CE | Other | 27 | SELL_1 | 133.57 | 125.7 | 0.98 | 0.98
CE | Other | 27 | SHEC_3 | 34.17 | 24.84 | 21.65 | 21.65
CE | Other | 27 | SHRW_1 | 20.54 | 14.75 | 11.68 | 11.68
CE | Other | 27 | SJOW_1 | 14.45 | 10.69 | 4.72 | 4.69
CE | Other | 27 | SKLGB1 | 295.08 | 274.89 | 7.56 | 7.54
CE | Other | 27 | SMAN_1 | 199.67 | 173.96 | 32.61 | 34.2
CE | Other | 27 | SPEN_1 | 213.28 | 164.6 | 116.32 | 127.43
CE | Other | 27 | STAH_1 | 30.57 | 24.05 | 12.35 | 14.91
CE | Other | 27 | STAY_1 | 319.83 | 284.74 | 42.34 | 42.31
CE | Other | 27 | STEN_1 | 7.33 | 4.95 | 3.25 | 3.24
CE | Other | 27 | STES_1 | 19.57 | 13.26 | 9.43 | 9.41
CE | Other | 27 | STIR | 20.52 | 18.06 | 8.98 | 12.92
CE | Other | 27 | STLE | 14.55 | 10.27 | 7.82 | 7.82
CE | Other | 27 | STRI_P | 2.41 | 1.43 | 1.43 | 1.43
CE | Other | 27 | SUND_1 | 39.69 | 24.69 | 20.75 | 20.75
CE | Other | 27 | SWAN_1 | 353.45 | 331.22 | 5.94 | 6.53
CE | Other | 27 | TAUN1 | 143.29 | 132.65 | 10 | 13.86
CE | Other | 27 | TAYN_P | 8.67 | 8.2 | 0 | 0
CE | Other | 27 | TEMP_3 | 1.96 | 1.33 | 0.86 | 0.86
CE | Other | 27 | THOM_6 | 427.98 | 395.3 | 22.21 | 22.92
CE | Other | 27 | THSO_P | 12.7 | 2.79 | 1.46 | 1.46
CE | Other | 27 | THUR_6 | 51.33 | 48.53 | 0 | 0
CE | Other | 27 | TILBB_1 | 20.25 | 14.37 | 8.07 | 8.07
CE | Other | 27 | TOTT_1 | 82.04 | 59.69 | 39.46 | 39.46
CE | Other | 27 | TRAW_1 | 1.6 | 0.95 | 0.95 | 0.95
CE | Other | 27 | TYNE_1 | 11.65 | 6.74 | 5 | 4.99
CE | Other | 27 | TYNE_2 | 33.34 | 31.52 | 0 | 0
CE | Other | 27 | UPPB_1 | 374.81 | 354.34 | 0 | 0
CE | Other | 27 | UPPB_3 | 199.29 | 187.49 | 2.63 | 2.63
CE | Other | 27 | USKM_1 | 47.4 | 38.43 | 21.88 | 27.2
CE | Other | 27 | WALH_1 | 20.09 | 13.05 | 11.11 | 11.71
CE | Other | 27 | WALP_1 | 113.61 | 100.66 | 38.65 | 38.42
CE | Other | 27 | WALP_B | 46.09 | 39.3 | 7.78 | 7.78
CE | Other | 27 | WASF_1 | 41.46 | 29.14 | 16.37 | 16.3
CE | Other | 27 | WATFS_1 | 6.91 | 5.45 | 3.09 | 3.09
CE | Other | 27 | WBUR_1 | 83.83 | 70.55 | 23.99 | 24.47
CE | Other | 27 | WFIE | 17.1 | 15.05 | 7.48 | 10.77
CE | Other | 27 | WHAM_1 | 55.67 | 43.95 | 15.48 | 16.58
CE | Other | 27 | WHGA_1 | 3.1 | 1.67 | 1.67 | 1.67
CE | Other | 27 | WHHO | 1.69 | 1.25 | 0.55 | 0.55
CE | Other | 27 | WIBA_3 | 60.37 | 52.15 | 26.53 | 37.66
CE | Other | 27 | WIEN_1 | 45.9 | 33.97 | 22.06 | 22.06
CE | Other | 27 | WILL_1 | 60.17 | 43.87 | 20.09 | 19.95
CE | Other | 27 | WIMBN1 | 13.5 | 12.76 | 0 | 0
CE | Other | 27 | WIMBS1 | 15.3 | 13.02 | 4.5 | 4.5
CE | Other | 27 | WISD_6 | 2.06 | 1.53 | 0.67 | 0.67
CE | Other | 27 | WMEL_1 | 327.65 | 307.13 | 7.51 | 7.51
CE | Other | 27 | WTHU31 | 17.18 | 10.2 | 10.2 | 10.2
CE | Other | 27 | WWEY_1 | 11.88 | 8.83 | 3.56 | 3.55
CE | Other | 27 | WYMOM_1 | 12.75 | 8.32 | 8.32 | 8.32
CE | Other | 28 | ABHA1 | 5.83 | 3.46 | 3.46 | 3.46
CE | Other | 28 | ABNE_P | 8.89 | 5.97 | 5.97 | 5.97
CE | Other | 28 | ABTH_1 | 28.59 | 25.73 | 9.35 | 9.28
CE | Other | 28 | ALNE_P | 9.05 | 7.97 | 3.96 | 5.7
CE | Other | 28 | ALVE1 | 23.36 | 16.2 | 16.2 | 16.2
CE | Other | 28 | AMEM_1 | 9.25 | 7.08 | 1.77 | 1.77
CE | Other | 28 | ARMO_P | 14.78 | 13.97 | 0 | 0
CE | Other | 28 | BARKC1 | 203.65 | 143.26 | 97.18 | 102.4
CE | Other | 28 | BARKW3 | 29.01 | 27.43 | 0 | 0
CE | Other | 28 | BEDD_1 | 92.36 | 81.48 | 8.68 | 8.67
CE | Other | 28 | BESW_1 | 11.83 | 7.51 | 6.14 | 6.14
CE | Other | 28 | BICF_1 | 79.32 | 67.71 | 37.51 | 53.89
CE | Other | 28 | BIRK_1 | 20.59 | 14.3 | 8.44 | 8.41
CE | Other | 28 | BISW_1 | 31.37 | 22.95 | 15.58 | 15.58
CE | Other | 28 | BLYTB1 | 6.34 | 4.16 | 3.05 | 3.04
CE | Other | 28 | BOLN_1 | 225.26 | 182.77 | 66.63 | 67.72
CE | Other | 28 | BONN | 1.1 | 0.81 | 0.36 | 0.36
CE | Other | 28 | BOTW_1 | 68.14 | 63.84 | 0.98 | 0.98
CE | Other | 28 | BRAI_1 | 13.09 | 8.38 | 8.38 | 8.38
CE | Other | 28 | BRAW_1 | 34.72 | 27.65 | 9.68 | 9.68
CE | Other | 28 | BRED_1 | 13.35 | 8.74 | 8.14 | 8.13
CE | Other | 28 | BRFO_1 | 210.92 | 182.65 | 44.07 | 48.71
CE | Other | 28 | BRIM_1 | 11.71 | 8.49 | 5.42 | 5.4
CE | Other | 28 | BRLE_1 | 223.38 | 200.44 | 19.48 | 19.46
CE | Other | 28 | BRWA1 | 151.2 | 140.82 | 5.72 | 7.04
CE | Other | 28 | BURM_1 | 274.89 | 220.14 | 136.17 | 146.92
CE | Other | 28 | BUSH_1 | 42.39 | 29.12 | 29.12 | 29.12
CE | Other | 28 | BUST_1 | 2.24 | 1.33 | 1.33 | 1.33
CE | Other | 28 | CANTN1 | 124.19 | 113.34 | 9.39 | 9.39
CE | Other | 28 | CAPEA1 | 290.82 | 267.09 | 41.56 | 41.3
CE | Other | 28 | CARE_1 | 471.5 | 427.21 | 39.23 | 39.2
CE | Other | 28 | CARR_1 | 102.42 | 81.32 | 40.04 | 51.49
CE | Other | 28 | CELL_1 | 357.31 | 315.98 | 42.19 | 44.75
CE | Other | 28 | CHIC_1 | 69.48 | 64.92 | 2.19 | 2.19
CE | Other | 28 | CHSI_1 | 10.29 | 9.47 | 0.44 | 0.44
CE | Other | 28 | CHTE_1 | 409.25 | 383.03 | 11 | 11
CE | Other | 28 | CITR_1 | 23.55 | 20.5 | 5.1 | 5.07
CE | Other | 28 | CLAY_P | 1.36 | 0.66 | 0.66 | 0.66
CE | Other | 28 | CLYM | 5.16 | 3.07 | 3.07 | 3.07
CE | Other | 28 | CONQA1 | 236.65 | 215.57 | 26.03 | 26.42
CE | Other | 28 | COVE_1 | 53.89 | 39.77 | 26.43 | 26.42
CE | Other | 28 | COWL_1 | 59.99 | 43.28 | 27.05 | 27.05
CE | Other | 28 | COYL | 4.89 | 2.91 | 2.91 | 2.91
CE | Other | 28 | CREB_1 | 74.22 | 65.56 | 10.47 | 10.45
CE | Other | 28 | CUMB | 26.48 | 17.7 | 17.22 | 17.22
CE | Other | 28 | CUPA | 3.96 | 2.77 | 2.77 | 2.77
CE | Other | 28 | DALM3 | 27.76 | 20.54 | 13.94 | 13.94
CE | Other | 28 | DEWP | 1.47 | 1.08 | 0.48 | 0.48
CE | Other | 28 | DRAK_1 | 15.4 | 10.12 | 7.91 | 7.89
CE | Other | 28 | DRAX_1 | 247.79 | 231.86 | 12.48 | 17.44
CE | Other | 28 | DUDH_P | 3.94 | 2.91 | 1.29 | 1.28
CE | Other | 28 | DUNB | 13.43 | 9.77 | 7.58 | 7.58
CE | Other | 28 | DUNF | 4.87 | 3.23 | 3.23 | 3.23
CE | Other | 28 | EALI_6 | 13.21 | 7.13 | 5.69 | 5.69
CE | Other | 28 | EASO_1 | 11.89 | 9.03 | 5.43 | 6.7
CE | Other | 28 | ECLA_1 | 41.54 | 28.15 | 19.05 | 19.03
CE | Other | 28 | EKIS | 4.51 | 2.68 | 2.68 | 2.68
CE | Other | 28 | ELLA_1 | 73.5 | 56.1 | 22.3 | 22.21
CE | Other | 28 | ELST_1 | 16.41 | 13.57 | 5.57 | 5.57
CE | Other | 28 | ENDE_1 | 39.81 | 26.46 | 22.28 | 22.81
CE | Other | 28 | EXET1 | 93.64 | 81.98 | 14.25 | 14.23
CE | Other | 28 | FAWL_1 | 214.05 | 179.62 | 41.16 | 41
CE | Other | 28 | FECK_6 | 57.1 | 51.66 | 5.66 | 6.69
CE | Other | 28 | FERRA2 | 185.67 | 174.53 | 1.7 | 1.7
CE | Other | 28 | FERRB1 | 143.5 | 106.71 | 70.56 | 72.62
CE | Other | 28 | FIDF_1 | 91.02 | 73.16 | 39.04 | 49.2
CE | Other | 28 | FLEE_1 | 442.55 | 417.48 | 1.54 | 1.54
CE | Other | 28 | FOUR_1 | 4.22 | 2.96 | 2.96 | 2.96
CE | Other | 28 | FROD_1 | 251.44 | 208.44 | 75.8 | 75.35
CE | Other | 28 | GLRO | 5.65 | 3.96 | 3.96 | 3.96
CE | Other | 28 | GREN_1 | 129.35 | 101.48 | 59.86 | 75.52
CE | Other | 28 | GRIW_1 | 85.38 | 72.29 | 30.56 | 30.4
CE | Other | 28 | G_EXTRA_2 | 3.39 | 2.37 | 2.37 | 2.37
CE | Other | 28 | G_EXTRA_4 | 3.42 | 2.03 | 2.03 | 2.03
CE | Other | 28 | G_EXTRA_5 | 4.73 | 2.81 | 2.81 | 2.81
CE | Other | 28 | G_EXTRA_8 | 7.82 | 5.4 | 5.4 | 5.4
CE | Other | 28 | G_EXTRA_9 | 4.16 | 3.08 | 2.09 | 2.09
CE | Other | 28 | HACK_1 | 3.07 | 2.27 | 1 | 1
CE | Other | 28 | HACK_6 | 13.6 | 12.86 | 0 | 0
CE | Other | 28 | HAMHC1 | 35.35 | 18.58 | 18.58 | 18.58
CE | Other | 28 | HARK_1 | 34.7 | 23.76 | 11.76 | 11.75
CE | Other | 28 | HAWP_6 | 2.72 | 1.62 | 1.62 | 1.62
CE | Other | 28 | HEYS_1 | 7.53 | 4.71 | 4.03 | 4.03
CE | Other | 28 | HURS_1 | 12.46 | 9.79 | 3.36 | 3.36
CE | Other | 28 | HUTT_1 | 132.42 | 109.21 | 52.67 | 72.14
CE | Other | 28 | INDQ1 | 70.33 | 55.07 | 30.6 | 30.58
CE | Other | 28 | IROA1 | 8.03 | 5.59 | 3.28 | 3.26
CE | Other | 28 | IRONB1 | 6.73 | 4.33 | 4.33 | 4.33
CE | Other | 28 | IVER_1 | 208.82 | 174.77 | 91.87 | 99.02
CE | Other | 28 | KAIM | 3.62 | 2.56 | 1.4 | 1.4
CE | Other | 28 | KEAD_1 | 14.22 | 9.14 | 9.14 | 9.14
CE | Other | 28 | KEAR_1 | 47.46 | 32.24 | 29.6 | 29.59
CE | Other | 28 | KEIT_P | 27.64 | 24.11 | 12.21 | 18.17
CE | Other | 28 | KEMS_1 | 484.87 | 386.42 | 250.96 | 272.32
CE | Other | 28 | KIER | 3.58 | 2.13 | 2.13 | 2.13
CE | Other | 28 | KILT | 8.02 | 6.48 | 3.05 | 3.97
CE | Other | 28 | KILW | 19.65 | 17.12 | 7.48 | 7.44
CE | Other | 28 | KINO_1 | 177.82 | 148.71 | 68.12 | 67.88
CE | Other | 28 | KINT_P | 7.77 | 5.75 | 2.54 | 2.52
CE | Other | 28 | KIRKB1 | 11.91 | 10.47 | 7.03 | 7.58
CE | Other | 28 | KNAR | 9.37 | 6.56 | 6.56 | 6.56
CE | Other | 28 | LACK_6 | 167.98 | 129.26 | 91.86 | 101.51
CE | Other | 28 | LALE1SG003 | 79.74 | 60.24 | 33.87 | 34.35
CE | Other | 28 | LAND1 | 158.93 | 137.93 | 41.8 | 42.21
CE | Other | 28 | LEGA_1 | 12.37 | 8.08 | 6.39 | 6.38
CE | Other | 28 | LEVE | 26.33 | 20.12 | 12.51 | 13.82
CE | Other | 28 | LINM | 1.86 | 1.11 | 1.11 | 1.11
CE | Other | 28 | LISD_1 | 41.68 | 35.24 | 14.03 | 13.94
CE | Other | 28 | LITT_C | 15.36 | 11.26 | 3.47 | 3.47
CE | Other | 28 | LITT_J | 18.33 | 13.56 | 5.99 | 5.95
CE | Other | 28 | LODR_6 | 5.5 | 5.2 | 0 | 0
CE | Other | 28 | LOVE_1 | 382.02 | 348.05 | 27.48 | 27.45
CE | Other | 28 | LUNA_P | 2.12 | 1.63 | 1.05 | 1.3
CE | Other | 28 | MACC_3 | 26.53 | 19.21 | 9.45 | 9.4
CE | Other | 28 | MANN_1 | 32.87 | 23.31 | 17.32 | 18.8
CE | Other | 28 | MAYB | 11.31 | 8.37 | 4 | 3.98
CE | Other | 28 | MELK_1 | 171.74 | 158.04 | 6.78 | 6.77
CE | Other | 28 | MILC_P | 13.74 | 10.06 | 6.69 | 6.69
CE | Other | 28 | MILH_1 | 5.8 | 5.48 | 0 | 0
CE | Other | 28 | MITY_1 | 9.12 | 6.2 | 3.66 | 3.66
CE | Other | 28 | MYBS_P | 2.61 | 2.3 | 1.14 | 1.77
CE | Other | 28 | NEAR | 51.59 | 44.86 | 32.34 | 32.34
CE | Other | 28 | NECE_1 | 244.49 | 212.17 | 65.81 | 65.77
CE | Other | 28 | NEWX_6 | 62.63 | 46.93 | 37.41 | 37.4
CE | Other | 28 | NFLE | 4.85 | 3.54 | 1.76 | 1.76
CE | Other | 28 | NINF_1 | 5.27 | 3.48 | 2.49 | 2.49
CE | Other | 28 | NORM_1 | 119.67 | 97.81 | 51.44 | 64.74
CE | Other | 28 | NORT_1 | 3.06 | 2.05 | 1.39 | 1.38
CE | Other | 28 | NURS_1 | 47.77 | 35.8 | 18.07 | 18.04
CE | Other | 28 | OCKH_1 | 3.15 | 1.87 | 1.87 | 1.87
CE | Other | 28 | OFFE_3 | 6.44 | 3.83 | 3.83 | 3.83
CE | Other | 28 | OLDB_1 | 200.51 | 173.48 | 125.66 | 125.65
CE | Other | 28 | OSBA_1 | 72.88 | 64.93 | 10.18 | 10.17
CE | Other | 28 | PADIB1 | 30 | 24.49 | 5.62 | 5.93
CE | Other | 28 | PELH_1 | 9.69 | 6.53 | 6.53 | 6.53
CE | Other | 28 | PEMB_1 | 31.33 | 22.93 | 10.71 | 10.64
CE | Other | 28 | PENN_1 | 10.04 | 6.73 | 6.73 | 6.73
CE | Other | 28 | PENT_1 | 6.21 | 4.05 | 4.05 | 4.05
CE | Other | 28 | PENW_1 | 35.74 | 24.55 | 19.42 | 19.39
CE | Other | 28 | PERS_P | 12.86 | 9.18 | 4.81 | 4.79
CE | Other | 28 | POOB | 11.66 | 6.85 | 6.85 | 6.85
CE | Other | 28 | POPP_3 | 17.86 | 12.61 | 9.51 | 11.19
CE | Other | 28 | PORA_P | 18.33 | 17.32 | 0 | 0
CE | Other | 28 | PYLE_1 | 172.66 | 157.54 | 17.64 | 21.69
CE | Other | 28 | RAIN_1 | 546.92 | 514.41 | 4.48 | 4.48
CE | Other | 28 | RASS_1 | 486.28 | 456.29 | 6.77 | 6.77
CE | Other | 28 | RATS_1 | 82.44 | 65.85 | 25.04 | 24.99
CE | Other | 28 | RAYL_1 | 42.07 | 31.91 | 12.85 | 12.85
CE | Other | 28 | RICH1 | 15.33 | 11.34 | 5.01 | 4.98
CE | Other | 28 | ROCH_1 | 9.25 | 5.35 | 5.35 | 5.35
CE | Other | 28 | RYEH_1 | 33.75 | 23.21 | 16.01 | 15.99
CE | Other | 28 | SALH_1 | 447.02 | 346.25 | 146.95 | 146.46
CE | Other | 28 | SALT_1 | 39.47 | 35.35 | 3.64 | 3.62
CE | Other | 28 | SBAR | 68.8 | 65.04 | 0 | 0
CE | Other | 28 | SEAB1 | 197.57 | 163.46 | 79.76 | 79.75
CE | Other | 28 | SELL_1 | 149.27 | 140.57 | 0.94 | 0.94
CE | Other | 28 | SHEC_3 | 34.63 | 25.2 | 21.95 | 21.95
CE | Other | 28 | SHRW_1 | 21.08 | 15.14 | 12.03 | 12.03
CE | Other | 28 | SJOW_1 | 14.52 | 10.74 | 4.75 | 4.71
CE | Other | 28 | SKLGB1 | 330 | 307.99 | 7.47 | 7.46
CE | Other | 28 | SMAN_1 | 217.09 | 190.12 | 33.49 | 35.08
CE | Other | 28 | SPEN_1 | 214.78 | 165.52 | 117.52 | 128.37
CE | Other | 28 | STAH_1 | 29.82 | 23.43 | 11.99 | 14.43
CE | Other | 28 | STAY_1 | 352.3 | 314.97 | 43.63 | 43.61
CE | Other | 28 | STEN_1 | 7.19 | 4.87 | 3.16 | 3.15
CE | Other | 28 | STES_1 | 19.39 | 13.18 | 9.33 | 9.31
CE | Other | 28 | STIR | 19.54 | 17.19 | 8.55 | 12.3
CE | Other | 28 | STLE | 14.52 | 10.27 | 7.8 | 7.8
CE | Other | 28 | STRI_P | 2.29 | 1.36 | 1.36 | 1.36
CE | Other | 28 | SUND_1 | 37.78 | 23.41 | 19.84 | 19.84
CE | Other | 28 | SWAN_1 | 347.74 | 325.95 | 5.67 | 6.24
CE | Other | 28 | TAUN1 | 158.31 | 146.95 | 9.85 | 13.71
CE | Other | 28 | TAYN_P | 8.28 | 7.82 | 0 | 0
CE | Other | 28 | TEMP_3 | 1.92 | 1.31 | 0.84 | 0.84
CE | Other | 28 | THOM_6 | 477.29 | 441.84 | 22.6 | 23.28
CE | Other | 28 | THSO_P | 12.7 | 2.79 | 1.46 | 1.46
CE | Other | 28 | THUR_6 | 57.75 | 54.59 | 0 | 0
CE | Other | 28 | TILBB_1 | 18.95 | 13.38 | 7.67 | 7.67
CE | Other | 28 | TOTT_1 | 82.93 | 60.33 | 39.89 | 39.89
CE | Other | 28 | TRAW_1 | 1.52 | 0.9 | 0.9 | 0.9
CE | Other | 28 | TYNE_1 | 11.8 | 6.82 | 5.07 | 5.06
CE | Other | 28 | TYNE_2 | 30.22 | 28.57 | 0 | 0
CE | Other | 28 | UPPB_1 | 410.74 | 388.31 | 0 | 0
CE | Other | 28 | UPPB_3 | 223.96 | 210.75 | 2.78 | 2.78
CE | Other | 28 | USKM_1 | 46.12 | 37.3 | 21.33 | 26.39
CE | Other | 28 | WALH_1 | 19.93 | 12.93 | 11.05 | 11.63
CE | Other | 28 | WALP_1 | 113.51 | 100.46 | 38.97 | 38.75
CE | Other | 28 | WALP_B | 43.08 | 36.43 | 7.86 | 7.86
CE | Other | 28 | WASF_1 | 41.08 | 28.94 | 16.1 | 16.03
CE | Other | 28 | WATFS_1 | 6.72 | 5.26 | 3.12 | 3.12
CE | Other | 28 | WBUR_1 | 91.48 | 77.38 | 25.18 | 25.66
CE | Other | 28 | WFIE | 16.28 | 14.33 | 7.12 | 10.25
CE | Other | 28 | WHAM_1 | 54.92 | 43.2 | 15.54 | 16.65
CE | Other | 28 | WHGA_1 | 3.05 | 1.64 | 1.64 | 1.64
CE | Other | 28 | WHHO | 1.7 | 1.26 | 0.56 | 0.55
CE | Other | 28 | WIBA_3 | 57.64 | 49.72 | 25.34 | 35.93
CE | Other | 28 | WIEN_1 | 46.38 | 34.32 | 22.29 | 22.29
CE | Other | 28 | WILL_1 | 60.51 | 44.1 | 20.21 | 20.08
CE | Other | 28 | WIMBN1 | 12.24 | 11.57 | 0 | 0
CE | Other | 28 | WIMBS1 | 14.67 | 12.39 | 4.58 | 4.58
CE | Other | 28 | WISD_6 | 2.07 | 1.53 | 0.68 | 0.67
CE | Other | 28 | WMEL_1 | 367.5 | 344.64 | 7.95 | 7.95
CE | Other | 28 | WTHU31 | 16.32 | 9.7 | 9.7 | 9.7
CE | Other | 28 | WWEY_1 | 11.33 | 8.36 | 3.48 | 3.47
CE | Other | 28 | WYMOM_1 | 12.88 | 8.43 | 8.43 | 8.43
CE | Other | 29 | ABHA1 | 5.5 | 3.27 | 3.27 | 3.27
CE | Other | 29 | ABNE_P | 9.13 | 6.15 | 6.15 | 6.15
CE | Other | 29 | ABTH_1 | 28.59 | 25.73 | 9.35 | 9.28
CE | Other | 29 | ALNE_P | 9.05 | 7.97 | 3.96 | 5.7
CE | Other | 29 | ALVE1 | 24.56 | 17.05 | 17.05 | 17.05
CE | Other | 29 | AMEM_1 | 9.09 | 6.98 | 1.67 | 1.67
CE | Other | 29 | ARMO_P | 13.84 | 13.08 | 0 | 0
CE | Other | 29 | BARKC1 | 204.26 | 143.5 | 97.76 | 102.98
CE | Other | 29 | BARKW3 | 24.71 | 23.36 | 0 | 0
CE | Other | 29 | BEDD_1 | 90.65 | 80.03 | 8.38 | 8.37
CE | Other | 29 | BESW_1 | 11.37 | 7.24 | 5.87 | 5.86
CE | Other | 29 | BICF_1 | 79.79 | 68.04 | 37.84 | 54.22
CE | Other | 29 | BIRK_1 | 20.3 | 14.14 | 8.25 | 8.22
CE | Other | 29 | BISW_1 | 31.6 | 23.13 | 15.69 | 15.69
CE | Other | 29 | BLYTB1 | 6.15 | 4.05 | 2.93 | 2.93
CE | Other | 29 | BOLN_1 | 234.72 | 191.51 | 67.34 | 68.43
CE | Other | 29 | BONN | 1.11 | 0.82 | 0.36 | 0.36
CE | Other | 29 | BOTW_1 | 58.19 | 54.47 | 0.93 | 0.93
CE | Other | 29 | BRAI_1 | 13.01 | 8.37 | 8.37 | 8.37
CE | Other | 29 | BRAW_1 | 32.02 | 25.09 | 9.66 | 9.66
CE | Other | 29 | BRED_1 | 13.72 | 9 | 8.4 | 8.4
CE | Other | 29 | BRFO_1 | 193.23 | 165.69 | 44.67 | 49.32
CE | Other | 29 | BRIM_1 | 11.99 | 8.69 | 5.6 | 5.59
CE | Other | 29 | BRLE_1 | 235.98 | 212.21 | 19.78 | 19.76
CE | Other | 29 | BRWA1 | 165.01 | 153.96 | 5.59 | 6.9
CE | Other | 29 | BURM_1 | 276.02 | 220.97 | 136.95 | 147.71
CE | Other | 29 | BUSH_1 | 44.28 | 30.47 | 30.47 | 30.47
CE | Other | 29 | BUST_1 | 2.11 | 1.26 | 1.26 | 1.26
CE | Other | 29 | CANTN1 | 110.78 | 100.64 | 9.57 | 9.57
CE | Other | 29 | CAPEA1 | 296.95 | 272.98 | 41.39 | 41.13
CE | Other | 29 | CARE_1 | 504.36 | 458.01 | 39.91 | 39.88
CE | Other | 29 | CARR_1 | 102.07 | 81.08 | 39.8 | 51.25
CE | Other | 29 | CELL_1 | 379.34 | 336.8 | 42.22 | 44.77
CE | Other | 29 | CHIC_1 | 69.12 | 64.54 | 2.32 | 2.32
CE | Other | 29 | CHSI_1 | 8.83 | 8.1 | 0.41 | 0.41
CE | Other | 29 | CHTE_1 | 448.79 | 420.51 | 11.24 | 11.24
CE | Other | 29 | CITR_1 | 22.4 | 19.41 | 5.11 | 5.08
CE | Other | 29 | CLAY_P | 1.4 | 0.68 | 0.68 | 0.68
CE | Other | 29 | CLYM | 4.88 | 2.9 | 2.9 | 2.9
CE | Other | 29 | CONQA1 | 256.48 | 234.21 | 26.41 | 26.8
CE | Other | 29 | COVE_1 | 52.72 | 38.68 | 26.54 | 26.53
CE | Other | 29 | COWL_1 | 58.82 | 42.3 | 26.88 | 26.88
CE | Other | 29 | COYL | 4.62 | 2.75 | 2.75 | 2.75
CE | Other | 29 | CREB_1 | 80.24 | 71.14 | 10.83 | 10.81
CE | Other | 29 | CUMB | 26.95 | 18.08 | 17.6 | 17.6
CE | Other | 29 | CUPA | 4.19 | 2.93 | 2.93 | 2.93
CE | Other | 29 | DALM3 | 28.07 | 20.77 | 14.1 | 14.1
CE | Other | 29 | DEWP | 1.47 | 1.09 | 0.48 | 0.48
CE | Other | 29 | DRAK_1 | 15.56 | 10.23 | 8.01 | 8
CE | Other | 29 | DRAX_1 | 269.67 | 252.59 | 12.42 | 17.37
CE | Other | 29 | DUDH_P | 3.95 | 2.93 | 1.29 | 1.28
CE | Other | 29 | DUNB | 13.78 | 10.02 | 7.81 | 7.81
CE | Other | 29 | DUNF | 4.97 | 3.31 | 3.31 | 3.31
CE | Other | 29 | EALI_6 | 13.18 | 7.02 | 5.79 | 5.79
CE | Other | 29 | EASO_1 | 11.71 | 8.92 | 5.31 | 6.58
CE | Other | 29 | ECLA_1 | 39.54 | 26.72 | 18.28 | 18.25
CE | Other | 29 | EKIS | 4.26 | 2.53 | 2.53 | 2.53
CE | Other | 29 | ELLA_1 | 73.81 | 56.32 | 22.41 | 22.32
CE | Other | 29 | ELST_1 | 15.63 | 12.71 | 5.89 | 5.89
CE | Other | 29 | ENDE_1 | 40.02 | 26.64 | 22.45 | 22.99
CE | Other | 29 | EXET1 | 94.06 | 82.3 | 14.53 | 14.51
CE | Other | 29 | FAWL_1 | 215.37 | 180.74 | 41.99 | 41.82
CE | Other | 29 | FECK_6 | 49.94 | 45.01 | 5.48 | 6.5
CE | Other | 29 | FERRA2 | 203.79 | 191.71 | 1.61 | 1.61
CE | Other | 29 | FERRB1 | 144.85 | 107.74 | 71.27 | 73.32
CE | Other | 29 | FIDF_1 | 91.11 | 73.3 | 39.16 | 49.32
CE | Other | 29 | FLEE_1 | 486.4 | 458.99 | 1.45 | 1.45
CE | Other | 29 | FOUR_1 | 4.47 | 3.13 | 3.13 | 3.13
CE | Other | 29 | FROD_1 | 252.27 | 208.9 | 76.63 | 76.19
CE | Other | 29 | GLRO | 5.98 | 4.19 | 4.19 | 4.19
CE | Other | 29 | GREN_1 | 129.16 | 101.41 | 59.76 | 75.42
CE | Other | 29 | GRIW_1 | 85.48 | 72.37 | 30.6 | 30.44
CE | Other | 29 | G_EXTRA_2 | 3.59 | 2.51 | 2.51 | 2.51
CE | Other | 29 | G_EXTRA_4 | 3.23 | 1.92 | 1.92 | 1.92
CE | Other | 29 | G_EXTRA_5 | 4.46 | 2.65 | 2.65 | 2.65
CE | Other | 29 | G_EXTRA_8 | 8.19 | 5.66 | 5.66 | 5.66
CE | Other | 29 | G_EXTRA_9 | 4.21 | 3.12 | 2.12 | 2.12
CE | Other | 29 | HACK_1 | 3.08 | 2.28 | 1.01 | 1
CE | Other | 29 | HACK_6 | 11.58 | 10.95 | 0 | 0
CE | Other | 29 | HAMHC1 | 36.24 | 19.07 | 19.07 | 19.07
CE | Other | 29 | HARK_1 | 33.82 | 22.76 | 12.02 | 12
CE | Other | 29 | HAWP_6 | 2.57 | 1.53 | 1.53 | 1.53
CE | Other | 29 | HEYS_1 | 7.21 | 4.52 | 3.84 | 3.83
CE | Other | 29 | HURS_1 | 11.14 | 8.65 | 3.18 | 3.18
CE | Other | 29 | HUTT_1 | 132.57 | 109.33 | 52.7 | 72.17
CE | Other | 29 | INDQ1 | 68.12 | 52.92 | 30.92 | 30.9
CE | Other | 29 | IROA1 | 7.92 | 5.52 | 3.2 | 3.19
CE | Other | 29 | IRONB1 | 6.72 | 4.34 | 4.34 | 4.34
CE | Other | 29 | IVER_1 | 209.5 | 175.33 | 92.31 | 99.46
CE | Other | 29 | KAIM | 3.59 | 2.54 | 1.38 | 1.37
CE | Other | 29 | KEAD_1 | 14.18 | 9.16 | 9.16 | 9.16
CE | Other | 29 | KEAR_1 | 48.17 | 32.79 | 30.11 | 30.11
CE | Other | 29 | KEIT_P | 27.6 | 24.09 | 12.18 | 18.14
CE | Other | 29 | KEMS_1 | 489.95 | 390.09 | 254.37 | 275.72
CE | Other | 29 | KIER | 3.38 | 2.01 | 2.01 | 2.01
CE | Other | 29 | KILT | 8.04 | 6.49 | 3.06 | 3.98
CE | Other | 29 | KILW | 19.81 | 17.23 | 7.59 | 7.55
CE | Other | 29 | KINO_1 | 178.1 | 148.85 | 68.42 | 68.17
CE | Other | 29 | KINT_P | 7.8 | 5.77 | 2.55 | 2.53
CE | Other | 29 | KIRKB1 | 12.92 | 11.35 | 7.66 | 8.21
CE | Other | 29 | KNAR | 9.92 | 6.95 | 6.95 | 6.95
CE | Other | 29 | LACK_6 | 170.52 | 131.08 | 93.49 | 103.15
CE | Other | 29 | LALE1SG003 | 78.61 | 59.18 | 33.92 | 34.41
CE | Other | 29 | LAND1 | 147.46 | 127 | 43.19 | 43.6
CE | Other | 29 | LEGA_1 | 12.36 | 8.09 | 6.4 | 6.39
CE | Other | 29 | LEVE | 26.47 | 20.22 | 12.59 | 13.89
CE | Other | 29 | LINM | 1.76 | 1.04 | 1.04 | 1.04
CE | Other | 29 | LISD_1 | 41.76 | 35.29 | 14.06 | 13.97
CE | Other | 29 | LITT_C | 14.27 | 10.16 | 3.53 | 3.53
CE | Other | 29 | LITT_J | 18.41 | 13.63 | 6.02 | 5.98
CE | Other | 29 | LODR_6 | 4.69 | 4.43 | 0 | 0
CE | Other | 29 | LOVE_1 | 388.74 | 354.29 | 27.88 | 27.85
CE | Other | 29 | LUNA_P | 2.07 | 1.6 | 1.03 | 1.28
CE | Other | 29 | MACC_3 | 26.48 | 19.19 | 9.39 | 9.34
CE | Other | 29 | MANN_1 | 32.17 | 22.78 | 17.21 | 18.69
CE | Other | 29 | MAYB | 11.38 | 8.42 | 4.03 | 4
CE | Other | 29 | MELK_1 | 182.05 | 167.92 | 6.54 | 6.53
CE | Other | 29 | MILC_P | 13.83 | 10.13 | 6.72 | 6.72
CE | Other | 29 | MILH_1 | 4.94 | 4.67 | 0 | 0
CE | Other | 29 | MITY_1 | 8.48 | 5.68 | 3.51 | 3.51
CE | Other | 29 | MYBS_P | 2.61 | 2.3 | 1.14 | 1.77
CE | Other | 29 | NEAR | 57.94 | 50.47 | 36.33 | 36.33
CE | Other | 29 | NECE_1 | 250.49 | 217.35 | 69.5 | 69.45
CE | Other | 29 | NEWX_6 | 63.3 | 47.34 | 38.1 | 38.09
CE | Other | 29 | NFLE | 4.41 | 3.18 | 1.66 | 1.66
CE | Other | 29 | NINF_1 | 5.12 | 3.39 | 2.4 | 2.39
CE | Other | 29 | NORM_1 | 119.42 | 97.38 | 52.07 | 65.36
CE | Other | 29 | NORT_1 | 2.98 | 2.01 | 1.34 | 1.34
CE | Other | 29 | NURS_1 | 46.81 | 34.88 | 18.12 | 18.09
CE | Other | 29 | OCKH_1 | 2.97 | 1.77 | 1.77 | 1.77
CE | Other | 29 | OFFE_3 | 6.08 | 3.61 | 3.61 | 3.61
CE | Other | 29 | OLDB_1 | 221.06 | 191.57 | 138.55 | 138.54
CE | Other | 29 | OSBA_1 | 73.63 | 65.46 | 10.7 | 10.69
CE | Other | 29 | PADIB1 | 29.73 | 24.33 | 5.45 | 5.76
CE | Other | 29 | PELH_1 | 9.99 | 6.75 | 6.75 | 6.75
CE | Other | 29 | PEMB_1 | 31.37 | 22.98 | 10.69 | 10.62
CE | Other | 29 | PENN_1 | 10.59 | 7.1 | 7.1 | 7.1
CE | Other | 29 | PENT_1 | 6.26 | 4.1 | 4.1 | 4.1
CE | Other | 29 | PENW_1 | 36.02 | 24.78 | 19.62 | 19.59
CE | Other | 29 | PERS_P | 12.78 | 9.14 | 4.75 | 4.73
CE | Other | 29 | POOB | 11.88 | 6.99 | 6.99 | 6.99
CE | Other | 29 | POPP_3 | 17.25 | 12.25 | 9.15 | 10.83
CE | Other | 29 | PORA_P | 17.16 | 16.22 | 0 | 0
CE | Other | 29 | PYLE_1 | 186.9 | 170.87 | 17.97 | 22.02
CE | Other | 29 | RAIN_1 | 596.69 | 561.61 | 4.23 | 4.23
CE | Other | 29 | RASS_1 | 524.79 | 492.79 | 6.66 | 6.66
CE | Other | 29 | RATS_1 | 78.52 | 62.05 | 25.4 | 25.35
CE | Other | 29 | RAYL_1 | 37.98 | 28.43 | 12.2 | 12.2
CE | Other | 29 | RICH1 | 15.4 | 11.39 | 5.03 | 5
CE | Other | 29 | ROCH_1 | 8.84 | 5.1 | 5.1 | 5.1
CE | Other | 29 | RYEH_1 | 33.27 | 22.76 | 16.12 | 16.1
CE | Other | 29 | SALH_1 | 451.03 | 349.15 | 149.17 | 148.68
CE | Other | 29 | SALT_1 | 35.04 | 31.15 | 3.66 | 3.64
CE | Other | 29 | SBAR | 75.68 | 71.55 | 0 | 0
CE | Other | 29 | SEAB1 | 205.32 | 170.07 | 84.55 | 84.54
CE | Other | 29 | SELL_1 | 163.22 | 153.79 | 0.88 | 0.88
CE | Other | 29 | SHEC_3 | 35.06 | 25.54 | 22.23 | 22.23
CE | Other | 29 | SHRW_1 | 21.63 | 15.53 | 12.4 | 12.4
CE | Other | 29 | SJOW_1 | 14.58 | 10.79 | 4.77 | 4.73
CE | Other | 29 | SKLGB1 | 361.4 | 337.76 | 7.37 | 7.36
CE | Other | 29 | SMAN_1 | 232.96 | 204.81 | 34.41 | 36
CE | Other | 29 | SPEN_1 | 217.51 | 167.54 | 119.24 | 130.09
CE | Other | 29 | STAH_1 | 29.72 | 23.37 | 11.91 | 14.35
CE | Other | 29 | STAY_1 | 381.8 | 342.38 | 44.98 | 44.96
CE | Other | 29 | STEN_1 | 7.03 | 4.79 | 3.07 | 3.06
CE | Other | 29 | STES_1 | 19.2 | 13.09 | 9.22 | 9.2
CE | Other | 29 | STIR | 19.54 | 17.19 | 8.55 | 12.3
CE | Other | 29 | STLE | 14.49 | 10.27 | 7.77 | 7.77
CE | Other | 29 | STRI_P | 2.16 | 1.29 | 1.29 | 1.29
CE | Other | 29 | SUND_1 | 35.61 | 21.91 | 18.87 | 18.87
CE | Other | 29 | SWAN_1 | 331.63 | 310.83 | 5.47 | 6.03
CE | Other | 29 | TAUN1 | 171.8 | 159.79 | 9.7 | 13.55
CE | Other | 29 | TAYN_P | 7.75 | 7.32 | 0 | 0
CE | Other | 29 | TEMP_3 | 1.88 | 1.28 | 0.82 | 0.81
CE | Other | 29 | THOM_6 | 521.92 | 483.93 | 23.09 | 23.77
CE | Other | 29 | THSO_P | 12.7 | 2.79 | 1.46 | 1.46
CE | Other | 29 | THUR_6 | 63.52 | 60.05 | 0 | 0
CE | Other | 29 | TILBB_1 | 17.34 | 12.11 | 7.24 | 7.24
CE | Other | 29 | TOTT_1 | 83.79 | 60.95 | 40.3 | 40.3
CE | Other | 29 | TRAW_1 | 1.43 | 0.85 | 0.85 | 0.85
CE | Other | 29 | TYNE_1 | 11.96 | 6.89 | 5.14 | 5.13
CE | Other | 29 | TYNE_2 | 25.74 | 24.34 | 0 | 0
CE | Other | 29 | UPPB_1 | 440.56 | 416.5 | 0 | 0
CE | Other | 29 | UPPB_3 | 246.19 | 231.71 | 2.95 | 2.95
CE | Other | 29 | USKM_1 | 46.17 | 37.35 | 21.35 | 26.41
CE | Other | 29 | WALH_1 | 19.92 | 12.94 | 11.06 | 11.63
CE | Other | 29 | WALP_1 | 113.2 | 100.05 | 39.31 | 39.09
CE | Other | 29 | WALP_B | 38.69 | 32.28 | 7.94 | 7.94
CE | Other | 29 | WASF_1 | 40.66 | 28.71 | 15.82 | 15.75
CE | Other | 29 | WATFS_1 | 6.43 | 4.98 | 3.15 | 3.15
CE | Other | 29 | WBUR_1 | 98.61 | 83.7 | 26.43 | 26.91
CE | Other | 29 | WFIE | 16.28 | 14.33 | 7.12 | 10.25
CE | Other | 29 | WHAM_1 | 53.77 | 42.07 | 15.6 | 16.71
CE | Other | 29 | WHGA_1 | 3 | 1.61 | 1.61 | 1.61
CE | Other | 29 | WHHO | 1.71 | 1.27 | 0.56 | 0.56
CE | Other | 29 | WIBA_3 | 57.68 | 49.75 | 25.36 | 35.95
CE | Other | 29 | WIEN_1 | 46.85 | 34.67 | 22.52 | 22.52
CE | Other | 29 | WILL_1 | 60.85 | 44.33 | 20.33 | 20.2
CE | Other | 29 | WIMBN1 | 10.43 | 9.86 | 0 | 0
CE | Other | 29 | WIMBS1 | 13.7 | 11.44 | 4.67 | 4.67
CE | Other | 29 | WISD_6 | 2.08 | 1.54 | 0.68 | 0.68
CE | Other | 29 | WMEL_1 | 403.36 | 378.39 | 8.42 | 8.42
CE | Other | 29 | WTHU31 | 15.41 | 9.15 | 9.15 | 9.15
CE | Other | 29 | WWEY_1 | 10.58 | 7.7 | 3.39 | 3.38
CE | Other | 29 | WYMOM_1 | 13.01 | 8.55 | 8.55 | 8.55
CE | Other | 30 | ABHA1 | 5.18 | 3.08 | 3.08 | 3.08
CE | Other | 30 | ABNE_P | 9.4 | 6.35 | 6.35 | 6.35
CE | Other | 30 | ABTH_1 | 28.59 | 25.73 | 9.35 | 9.28
CE | Other | 30 | ALNE_P | 9.05 | 7.97 | 3.96 | 5.7
CE | Other | 30 | ALVE1 | 25.84 | 17.95 | 17.95 | 17.95
CE | Other | 30 | AMEM_1 | 8.92 | 6.88 | 1.57 | 1.57
CE | Other | 30 | ARMO_P | 13.26 | 12.53 | 0 | 0
CE | Other | 30 | BARKC1 | 204.94 | 143.79 | 98.34 | 103.56
CE | Other | 30 | BARKW3 | 20.88 | 19.74 | 0 | 0
CE | Other | 30 | BEDD_1 | 89.07 | 78.71 | 8.07 | 8.07
CE | Other | 30 | BESW_1 | 10.91 | 6.97 | 5.59 | 5.58
CE | Other | 30 | BICF_1 | 80.28 | 68.39 | 38.19 | 54.57
CE | Other | 30 | BIRK_1 | 20.01 | 13.97 | 8.06 | 8.03
CE | Other | 30 | BISW_1 | 31.81 | 23.31 | 15.79 | 15.79
CE | Other | 30 | BLYTB1 | 5.96 | 3.94 | 2.81 | 2.81
CE | Other | 30 | BOLN_1 | 242.72 | 198.87 | 68.08 | 69.17
CE | Other | 30 | BONN | 1.11 | 0.82 | 0.36 | 0.36
CE | Other | 30 | BOTW_1 | 49.32 | 46.11 | 0.87 | 0.87
CE | Other | 30 | BRAI_1 | 12.95 | 8.37 | 8.37 | 8.37
CE | Other | 30 | BRAW_1 | 29.62 | 22.82 | 9.65 | 9.64
CE | Other | 30 | BRED_1 | 14.11 | 9.28 | 8.68 | 8.67
CE | Other | 30 | BRFO_1 | 177.6 | 150.68 | 45.29 | 49.94
CE | Other | 30 | BRIM_1 | 12.29 | 8.9 | 5.8 | 5.78
CE | Other | 30 | BRLE_1 | 246.48 | 222 | 20.09 | 20.07
CE | Other | 30 | BRWA1 | 176.36 | 164.77 | 5.46 | 6.77
CE | Other | 30 | BURM_1 | 277.15 | 221.8 | 137.74 | 148.49
CE | Other | 30 | BUSH_1 | 46.28 | 31.9 | 31.9 | 31.9
CE | Other | 30 | BUST_1 | 1.99 | 1.18 | 1.18 | 1.18
CE | Other | 30 | CANTN1 | 98.88 | 89.37 | 9.77 | 9.77
CE | Other | 30 | CAPEA1 | 301.79 | 277.65 | 41.23 | 40.96
CE | Other | 30 | CARE_1 | 531.4 | 483.31 | 40.61 | 40.58
CE | Other | 30 | CARR_1 | 101.71 | 80.84 | 39.56 | 51.01
CE | Other | 30 | CELL_1 | 397.43 | 353.88 | 42.24 | 44.79
CE | Other | 30 | CHIC_1 | 68.84 | 64.22 | 2.45 | 2.45
CE | Other | 30 | CHSI_1 | 7.53 | 6.89 | 0.39 | 0.39
CE | Other | 30 | CHTE_1 | 482.37 | 452.28 | 12.1 | 12.1
CE | Other | 30 | CITR_1 | 21.38 | 18.44 | 5.12 | 5.09
CE | Other | 30 | CLAY_P | 1.44 | 0.7 | 0.7 | 0.7
CE | Other | 30 | CLYM | 4.59 | 2.72 | 2.72 | 2.72
CE | Other | 30 | CONQA1 | 272.93 | 249.66 | 26.77 | 27.16
CE | Other | 30 | COVE_1 | 51.67 | 37.71 | 26.63 | 26.62
CE | Other | 30 | COWL_1 | 57.75 | 41.41 | 26.7 | 26.7
CE | Other | 30 | COYL | 4.35 | 2.58 | 2.58 | 2.58
CE | Other | 30 | CREB_1 | 85.33 | 75.82 | 11.21 | 11.19
CE | Other | 30 | CUMB | 27.46 | 18.49 | 18.01 | 18.01
CE | Other | 30 | CUPA | 4.43 | 3.1 | 3.1 | 3.1
CE | Other | 30 | DALM3 | 28.37 | 20.99 | 14.26 | 14.26
CE | Other | 30 | DEWP | 1.48 | 1.09 | 0.48 | 0.48
CE | Other | 30 | DRAK_1 | 15.73 | 10.36 | 8.13 | 8.12
CE | Other | 30 | DRAX_1 | 287.71 | 269.68 | 12.35 | 17.3
CE | Other | 30 | DUDH_P | 3.97 | 2.94 | 1.3 | 1.29
CE | Other | 30 | DUNB | 14.15 | 10.28 | 8.05 | 8.05
CE | Other | 30 | DUNF | 5.07 | 3.4 | 3.4 | 3.4
CE | Other | 30 | EALI_6 | 13.19 | 6.93 | 5.89 | 5.89
CE | Other | 30 | EASO_1 | 11.53 | 8.81 | 5.2 | 6.47
CE | Other | 30 | ECLA_1 | 37.62 | 25.36 | 17.51 | 17.48
CE | Other | 30 | EKIS | 4 | 2.38 | 2.38 | 2.38
CE | Other | 30 | ELLA_1 | 74.11 | 56.55 | 22.52 | 22.43
CE | Other | 30 | ELST_1 | 15 | 11.99 | 6.24 | 6.24
CE | Other | 30 | ENDE_1 | 40.26 | 26.85 | 22.65 | 23.18
CE | Other | 30 | EXET1 | 94.5 | 82.64 | 14.83 | 14.81
CE | Other | 30 | FAWL_1 | 217.78 | 182.8 | 43.55 | 43.38
CE | Other | 30 | FECK_6 | 43.54 | 39.06 | 5.29 | 6.32
CE | Other | 30 | FERRA2 | 218.71 | 205.88 | 1.51 | 1.51
CE | Other | 30 | FERRB1 | 146.19 | 108.74 | 71.97 | 74.02
CE | Other | 30 | FIDF_1 | 91.24 | 73.46 | 39.3 | 49.46
CE | Other | 30 | FLEE_1 | 522.55 | 493.22 | 1.36 | 1.36
CE | Other | 30 | FOUR_1 | 4.73 | 3.31 | 3.31 | 3.31
CE | Other | 30 | FROD_1 | 253.21 | 209.44 | 77.5 | 77.05
CE | Other | 30 | GLRO | 6.33 | 4.43 | 4.43 | 4.43
CE | Other | 30 | GREN_1 | 128.99 | 101.37 | 59.68 | 75.34
CE | Other | 30 | GRIW_1 | 85.59 | 72.44 | 30.64 | 30.48
CE | Other | 30 | G_EXTRA_2 | 3.8 | 2.66 | 2.66 | 2.66
CE | Other | 30 | G_EXTRA_4 | 3.04 | 1.8 | 1.8 | 1.8
CE | Other | 30 | G_EXTRA_5 | 4.2 | 2.49 | 2.49 | 2.49
CE | Other | 30 | G_EXTRA_8 | 8.59 | 5.94 | 5.94 | 5.94
CE | Other | 30 | G_EXTRA_9 | 4.26 | 3.15 | 2.14 | 2.14
CE | Other | 30 | HACK_1 | 3.1 | 2.29 | 1.01 | 1
CE | Other | 30 | HACK_6 | 9.79 | 9.25 | 0 | 0
CE | Other | 30 | HAMHC1 | 37.16 | 19.59 | 19.59 | 19.59
CE | Other | 30 | HARK_1 | 33.09 | 21.9 | 12.28 | 12.26
CE | Other | 30 | HAWP_6 | 2.42 | 1.44 | 1.44 | 1.44
CE | Other | 30 | HEYS_1 | 6.89 | 4.34 | 3.64 | 3.64
CE | Other | 30 | HURS_1 | 9.92 | 7.61 | 2.99 | 2.99
CE | Other | 30 | HUTT_1 | 132.72 | 109.45 | 52.72 | 72.19
CE | Other | 30 | INDQ1 | 66.19 | 51.03 | 31.22 | 31.21
CE | Other | 30 | IROA1 | 7.81 | 5.46 | 3.13 | 3.12
CE | Other | 30 | IRONB1 | 6.71 | 4.35 | 4.35 | 4.35
CE | Other | 30 | IVER_1 | 210.15 | 175.87 | 92.74 | 99.89
CE | Other | 30 | KAIM | 3.55 | 2.52 | 1.36 | 1.35
CE | Other | 30 | KEAD_1 | 14.16 | 9.2 | 9.2 | 9.2
CE | Other | 30 | KEAR_1 | 48.91 | 33.37 | 30.65 | 30.65
CE | Other | 30 | KEIT_P | 27.56 | 24.06 | 12.16 | 18.12
CE | Other | 30 | KEMS_1 | 494.97 | 393.72 | 257.71 | 279.07
CE | Other | 30 | KIER | 3.18 | 1.89 | 1.89 | 1.89
CE | Other | 30 | KILT | 8.06 | 6.51 | 3.06 | 3.99
CE | Other | 30 | KILW | 19.99 | 17.35 | 7.71 | 7.68
CE | Other | 30 | KINO_1 | 178.39 | 149.01 | 68.7 | 68.46
CE | Other | 30 | KINT_P | 7.84 | 5.8 | 2.56 | 2.54
CE | Other | 30 | KIRKB1 | 15.08 | 13.26 | 9.09 | 9.64
CE | Other | 30 | KNAR | 10.5 | 7.35 | 7.35 | 7.35
CE | Other | 30 | LACK_6 | 173.06 | 132.9 | 95.13 | 104.78
CE | Other | 30 | LALE1SG003 | 77.6 | 58.24 | 33.97 | 34.45
CE | Other | 30 | LAND1 | 139.79 | 119.5 | 46.16 | 46.57
CE | Other | 30 | LEGA_1 | 12.36 | 8.11 | 6.41 | 6.4
CE | Other | 30 | LEVE | 26.6 | 20.31 | 12.66 | 13.97
CE | Other | 30 | LINM | 1.65 | 0.98 | 0.98 | 0.98
CE | Other | 30 | LISD_1 | 41.83 | 35.34 | 14.1 | 14.01
CE | Other | 30 | LITT_C | 13.3 | 9.2 | 3.59 | 3.59
CE | Other | 30 | LITT_J | 18.5 | 13.69 | 6.05 | 6
CE | Other | 30 | LODR_6 | 3.96 | 3.74 | 0 | 0
CE | Other | 30 | LOVE_1 | 393.38 | 358.56 | 28.29 | 28.26
CE | Other | 30 | LUNA_P | 2.03 | 1.58 | 1 | 1.25
CE | Other | 30 | MACC_3 | 26.42 | 19.18 | 9.33 | 9.27
CE | Other | 30 | MANN_1 | 31.53 | 22.3 | 17.11 | 18.59
CE | Other | 30 | MAYB | 11.44 | 8.46 | 4.05 | 4.03
CE | Other | 30 | MELK_1 | 190.28 | 175.84 | 6.3 | 6.29
CE | Other | 30 | MILC_P | 13.91 | 10.2 | 6.76 | 6.76
CE | Other | 30 | MILH_1 | 4.17 | 3.94 | 0 | 0
CE | Other | 30 | MITY_1 | 7.87 | 5.19 | 3.36 | 3.36
CE | Other | 30 | MYBS_P | 2.61 | 2.3 | 1.14 | 1.77
CE | Other | 30 | NEAR | 66.51 | 58.03 | 41.72 | 41.72
CE | Other | 30 | NECE_1 | 262.62 | 227.92 | 77.37 | 77.33
CE | Other | 30 | NEWX_6 | 63.98 | 47.76 | 38.77 | 38.76
CE | Other | 30 | NFLE | 3.99 | 2.85 | 1.56 | 1.56
CE | Other | 30 | NINF_1 | 4.97 | 3.3 | 2.31 | 2.3
CE | Other | 30 | NORM_1 | 119.36 | 97.11 | 52.73 | 66.03
CE | Other | 30 | NORT_1 | 2.91 | 1.97 | 1.3 | 1.29
CE | Other | 30 | NURS_1 | 45.96 | 34.06 | 18.16 | 18.14
CE | Other | 30 | OCKH_1 | 2.8 | 1.66 | 1.66 | 1.66
CE | Other | 30 | OFFE_3 | 5.72 | 3.4 | 3.4 | 3.4
CE | Other | 30 | OLDB_1 | 265.22 | 230.41 | 167.58 | 167.58
CE | Other | 30 | OSBA_1 | 74.42 | 66.02 | 11.24 | 11.23
CE | Other | 30 | PADIB1 | 29.45 | 24.17 | 5.28 | 5.59
CE | Other | 30 | PELH_1 | 10.3 | 6.98 | 6.98 | 6.98
CE | Other | 30 | PEMB_1 | 31.41 | 23.02 | 10.68 | 10.61
CE | Other | 30 | PENN_1 | 11.16 | 7.49 | 7.49 | 7.49
CE | Other | 30 | PENT_1 | 6.31 | 4.15 | 4.15 | 4.15
CE | Other | 30 | PENW_1 | 36.33 | 25.03 | 19.85 | 19.82
CE | Other | 30 | PERS_P | 12.7 | 9.1 | 4.69 | 4.67
CE | Other | 30 | POOB | 12.13 | 7.15 | 7.15 | 7.15
CE | Other | 30 | POPP_3 | 16.64 | 11.89 | 8.79 | 10.47
CE | Other | 30 | PORA_P | 16.44 | 15.54 | 0 | 0
CE | Other | 30 | PYLE_1 | 198.76 | 181.95 | 18.32 | 22.37
CE | Other | 30 | RAIN_1 | 637.52 | 600.36 | 3.98 | 3.98
CE | Other | 30 | RASS_1 | 556.19 | 522.57 | 6.56 | 6.56
CE | Other | 30 | RATS_1 | 75.11 | 58.73 | 25.78 | 25.73
CE | Other | 30 | RAYL_1 | 34.22 | 25.26 | 11.54 | 11.54
CE | Other | 30 | RICH1 | 15.47 | 11.44 | 5.06 | 5.02
CE | Other | 30 | ROCH_1 | 8.42 | 4.85 | 4.85 | 4.85
CE | Other | 30 | RYEH_1 | 32.88 | 22.39 | 16.25 | 16.23
CE | Other | 30 | SALH_1 | 455.11 | 352.1 | 151.46 | 150.96
CE | Other | 30 | SALT_1 | 31.1 | 27.41 | 3.68 | 3.67
CE | Other | 30 | SBAR | 81.36 | 76.91 | 0 | 0
CE | Other | 30 | SEAB1 | 220.69 | 183.39 | 94.74 | 94.73
CE | Other | 30 | SELL_1 | 174.68 | 164.66 | 0.83 | 0.83
CE | Other | 30 | SHEC_3 | 35.48 | 25.87 | 22.5 | 22.5
CE | Other | 30 | SHRW_1 | 22.2 | 15.94 | 12.78 | 12.78
CE | Other | 30 | SJOW_1 | 14.65 | 10.84 | 4.79 | 4.76
CE | Other | 30 | SKLGB1 | 387.28 | 362.31 | 7.28 | 7.27
CE | Other | 30 | SMAN_1 | 246.36 | 217.14 | 35.38 | 36.96
CE | Other | 30 | SPEN_1 | 220.18 | 169.51 | 120.92 | 131.78
CE | Other | 30 | STAH_1 | 29.61 | 23.32 | 11.83 | 14.27
CE | Other | 30 | STAY_1 | 406.58 | 365.3 | 46.41 | 46.38
CE | Other | 30 | STEN_1 | 6.88 | 4.7 | 2.97 | 2.96
CE | Other | 30 | STES_1 | 19.01 | 13 | 9.12 | 9.09
CE | Other | 30 | STIR | 19.54 | 17.19 | 8.55 | 12.3
CE | Other | 30 | STLE | 14.45 | 10.26 | 7.74 | 7.74
CE | Other | 30 | STRI_P | 2.03 | 1.21 | 1.21 | 1.21
CE | Other | 30 | SUND_1 | 33.49 | 20.47 | 17.9 | 17.9
CE | Other | 30 | SWAN_1 | 316.34 | 296.5 | 5.26 | 5.82
CE | Other | 30 | TAUN1 | 182.87 | 170.35 | 9.54 | 13.4
CE | Other | 30 | TAYN_P | 7.42 | 7.02 | 0 | 0
CE | Other | 30 | TEMP_3 | 1.85 | 1.26 | 0.79 | 0.79
CE | Other | 30 | THOM_6 | 558.91 | 518.79 | 23.63 | 24.31
CE | Other | 30 | THSO_P | 12.7 | 2.79 | 2.79 | 2.79
CE | Other | 30 | THUR_6 | 68.28 | 64.56 | 0 | 0
CE | Other | 30 | TILBB_1 | 15.81 | 10.92 | 6.81 | 6.81
CE | Other | 30 | TOTT_1 | 84.63 | 61.56 | 40.71 | 40.71
CE | Other | 30 | TRAW_1 | 1.35 | 0.8 | 0.8 | 0.8
CE | Other | 30 | TYNE_1 | 12.11 | 6.97 | 5.22 | 5.21
CE | Other | 30 | TYNE_2 | 21.75 | 20.56 | 0 | 0
CE | Other | 30 | UPPB_1 | 464.72 | 439.35 | 0 | 0
CE | Other | 30 | UPPB_3 | 264.58 | 249.04 | 3.12 | 3.12
CE | Other | 30 | USKM_1 | 46.21 | 37.39 | 21.38 | 26.43
CE | Other | 30 | WALH_1 | 19.91 | 12.96 | 11.08 | 11.65
CE | Other | 30 | WALP_1 | 113 | 99.73 | 39.67 | 39.44
CE | Other | 30 | WALP_B | 34.81 | 28.59 | 8.03 | 8.03
CE | Other | 30 | WASF_1 | 40.24 | 28.48 | 15.53 | 15.46
CE | Other | 30 | WATFS_1 | 6.18 | 4.73 | 3.18 | 3.18
CE | Other | 30 | WBUR_1 | 104.9 | 89.21 | 27.75 | 28.23
CE | Other | 30 | WFIE | 16.28 | 14.33 | 7.12 | 10.25
CE | Other | 30 | WHAM_1 | 52.75 | 41.08 | 15.66 | 16.77
CE | Other | 30 | WHGA_1 | 2.94 | 1.57 | 1.57 | 1.57
CE | Other | 30 | WHHO | 1.72 | 1.27 | 0.56 | 0.56
CE | Other | 30 | WIBA_3 | 57.73 | 49.77 | 25.38 | 35.98
CE | Other | 30 | WIEN_1 | 47.3 | 35 | 22.74 | 22.74
CE | Other | 30 | WILL_1 | 61.19 | 44.56 | 20.45 | 20.32
CE | Other | 30 | WIMBN1 | 8.81 | 8.33 | 0 | 0
CE | Other | 30 | WIMBS1 | 12.84 | 10.61 | 4.75 | 4.75
CE | Other | 30 | WISD_6 | 2.09 | 1.55 | 0.68 | 0.68
CE | Other | 30 | WMEL_1 | 433.09 | 406.32 | 8.91 | 8.91
CE | Other | 30 | WTHU31 | 14.5 | 8.61 | 8.61 | 8.61
CE | Other | 30 | WWEY_1 | 9.9 | 7.11 | 3.3 | 3.29
CE | Other | 30 | WYMOM_1 | 13.15 | 8.69 | 8.69 | 8.69
CE | Other | 31 | ABHA1 | 4.87 | 2.89 | 2.89 | 2.89
CE | Other | 31 | ABNE_P | 9.73 | 6.6 | 6.6 | 6.6
CE | Other | 31 | ABTH_1 | 28.59 | 25.73 | 9.35 | 9.28
CE | Other | 31 | ALNE_P | 9.05 | 7.97 | 3.96 | 5.7
CE | Other | 31 | ALVE1 | 27.3 | 18.98 | 18.98 | 18.98
CE | Other | 31 | AMEM_1 | 8.76 | 6.79 | 1.47 | 1.47
CE | Other | 31 | ARMO_P | 12.75 | 12.05 | 0 | 0
CE | Other | 31 | BARKC1 | 205.59 | 144.12 | 98.87 | 104.09
CE | Other | 31 | BARKW3 | 17.57 | 16.61 | 0 | 0
CE | Other | 31 | BEDD_1 | 93.3 | 82.88 | 7.78 | 7.77
CE | Other | 31 | BESW_1 | 10.47 | 6.71 | 5.32 | 5.32
CE | Other | 31 | BICF_1 | 80.85 | 68.8 | 38.59 | 54.98
CE | Other | 31 | BIRK_1 | 19.74 | 13.83 | 7.88 | 7.85
CE | Other | 31 | BISW_1 | 32.03 | 23.47 | 15.89 | 15.89
CE | Other | 31 | BLYTB1 | 5.78 | 3.83 | 2.7 | 2.7
CE | Other | 31 | BOLN_1 | 249.39 | 204.93 | 68.93 | 70.02
CE | Other | 31 | BONN | 1.12 | 0.83 | 0.37 | 0.36
CE | Other | 31 | BOTW_1 | 41.65 | 38.89 | 0.82 | 0.82
CE | Other | 31 | BRAI_1 | 12.95 | 8.41 | 8.41 | 8.41
CE | Other | 31 | BRAW_1 | 27.52 | 20.83 | 9.62 | 9.61
CE | Other | 31 | BRED_1 | 14.56 | 9.61 | 9 | 8.99
CE | Other | 31 | BRFO_1 | 164.32 | 137.86 | 45.97 | 50.62
CE | Other | 31 | BRIM_1 | 12.63 | 9.14 | 6.02 | 6
CE | Other | 31 | BRLE_1 | 260.2 | 234.82 | 20.43 | 20.41
CE | Other | 31 | BRWA1 | 185.28 | 173.27 | 5.33 | 6.65
CE | Other | 31 | BURM_1 | 278.35 | 222.67 | 138.56 | 149.31
CE | Other | 31 | BUSH_1 | 48.61 | 33.56 | 33.56 | 33.56
CE | Other | 31 | BUST_1 | 1.87 | 1.11 | 1.11 | 1.11
CE | Other | 31 | CANTN1 | 90.23 | 81.14 | 10.03 | 10.03
CE | Other | 31 | CAPEA1 | 310.39 | 285.87 | 41.06 | 40.8
CE | Other | 31 | CARE_1 | 552.74 | 503.2 | 41.37 | 41.34
CE | Other | 31 | CARR_1 | 101.31 | 80.58 | 39.3 | 50.75
CE | Other | 31 | CELL_1 | 411.66 | 367.31 | 42.29 | 44.83
CE | Other | 31 | CHIC_1 | 73.87 | 68.92 | 2.6 | 2.6
CE | Other | 31 | CHSI_1 | 6.4 | 5.83 | 0.37 | 0.37
CE | Other | 31 | CHTE_1 | 508.46 | 477.03 | 12.5 | 12.5
CE | Other | 31 | CITR_1 | 20.51 | 17.61 | 5.14 | 5.1
CE | Other | 31 | CLAY_P | 1.48 | 0.72 | 0.72 | 0.72
CE | Other | 31 | CLYM | 4.31 | 2.56 | 2.56 | 2.56
CE | Other | 31 | CONQA1 | 286 | 261.91 | 27.13 | 27.51
CE | Other | 31 | COVE_1 | 50.8 | 36.9 | 26.74 | 26.73
CE | Other | 31 | COWL_1 | 56.79 | 40.63 | 26.53 | 26.53
CE | Other | 31 | COYL | 4.09 | 2.43 | 2.43 | 2.43
CE | Other | 31 | CREB_1 | 89.55 | 79.67 | 11.65 | 11.64
CE | Other | 31 | CUMB | 28.14 | 19.01 | 18.52 | 18.52
CE | Other | 31 | CUPA | 4.71 | 3.3 | 3.3 | 3.3
CE | Other | 31 | DALM3 | 28.67 | 21.22 | 14.41 | 14.41
CE | Other | 31 | DEWP | 1.49 | 1.1 | 0.49 | 0.48
CE | Other | 31 | DRAK_1 | 15.96 | 10.52 | 8.28 | 8.27
CE | Other | 31 | DRAX_1 | 301.91 | 283.14 | 12.28 | 17.24
CE | Other | 31 | DUDH_P | 3.99 | 2.95 | 1.3 | 1.3
CE | Other | 31 | DUNB | 14.54 | 10.56 | 8.31 | 8.31
CE | Other | 31 | DUNF | 5.21 | 3.5 | 3.5 | 3.5
CE | Other | 31 | EALI_6 | 13.16 | 6.83 | 5.96 | 5.96
CE | Other | 31 | EASO_1 | 11.35 | 8.71 | 5.09 | 6.36
CE | Other | 31 | ECLA_1 | 35.85 | 24.13 | 16.77 | 16.75
CE | Other | 31 | EKIS | 3.76 | 2.24 | 2.24 | 2.24
CE | Other | 31 | ELLA_1 | 74.45 | 56.79 | 22.64 | 22.55
CE | Other | 31 | ELST_1 | 14.59 | 11.47 | 6.63 | 6.63
CE | Other | 31 | ENDE_1 | 40.63 | 27.15 | 22.93 | 23.47
CE | Other | 31 | EXET1 | 100.52 | 88.23 | 15.19 | 15.17
CE | Other | 31 | FAWL_1 | 219.46 | 184.22 | 44.6 | 44.43
CE | Other | 31 | FECK_6 | 37.97 | 33.9 | 5.11 | 6.14
CE | Other | 31 | FERRA2 | 230.45 | 217.02 | 1.42 | 1.42
CE | Other | 31 | FERRB1 | 147.56 | 109.78 | 72.7 | 74.76
CE | Other | 31 | FIDF_1 | 91.49 | 73.7 | 39.53 | 49.69
CE | Other | 31 | FLEE_1 | 551.03 | 520.19 | 1.28 | 1.28
CE | Other | 31 | FOUR_1 | 5.03 | 3.52 | 3.52 | 3.52
CE | Other | 31 | FROD_1 | 254.43 | 210.19 | 78.49 | 78.04
CE | Other | 31 | GLRO | 6.73 | 4.71 | 4.71 | 4.71
CE | Other | 31 | GREN_1 | 128.91 | 101.39 | 59.66 | 75.32
CE | Other | 31 | GRIW_1 | 85.7 | 72.52 | 30.69 | 30.52
CE | Other | 31 | G_EXTRA_2 | 4.04 | 2.83 | 2.83 | 2.83
CE | Other | 31 | G_EXTRA_4 | 2.86 | 1.7 | 1.7 | 1.7
CE | Other | 31 | G_EXTRA_5 | 3.95 | 2.34 | 2.34 | 2.34
CE | Other | 31 | G_EXTRA_8 | 9.05 | 6.26 | 6.26 | 6.26
CE | Other | 31 | G_EXTRA_9 | 4.3 | 3.18 | 2.16 | 2.16
CE | Other | 31 | HACK_1 | 3.11 | 2.3 | 1.02 | 1.01
CE | Other | 31 | HACK_6 | 8.24 | 7.79 | 0 | 0
CE | Other | 31 | HAMHC1 | 38.06 | 20.1 | 20.1 | 20.1
CE | Other | 31 | HARK_1 | 32.48 | 21.18 | 12.52 | 12.5
CE | Other | 31 | HAWP_6 | 2.27 | 1.35 | 1.35 | 1.35
CE | Other | 31 | HEYS_1 | 6.58 | 4.16 | 3.46 | 3.46
CE | Other | 31 | HURS_1 | 8.85 | 6.7 | 2.81 | 2.81
CE | Other | 31 | HUTT_1 | 132.9 | 109.6 | 52.77 | 72.23
CE | Other | 31 | INDQ1 | 64.58 | 49.45 | 31.52 | 31.5
CE | Other | 31 | IROA1 | 7.71 | 5.41 | 3.06 | 3.05
CE | Other | 31 | IRONB1 | 6.73 | 4.39 | 4.39 | 4.39
CE | Other | 31 | IVER_1 | 210.78 | 176.39 | 93.15 | 100.3
CE | Other | 31 | KAIM | 3.52 | 2.51 | 1.34 | 1.33
CE | Other | 31 | KEAD_1 | 14.22 | 9.28 | 9.28 | 9.28
CE | Other | 31 | KEAR_1 | 49.77 | 34.03 | 31.28 | 31.28
CE | Other | 31 | KEIT_P | 27.52 | 24.04 | 12.13 | 18.1
CE | Other | 31 | KEMS_1 | 500.03 | 397.38 | 261.06 | 282.42
CE | Other | 31 | KIER | 2.99 | 1.78 | 1.78 | 1.78
CE | Other | 31 | KILT | 8.08 | 6.52 | 3.07 | 3.99
CE | Other | 31 | KILW | 20.18 | 17.49 | 7.85 | 7.81
CE | Other | 31 | KINO_1 | 178.7 | 149.19 | 68.98 | 68.74
CE | Other | 31 | KINT_P | 7.88 | 5.83 | 2.57 | 2.56
CE | Other | 31 | KIRKB1 | 16.4 | 14.41 | 9.91 | 10.46
CE | Other | 31 | KNAR | 11.16 | 7.81 | 7.81 | 7.81
CE | Other | 31 | LACK_6 | 175.66 | 134.77 | 96.81 | 106.47
CE | Other | 31 | LALE1SG003 | 76.76 | 57.47 | 34.02 | 34.5
CE | Other | 31 | LAND1 | 132.05 | 112.06 | 47.92 | 48.33
CE | Other | 31 | LEGA_1 | 12.39 | 8.15 | 6.44 | 6.43
CE | Other | 31 | LEVE | 26.75 | 20.41 | 12.74 | 14.05
CE | Other | 31 | LINM | 1.55 | 0.92 | 0.92 | 0.92
CE | Other | 31 | LISD_1 | 41.91 | 35.38 | 14.12 | 14.03
CE | Other | 31 | LITT_C | 12.45 | 8.35 | 3.64 | 3.64
CE | Other | 31 | LITT_J | 18.59 | 13.76 | 6.08 | 6.04
CE | Other | 31 | LODR_6 | 3.33 | 3.15 | 0 | 0
CE | Other | 31 | LOVE_1 | 396.2 | 361.08 | 28.77 | 28.74
CE | Other | 31 | LUNA_P | 1.98 | 1.55 | 0.97 | 1.22
CE | Other | 31 | MACC_3 | 26.39 | 19.18 | 9.28 | 9.22
CE | Other | 31 | MANN_1 | 31.02 | 21.93 | 17.06 | 18.54
CE | Other | 31 | MAYB | 11.51 | 8.52 | 4.08 | 4.05
CE | Other | 31 | MELK_1 | 196.5 | 181.85 | 6.07 | 6.06
CE | Other | 31 | MILC_P | 14 | 10.27 | 6.8 | 6.8
CE | Other | 31 | MILH_1 | 3.51 | 3.32 | 0 | 0
CE | Other | 31 | MITY_1 | 7.32 | 4.75 | 3.21 | 3.21
CE | Other | 31 | MYBS_P | 2.61 | 2.3 | 1.14 | 1.77
CE | Other | 31 | NEAR | 74.8 | 65.33 | 46.93 | 46.93
CE | Other | 31 | NECE_1 | 280.36 | 244.1 | 82.06 | 82.01
CE | Other | 31 | NEWX_6 | 64.68 | 48.22 | 39.42 | 39.42
CE | Other | 31 | NFLE | 3.62 | 2.55 | 1.47 | 1.47
CE | Other | 31 | NINF_1 | 4.83 | 3.22 | 2.22 | 2.21
CE | Other | 31 | NORM_1 | 119.59 | 97.09 | 53.52 | 66.81
CE | Other | 31 | NORT_1 | 2.84 | 1.93 | 1.25 | 1.25
CE | Other | 31 | NURS_1 | 45.25 | 33.37 | 18.21 | 18.18
CE | Other | 31 | OCKH_1 | 2.63 | 1.56 | 1.56 | 1.56
CE | Other | 31 | OFFE_3 | 5.38 | 3.2 | 3.2 | 3.2
CE | Other | 31 | OLDB_1 | 291.96 | 253.94 | 184.36 | 184.36
CE | Other | 31 | OSBA_1 | 79.99 | 71.06 | 11.87 | 11.86
CE | Other | 31 | PADIB1 | 29.19 | 24.02 | 5.12 | 5.43
CE | Other | 31 | PELH_1 | 10.69 | 7.27 | 7.27 | 7.27
CE | Other | 31 | PEMB_1 | 31.47 | 23.08 | 10.67 | 10.6
CE | Other | 31 | PENN_1 | 11.81 | 7.94 | 7.94 | 7.94
CE | Other | 31 | PENT_1 | 6.4 | 4.23 | 4.23 | 4.23
CE | Other | 31 | PENW_1 | 36.71 | 25.33 | 20.12 | 20.09
CE | Other | 31 | PERS_P | 12.63 | 9.06 | 4.64 | 4.61
CE | Other | 31 | POOB | 12.41 | 7.33 | 7.33 | 7.33
CE | Other | 31 | POPP_3 | 16.06 | 11.54 | 8.45 | 10.13
CE | Other | 31 | PORA_P | 15.81 | 14.95 | 0 | 0
CE | Other | 31 | PYLE_1 | 208.28 | 190.8 | 18.71 | 22.76
CE | Other | 31 | RAIN_1 | 669.5 | 630.73 | 3.74 | 3.74
CE | Other | 31 | RASS_1 | 580.59 | 545.72 | 6.49 | 6.49
CE | Other | 31 | RATS_1 | 72.36 | 56.01 | 26.24 | 26.19
CE | Other | 31 | RAYL_1 | 30.87 | 22.46 | 10.91 | 10.91
CE | Other | 31 | RICH1 | 15.55 | 11.5 | 5.08 | 5.05
CE | Other | 31 | ROCH_1 | 8.02 | 4.61 | 4.61 | 4.61
CE | Other | 31 | RYEH_1 | 32.63 | 22.14 | 16.43 | 16.41
CE | Other | 31 | SALH_1 | 464.91 | 360.35 | 153.99 | 153.49
CE | Other | 31 | SALT_1 | 27.7 | 24.19 | 3.71 | 3.69
CE | Other | 31 | SBAR | 85.83 | 81.14 | 0 | 0
CE | Other | 31 | SEAB1 | 235.16 | 196.24 | 100.77 | 100.76
CE | Other | 31 | SELL_1 | 183.68 | 173.19 | 0.78 | 0.78
CE | Other | 31 | SHEC_3 | 35.88 | 26.2 | 22.77 | 22.77
CE | Other | 31 | SHRW_1 | 22.84 | 16.4 | 13.21 | 13.21
CE | Other | 31 | SJOW_1 | 14.73 | 10.9 | 4.81 | 4.78
CE | Other | 31 | SKLGB1 | 407.69 | 381.67 | 7.22 | 7.21
CE | Other | 31 | SMAN_1 | 257.47 | 227.25 | 36.49 | 38.08
CE | Other | 31 | SPEN_1 | 222.86 | 171.49 | 122.6 | 133.46
CE | Other | 31 | STAH_1 | 29.52 | 23.28 | 11.75 | 14.2
CE | Other | 31 | STAY_1 | 426.86 | 383.89 | 48.04 | 48.01
CE | Other | 31 | STEN_1 | 6.74 | 4.62 | 2.88 | 2.87
CE | Other | 31 | STES_1 | 18.87 | 12.95 | 9.04 | 9.02
CE | Other | 31 | STIR | 19.54 | 17.19 | 8.55 | 12.3
CE | Other | 31 | STLE | 14.42 | 10.26 | 7.71 | 7.71
CE | Other | 31 | STRI_P | 1.91 | 1.14 | 1.14 | 1.14
CE | Other | 31 | SUND_1 | 31.52 | 19.14 | 16.97 | 16.97
CE | Other | 31 | SWAN_1 | 302.23 | 283.28 | 5.06 | 5.62
CE | Other | 31 | TAUN1 | 191.56 | 178.65 | 9.39 | 13.24
CE | Other | 31 | TAYN_P | 7.14 | 6.75 | 0 | 0
CE | Other | 31 | TEMP_3 | 1.81 | 1.24 | 0.77 | 0.77
CE | Other | 31 | THOM_6 | 588.41 | 546.52 | 24.3 | 24.98
CE | Other | 31 | THSO_P | 12.7 | 2.79 | 2.79 | 2.79
CE | Other | 31 | THUR_6 | 72.04 | 68.11 | 0 | 0
CE | Other | 31 | TILBB_1 | 14.44 | 9.86 | 6.4 | 6.4
CE | Other | 31 | TOTT_1 | 85.43 | 62.13 | 41.09 | 41.09
CE | Other | 31 | TRAW_1 | 1.27 | 0.75 | 0.75 | 0.75
CE | Other | 31 | TYNE_1 | 12.22 | 7.04 | 5.27 | 5.26
CE | Other | 31 | TYNE_2 | 18.3 | 17.3 | 0 | 0
CE | Other | 31 | UPPB_1 | 483.31 | 456.92 | 0 | 0
CE | Other | 31 | UPPB_3 | 279.17 | 262.77 | 3.31 | 3.31
CE | Other | 31 | USKM_1 | 46.27 | 37.44 | 21.4 | 26.46
CE | Other | 31 | WALH_1 | 19.96 | 13.01 | 11.13 | 11.7
CE | Other | 31 | WALP_1 | 112.96 | 99.56 | 40.07 | 39.85
CE | Other | 31 | WALP_B | 31.53 | 25.46 | 8.16 | 8.16
CE | Other | 31 | WASF_1 | 39.87 | 28.28 | 15.27 | 15.19
CE | Other | 31 | WATFS_1 | 5.96 | 4.51 | 3.21 | 3.21
CE | Other | 31 | WBUR_1 | 110.54 | 94.02 | 29.27 | 29.74
CE | Other | 31 | WFIE | 16.28 | 14.33 | 7.12 | 10.25
CE | Other | 31 | WHAM_1 | 51.93 | 40.26 | 15.73 | 16.84
CE | Other | 31 | WHGA_1 | 2.88 | 1.53 | 1.53 | 1.53
CE | Other | 31 | WHHO | 1.73 | 1.28 | 0.56 | 0.56
CE | Other | 31 | WIBA_3 | 57.76 | 49.78 | 25.4 | 35.99
CE | Other | 31 | WIEN_1 | 47.74 | 35.33 | 22.95 | 22.95
CE | Other | 31 | WILL_1 | 61.57 | 44.83 | 20.59 | 20.46
CE | Other | 31 | WIMBN1 | 7.41 | 7.01 | 0 | 0
CE | Other | 31 | WIMBS1 | 12.11 | 9.89 | 4.83 | 4.83
CE | Other | 31 | WISD_6 | 2.1 | 1.55 | 0.69 | 0.68
CE | Other | 31 | WMEL_1 | 456.75 | 428.49 | 9.47 | 9.47
CE | Other | 31 | WTHU31 | 13.63 | 8.09 | 8.09 | 8.09
CE | Other | 31 | WWEY_1 | 9.3 | 6.58 | 3.21 | 3.2
CE | Other | 31 | WYMOM_1 | 13.38 | 8.88 | 8.88 | 8.88
CE | Other | 32 | ABHA1 | 4.57 | 2.71 | 2.71 | 2.71
CE | Other | 32 | ABNE_P | 10.03 | 6.82 | 6.82 | 6.82
CE | Other | 32 | ABTH_1 | 28.59 | 25.73 | 9.35 | 9.28
CE | Other | 32 | ALNE_P | 9.05 | 7.97 | 3.96 | 5.7
CE | Other | 32 | ALVE1 | 28.64 | 19.93 | 19.93 | 19.93
CE | Other | 32 | AMEM_1 | 8.61 | 6.7 | 1.38 | 1.38
CE | Other | 32 | ARMO_P | 12.21 | 11.55 | 0 | 0
CE | Other | 32 | BARKC1 | 206.36 | 144.57 | 99.38 | 104.6
CE | Other | 32 | BARKW3 | 15.39 | 14.55 | 0 | 0
CE | Other | 32 | BEDD_1 | 92.23 | 82.02 | 7.49 | 7.49
CE | Other | 32 | BESW_1 | 10.06 | 6.47 | 5.07 | 5.06
CE | Other | 32 | BICF_1 | 81.37 | 69.16 | 38.96 | 55.34
CE | Other | 32 | BIRK_1 | 19.5 | 13.69 | 7.72 | 7.68
CE | Other | 32 | BISW_1 | 32.24 | 23.64 | 15.98 | 15.98
CE | Other | 32 | BLYTB1 | 5.61 | 3.73 | 2.6 | 2.59
CE | Other | 32 | BOLN_1 | 255.36 | 210.35 | 69.71 | 70.8
CE | Other | 32 | BONN | 1.12 | 0.83 | 0.37 | 0.36
CE | Other | 32 | BOTW_1 | 36.57 | 34.11 | 0.77 | 0.77
CE | Other | 32 | BRAI_1 | 12.94 | 8.44 | 8.44 | 8.44
CE | Other | 32 | BRAW_1 | 26.13 | 19.52 | 9.59 | 9.59
CE | Other | 32 | BRED_1 | 14.98 | 9.9 | 9.29 | 9.29
CE | Other | 32 | BRFO_1 | 155.85 | 129.62 | 46.59 | 51.24
CE | Other | 32 | BRIM_1 | 12.94 | 9.36 | 6.23 | 6.21
CE | Other | 32 | BRLE_1 | 267.51 | 241.6 | 20.75 | 20.73
CE | Other | 32 | BRWA1 | 192.95 | 180.6 | 5.21 | 6.53
CE | Other | 32 | BURM_1 | 279.53 | 223.53 | 139.36 | 150.11
CE | Other | 32 | BUSH_1 | 50.74 | 35.08 | 35.08 | 35.08
CE | Other | 32 | BUST_1 | 1.75 | 1.04 | 1.04 | 1.04
CE | Other | 32 | CANTN1 | 83.61 | 74.84 | 10.26 | 10.26
CE | Other | 32 | CAPEA1 | 313.87 | 289.25 | 40.91 | 40.64
CE | Other | 32 | CARE_1 | 571.97 | 521.11 | 42.08 | 42.05
CE | Other | 32 | CARR_1 | 100.93 | 80.33 | 39.06 | 50.5
CE | Other | 32 | CELL_1 | 424.32 | 379.24 | 42.34 | 44.89
CE | Other | 32 | CHIC_1 | 73.8 | 68.81 | 2.74 | 2.74
CE | Other | 32 | CHSI_1 | 5.64 | 5.13 | 0.34 | 0.34
CE | Other | 32 | CHTE_1 | 531 | 498.41 | 12.86 | 12.86
CE | Other | 32 | CITR_1 | 19.96 | 17.08 | 5.15 | 5.11
CE | Other | 32 | CLAY_P | 1.51 | 0.74 | 0.74 | 0.74
CE | Other | 32 | CLYM | 4.05 | 2.4 | 2.4 | 2.4
CE | Other | 32 | CONQA1 | 297.34 | 272.53 | 27.47 | 27.86
CE | Other | 32 | COVE_1 | 50.28 | 36.42 | 26.84 | 26.83
CE | Other | 32 | COWL_1 | 56.11 | 40.1 | 26.37 | 26.37
CE | Other | 32 | COYL | 3.84 | 2.28 | 2.28 | 2.28
CE | Other | 32 | CREB_1 | 93.23 | 83.01 | 12.06 | 12.05
CE | Other | 32 | CUMB | 28.73 | 19.48 | 18.98 | 18.98
CE | Other | 32 | CUPA | 4.97 | 3.48 | 3.48 | 3.48
CE | Other | 32 | DALM3 | 28.95 | 21.42 | 14.56 | 14.56
CE | Other | 32 | DEWP | 1.5 | 1.11 | 0.49 | 0.49
CE | Other | 32 | DRAK_1 | 16.15 | 10.66 | 8.41 | 8.4
CE | Other | 32 | DRAX_1 | 314.15 | 294.75 | 12.22 | 17.17
CE | Other | 32 | DUDH_P | 4.01 | 2.97 | 1.31 | 1.3
CE | Other | 32 | DUNB | 14.91 | 10.82 | 8.55 | 8.55
CE | Other | 32 | DUNF | 5.33 | 3.6 | 3.6 | 3.6
CE | Other | 32 | EALI_6 | 13.19 | 6.79 | 6.03 | 6.03
CE | Other | 32 | EASO_1 | 11.19 | 8.62 | 4.99 | 6.26
CE | Other | 32 | ECLA_1 | 34.35 | 23.11 | 16.08 | 16.05
CE | Other | 32 | EKIS | 3.53 | 2.1 | 2.1 | 2.1
CE | Other | 32 | ELLA_1 | 74.79 | 57.05 | 22.76 | 22.67
CE | Other | 32 | ELST_1 | 14.47 | 11.23 | 6.99 | 6.99
CE | Other | 32 | ENDE_1 | 40.95 | 27.42 | 23.18 | 23.72
CE | Other | 32 | EXET1 | 101.02 | 88.59 | 15.52 | 15.5
CE | Other | 32 | FAWL_1 | 221.02 | 185.53 | 45.56 | 45.4
CE | Other | 32 | FECK_6 | 34.22 | 30.45 | 4.94 | 5.97
CE | Other | 32 | FERRA2 | 240.56 | 226.64 | 1.33 | 1.33
CE | Other | 32 | FERRB1 | 148.86 | 110.76 | 73.4 | 75.46
CE | Other | 32 | FIDF_1 | 91.69 | 73.91 | 39.72 | 49.89
CE | Other | 32 | FLEE_1 | 575.6 | 543.46 | 1.2 | 1.2
CE | Other | 32 | FOUR_1 | 5.3 | 3.71 | 3.71 | 3.71
CE | Other | 32 | FROD_1 | 255.75 | 211.06 | 79.43 | 78.98
CE | Other | 32 | GLRO | 7.09 | 4.97 | 4.97 | 4.97
CE | Other | 32 | GREN_1 | 128.84 | 101.41 | 59.63 | 75.29
CE | Other | 32 | GRIW_1 | 85.81 | 72.59 | 30.73 | 30.56
CE | Other | 32 | G_EXTRA_2 | 4.26 | 2.98 | 2.98 | 2.98
CE | Other | 32 | G_EXTRA_4 | 2.68 | 1.59 | 1.59 | 1.59
CE | Other | 32 | G_EXTRA_5 | 3.71 | 2.2 | 2.2 | 2.2
CE | Other | 32 | G_EXTRA_8 | 9.46 | 6.56 | 6.56 | 6.56
CE | Other | 32 | G_EXTRA_9 | 4.34 | 3.21 | 2.18 | 2.18
CE | Other | 32 | HACK_1 | 3.13 | 2.32 | 1.02 | 1.02
CE | Other | 32 | HACK_6 | 7.21 | 6.82 | 0 | 0
CE | Other | 32 | HAMHC1 | 38.87 | 20.57 | 20.57 | 20.57
CE | Other | 32 | HARK_1 | 32.21 | 20.79 | 12.75 | 12.73
CE | Other | 32 | HAWP_6 | 2.13 | 1.27 | 1.27 | 1.27
CE | Other | 32 | HEYS_1 | 6.29 | 3.99 | 3.29 | 3.28
CE | Other | 32 | HURS_1 | 8.05 | 6.05 | 2.64 | 2.64
CE | Other | 32 | HUTT_1 | 133.12 | 109.77 | 52.82 | 72.29
CE | Other | 32 | INDQ1 | 63.67 | 48.54 | 31.82 | 31.8
CE | Other | 32 | IROA1 | 7.61 | 5.36 | 3 | 2.99
CE | Other | 32 | IRONB1 | 6.75 | 4.43 | 4.43 | 4.43
CE | Other | 32 | IVER_1 | 211.4 | 176.9 | 93.56 | 100.71
CE | Other | 32 | KAIM | 3.5 | 2.49 | 1.32 | 1.31
CE | Other | 32 | KEAD_1 | 14.26 | 9.35 | 9.35 | 9.35
CE | Other | 32 | KEAR_1 | 50.57 | 34.65 | 31.86 | 31.85
CE | Other | 32 | KEIT_P | 27.48 | 24.02 | 12.11 | 18.07
CE | Other | 32 | KEMS_1 | 504.96 | 400.97 | 264.28 | 285.63
CE | Other | 32 | KIER | 2.81 | 1.67 | 1.67 | 1.67
CE | Other | 32 | KILT | 8.11 | 6.54 | 3.08 | 4
CE | Other | 32 | KILW | 20.37 | 17.62 | 7.98 | 7.94
CE | Other | 32 | KINO_1 | 179.1 | 149.46 | 69.25 | 69.01
CE | Other | 32 | KINT_P | 7.92 | 5.86 | 2.59 | 2.57
CE | Other | 32 | KIRKB1 | 17.59 | 15.46 | 10.66 | 11.21
CE | Other | 32 | KNAR | 11.76 | 8.23 | 8.23 | 8.23
CE | Other | 32 | LACK_6 | 178.15 | 136.55 | 98.41 | 108.07
CE | Other | 32 | LALE1SG003 | 76.28 | 57.02 | 34.07 | 34.55
CE | Other | 32 | LAND1 | 127.67 | 107.8 | 49.54 | 49.95
CE | Other | 32 | LEGA_1 | 12.42 | 8.19 | 6.47 | 6.46
CE | Other | 32 | LEVE | 26.89 | 20.52 | 12.82 | 14.12
CE | Other | 32 | LINM | 1.46 | 0.87 | 0.87 | 0.87
CE | Other | 32 | LISD_1 | 41.98 | 35.43 | 14.15 | 14.06
CE | Other | 32 | LITT_C | 11.92 | 7.81 | 3.68 | 3.68
CE | Other | 32 | LITT_J | 18.7 | 13.84 | 6.11 | 6.07
CE | Other | 32 | LODR_6 | 2.92 | 2.76 | 0 | 0
CE | Other | 32 | LOVE_1 | 401.19 | 365.66 | 29.22 | 29.19
CE | Other | 32 | LUNA_P | 1.94 | 1.53 | 0.95 | 1.2
CE | Other | 32 | MACC_3 | 26.38 | 19.19 | 9.23 | 9.18
CE | Other | 32 | MANN_1 | 30.63 | 21.66 | 17.01 | 18.49
CE | Other | 32 | MAYB | 11.58 | 8.57 | 4.1 | 4.08
CE | Other | 32 | MELK_1 | 202.32 | 187.48 | 5.86 | 5.85
CE | Other | 32 | MILC_P | 14.08 | 10.34 | 6.83 | 6.83
CE | Other | 32 | MILH_1 | 3.07 | 2.91 | 0 | 0
CE | Other | 32 | MITY_1 | 6.89 | 4.42 | 3.07 | 3.07
CE | Other | 32 | MYBS_P | 2.61 | 2.3 | 1.14 | 1.77
CE | Other | 32 | NEAR | 82.33 | 71.97 | 51.66 | 51.66
CE | Other | 32 | NECE_1 | 287.32 | 250.12 | 86.34 | 86.29
CE | Other | 32 | NEWX_6 | 65.47 | 48.76 | 40.05 | 40.05
CE | Other | 32 | NFLE | 3.32 | 2.33 | 1.38 | 1.38
CE | Other | 32 | NINF_1 | 4.7 | 3.15 | 2.14 | 2.13
CE | Other | 32 | NORM_1 | 120.03 | 97.28 | 54.23 | 67.53
CE | Other | 32 | NORT_1 | 2.78 | 1.89 | 1.21 | 1.21
CE | Other | 32 | NURS_1 | 44.83 | 32.96 | 18.25 | 18.23
CE | Other | 32 | OCKH_1 | 2.47 | 1.47 | 1.47 | 1.47
CE | Other | 32 | OFFE_3 | 5.05 | 3 | 3 | 3
CE | Other | 32 | OLDB_1 | 316.25 | 275.31 | 199.6 | 199.6
CE | Other | 32 | OSBA_1 | 80.82 | 71.64 | 12.44 | 12.43
CE | Other | 32 | PADIB1 | 28.95 | 23.88 | 4.96 | 5.27
CE | Other | 32 | PELH_1 | 11.03 | 7.52 | 7.52 | 7.52
CE | Other | 32 | PEMB_1 | 31.55 | 23.15 | 10.68 | 10.61
CE | Other | 32 | PENN_1 | 12.4 | 8.34 | 8.34 | 8.34
CE | Other | 32 | PENT_1 | 6.48 | 4.3 | 4.3 | 4.3
CE | Other | 32 | PENW_1 | 37.08 | 25.62 | 20.38 | 20.35
CE | Other | 32 | PERS_P | 12.57 | 9.04 | 4.59 | 4.56
CE | Other | 32 | POOB | 12.66 | 7.5 | 7.5 | 7.5
CE | Other | 32 | POPP_3 | 15.51 | 11.21 | 8.12 | 9.8
CE | Other | 32 | PORA_P | 15.15 | 14.32 | 0 | 0
CE | Other | 32 | PYLE_1 | 216.52 | 198.46 | 19.07 | 23.12
CE | Other | 32 | RAIN_1 | 697.41 | 657.25 | 3.51 | 3.51
CE | Other | 32 | RASS_1 | 602.46 | 566.48 | 6.41 | 6.41
CE | Other | 32 | RATS_1 | 70.76 | 54.37 | 26.66 | 26.61
CE | Other | 32 | RAYL_1 | 28.36 | 20.42 | 10.31 | 10.31
CE | Other | 32 | RICH1 | 15.64 | 11.57 | 5.11 | 5.08
CE | Other | 32 | ROCH_1 | 7.64 | 4.38 | 4.38 | 4.38
CE | Other | 32 | RYEH_1 | 32.52 | 22.02 | 16.59 | 16.57
CE | Other | 32 | SALH_1 | 469.33 | 363.54 | 156.42 | 155.91
CE | Other | 32 | SALT_1 | 25.49 | 22.09 | 3.73 | 3.72
CE | Other | 32 | SBAR | 89.69 | 84.8 | 0 | 0
CE | Other | 32 | SEAB1 | 244.03 | 203.86 | 106.28 | 106.27
CE | Other | 32 | SELL_1 | 191.5 | 180.61 | 0.73 | 0.73
CE | Other | 32 | SHEC_3 | 36.28 | 26.51 | 23.03 | 23.03
CE | Other | 32 | SHRW_1 | 23.44 | 16.83 | 13.6 | 13.6
CE | Other | 32 | SJOW_1 | 14.81 | 10.96 | 4.84 | 4.81
CE | Other | 32 | SKLGB1 | 425.29 | 398.38 | 7.16 | 7.15
CE | Other | 32 | SMAN_1 | 267.18 | 236.06 | 37.53 | 39.11
CE | Other | 32 | SPEN_1 | 225.46 | 173.41 | 124.23 | 135.09
CE | Other | 32 | STAH_1 | 29.44 | 23.24 | 11.69 | 14.13
CE | Other | 32 | STAY_1 | 444.48 | 400.02 | 49.52 | 49.5
CE | Other | 32 | STEN_1 | 6.61 | 4.54 | 2.8 | 2.79
CE | Other | 32 | STES_1 | 18.74 | 12.9 | 8.97 | 8.95
CE | Other | 32 | STIR | 19.54 | 17.19 | 8.55 | 12.3
CE | Other | 32 | STLE | 14.38 | 10.26 | 7.68 | 7.68
CE | Other | 32 | STRI_P | 1.8 | 1.07 | 1.07 | 1.07
CE | Other | 32 | SUND_1 | 29.76 | 17.98 | 16.09 | 16.09
CE | Other | 32 | SWAN_1 | 294.67 | 276.25 | 4.87 | 5.43
CE | Other | 32 | TAUN1 | 199.04 | 185.81 | 9.24 | 13.1
CE | Other | 32 | TAYN_P | 6.84 | 6.47 | 0 | 0
CE | Other | 32 | TEMP_3 | 1.77 | 1.22 | 0.75 | 0.74
CE | Other | 32 | THOM_6 | 613.91 | 570.49 | 24.9 | 25.58
CE | Other | 32 | THSO_P | 12.7 | 2.79 | 2.79 | 2.79
CE | Other | 32 | THUR_6 | 75.28 | 71.17 | 0 | 0
CE | Other | 32 | TILBB_1 | 13.33 | 9.04 | 6.01 | 6.01
CE | Other | 32 | TOTT_1 | 86.2 | 62.7 | 41.46 | 41.46
CE | Other | 32 | TRAW_1 | 1.19 | 0.71 | 0.71 | 0.71
CE | Other | 32 | TYNE_1 | 12.34 | 7.1 | 5.32 | 5.31
CE | Other | 32 | TYNE_2 | 16.03 | 15.16 | 0 | 0
CE | Other | 32 | UPPB_1 | 500.42 | 473.09 | 0 | 0
CE | Other | 32 | UPPB_3 | 291.78 | 274.62 | 3.49 | 3.49
CE | Other | 32 | USKM_1 | 46.33 | 37.49 | 21.43 | 26.49
CE | Other | 32 | WALH_1 | 19.99 | 13.05 | 11.16 | 11.74
CE | Other | 32 | WALP_1 | 113.09 | 99.55 | 40.44 | 40.22
CE | Other | 32 | WALP_B | 29.4 | 23.42 | 8.27 | 8.27
CE | Other | 32 | WASF_1 | 39.54 | 28.12 | 15.02 | 14.95
CE | Other | 32 | WATFS_1 | 5.84 | 4.38 | 3.24 | 3.24
CE | Other | 32 | WBUR_1 | 115.52 | 98.26 | 30.66 | 31.13
CE | Other | 32 | WFIE | 16.28 | 14.33 | 7.12 | 10.25
CE | Other | 32 | WHAM_1 | 51.49 | 39.79 | 15.81 | 16.91
CE | Other | 32 | WHGA_1 | 2.83 | 1.5 | 1.5 | 1.5
CE | Other | 32 | WHHO | 1.74 | 1.29 | 0.57 | 0.56
CE | Other | 32 | WIBA_3 | 57.79 | 49.8 | 25.41 | 36.01
CE | Other | 32 | WIEN_1 | 48.16 | 35.64 | 23.15 | 23.15
CE | Other | 32 | WILL_1 | 61.97 | 45.11 | 20.73 | 20.6
CE | Other | 32 | WIMBN1 | 6.49 | 6.14 | 0 | 0
CE | Other | 32 | WIMBS1 | 11.67 | 9.45 | 4.91 | 4.91
CE | Other | 32 | WISD_6 | 2.11 | 1.56 | 0.69 | 0.69
CE | Other | 32 | WMEL_1 | 477.26 | 447.7 | 9.98 | 9.98
CE | Other | 32 | WTHU31 | 12.8 | 7.6 | 7.6 | 7.6
CE | Other | 32 | WWEY_1 | 8.86 | 6.22 | 3.13 | 3.12
CE | Other | 32 | WYMOM_1 | 13.58 | 9.05 | 9.05 | 9.05
CE | Other | 33 | ABHA1 | 4.28 | 2.54 | 2.54 | 2.54
CE | Other | 33 | ABNE_P | 10.35 | 7.06 | 7.06 | 7.06
CE | Other | 33 | ABTH_1 | 28.59 | 25.73 | 9.35 | 9.28
CE | Other | 33 | ALNE_P | 8.51 | 7.49 | 3.72 | 5.36
CE | Other | 33 | ALVE1 | 30.07 | 20.93 | 20.93 | 20.93
CE | Other | 33 | AMEM_1 | 8.46 | 6.61 | 1.3 | 1.3
CE | Other | 33 | ARMO_P | 11.27 | 10.66 | 0 | 0
CE | Other | 33 | BARKC1 | 205.63 | 143.72 | 99.19 | 104.1
CE | Other | 33 | BARKW3 | 13.98 | 13.22 | 0 | 0
CE | Other | 33 | BEDD_1 | 91.37 | 81.37 | 7.22 | 7.21
CE | Other | 33 | BESW_1 | 9.65 | 6.23 | 4.83 | 4.82
CE | Other | 33 | BICF_1 | 81.92 | 69.56 | 39.35 | 55.74
CE | Other | 33 | BIRK_1 | 19.27 | 13.57 | 7.56 | 7.52
CE | Other | 33 | BISW_1 | 32.44 | 23.8 | 16.08 | 16.08
CE | Other | 33 | BLYTB1 | 5.44 | 3.64 | 2.5 | 2.49
CE | Other | 33 | BOLN_1 | 260.23 | 214.74 | 70.39 | 71.42
CE | Other | 33 | BONN | 1.13 | 0.84 | 0.37 | 0.37
CE | Other | 33 | BOTW_1 | 33.25 | 31.01 | 0.72 | 0.72
CE | Other | 33 | BRAI_1 | 12.96 | 8.49 | 8.49 | 8.49
CE | Other | 33 | BRAW_1 | 25.22 | 18.67 | 9.56 | 9.56
CE | Other | 33 | BRED_1 | 15.43 | 10.22 | 9.61 | 9.6
CE | Other | 33 | BRFO_1 | 149.32 | 123.3 | 46.61 | 50.98
CE | Other | 33 | BRIM_1 | 13.29 | 9.61 | 6.45 | 6.43
CE | Other | 33 | BRLE_1 | 273.59 | 247.21 | 21.08 | 21.06
CE | Other | 33 | BRWA1 | 199.16 | 186.54 | 5.09 | 6.41
CE | Other | 33 | BURM_1 | 277.33 | 221.41 | 138.68 | 148.78
CE | Other | 33 | BUSH_1 | 53.01 | 36.7 | 36.7 | 36.7
CE | Other | 33 | BUST_1 | 1.64 | 0.98 | 0.98 | 0.98
CE | Other | 33 | CANTN1 | 79.47 | 70.87 | 10.52 | 10.52
CE | Other | 33 | CAPEA1 | 316.88 | 292.18 | 40.75 | 40.49
CE | Other | 33 | CARE_1 | 588.25 | 536.21 | 42.82 | 42.79
CE | Other | 33 | CARR_1 | 97.01 | 76.97 | 37.26 | 48.03
CE | Other | 33 | CELL_1 | 434.04 | 388.44 | 42.05 | 44.44
CE | Other | 33 | CHIC_1 | 73.84 | 68.79 | 2.89 | 2.89
CE | Other | 33 | CHSI_1 | 5.14 | 4.67 | 0.32 | 0.32
CE | Other | 33 | CHTE_1 | 549.28 | 515.76 | 13.13 | 13.13
CE | Other | 33 | CITR_1 | 19.61 | 16.75 | 5.16 | 5.13
CE | Other | 33 | CLAY_P | 1.55 | 0.75 | 0.75 | 0.75
CE | Other | 33 | CLYM | 3.79 | 2.25 | 2.25 | 2.25
CE | Other | 33 | CONQA1 | 306.64 | 281.23 | 27.81 | 28.19
CE | Other | 33 | COVE_1 | 50 | 36.16 | 26.94 | 26.93
CE | Other | 33 | COWL_1 | 55.59 | 39.73 | 26.2 | 26.2
CE | Other | 33 | COYL | 3.59 | 2.13 | 2.13 | 2.13
CE | Other | 33 | CREB_1 | 96.38 | 85.85 | 12.5 | 12.49
CE | Other | 33 | CUMB | 29.4 | 19.99 | 19.49 | 19.49
CE | Other | 33 | CUPA | 5.24 | 3.67 | 3.67 | 3.67
CE | Other | 33 | DALM3 | 29.23 | 21.63 | 14.7 | 14.7
CE | Other | 33 | DEWP | 1.5 | 1.11 | 0.49 | 0.49
CE | Other | 33 | DRAK_1 | 16.38 | 10.83 | 8.56 | 8.55
CE | Other | 33 | DRAX_1 | 322.55 | 302.83 | 11.49 | 16.15
CE | Other | 33 | DUDH_P | 4.04 | 2.99 | 1.32 | 1.31
CE | Other | 33 | DUNB | 15.29 | 11.09 | 8.8 | 8.8
CE | Other | 33 | DUNF | 5.47 | 3.7 | 3.7 | 3.7
CE | Other | 33 | EALI_6 | 13.26 | 6.79 | 6.1 | 6.1
CE | Other | 33 | EASO_1 | 11.03 | 8.53 | 4.89 | 6.16
CE | Other | 33 | ECLA_1 | 32.99 | 22.24 | 15.39 | 15.37
CE | Other | 33 | EKIS | 3.31 | 1.96 | 1.96 | 1.96
CE | Other | 33 | ELLA_1 | 75.17 | 57.33 | 22.9 | 22.81
CE | Other | 33 | ELST_1 | 14.6 | 11.22 | 7.37 | 7.37
CE | Other | 33 | ENDE_1 | 41.16 | 27.57 | 23.39 | 23.89
CE | Other | 33 | EXET1 | 101.55 | 88.99 | 15.88 | 15.86
CE | Other | 33 | FAWL_1 | 222.43 | 186.71 | 46.44 | 46.27
CE | Other | 33 | FECK_6 | 31.37 | 27.89 | 4.64 | 5.6
CE | Other | 33 | FERRA2 | 248.76 | 234.44 | 1.25 | 1.25
CE | Other | 33 | FERRB1 | 149.54 | 111.19 | 73.83 | 75.76
CE | Other | 33 | FIDF_1 | 91.31 | 73.59 | 39.67 | 49.71
CE | Other | 33 | FLEE_1 | 595.54 | 562.36 | 1.13 | 1.13
CE | Other | 33 | FOUR_1 | 5.59 | 3.91 | 3.91 | 3.91
CE | Other | 33 | FROD_1 | 257.33 | 212.14 | 80.44 | 79.99
CE | Other | 33 | GLRO | 7.48 | 5.24 | 5.24 | 5.24
CE | Other | 33 | GREN_1 | 126.07 | 99.05 | 58.43 | 73.56
CE | Other | 33 | GRIW_1 | 85.93 | 72.68 | 30.77 | 30.6
CE | Other | 33 | G_EXTRA_2 | 4.49 | 3.14 | 3.14 | 3.14
CE | Other | 33 | G_EXTRA_4 | 2.51 | 1.49 | 1.49 | 1.49
CE | Other | 33 | G_EXTRA_5 | 3.47 | 2.06 | 2.06 | 2.06
CE | Other | 33 | G_EXTRA_8 | 9.91 | 6.88 | 6.88 | 6.88
CE | Other | 33 | G_EXTRA_9 | 4.38 | 3.24 | 2.21 | 2.21
CE | Other | 33 | HACK_1 | 3.15 | 2.33 | 1.03 | 1.02
CE | Other | 33 | HACK_6 | 6.55 | 6.2 | 0 | 0
CE | Other | 33 | HAMHC1 | 39.71 | 21.05 | 21.05 | 21.05
CE | Other | 33 | HARK_1 | 32.2 | 20.64 | 12.99 | 12.97
CE | Other | 33 | HAWP_6 | 2 | 1.19 | 1.19 | 1.19
CE | Other | 33 | HEYS_1 | 6.01 | 3.82 | 3.12 | 3.11
CE | Other | 33 | HURS_1 | 7.43 | 5.57 | 2.47 | 2.47
CE | Other | 33 | HUTT_1 | 133.39 | 109.98 | 52.89 | 72.35
CE | Other | 33 | INDQ1 | 63.24 | 48.07 | 32.11 | 32.09
CE | Other | 33 | IROA1 | 7.53 | 5.31 | 2.94 | 2.93
CE | Other | 33 | IRONB1 | 6.78 | 4.47 | 4.47 | 4.47
CE | Other | 33 | IVER_1 | 212 | 177.4 | 93.95 | 101.1
CE | Other | 33 | KAIM | 3.48 | 2.48 | 1.3 | 1.29
CE | Other | 33 | KEAD_1 | 14.33 | 9.44 | 9.44 | 9.44
CE | Other | 33 | KEAR_1 | 51.42 | 35.3 | 32.47 | 32.47
CE | Other | 33 | KEIT_P | 26.82 | 23.45 | 11.82 | 17.66
CE | Other | 33 | KEMS_1 | 506.07 | 401.2 | 265.79 | 286.41
CE | Other | 33 | KIER | 2.63 | 1.56 | 1.56 | 1.56
CE | Other | 33 | KILT | 8.13 | 6.56 | 3.09 | 4.01
CE | Other | 33 | KILW | 20.56 | 17.76 | 8.12 | 8.08
CE | Other | 33 | KINO_1 | 179.55 | 149.77 | 69.52 | 69.27
CE | Other | 33 | KINT_P | 7.98 | 5.9 | 2.61 | 2.59
CE | Other | 33 | KIRKB1 | 18.42 | 16.18 | 11.21 | 11.73
CE | Other | 33 | KNAR | 12.41 | 8.68 | 8.68 | 8.68
CE | Other | 33 | LACK_6 | 177.67 | 135.71 | 98.72 | 107.8
CE | Other | 33 | LALE1SG003 | 75.89 | 56.66 | 34.05 | 34.51
CE | Other | 33 | LAND1 | 125.19 | 105.38 | 50.84 | 51.23
CE | Other | 33 | LEGA_1 | 12.46 | 8.24 | 6.51 | 6.5
CE | Other | 33 | LEVE | 26.63 | 20.26 | 12.72 | 13.94
CE | Other | 33 | LINM | 1.37 | 0.81 | 0.81 | 0.81
CE | Other | 33 | LISD_1 | 42.06 | 35.49 | 14.19 | 14.1
CE | Other | 33 | LITT_C | 11.61 | 7.47 | 3.72 | 3.72
CE | Other | 33 | LITT_J | 18.82 | 13.93 | 6.15 | 6.11
CE | Other | 33 | LODR_6 | 2.65 | 2.51 | 0 | 0
CE | Other | 33 | LOVE_1 | 406.76 | 370.78 | 29.69 | 29.66
CE | Other | 33 | LUNA_P | 1.82 | 1.43 | 0.89 | 1.13
CE | Other | 33 | MACC_3 | 26.4 | 19.22 | 9.2 | 9.14
CE | Other | 33 | MANN_1 | 30.07 | 21.24 | 16.86 | 18.28
CE | Other | 33 | MAYB | 11.66 | 8.63 | 4.13 | 4.11
CE | Other | 33 | MELK_1 | 207.25 | 192.26 | 5.64 | 5.63
CE | Other | 33 | MILC_P | 14.16 | 10.4 | 6.86 | 6.86
CE | Other | 33 | MILH_1 | 2.79 | 2.64 | 0 | 0
CE | Other | 33 | MITY_1 | 6.53 | 4.16 | 2.94 | 2.94
CE | Other | 33 | MYBS_P | 2.61 | 2.3 | 1.14 | 1.77
CE | Other | 33 | NEAR | 88.6 | 77.51 | 55.6 | 55.6
CE | Other | 33 | NECE_1 | 293.25 | 255.23 | 89.97 | 89.92
CE | Other | 33 | NEWX_6 | 66.3 | 49.34 | 40.67 | 40.66
CE | Other | 33 | NFLE | 3.08 | 2.15 | 1.29 | 1.29
CE | Other | 33 | NINF_1 | 4.57 | 3.07 | 2.06 | 2.05
CE | Other | 33 | NORM_1 | 116.82 | 94.26 | 53.28 | 65.82
CE | Other | 33 | NORT_1 | 2.72 | 1.85 | 1.17 | 1.17
CE | Other | 33 | NURS_1 | 44.63 | 32.75 | 18.3 | 18.28
CE | Other | 33 | OCKH_1 | 2.31 | 1.37 | 1.37 | 1.37
CE | Other | 33 | OFFE_3 | 4.73 | 2.81 | 2.81 | 2.81
CE | Other | 33 | OLDB_1 | 336.55 | 293.18 | 212.34 | 212.34
CE | Other | 33 | OSBA_1 | 81.71 | 72.26 | 13.05 | 13.04
CE | Other | 33 | PADIB1 | 28.61 | 23.66 | 4.77 | 5.06
CE | Other | 33 | PELH_1 | 11.41 | 7.8 | 7.8 | 7.8
CE | Other | 33 | PEMB_1 | 31.67 | 23.25 | 10.69 | 10.62
CE | Other | 33 | PENN_1 | 13.03 | 8.77 | 8.77 | 8.77
CE | Other | 33 | PENT_1 | 6.57 | 4.38 | 4.38 | 4.38
CE | Other | 33 | PENW_1 | 37.48 | 25.93 | 20.66 | 20.63
CE | Other | 33 | PERS_P | 12.53 | 9.03 | 4.55 | 4.52
CE | Other | 33 | POOB | 12.93 | 7.67 | 7.67 | 7.67
CE | Other | 33 | POPP_3 | 14.97 | 10.89 | 7.79 | 9.47
CE | Other | 33 | PORA_P | 13.98 | 13.21 | 0 | 0
CE | Other | 33 | PYLE_1 | 222.1 | 203.67 | 18.91 | 22.72
CE | Other | 33 | RAIN_1 | 720.22 | 678.95 | 3.29 | 3.29
CE | Other | 33 | RASS_1 | 620.66 | 583.76 | 6.35 | 6.35
CE | Other | 33 | RATS_1 | 70.02 | 53.54 | 27.12 | 27.07
CE | Other | 33 | RAYL_1 | 26.39 | 18.91 | 9.72 | 9.72
CE | Other | 33 | RICH1 | 15.74 | 11.65 | 5.15 | 5.11
CE | Other | 33 | ROCH_1 | 7.26 | 4.15 | 4.15 | 4.15
CE | Other | 33 | RYEH_1 | 32.57 | 22.04 | 16.78 | 16.76
CE | Other | 33 | SALH_1 | 474.06 | 366.96 | 158.99 | 158.48
CE | Other | 33 | SALT_1 | 24.09 | 20.75 | 3.76 | 3.74
CE | Other | 33 | SBAR | 92.83 | 87.76 | 0 | 0
CE | Other | 33 | SEAB1 | 251.62 | 210.35 | 110.98 | 110.97
CE | Other | 33 | SELL_1 | 197.89 | 186.67 | 0.69 | 0.69
CE | Other | 33 | SHEC_3 | 36.66 | 26.81 | 23.28 | 23.28
CE | Other | 33 | SHRW_1 | 24.06 | 17.27 | 14.02 | 14.02
CE | Other | 33 | SJOW_1 | 14.91 | 11.03 | 4.87 | 4.84
CE | Other | 33 | SKLGB1 | 439.6 | 411.97 | 7.1 | 7.09
CE | Other | 33 | SMAN_1 | 275.5 | 243.53 | 38.64 | 40.22
CE | Other | 33 | SPEN_1 | 226.52 | 173.98 | 125.18 | 135.74
CE | Other | 33 | STAH_1 | 28.62 | 22.55 | 11.29 | 13.59
CE | Other | 33 | STAY_1 | 459.34 | 413.5 | 51.1 | 51.08
CE | Other | 33 | STEN_1 | 6.49 | 4.47 | 2.72 | 2.71
CE | Other | 33 | STES_1 | 18.64 | 12.87 | 8.91 | 8.89
CE | Other | 33 | STIR | 18.38 | 16.17 | 8.04 | 11.57
CE | Other | 33 | STLE | 14.35 | 10.26 | 7.66 | 7.66
CE | Other | 33 | STRI_P | 1.68 | 1 | 1 | 1
CE | Other | 33 | SUND_1 | 28.12 | 16.93 | 15.21 | 15.21
CE | Other | 33 | SWAN_1 | 290.77 | 272.69 | 4.6 | 5.13
CE | Other | 33 | TAUN1 | 205.07 | 191.6 | 9.1 | 12.96
CE | Other | 33 | TAYN_P | 6.31 | 5.97 | 0 | 0
CE | Other | 33 | TEMP_3 | 1.74 | 1.2 | 0.73 | 0.72
CE | Other | 33 | THOM_6 | 634.66 | 589.95 | 25.47 | 26.11
CE | Other | 33 | THSO_P | 12.7 | 2.79 | 2.79 | 2.79
CE | Other | 33 | THUR_6 | 77.92 | 73.66 | 0 | 0
CE | Other | 33 | TILBB_1 | 12.38 | 8.38 | 5.63 | 5.63
CE | Other | 33 | TOTT_1 | 86.96 | 63.24 | 41.83 | 41.83
CE | Other | 33 | TRAW_1 | 1.11 | 0.66 | 0.66 | 0.66
CE | Other | 33 | TYNE_1 | 12.46 | 7.17 | 5.38 | 5.37
CE | Other | 33 | TYNE_2 | 14.56 | 13.77 | 0 | 0
CE | Other | 33 | UPPB_1 | 514.88 | 486.77 | 0 | 0
CE | Other | 33 | UPPB_3 | 302.09 | 284.3 | 3.68 | 3.68
CE | Other | 33 | USKM_1 | 44.83 | 36.17 | 20.78 | 25.53
CE | Other | 33 | WALH_1 | 19.86 | 12.95 | 11.14 | 11.68
CE | Other | 33 | WALP_1 | 113.39 | 99.69 | 40.84 | 40.61
CE | Other | 33 | WALP_B | 28.09 | 22.16 | 8.39 | 8.39
CE | Other | 33 | WASF_1 | 39.25 | 27.97 | 14.79 | 14.72
CE | Other | 33 | WATFS_1 | 5.77 | 4.31 | 3.27 | 3.27
CE | Other | 33 | WBUR_1 | 120.07 | 102.06 | 32.13 | 32.61
CE | Other | 33 | WFIE | 15.31 | 13.48 | 6.7 | 9.64
CE | Other | 33 | WHAM_1 | 51.33 | 39.58 | 15.9 | 17
CE | Other | 33 | WHGA_1 | 2.77 | 1.47 | 1.47 | 1.47
CE | Other | 33 | WHHO | 1.75 | 1.29 | 0.57 | 0.57
CE | Other | 33 | WIBA_3 | 54.54 | 46.93 | 23.99 | 33.96
CE | Other | 33 | WIEN_1 | 48.58 | 35.95 | 23.35 | 23.35
CE | Other | 33 | WILL_1 | 62.43 | 45.43 | 20.89 | 20.76
CE | Other | 33 | WIMBN1 | 5.9 | 5.58 | 0 | 0
CE | Other | 33 | WIMBS1 | 11.43 | 9.2 | 4.99 | 4.99
CE | Other | 33 | WISD_6 | 2.13 | 1.57 | 0.7 | 0.69
CE | Other | 33 | WMEL_1 | 494.13 | 463.46 | 10.53 | 10.53
CE | Other | 33 | WTHU31 | 11.98 | 7.11 | 7.11 | 7.11
CE | Other | 33 | WWEY_1 | 8.54 | 5.96 | 3.05 | 3.04
CE | Other | 33 | WYMOM_1 | 13.81 | 9.24 | 9.24 | 9.24
CE | Other | 34 | ABHA1 | 3.99 | 2.37 | 2.37 | 2.37
CE | Other | 34 | ABNE_P | 10.62 | 7.26 | 7.26 | 7.26
CE | Other | 34 | ABTH_1 | 28.59 | 25.73 | 9.35 | 9.28
CE | Other | 34 | ALNE_P | 8.51 | 7.49 | 3.72 | 5.36
CE | Other | 34 | ALVE1 | 31.32 | 21.82 | 21.82 | 21.82
CE | Other | 34 | AMEM_1 | 8.32 | 6.52 | 1.21 | 1.21
CE | Other | 34 | ARMO_P | 9.9 | 9.36 | 0 | 0
CE | Other | 34 | BARKC1 | 206.44 | 144.27 | 99.61 | 104.52
CE | Other | 34 | BARKW3 | 13.15 | 12.43 | 0 | 0
CE | Other | 34 | BEDD_1 | 96.35 | 86.23 | 6.94 | 6.93
CE | Other | 34 | BESW_1 | 9.26 | 6 | 4.58 | 4.58
CE | Other | 34 | BICF_1 | 82.4 | 69.9 | 39.69 | 56.08
CE | Other | 34 | BIRK_1 | 19.05 | 13.46 | 7.4 | 7.37
CE | Other | 34 | BISW_1 | 32.64 | 23.95 | 16.17 | 16.17
CE | Other | 34 | BLYTB1 | 5.28 | 3.54 | 2.39 | 2.39
CE | Other | 34 | BOLN_1 | 264.32 | 218.4 | 71.12 | 72.14
CE | Other | 34 | BONN | 1.14 | 0.84 | 0.37 | 0.37
CE | Other | 34 | BOTW_1 | 31.27 | 29.17 | 0.67 | 0.67
CE | Other | 34 | BRAI_1 | 12.93 | 8.52 | 8.52 | 8.52
CE | Other | 34 | BRAW_1 | 24.67 | 18.16 | 9.53 | 9.53
CE | Other | 34 | BRED_1 | 15.81 | 10.5 | 9.88 | 9.88
CE | Other | 34 | BRFO_1 | 146.65 | 120.56 | 47.18 | 51.56
CE | Other | 34 | BRIM_1 | 13.6 | 9.82 | 6.64 | 6.63
CE | Other | 34 | BRLE_1 | 283.43 | 256.39 | 21.37 | 21.35
CE | Other | 34 | BRWA1 | 203.69 | 190.9 | 4.98 | 6.29
CE | Other | 34 | BURM_1 | 278.35 | 222.16 | 139.36 | 149.46
CE | Other | 34 | BUSH_1 | 55 | 38.11 | 38.11 | 38.11
CE | Other | 34 | BUST_1 | 1.53 | 0.91 | 0.91 | 0.91
CE | Other | 34 | CANTN1 | 78.62 | 70.03 | 10.74 | 10.74
CE | Other | 34 | CAPEA1 | 324.19 | 299.18 | 40.6 | 40.34
CE | Other | 34 | CARE_1 | 600.71 | 547.75 | 43.49 | 43.46
CE | Other | 34 | CARR_1 | 96.61 | 76.72 | 37.01 | 47.77
CE | Other | 34 | CELL_1 | 442.04 | 395.96 | 42.13 | 44.51
CE | Other | 34 | CHIC_1 | 79.15 | 73.77 | 3.03 | 3.03
CE | Other | 34 | CHSI_1 | 4.83 | 4.39 | 0.3 | 0.3
CE | Other | 34 | CHTE_1 | 563.58 | 529.31 | 13.87 | 13.87
CE | Other | 34 | CITR_1 | 19.43 | 16.57 | 5.18 | 5.14
CE | Other | 34 | CLAY_P | 1.57 | 0.76 | 0.76 | 0.76
CE | Other | 34 | CLYM | 3.53 | 2.1 | 2.1 | 2.1
CE | Other | 34 | CONQA1 | 313.64 | 287.75 | 28.13 | 28.52
CE | Other | 34 | COVE_1 | 49.87 | 36.06 | 27.03 | 27.02
CE | Other | 34 | COWL_1 | 55.2 | 39.48 | 26.04 | 26.04
CE | Other | 34 | COYL | 3.35 | 1.99 | 1.99 | 1.99
CE | Other | 34 | CREB_1 | 98.8 | 88.01 | 12.89 | 12.87
CE | Other | 34 | CUMB | 29.95 | 20.42 | 19.92 | 19.92
CE | Other | 34 | CUPA | 5.47 | 3.83 | 3.83 | 3.83
CE | Other | 34 | DALM3 | 29.5 | 21.83 | 14.84 | 14.84
CE | Other | 34 | DEWP | 1.51 | 1.12 | 0.5 | 0.49
CE | Other | 34 | DRAK_1 | 16.56 | 10.96 | 8.68 | 8.66
CE | Other | 34 | DRAX_1 | 329.87 | 309.78 | 11.43 | 16.09
CE | Other | 34 | DUDH_P | 4.07 | 3.01 | 1.33 | 1.32
CE | Other | 34 | DUNB | 15.64 | 11.34 | 9.02 | 9.02
CE | Other | 34 | DUNF | 5.59 | 3.79 | 3.79 | 3.79
CE | Other | 34 | EALI_6 | 13.32 | 6.81 | 6.15 | 6.15
CE | Other | 34 | EASO_1 | 10.88 | 8.44 | 4.79 | 6.06
CE | Other | 34 | ECLA_1 | 31.75 | 21.47 | 14.72 | 14.69
CE | Other | 34 | EKIS | 3.09 | 1.83 | 1.83 | 1.83
CE | Other | 34 | ELLA_1 | 75.55 | 57.61 | 23.03 | 22.94
CE | Other | 34 | ELST_1 | 14.84 | 11.33 | 7.7 | 7.7
CE | Other | 34 | ENDE_1 | 41.44 | 27.81 | 23.61 | 24.11
CE | Other | 34 | EXET1 | 107.51 | 94.54 | 16.19 | 16.17
CE | Other | 34 | FAWL_1 | 224.61 | 188.57 | 47.85 | 47.68
CE | Other | 34 | FECK_6 | 29.78 | 26.48 | 4.47 | 5.44
CE | Other | 34 | FERRA2 | 254.79 | 240.19 | 1.16 | 1.16
CE | Other | 34 | FERRB1 | 150.77 | 112.12 | 74.48 | 76.41
CE | Other | 34 | FIDF_1 | 91.48 | 73.77 | 39.84 | 49.88
CE | Other | 34 | FLEE_1 | 610.26 | 576.31 | 1.05 | 1.05
CE | Other | 34 | FOUR_1 | 5.84 | 4.09 | 4.09 | 4.09
CE | Other | 34 | FROD_1 | 258.86 | 213.21 | 81.36 | 80.9
CE | Other | 34 | GLRO | 7.82 | 5.47 | 5.47 | 5.47
CE | Other | 34 | GREN_1 | 125.98 | 99.07 | 58.39 | 73.52
CE | Other | 34 | GRIW_1 | 86.03 | 72.75 | 30.8 | 30.63
CE | Other | 34 | G_EXTRA_2 | 4.69 | 3.28 | 3.28 | 3.28
CE | Other | 34 | G_EXTRA_4 | 2.34 | 1.39 | 1.39 | 1.39
CE | Other | 34 | G_EXTRA_5 | 3.23 | 1.92 | 1.92 | 1.92
CE | Other | 34 | G_EXTRA_8 | 10.3 | 7.15 | 7.15 | 7.15
CE | Other | 34 | G_EXTRA_9 | 4.42 | 3.27 | 2.23 | 2.23
CE | Other | 34 | HACK_1 | 3.17 | 2.35 | 1.04 | 1.03
CE | Other | 34 | HACK_6 | 6.17 | 5.83 | 0 | 0
CE | Other | 34 | HAMHC1 | 40.39 | 21.45 | 21.45 | 21.45
CE | Other | 34 | HARK_1 | 32.31 | 20.62 | 13.2 | 13.18
CE | Other | 34 | HAWP_6 | 1.86 | 1.11 | 1.11 | 1.11
CE | Other | 34 | HEYS_1 | 5.73 | 3.65 | 2.95 | 2.94
CE | Other | 34 | HURS_1 | 6.96 | 5.22 | 2.3 | 2.3
CE | Other | 34 | HUTT_1 | 133.66 | 110.19 | 52.96 | 72.42
CE | Other | 34 | INDQ1 | 63.17 | 47.95 | 32.38 | 32.37
CE | Other | 34 | IROA1 | 7.45 | 5.27 | 2.88 | 2.87
CE | Other | 34 | IRONB1 | 6.79 | 4.49 | 4.49 | 4.49
CE | Other | 34 | IVER_1 | 212.58 | 177.88 | 94.33 | 101.48
CE | Other | 34 | KAIM | 3.45 | 2.47 | 1.28 | 1.27
CE | Other | 34 | KEAD_1 | 14.36 | 9.5 | 9.5 | 9.5
CE | Other | 34 | KEAR_1 | 52.15 | 35.86 | 33 | 33
CE | Other | 34 | KEIT_P | 26.79 | 23.43 | 11.8 | 17.64
CE | Other | 34 | KEMS_1 | 510.82 | 404.68 | 268.83 | 289.44
CE | Other | 34 | KIER | 2.45 | 1.46 | 1.46 | 1.46
CE | Other | 34 | KILT | 8.16 | 6.58 | 3.1 | 4.02
CE | Other | 34 | KILW | 20.73 | 17.88 | 8.24 | 8.2
CE | Other | 34 | KINO_1 | 180.03 | 150.12 | 69.77 | 69.53
CE | Other | 34 | KINT_P | 8.03 | 5.94 | 2.63 | 2.61
CE | Other | 34 | KIRKB1 | 20.3 | 17.84 | 12.46 | 12.98
CE | Other | 34 | KNAR | 12.97 | 9.08 | 9.08 | 9.08
CE | Other | 34 | LACK_6 | 180.02 | 137.41 | 100.23 | 109.31
CE | Other | 34 | LALE1SG003 | 75.82 | 56.61 | 34.1 | 34.56
CE | Other | 34 | LAND1 | 126.47 | 106.37 | 53.44 | 53.83
CE | Other | 34 | LEGA_1 | 12.49 | 8.27 | 6.53 | 6.52
CE | Other | 34 | LEVE | 26.78 | 20.37 | 12.79 | 14.02
CE | Other | 34 | LINM | 1.27 | 0.76 | 0.76 | 0.76
CE | Other | 34 | LISD_1 | 42.14 | 35.54 | 14.22 | 14.12
CE | Other | 34 | LITT_C | 11.44 | 7.28 | 3.75 | 3.75
CE | Other | 34 | LITT_J | 18.95 | 14.02 | 6.2 | 6.15
CE | Other | 34 | LODR_6 | 2.49 | 2.36 | 0 | 0
CE | Other | 34 | LOVE_1 | 411.79 | 375.41 | 30.11 | 30.08
CE | Other | 34 | LUNA_P | 1.78 | 1.41 | 0.87 | 1.1
CE | Other | 34 | MACC_3 | 26.42 | 19.26 | 9.17 | 9.11
CE | Other | 34 | MANN_1 | 29.8 | 21.09 | 16.79 | 18.22
CE | Other | 34 | MAYB | 11.75 | 8.69 | 4.16 | 4.14
CE | Other | 34 | MELK_1 | 210.96 | 195.89 | 5.43 | 5.42
CE | Other | 34 | MILC_P | 14.24 | 10.47 | 6.9 | 6.9
CE | Other | 34 | MILH_1 | 2.63 | 2.48 | 0 | 0
CE | Other | 34 | MITY_1 | 6.23 | 3.95 | 2.8 | 2.8
CE | Other | 34 | MYBS_P | 2.61 | 2.3 | 1.14 | 1.77
CE | Other | 34 | NEAR | 95.38 | 83.49 | 59.86 | 59.86
CE | Other | 34 | NECE_1 | 313.99 | 274.05 | 96.87 | 96.82
CE | Other | 34 | NEWX_6 | 67.17 | 49.97 | 41.27 | 41.26
CE | Other | 34 | NFLE | 2.88 | 2.01 | 1.2 | 1.2
CE | Other | 34 | NINF_1 | 4.44 | 3 | 1.98 | 1.97
CE | Other | 34 | NORM_1 | 117.55 | 94.74 | 53.94 | 66.48
CE | Other | 34 | NORT_1 | 2.65 | 1.82 | 1.13 | 1.13
CE | Other | 34 | NURS_1 | 44.56 | 32.67 | 18.35 | 18.32
CE | Other | 34 | OCKH_1 | 2.16 | 1.28 | 1.28 | 1.28
CE | Other | 34 | OFFE_3 | 4.41 | 2.62 | 2.62 | 2.62
CE | Other | 34 | OLDB_1 | 374.91 | 326.92 | 237.73 | 237.73
CE | Other | 34 | OSBA_1 | 87.16 | 77.23 | 13.59 | 13.57
CE | Other | 34 | PADIB1 | 28.38 | 23.53 | 4.63 | 4.92
CE | Other | 34 | PELH_1 | 11.73 | 8.04 | 8.04 | 8.04
CE | Other | 34 | PEMB_1 | 31.79 | 23.35 | 10.71 | 10.64
CE | Other | 34 | PENN_1 | 13.57 | 9.15 | 9.15 | 9.15
CE | Other | 34 | PENT_1 | 6.64 | 4.44 | 4.44 | 4.44
CE | Other | 34 | PENW_1 | 37.82 | 26.2 | 20.89 | 20.86
CE | Other | 34 | PERS_P | 12.49 | 9.01 | 4.5 | 4.48
CE | Other | 34 | POOB | 13.13 | 7.81 | 7.81 | 7.81
CE | Other | 34 | POPP_3 | 14.43 | 10.57 | 7.48 | 9.15
CE | Other | 34 | PORA_P | 12.27 | 11.6 | 0 | 0
CE | Other | 34 | PYLE_1 | 227.22 | 208.39 | 19.24 | 23.05
CE | Other | 34 | RAIN_1 | 737.1 | 695.04 | 3.06 | 3.06
CE | Other | 34 | RASS_1 | 634.32 | 596.76 | 6.28 | 6.28
CE | Other | 34 | RATS_1 | 69.8 | 53.22 | 27.53 | 27.48
CE | Other | 34 | RAYL_1 | 24.84 | 17.78 | 9.14 | 9.14
CE | Other | 34 | RICH1 | 15.85 | 11.73 | 5.18 | 5.14
CE | Other | 34 | ROCH_1 | 6.88 | 3.93 | 3.93 | 3.93
CE | Other | 34 | RYEH_1 | 32.62 | 22.09 | 16.92 | 16.9
CE | Other | 34 | SALH_1 | 483.8 | 375.19 | 161.37 | 160.86
CE | Other | 34 | SALT_1 | 23.3 | 19.98 | 3.79 | 3.77
CE | Other | 34 | SBAR | 95.15 | 89.96 | 0 | 0
CE | Other | 34 | SEAB1 | 269.73 | 226.43 | 119.73 | 119.72
CE | Other | 34 | SELL_1 | 202.61 | 191.17 | 0.64 | 0.64
CE | Other | 34 | SHEC_3 | 37.03 | 27.11 | 23.52 | 23.52
CE | Other | 34 | SHRW_1 | 24.61 | 17.67 | 14.39 | 14.39
CE | Other | 34 | SJOW_1 | 15.01 | 11.11 | 4.91 | 4.87
CE | Other | 34 | SKLGB1 | 450.13 | 421.99 | 7.04 | 7.03
CE | Other | 34 | SMAN_1 | 281.93 | 249.25 | 39.62 | 41.21
CE | Other | 34 | SPEN_1 | 229.02 | 175.82 | 126.73 | 137.29
CE | Other | 34 | STAH_1 | 28.57 | 22.53 | 11.23 | 13.53
CE | Other | 34 | STAY_1 | 470.63 | 423.7 | 52.48 | 52.45
CE | Other | 34 | STEN_1 | 6.37 | 4.41 | 2.64 | 2.63
CE | Other | 34 | STES_1 | 18.52 | 12.82 | 8.84 | 8.82
CE | Other | 34 | STIR | 18.38 | 16.17 | 8.04 | 11.57
CE | Other | 34 | STLE | 14.32 | 10.25 | 7.63 | 7.63
CE | Other | 34 | STRI_P | 1.57 | 0.93 | 0.93 | 0.93
CE | Other | 34 | SUND_1 | 26.56 | 15.97 | 14.35 | 14.35
CE | Other | 34 | SWAN_1 | 289.44 | 271.53 | 4.42 | 4.95
CE | Other | 34 | TAUN1 | 209.47 | 195.84 | 8.96 | 12.82
CE | Other | 34 | TAYN_P | 5.54 | 5.24 | 0 | 0
CE | Other | 34 | TEMP_3 | 1.71 | 1.19 | 0.7 | 0.7
CE | Other | 34 | THOM_6 | 650.24 | 604.55 | 26.03 | 26.67
CE | Other | 34 | THSO_P | 12.7 | 2.79 | 2.79 | 2.79
CE | Other | 34 | THUR_6 | 79.86 | 75.5 | 0 | 0
CE | Other | 34 | TILBB_1 | 11.57 | 7.84 | 5.25 | 5.25
CE | Other | 34 | TOTT_1 | 87.68 | 63.77 | 42.18 | 42.18
CE | Other | 34 | TRAW_1 | 1.04 | 0.62 | 0.62 | 0.62
CE | Other | 34 | TYNE_1 | 12.57 | 7.22 | 5.42 | 5.41
CE | Other | 34 | TYNE_2 | 13.7 | 12.95 | 0 | 0
CE | Other | 34 | UPPB_1 | 525.92 | 497.2 | 0 | 0
CE | Other | 34 | UPPB_3 | 309.75 | 291.48 | 3.85 | 3.85
CE | Other | 34 | USKM_1 | 44.9 | 36.22 | 20.8 | 25.56
CE | Other | 34 | WALH_1 | 19.87 | 12.98 | 11.16 | 11.7
CE | Other | 34 | WALP_1 | 113.73 | 99.89 | 41.18 | 40.96
CE | Other | 34 | WALP_B | 27.34 | 21.44 | 8.48 | 8.48
CE | Other | 34 | WASF_1 | 38.97 | 27.84 | 14.57 | 14.5
CE | Other | 34 | WATFS_1 | 5.74 | 4.27 | 3.3 | 3.3
CE | Other | 34 | WBUR_1 | 123.72 | 105.07 | 33.43 | 33.91
CE | Other | 34 | WFIE | 15.31 | 13.48 | 6.7 | 9.64
CE | Other | 34 | WHAM_1 | 51.35 | 39.54 | 15.99 | 17.1
CE | Other | 34 | WHGA_1 | 2.72 | 1.43 | 1.43 | 1.43
CE | Other | 34 | WHHO | 1.76 | 1.3 | 0.58 | 0.57
CE | Other | 34 | WIBA_3 | 54.57 | 46.94 | 24 | 33.97
CE | Other | 34 | WIEN_1 | 48.98 | 36.25 | 23.55 | 23.55
CE | Other | 34 | WILL_1 | 62.89 | 45.75 | 21.05 | 20.91
CE | Other | 34 | WIMBN1 | 5.55 | 5.25 | 0 | 0
CE | Other | 34 | WIMBS1 | 11.33 | 9.08 | 5.06 | 5.06
CE | Other | 34 | WISD_6 | 2.14 | 1.58 | 0.7 | 0.7
CE | Other | 34 | WMEL_1 | 506.73 | 475.2 | 11.01 | 11.01
CE | Other | 34 | WTHU31 | 11.17 | 6.64 | 6.64 | 6.64
CE | Other | 34 | WWEY_1 | 8.3 | 5.77 | 2.97 | 2.96
CE | Other | 34 | WYMOM_1 | 13.98 | 9.39 | 9.39 | 9.39
CE | Other | 35 | ABHA1 | 3.72 | 2.21 | 2.21 | 2.21
CE | Other | 35 | ABNE_P | 10.93 | 7.49 | 7.49 | 7.49
CE | Other | 35 | ABTH_1 | 28.59 | 25.73 | 9.35 | 9.28
CE | Other | 35 | ALNE_P | 8.11 | 7.14 | 3.55 | 5.11
CE | Other | 35 | ALVE1 | 32.64 | 22.75 | 22.75 | 22.75
CE | Other | 35 | AMEM_1 | 8.18 | 6.44 | 1.13 | 1.13
CE | Other | 35 | ARMO_P | 8.41 | 7.95 | 0 | 0
CE | Other | 35 | BARKC1 | 205.66 | 143.49 | 99.3 | 103.98
CE | Other | 35 | BARKW3 | 12.65 | 11.96 | 0 | 0
CE | Other | 35 | BEDD_1 | 95.78 | 85.84 | 6.68 | 6.68
CE | Other | 35 | BESW_1 | 8.89 | 5.78 | 4.36 | 4.35
CE | Other | 35 | BICF_1 | 82.91 | 70.26 | 40.06 | 56.44
CE | Other | 35 | BIRK_1 | 18.86 | 13.36 | 7.26 | 7.22
CE | Other | 35 | BISW_1 | 32.71 | 24.01 | 16.2 | 16.2
CE | Other | 35 | BLYTB1 | 5.13 | 3.46 | 2.3 | 2.29
CE | Other | 35 | BOLN_1 | 266.17 | 220.01 | 71.63 | 72.6
CE | Other | 35 | BONN | 1.15 | 0.85 | 0.37 | 0.37
CE | Other | 35 | BOTW_1 | 30.05 | 28.03 | 0.63 | 0.63
CE | Other | 35 | BRAI_1 | 12.95 | 8.56 | 8.56 | 8.56
CE | Other | 35 | BRAW_1 | 24.33 | 17.84 | 9.51 | 9.5
CE | Other | 35 | BRED_1 | 16.22 | 10.79 | 10.17 | 10.17
CE | Other | 35 | BRFO_1 | 144.22 | 118.13 | 47.25 | 51.42
CE | Other | 35 | BRIM_1 | 13.92 | 10.06 | 6.85 | 6.83
CE | Other | 35 | BRLE_1 | 285.57 | 258.29 | 21.65 | 21.63
CE | Other | 35 | BRWA1 | 205.45 | 192.62 | 4.87 | 6.19
CE | Other | 35 | BURM_1 | 276.88 | 220.7 | 138.95 | 148.56
CE | Other | 35 | BUSH_1 | 57.11 | 39.62 | 39.62 | 39.62
CE | Other | 35 | BUST_1 | 1.43 | 0.85 | 0.85 | 0.85
CE | Other | 35 | CANTN1 | 77.34 | 68.77 | 10.98 | 10.98
CE | Other | 35 | CAPEA1 | 324.9 | 299.93 | 40.46 | 40.19
CE | Other | 35 | CARE_1 | 606.15 | 552.67 | 44.09 | 44.06
CE | Other | 35 | CARR_1 | 77 | 59.22 | 35.61 | 45.87
CE | Other | 35 | CELL_1 | 444.8 | 398.57 | 41.91 | 44.17
CE | Other | 35 | CHIC_1 | 79.29 | 73.85 | 3.17 | 3.17
CE | Other | 35 | CHSI_1 | 4.63 | 4.22 | 0.28 | 0.28
CE | Other | 35 | CHTE_1 | 569.26 | 534.77 | 14.05 | 14.05
CE | Other | 35 | CITR_1 | 19.35 | 16.47 | 5.19 | 5.16
CE | Other | 35 | CLAY_P | 1.6 | 0.78 | 0.78 | 0.78
CE | Other | 35 | CLYM | 3.29 | 1.96 | 1.96 | 1.96
CE | Other | 35 | CONQA1 | 316.8 | 290.65 | 28.45 | 28.84
CE | Other | 35 | COVE_1 | 49.87 | 36.07 | 27.12 | 27.11
CE | Other | 35 | COWL_1 | 54.74 | 39.19 | 25.81 | 25.81
CE | Other | 35 | COYL | 3.12 | 1.85 | 1.85 | 1.85
CE | Other | 35 | CREB_1 | 100.17 | 89.16 | 13.3 | 13.28
CE | Other | 35 | CUMB | 30.56 | 20.89 | 20.39 | 20.39
CE | Other | 35 | CUPA | 5.73 | 4.01 | 4.01 | 4.01
CE | Other | 35 | DALM3 | 29.66 | 21.95 | 14.93 | 14.93
CE | Other | 35 | DEWP | 1.53 | 1.13 | 0.5 | 0.5
CE | Other | 35 | DRAK_1 | 16.76 | 11.11 | 8.81 | 8.8
CE | Other | 35 | DRAX_1 | 331.68 | 311.6 | 10.87 | 15.31
CE | Other | 35 | DUDH_P | 4.1 | 3.03 | 1.34 | 1.33
CE | Other | 35 | DUNB | 15.96 | 11.57 | 9.24 | 9.24
CE | Other | 35 | DUNF | 5.71 | 3.89 | 3.89 | 3.89
CE | Other | 35 | EALI_6 | 13.41 | 6.83 | 6.2 | 6.2
CE | Other | 35 | EASO_1 | 10.73 | 8.36 | 4.7 | 5.97
CE | Other | 35 | ECLA_1 | 30.64 | 20.79 | 14.09 | 14.06
CE | Other | 35 | EKIS | 2.88 | 1.71 | 1.71 | 1.71
CE | Other | 35 | ELLA_1 | 61.07 | 44.53 | 23.14 | 23.04
CE | Other | 35 | ELST_1 | 15.2 | 11.55 | 8.06 | 8.06
CE | Other | 35 | ENDE_1 | 41.66 | 27.98 | 23.81 | 24.29
CE | Other | 35 | EXET1 | 107.99 | 94.89 | 16.51 | 16.49
CE | Other | 35 | FAWL_1 | 225.76 | 189.53 | 48.56 | 48.39
CE | Other | 35 | FECK_6 | 28.48 | 25.36 | 4.22 | 5.14
CE | Other | 35 | FERRA2 | 257.18 | 242.5 | 1.09 | 1.09
CE | Other | 35 | FERRB1 | 151.02 | 112.25 | 74.69 | 76.53
CE | Other | 35 | FIDF_1 | 76.99 | 60.76 | 39.84 | 49.78
CE | Other | 35 | FLEE_1 | 616.22 | 582 | 0.98 | 0.98
CE | Other | 35 | FOUR_1 | 6.11 | 4.28 | 4.28 | 4.28
CE | Other | 35 | FROD_1 | 224.98 | 182.39 | 82.33 | 81.87
CE | Other | 35 | GLRO | 8.18 | 5.73 | 5.73 | 5.73
CE | Other | 35 | GREN_1 | 123.93 | 97.34 | 57.5 | 72.23
CE | Other | 35 | GRIW_1 | 86.12 | 72.82 | 30.83 | 30.66
CE | Other | 35 | G_EXTRA_2 | 4.91 | 3.44 | 3.44 | 3.44
CE | Other | 35 | G_EXTRA_4 | 2.18 | 1.3 | 1.3 | 1.3
CE | Other | 35 | G_EXTRA_5 | 3.01 | 1.79 | 1.79 | 1.79
CE | Other | 35 | G_EXTRA_8 | 10.71 | 7.44 | 7.44 | 7.44
CE | Other | 35 | G_EXTRA_9 | 4.45 | 3.29 | 2.24 | 2.24
CE | Other | 35 | HACK_1 | 3.19 | 2.36 | 1.04 | 1.04
CE | Other | 35 | HACK_6 | 5.93 | 5.61 | 0 | 0
CE | Other | 35 | HAMHC1 | 41.09 | 21.86 | 21.86 | 21.86
CE | Other | 35 | HARK_1 | 32.53 | 20.71 | 13.41 | 13.39
CE | Other | 35 | HAWP_6 | 1.74 | 1.03 | 1.03 | 1.03
CE | Other | 35 | HEYS_1 | 5.47 | 3.5 | 2.79 | 2.79
CE | Other | 35 | HURS_1 | 6.58 | 4.95 | 2.15 | 2.15
CE | Other | 35 | HUTT_1 | 133.97 | 110.43 | 53.04 | 72.51
CE | Other | 35 | INDQ1 | 63.3 | 48.01 | 32.66 | 32.64
CE | Other | 35 | IROA1 | 7.38 | 5.23 | 2.83 | 2.81
CE | Other | 35 | IRONB1 | 6.83 | 4.53 | 4.53 | 4.53
CE | Other | 35 | IVER_1 | 213.15 | 178.35 | 94.7 | 101.85
CE | Other | 35 | KAIM | 3.44 | 2.47 | 1.26 | 1.26
CE | Other | 35 | KEAD_1 | 14.42 | 9.58 | 9.58 | 9.58
CE | Other | 35 | KEAR_1 | 52.94 | 36.47 | 33.57 | 33.57
CE | Other | 35 | KEIT_P | 26.29 | 23 | 11.57 | 17.33
CE | Other | 35 | KEMS_1 | 512.4 | 405.41 | 270.44 | 290.51
CE | Other | 35 | KIER | 2.28 | 1.36 | 1.36 | 1.36
CE | Other | 35 | KILT | 8.19 | 6.61 | 3.11 | 4.03
CE | Other | 35 | KILW | 20.91 | 18 | 8.36 | 8.32
CE | Other | 35 | KINO_1 | 180.24 | 150.27 | 69.89 | 69.64
CE | Other | 35 | KINT_P | 8.09 | 5.99 | 2.64 | 2.63
CE | Other | 35 | KIRKB1 | 20.96 | 18.42 | 12.9 | 13.39
CE | Other | 35 | KNAR | 13.57 | 9.5 | 9.5 | 9.5
CE | Other | 35 | LACK_6 | 180.15 | 137.14 | 100.77 | 109.42
CE | Other | 35 | LALE1SG003 | 75.51 | 56.38 | 33.99 | 34.42
CE | Other | 35 | LAND1 | 126.49 | 106.33 | 54.49 | 54.86
CE | Other | 35 | LEGA_1 | 12.53 | 8.32 | 6.56 | 6.55
CE | Other | 35 | LEVE | 26.62 | 20.2 | 12.73 | 13.89
CE | Other | 35 | LINM | 1.19 | 0.71 | 0.71 | 0.71
CE | Other | 35 | LISD_1 | 42.22 | 35.59 | 14.25 | 14.15
CE | Other | 35 | LITT_C | 11.37 | 7.18 | 3.79 | 3.79
CE | Other | 35 | LITT_J | 19.09 | 14.13 | 6.24 | 6.2
CE | Other | 35 | LODR_6 | 2.4 | 2.27 | 0 | 0
CE | Other | 35 | LOVE_1 | 413.59 | 376.99 | 30.51 | 30.48
CE | Other | 35 | LUNA_P | 1.69 | 1.34 | 0.82 | 1.04
CE | Other | 35 | MACC_3 | 26.46 | 19.31 | 9.15 | 9.09
CE | Other | 35 | MANN_1 | 29.42 | 20.83 | 16.67 | 18.06
CE | Other | 35 | MAYB | 11.83 | 8.75 | 4.19 | 4.17
CE | Other | 35 | MELK_1 | 212.19 | 197.17 | 5.23 | 5.22
CE | Other | 35 | MILC_P | 14.26 | 10.48 | 6.91 | 6.91
CE | Other | 35 | MILH_1 | 2.53 | 2.39 | 0 | 0
CE | Other | 35 | MITY_1 | 5.97 | 3.78 | 2.67 | 2.67
CE | Other | 35 | MYBS_P | 2.61 | 2.3 | 1.14 | 1.77
CE | Other | 35 | NEAR | 100.33 | 87.85 | 62.97 | 62.97
CE | Other | 35 | NECE_1 | 318.6 | 278.03 | 99.69 | 99.64
CE | Other | 35 | NEWX_6 | 68.04 | 50.61 | 41.85 | 41.85
CE | Other | 35 | NFLE | 2.71 | 1.9 | 1.12 | 1.12
CE | Other | 35 | NINF_1 | 4.33 | 2.93 | 1.9 | 1.9
CE | Other | 35 | NORM_1 | 115.5 | 92.77 | 53.38 | 65.35
CE | Other | 35 | NORT_1 | 2.6 | 1.79 | 1.1 | 1.09
CE | Other | 35 | NURS_1 | 44.49 | 32.61 | 18.35 | 18.32
CE | Other | 35 | OCKH_1 | 2.01 | 1.19 | 1.19 | 1.19
CE | Other | 35 | OFFE_3 | 4.11 | 2.44 | 2.44 | 2.44
CE | Other | 35 | OLDB_1 | 390.9 | 341 | 247.77 | 247.76
CE | Other | 35 | OSBA_1 | 87.99 | 77.81 | 14.15 | 14.14
CE | Other | 35 | PADIB1 | 10.32 | 7.35 | 4.46 | 4.73
CE | Other | 35 | PELH_1 | 12.08 | 8.3 | 8.3 | 8.3
CE | Other | 35 | PEMB_1 | 31.93 | 23.47 | 10.73 | 10.66
CE | Other | 35 | PENN_1 | 14.15 | 9.55 | 9.55 | 9.55
CE | Other | 35 | PENT_1 | 6.72 | 4.52 | 4.52 | 4.52
CE | Other | 35 | PENW_1 | 38.2 | 26.5 | 21.15 | 21.12
CE | Other | 35 | PERS_P | 12.46 | 9.01 | 4.47 | 4.44
CE | Other | 35 | POOB | 13.37 | 7.97 | 7.97 | 7.97
CE | Other | 35 | POPP_3 | 13.92 | 10.27 | 7.18 | 8.85
CE | Other | 35 | PORA_P | 10.43 | 9.86 | 0 | 0
CE | Other | 35 | PYLE_1 | 228.7 | 209.72 | 19.18 | 22.81
CE | Other | 35 | RAIN_1 | 743.74 | 701.44 | 2.86 | 2.86
CE | Other | 35 | RASS_1 | 639.66 | 601.87 | 6.22 | 6.22
CE | Other | 35 | RATS_1 | 69.92 | 53.21 | 27.94 | 27.89
CE | Other | 35 | RAYL_1 | 23.57 | 16.9 | 8.59 | 8.59
CE | Other | 35 | RICH1 | 15.96 | 11.81 | 5.22 | 5.18
CE | Other | 35 | ROCH_1 | 6.53 | 3.72 | 3.72 | 3.72
CE | Other | 35 | RYEH_1 | 32.77 | 22.21 | 17.09 | 17.07
CE | Other | 35 | SALH_1 | 461.96 | 354.78 | 163.63 | 163.12
CE | Other | 35 | SALT_1 | 22.84 | 19.54 | 3.82 | 3.8
CE | Other | 35 | SBAR | 96.1 | 90.86 | 0 | 0
CE | Other | 35 | SEAB1 | 275.65 | 231.51 | 123.42 | 123.41
CE | Other | 35 | SELL_1 | 204.48 | 192.97 | 0.6 | 0.6
CE | Other | 35 | SHEC_3 | 37.39 | 27.4 | 23.76 | 23.76
CE | Other | 35 | SHRW_1 | 25.14 | 18.05 | 14.76 | 14.76
CE | Other | 35 | SJOW_1 | 15.12 | 11.19 | 4.94 | 4.91
CE | Other | 35 | SKLGB1 | 454.4 | 426.09 | 7 | 6.98
CE | Other | 35 | SMAN_1 | 285.57 | 252.31 | 40.67 | 42.25
CE | Other | 35 | SPEN_1 | 230.35 | 176.65 | 127.76 | 138.1
CE | Other | 35 | STAH_1 | 27.96 | 22.02 | 10.93 | 13.12
CE | Other | 35 | STAY_1 | 476.48 | 428.73 | 53.89 | 53.87
CE | Other | 35 | STEN_1 | 6.26 | 4.35 | 2.56 | 2.55
CE | Other | 35 | STES_1 | 18.43 | 12.8 | 8.79 | 8.77
CE | Other | 35 | STIR | 17.51 | 15.41 | 7.66 | 11.02
CE | Other | 35 | STLE | 14.25 | 10.22 | 7.59 | 7.59
CE | Other | 35 | STRI_P | 1.46 | 0.87 | 0.87 | 0.87
CE | Other | 35 | SUND_1 | 25.14 | 15.09 | 13.53 | 13.53
CE | Other | 35 | SWAN_1 | 287.47 | 269.78 | 4.19 | 4.7
CE | Other | 35 | TAUN1 | 211.15 | 197.51 | 8.83 | 12.69
CE | Other | 35 | TAYN_P | 4.71 | 4.45 | 0 | 0
CE | Other | 35 | TEMP_3 | 1.68 | 1.17 | 0.69 | 0.68
CE | Other | 35 | THOM_6 | 656.99 | 610.79 | 26.58 | 27.18
CE | Other | 35 | THSO_P | 12.7 | 2.79 | 2.79 | 2.79
CE | Other | 35 | THUR_6 | 80.66 | 76.26 | 0 | 0
CE | Other | 35 | TILBB_1 | 10.87 | 7.38 | 4.89 | 4.89
CE | Other | 35 | TOTT_1 | 88.06 | 64.04 | 42.36 | 42.36
CE | Other | 35 | TRAW_1 | 0.97 | 0.58 | 0.58 | 0.58
CE | Other | 35 | TYNE_1 | 12.67 | 7.28 | 5.47 | 5.46
CE | Other | 35 | TYNE_2 | 13.18 | 12.46 | 0 | 0
CE | Other | 35 | UPPB_1 | 530.19 | 501.24 | 0 | 0
CE | Other | 35 | UPPB_3 | 313.04 | 294.54 | 4.03 | 4.03
CE | Other | 35 | USKM_1 | 43.8 | 35.25 | 20.32 | 24.85
CE | Other | 35 | WALH_1 | 19.78 | 12.91 | 11.15 | 11.66
CE | Other | 35 | WALP_1 | 114.15 | 100.17 | 41.55 | 41.32
CE | Other | 35 | WALP_B | 26.96 | 21.05 | 8.6 | 8.6
CE | Other | 35 | WASF_1 | 38.74 | 27.74 | 14.37 | 14.3
CE | Other | 35 | WATFS_1 | 5.73 | 4.26 | 3.32 | 3.32
CE | Other | 35 | WBUR_1 | 126.41 | 107.14 | 34.8 | 35.28
CE | Other | 35 | WFIE | 14.59 | 12.84 | 6.38 | 9.19
CE | Other | 35 | WHAM_1 | 51.5 | 39.62 | 16.1 | 17.2
CE | Other | 35 | WHGA_1 | 2.66 | 1.4 | 1.4 | 1.4
CE | Other | 35 | WHHO | 1.77 | 1.31 | 0.58 | 0.58
CE | Other | 35 | WIBA_3 | 52.15 | 44.8 | 22.95 | 32.44
CE | Other | 35 | WIEN_1 | 49.18 | 36.39 | 23.64 | 23.64
CE | Other | 35 | WILL_1 | 63.37 | 46.1 | 21.22 | 21.08
CE | Other | 35 | WIMBN1 | 5.34 | 5.05 | 0 | 0
CE | Other | 35 | WIMBS1 | 11.32 | 9.05 | 5.14 | 5.14
CE | Other | 35 | WISD_6 | 2.16 | 1.6 | 0.71 | 0.7
CE | Other | 35 | WMEL_1 | 512.32 | 480.31 | 11.51 | 11.51
CE | Other | 35 | WTHU31 | 10.41 | 6.19 | 6.19 | 6.19
CE | Other | 35 | WWEY_1 | 8.11 | 5.64 | 2.89 | 2.88
CE | Other | 35 | WYMOM_1 | 14.19 | 9.56 | 9.56 | 9.56
CE | Other | 36 | ABHA1 | 3.46 | 2.06 | 2.06 | 2.06
CE | Other | 36 | ABNE_P | 11.17 | 7.67 | 7.67 | 7.67
CE | Other | 36 | ABTH_1 | 28.59 | 25.73 | 9.35 | 9.28
CE | Other | 36 | ALNE_P | 8.11 | 7.14 | 3.55 | 5.11
CE | Other | 36 | ALVE1 | 33.75 | 23.53 | 23.53 | 23.53
CE | Other | 36 | AMEM_1 | 8.05 | 6.37 | 1.05 | 1.05
CE | Other | 36 | ARMO_P | 7.07 | 6.68 | 0 | 0
CE | Other | 36 | BARKC1 | 205.96 | 143.71 | 99.44 | 104.12
CE | Other | 36 | BARKW3 | 12.32 | 11.65 | 0 | 0
CE | Other | 36 | BEDD_1 | 95.28 | 85.51 | 6.43 | 6.43
CE | Other | 36 | BESW_1 | 8.54 | 5.58 | 4.14 | 4.14
CE | Other | 36 | BICF_1 | 83.34 | 70.56 | 40.36 | 56.74
CE | Other | 36 | BIRK_1 | 18.69 | 13.27 | 7.13 | 7.09
CE | Other | 36 | BISW_1 | 32.78 | 24.07 | 16.23 | 16.23
CE | Other | 36 | BLYTB1 | 4.99 | 3.38 | 2.21 | 2.21
CE | Other | 36 | BOLN_1 | 267.51 | 221.16 | 72.13 | 73.1
CE | Other | 36 | BONN | 1.15 | 0.85 | 0.38 | 0.37
CE | Other | 36 | BOTW_1 | 29.22 | 27.28 | 0.58 | 0.58
CE | Other | 36 | BRAI_1 | 12.93 | 8.58 | 8.58 | 8.58
CE | Other | 36 | BRAW_1 | 24.08 | 17.62 | 9.47 | 9.47
CE | Other | 36 | BRED_1 | 16.56 | 11.04 | 10.41 | 10.41
CE | Other | 36 | BRFO_1 | 143.49 | 117.29 | 47.7 | 51.87
CE | Other | 36 | BRIM_1 | 14.2 | 10.26 | 7.03 | 7.01
CE | Other | 36 | BRLE_1 | 286.79 | 259.36 | 21.88 | 21.86
CE | Other | 36 | BRWA1 | 206.25 | 193.45 | 4.77 | 6.08
CE | Other | 36 | BURM_1 | 277.88 | 221.44 | 139.61 | 149.22
CE | Other | 36 | BUSH_1 | 58.85 | 40.87 | 40.87 | 40.87
CE | Other | 36 | BUST_1 | 1.33 | 0.79 | 0.79 | 0.79
CE | Other | 36 | CANTN1 | 76.53 | 67.98 | 11.16 | 11.16
CE | Other | 36 | CAPEA1 | 325.1 | 300.2 | 40.32 | 40.06
CE | Other | 36 | CARE_1 | 609.16 | 555.33 | 44.59 | 44.56
CE | Other | 36 | CARR_1 | 76.61 | 58.98 | 35.37 | 45.63
CE | Other | 36 | CELL_1 | 446.64 | 400.27 | 41.96 | 44.22
CE | Other | 36 | CHIC_1 | 79.41 | 73.93 | 3.28 | 3.28
CE | Other | 36 | CHSI_1 | 4.49 | 4.1 | 0.26 | 0.26
CE | Other | 36 | CHTE_1 | 572.02 | 537.46 | 14.08 | 14.08
CE | Other | 36 | CITR_1 | 19.31 | 16.43 | 5.21 | 5.17
CE | Other | 36 | CLAY_P | 1.62 | 0.79 | 0.79 | 0.79
CE | Other | 36 | CLYM | 3.07 | 1.82 | 1.82 | 1.82
CE | Other | 36 | CONQA1 | 318.62 | 292.28 | 28.76 | 29.15
CE | Other | 36 | COVE_1 | 49.92 | 36.13 | 27.22 | 27.21
CE | Other | 36 | COWL_1 | 54.34 | 38.94 | 25.6 | 25.6
CE | Other | 36 | COYL | 2.91 | 1.73 | 1.73 | 1.73
CE | Other | 36 | CREB_1 | 101.06 | 89.89 | 13.64 | 13.63
CE | Other | 36 | CUMB | 31.04 | 21.27 | 20.76 | 20.76
CE | Other | 36 | CUPA | 5.94 | 4.16 | 4.16 | 4.16
CE | Other | 36 | DALM3 | 29.81 | 22.06 | 15.01 | 15.01
CE | Other | 36 | DEWP | 1.54 | 1.14 | 0.5 | 0.5
CE | Other | 36 | DRAK_1 | 16.92 | 11.23 | 8.92 | 8.9
CE | Other | 36 | DRAX_1 | 333.12 | 313 | 10.82 | 15.26
CE | Other | 36 | DUDH_P | 4.13 | 3.06 | 1.35 | 1.34
CE | Other | 36 | DUNB | 16.24 | 11.76 | 9.43 | 9.43
CE | Other | 36 | DUNF | 5.81 | 3.97 | 3.97 | 3.97
CE | Other | 36 | EALI_6 | 13.47 | 6.86 | 6.24 | 6.24
CE | Other | 36 | EASO_1 | 10.6 | 8.28 | 4.62 | 5.89
CE | Other | 36 | ECLA_1 | 29.63 | 20.18 | 13.5 | 13.47
CE | Other | 36 | EKIS | 2.68 | 1.59 | 1.59 | 1.59
CE | Other | 36 | ELLA_1 | 61.39 | 44.77 | 23.24 | 23.14
CE | Other | 36 | ELST_1 | 15.53 | 11.75 | 8.35 | 8.35
CE | Other | 36 | ENDE_1 | 41.89 | 28.18 | 24 | 24.47
CE | Other | 36 | EXET1 | 108.39 | 95.19 | 16.77 | 16.75
CE | Other | 36 | FAWL_1 | 226.54 | 190.16 | 49.03 | 48.86
CE | Other | 36 | FECK_6 | 27.72 | 24.72 | 4.07 | 4.99
CE | Other | 36 | FERRA2 | 258.33 | 243.63 | 1.01 | 1.01
CE | Other | 36 | FERRB1 | 151.65 | 112.74 | 75.05 | 76.89
CE | Other | 36 | FIDF_1 | 77.12 | 60.9 | 39.97 | 49.92
CE | Other | 36 | FLEE_1 | 619.18 | 584.83 | 0.91 | 0.91
CE | Other | 36 | FOUR_1 | 6.34 | 4.44 | 4.44 | 4.44
CE | Other | 36 | FROD_1 | 226.51 | 183.48 | 83.17 | 82.72
CE | Other | 36 | GLRO | 8.48 | 5.94 | 5.94 | 5.94
CE | Other | 36 | GREN_1 | 123.87 | 97.37 | 57.46 | 72.19
CE | Other | 36 | GRIW_1 | 86.2 | 72.88 | 30.86 | 30.69
CE | Other | 36 | G_EXTRA_2 | 5.09 | 3.56 | 3.56 | 3.56
CE | Other | 36 | G_EXTRA_4 | 2.03 | 1.21 | 1.21 | 1.21
CE | Other | 36 | G_EXTRA_5 | 2.81 | 1.67 | 1.67 | 1.67
CE | Other | 36 | G_EXTRA_8 | 11.05 | 7.69 | 7.69 | 7.69
CE | Other | 36 | G_EXTRA_9 | 4.47 | 3.31 | 2.25 | 2.25
CE | Other | 36 | HACK_1 | 3.22 | 2.38 | 1.05 | 1.04
CE | Other | 36 | HACK_6 | 5.78 | 5.46 | 0 | 0
CE | Other | 36 | HAMHC1 | 41.62 | 22.18 | 22.18 | 22.18
CE | Other | 36 | HARK_1 | 32.73 | 20.81 | 13.58 | 13.56
CE | Other | 36 | HAWP_6 | 1.62 | 0.96 | 0.96 | 0.96
CE | Other | 36 | HEYS_1 | 5.23 | 3.36 | 2.64 | 2.64
CE | Other | 36 | HURS_1 | 6.25 | 4.73 | 2 | 2
CE | Other | 36 | HUTT_1 | 134.28 | 110.67 | 53.13 | 72.59
CE | Other | 36 | INDQ1 | 63.54 | 48.18 | 32.94 | 32.92
CE | Other | 36 | IROA1 | 7.31 | 5.2 | 2.78 | 2.76
CE | Other | 36 | IRONB1 | 6.83 | 4.56 | 4.56 | 4.56
CE | Other | 36 | IVER_1 | 213.72 | 178.82 | 95.07 | 102.22
CE | Other | 36 | KAIM | 3.42 | 2.46 | 1.25 | 1.24
CE | Other | 36 | KEAD_1 | 14.44 | 9.63 | 9.63 | 9.63
CE | Other | 36 | KEAR_1 | 53.59 | 36.98 | 34.05 | 34.05
CE | Other | 36 | KEIT_P | 26.26 | 22.98 | 11.55 | 17.31
CE | Other | 36 | KEMS_1 | 516.6 | 408.49 | 273.14 | 293.21
CE | Other | 36 | KIER | 2.13 | 1.26 | 1.26 | 1.26
CE | Other | 36 | KILT | 8.22 | 6.63 | 3.12 | 4.04
CE | Other | 36 | KILW | 21.06 | 18.11 | 8.47 | 8.43
CE | Other | 36 | KINO_1 | 180.44 | 150.43 | 69.99 | 69.75
CE | Other | 36 | KINT_P | 8.15 | 6.03 | 2.66 | 2.65
CE | Other | 36 | KIRKB1 | 21.4 | 18.81 | 13.17 | 13.67
CE | Other | 36 | KNAR | 14.06 | 9.85 | 9.85 | 9.85
CE | Other | 36 | LACK_6 | 182.32 | 138.71 | 102.16 | 110.81
CE | Other | 36 | LALE1SG003 | 75.37 | 56.3 | 33.94 | 34.37
CE | Other | 36 | LAND1 | 126.48 | 106.3 | 55.16 | 55.53
CE | Other | 36 | LEGA_1 | 12.55 | 8.35 | 6.58 | 6.57
CE | Other | 36 | LEVE | 26.77 | 20.31 | 12.81 | 13.97
CE | Other | 36 | LINM | 1.11 | 0.66 | 0.66 | 0.66
CE | Other | 36 | LISD_1 | 42.3 | 35.64 | 14.27 | 14.18
CE | Other | 36 | LITT_C | 11.32 | 7.12 | 3.81 | 3.81
CE | Other | 36 | LITT_J | 19.23 | 14.23 | 6.29 | 6.24
CE | Other | 36 | LODR_6 | 2.34 | 2.21 | 0 | 0
CE | Other | 36 | LOVE_1 | 414.43 | 377.69 | 30.83 | 30.8
CE | Other | 36 | LUNA_P | 1.65 | 1.31 | 0.8 | 1.02
CE | Other | 36 | MACC_3 | 26.51 | 19.37 | 9.13 | 9.07
CE | Other | 36 | MANN_1 | 29.22 | 20.74 | 16.61 | 17.99
CE | Other | 36 | MAYB | 11.91 | 8.81 | 4.22 | 4.2
CE | Other | 36 | MELK_1 | 212.62 | 197.68 | 5.05 | 5.04
CE | Other | 36 | MILC_P | 14.28 | 10.5 | 6.91 | 6.91
CE | Other | 36 | MILH_1 | 2.46 | 2.33 | 0 | 0
CE | Other | 36 | MITY_1 | 5.73 | 3.63 | 2.55 | 2.55
CE | Other | 36 | MYBS_P | 2.61 | 2.3 | 1.14 | 1.77
CE | Other | 36 | NEAR | 103.06 | 90.27 | 64.69 | 64.69
CE | Other | 36 | NECE_1 | 321.33 | 280.38 | 101.35 | 101.3
CE | Other | 36 | NEWX_6 | 68.91 | 51.24 | 42.42 | 42.42
CE | Other | 36 | NFLE | 2.56 | 1.8 | 1.05 | 1.05
CE | Other | 36 | NINF_1 | 4.22 | 2.87 | 1.84 | 1.83
CE | Other | 36 | NORM_1 | 116.25 | 93.3 | 53.96 | 65.93
CE | Other | 36 | NORT_1 | 2.55 | 1.76 | 1.06 | 1.06
CE | Other | 36 | NURS_1 | 44.46 | 32.59 | 18.35 | 18.32
CE | Other | 36 | OCKH_1 | 1.87 | 1.11 | 1.11 | 1.11
CE | Other | 36 | OFFE_3 | 3.83 | 2.27 | 2.27 | 2.27
CE | Other | 36 | OLDB_1 | 399.79 | 348.84 | 253.34 | 253.34
CE | Other | 36 | OSBA_1 | 88.69 | 78.3 | 14.63 | 14.62
CE | Other | 36 | PADIB1 | 10.13 | 7.24 | 4.33 | 4.61
CE | Other | 36 | PELH_1 | 12.37 | 8.51 | 8.51 | 8.51
CE | Other | 36 | PEMB_1 | 32.08 | 23.59 | 10.76 | 10.69
CE | Other | 36 | PENN_1 | 14.63 | 9.88 | 9.88 | 9.88
CE | Other | 36 | PENT_1 | 6.78 | 4.57 | 4.57 | 4.57
CE | Other | 36 | PENW_1 | 38.52 | 26.75 | 21.36 | 21.33
CE | Other | 36 | PERS_P | 12.44 | 9.01 | 4.43 | 4.41
CE | Other | 36 | POOB | 13.54 | 8.08 | 8.08 | 8.08
CE | Other | 36 | POPP_3 | 13.45 | 9.99 | 6.89 | 8.57
CE | Other | 36 | PORA_P | 8.76 | 8.29 | 0 | 0
CE | Other | 36 | PYLE_1 | 230.08 | 210.93 | 19.47 | 23.1
CE | Other | 36 | RAIN_1 | 746.9 | 704.54 | 2.66 | 2.66
CE | Other | 36 | RASS_1 | 642.19 | 604.33 | 6.15 | 6.15
CE | Other | 36 | RATS_1 | 70.13 | 53.31 | 28.28 | 28.23
CE | Other | 36 | RAYL_1 | 22.47 | 16.17 | 8.07 | 8.07
CE | Other | 36 | RICH1 | 16.08 | 11.9 | 5.26 | 5.22
CE | Other | 36 | ROCH_1 | 6.2 | 3.52 | 3.52 | 3.52
CE | Other | 36 | RYEH_1 | 32.87 | 22.31 | 17.21 | 17.19
CE | Other | 36 | SALH_1 | 465.81 | 357.56 | 165.64 | 165.12
CE | Other | 36 | SALT_1 | 22.57 | 19.27 | 3.84 | 3.82
CE | Other | 36 | SBAR | 96.58 | 91.31 | 0 | 0
CE | Other | 36 | SEAB1 | 279.2 | 234.52 | 125.63 | 125.62
CE | Other | 36 | SELL_1 | 205.39 | 193.85 | 0.56 | 0.56
CE | Other | 36 | SHEC_3 | 37.75 | 27.68 | 23.99 | 23.99
CE | Other | 36 | SHRW_1 | 25.59 | 18.36 | 15.06 | 15.06
CE | Other | 36 | SJOW_1 | 15.23 | 11.27 | 4.98 | 4.94
CE | Other | 36 | SKLGB1 | 456.51 | 428.13 | 6.94 | 6.93
CE | Other | 36 | SMAN_1 | 288 | 254.28 | 41.56 | 43.14
CE | Other | 36 | SPEN_1 | 232.73 | 178.41 | 129.23 | 139.56
CE | Other | 36 | STAH_1 | 27.93 | 22.02 | 10.89 | 13.08
CE | Other | 36 | STAY_1 | 480.08 | 431.73 | 55.06 | 55.04
CE | Other | 36 | STEN_1 | 6.15 | 4.29 | 2.49 | 2.48
CE | Other | 36 | STES_1 | 18.34 | 12.77 | 8.73 | 8.71
CE | Other | 36 | STIR | 17.51 | 15.41 | 7.66 | 11.02
CE | Other | 36 | STLE | 14.19 | 10.19 | 7.55 | 7.55
CE | Other | 36 | STRI_P | 1.36 | 0.81 | 0.81 | 0.81
CE | Other | 36 | SUND_1 | 23.81 | 14.28 | 12.76 | 12.76
CE | Other | 36 | SWAN_1 | 285.93 | 268.42 | 4.03 | 4.53
CE | Other | 36 | TAUN1 | 211.91 | 198.29 | 8.71 | 12.56
CE | Other | 36 | TAYN_P | 3.96 | 3.74 | 0 | 0
CE | Other | 36 | TEMP_3 | 1.66 | 1.16 | 0.67 | 0.66
CE | Other | 36 | THOM_6 | 660.72 | 614.2 | 27.07 | 27.68
CE | Other | 36 | THSO_P | 12.7 | 2.79 | 2.79 | 2.79
CE | Other | 36 | THUR_6 | 81.07 | 76.64 | 0 | 0
CE | Other | 36 | TILBB_1 | 10.24 | 6.98 | 4.56 | 4.56
CE | Other | 36 | TOTT_1 | 88.4 | 64.28 | 42.52 | 42.52
CE | Other | 36 | TRAW_1 | 0.9 | 0.54 | 0.54 | 0.54
CE | Other | 36 | TYNE_1 | 12.75 | 7.33 | 5.5 | 5.49
CE | Other | 36 | TYNE_2 | 12.84 | 12.14 | 0 | 0
CE | Other | 36 | UPPB_1 | 532.23 | 503.17 | 0 | 0
CE | Other | 36 | UPPB_3 | 314.79 | 296.14 | 4.18 | 4.18
CE | Other | 36 | USKM_1 | 43.87 | 35.32 | 20.35 | 24.88
CE | Other | 36 | WALH_1 | 19.77 | 12.93 | 11.16 | 11.68
CE | Other | 36 | WALP_1 | 114.53 | 100.41 | 41.85 | 41.62
CE | Other | 36 | WALP_B | 26.7 | 20.81 | 8.67 | 8.67
CE | Other | 36 | WASF_1 | 38.54 | 27.65 | 14.19 | 14.11
CE | Other | 36 | WATFS_1 | 5.74 | 4.26 | 3.35 | 3.35
CE | Other | 36 | WBUR_1 | 128.41 | 108.65 | 35.95 | 36.42
CE | Other | 36 | WFIE | 14.59 | 12.84 | 6.38 | 9.19
CE | Other | 36 | WHAM_1 | 51.71 | 39.75 | 16.2 | 17.3
CE | Other | 36 | WHGA_1 | 2.61 | 1.36 | 1.36 | 1.36
CE | Other | 36 | WHHO | 1.79 | 1.32 | 0.58 | 0.58
CE | Other | 36 | WIBA_3 | 52.16 | 44.81 | 22.95 | 32.45
CE | Other | 36 | WIEN_1 | 49.36 | 36.53 | 23.73 | 23.73
CE | Other | 36 | WILL_1 | 63.85 | 46.44 | 21.38 | 21.24
CE | Other | 36 | WIMBN1 | 5.2 | 4.92 | 0 | 0
CE | Other | 36 | WIMBS1 | 11.34 | 9.05 | 5.21 | 5.21
CE | Other | 36 | WISD_6 | 2.17 | 1.61 | 0.71 | 0.71
CE | Other | 36 | WMEL_1 | 515.38 | 483.06 | 11.93 | 11.93
CE | Other | 36 | WTHU31 | 9.7 | 5.76 | 5.76 | 5.76
CE | Other | 36 | WWEY_1 | 7.96 | 5.53 | 2.82 | 2.81
CE | Other | 36 | WYMOM_1 | 14.35 | 9.7 | 9.7 | 9.7
CE | Other | 37 | ABHA1 | 3.23 | 1.92 | 1.92 | 1.92
CE | Other | 37 | ABNE_P | 11.34 | 7.8 | 7.8 | 7.8
CE | Other | 37 | ABTH_1 | 28.59 | 25.73 | 9.35 | 9.28
CE | Other | 37 | ALNE_P | 8.11 | 7.14 | 3.55 | 5.11
CE | Other | 37 | ALVE1 | 34.6 | 24.13 | 24.13 | 24.13
CE | Other | 37 | AMEM_1 | 7.93 | 6.29 | 0.98 | 0.98
CE | Other | 37 | ARMO_P | 6.13 | 5.79 | 0 | 0
CE | Other | 37 | BARKC1 | 206.01 | 143.74 | 99.45 | 104.13
CE | Other | 37 | BARKW3 | 12.12 | 11.46 | 0 | 0
CE | Other | 37 | BEDD_1 | 100.51 | 90.58 | 6.2 | 6.2
CE | Other | 37 | BESW_1 | 8.22 | 5.39 | 3.95 | 3.94
CE | Other | 37 | BICF_1 | 83.67 | 70.8 | 40.59 | 56.98
CE | Other | 37 | BIRK_1 | 18.55 | 13.21 | 7.01 | 6.98
CE | Other | 37 | BISW_1 | 32.78 | 24.08 | 16.23 | 16.23
CE | Other | 37 | BLYTB1 | 4.87 | 3.31 | 2.13 | 2.12
CE | Other | 37 | BOLN_1 | 267.91 | 221.49 | 72.42 | 73.39
CE | Other | 37 | BONN | 1.16 | 0.86 | 0.38 | 0.38
CE | Other | 37 | BOTW_1 | 28.7 | 26.81 | 0.54 | 0.54
CE | Other | 37 | BRAI_1 | 12.86 | 8.57 | 8.57 | 8.57
CE | Other | 37 | BRAW_1 | 23.92 | 17.48 | 9.44 | 9.44
CE | Other | 37 | BRED_1 | 16.81 | 11.22 | 10.59 | 10.59
CE | Other | 37 | BRFO_1 | 143.13 | 116.83 | 48.04 | 52.2
CE | Other | 37 | BRIM_1 | 14.45 | 10.43 | 7.17 | 7.16
CE | Other | 37 | BRLE_1 | 292.36 | 264.56 | 22.05 | 22.03
CE | Other | 37 | BRWA1 | 206.09 | 193.35 | 4.67 | 5.99
CE | Other | 37 | BURM_1 | 278.84 | 222.14 | 140.23 | 149.84
CE | Other | 37 | BUSH_1 | 60.18 | 41.82 | 41.82 | 41.82
CE | Other | 37 | BUST_1 | 1.24 | 0.74 | 0.74 | 0.74
CE | Other | 37 | CANTN1 | 77.55 | 68.92 | 11.29 | 11.29
CE | Other | 37 | CAPEA1 | 329.78 | 304.7 | 40.19 | 39.93
CE | Other | 37 | CARE_1 | 609.55 | 555.56 | 44.96 | 44.93
CE | Other | 37 | CARR_1 | 76.25 | 58.76 | 35.15 | 45.41
CE | Other | 37 | CELL_1 | 446.93 | 400.49 | 42.02 | 44.29
CE | Other | 37 | CHIC_1 | 84.75 | 78.94 | 3.37 | 3.37
CE | Other | 37 | CHSI_1 | 4.4 | 4.01 | 0.24 | 0.24
CE | Other | 37 | CHTE_1 | 571.91 | 537.46 | 14.02 | 14.02
CE | Other | 37 | CITR_1 | 19.31 | 16.42 | 5.23 | 5.19
CE | Other | 37 | CLAY_P | 1.64 | 0.8 | 0.8 | 0.8
CE | Other | 37 | CLYM | 2.86 | 1.7 | 1.7 | 1.7
CE | Other | 37 | CONQA1 | 319.1 | 292.64 | 29.06 | 29.45
CE | Other | 37 | COVE_1 | 50.02 | 36.23 | 27.32 | 27.31
CE | Other | 37 | COWL_1 | 53.9 | 38.67 | 25.35 | 25.35
CE | Other | 37 | COYL | 2.71 | 1.61 | 1.61 | 1.61
CE | Other | 37 | CREB_1 | 101.47 | 90.19 | 13.91 | 13.89
CE | Other | 37 | CUMB | 31.34 | 21.52 | 21.01 | 21.01
CE | Other | 37 | CUPA | 6.1 | 4.27 | 4.27 | 4.27
CE | Other | 37 | DALM3 | 29.91 | 22.13 | 15.07 | 15.07
CE | Other | 37 | DEWP | 1.55 | 1.15 | 0.51 | 0.5
CE | Other | 37 | DRAK_1 | 17.05 | 11.33 | 8.99 | 8.98
CE | Other | 37 | DRAX_1 | 333.04 | 312.95 | 10.77 | 15.21
CE | Other | 37 | DUDH_P | 4.16 | 3.08 | 1.36 | 1.35
CE | Other | 37 | DUNB | 16.44 | 11.91 | 9.57 | 9.57
CE | Other | 37 | DUNF | 5.88 | 4.02 | 4.02 | 4.02
CE | Other | 37 | EALI_6 | 13.53 | 6.88 | 6.28 | 6.28
CE | Other | 37 | EASO_1 | 10.48 | 8.22 | 4.54 | 5.81
CE | Other | 37 | ECLA_1 | 28.72 | 19.65 | 12.95 | 12.93
CE | Other | 37 | EKIS | 2.49 | 1.48 | 1.48 | 1.48
CE | Other | 37 | ELLA_1 | 61.74 | 45.02 | 23.34 | 23.25
CE | Other | 37 | ELST_1 | 15.8 | 11.93 | 8.58 | 8.58
CE | Other | 37 | ENDE_1 | 42.04 | 28.32 | 24.11 | 24.59
CE | Other | 37 | EXET1 | 114.19 | 100.61 | 16.97 | 16.95
CE | Other | 37 | FAWL_1 | 227.06 | 190.59 | 49.34 | 49.17
CE | Other | 37 | FECK_6 | 27.17 | 24.28 | 3.93 | 4.85
CE | Other | 37 | FERRA2 | 258.22 | 243.56 | 0.94 | 0.94
CE | Other | 37 | FERRB1 | 151.93 | 112.96 | 75.23 | 77.07
CE | Other | 37 | FIDF_1 | 77.12 | 60.96 | 40.02 | 49.97
CE | Other | 37 | FLEE_1 | 619.08 | 584.77 | 0.85 | 0.85
CE | Other | 37 | FOUR_1 | 6.51 | 4.56 | 4.56 | 4.56
CE | Other | 37 | FROD_1 | 227.97 | 184.52 | 83.92 | 83.47
CE | Other | 37 | GLRO | 8.71 | 6.1 | 6.1 | 6.1
CE | Other | 37 | GREN_1 | 123.78 | 97.37 | 57.39 | 72.12
CE | Other | 37 | GRIW_1 | 86.28 | 72.94 | 30.88 | 30.71
CE | Other | 37 | G_EXTRA_2 | 5.23 | 3.66 | 3.66 | 3.66
CE | Other | 37 | G_EXTRA_4 | 1.89 | 1.12 | 1.12 | 1.12
CE | Other | 37 | G_EXTRA_5 | 2.61 | 1.55 | 1.55 | 1.55
CE | Other | 37 | G_EXTRA_8 | 11.31 | 7.87 | 7.87 | 7.87
CE | Other | 37 | G_EXTRA_9 | 4.49 | 3.32 | 2.26 | 2.26
CE | Other | 37 | HACK_1 | 3.24 | 2.4 | 1.06 | 1.05
CE | Other | 37 | HACK_6 | 5.68 | 5.37 | 0 | 0
CE | Other | 37 | HAMHC1 | 42.09 | 22.45 | 22.45 | 22.45
CE | Other | 37 | HARK_1 | 32.95 | 20.94 | 13.73 | 13.71
CE | Other | 37 | HAWP_6 | 1.51 | 0.89 | 0.89 | 0.89
CE | Other | 37 | HEYS_1 | 5 | 3.23 | 2.5 | 2.5
CE | Other | 37 | HURS_1 | 5.97 | 4.55 | 1.86 | 1.86
CE | Other | 37 | HUTT_1 | 134.67 | 110.96 | 53.24 | 72.7
CE | Other | 37 | INDQ1 | 63.87 | 48.43 | 33.22 | 33.2
CE | Other | 37 | IROA1 | 7.26 | 5.18 | 2.73 | 2.72
CE | Other | 37 | IRONB1 | 6.82 | 4.56 | 4.56 | 4.56
CE | Other | 37 | IVER_1 | 214.29 | 179.28 | 95.45 | 102.59
CE | Other | 37 | KAIM | 3.41 | 2.46 | 1.24 | 1.23
CE | Other | 37 | KEAD_1 | 14.4 | 9.64 | 9.64 | 9.64
CE | Other | 37 | KEAR_1 | 54.1 | 37.38 | 34.42 | 34.42
CE | Other | 37 | KEIT_P | 26.23 | 22.96 | 11.54 | 17.29
CE | Other | 37 | KEMS_1 | 520.4 | 411.29 | 275.59 | 295.66
CE | Other | 37 | KIER | 1.98 | 1.18 | 1.18 | 1.18
CE | Other | 37 | KILT | 8.26 | 6.66 | 3.13 | 4.05
CE | Other | 37 | KILW | 21.18 | 18.19 | 8.55 | 8.51
CE | Other | 37 | KINO_1 | 180.5 | 150.47 | 70.02 | 69.78
CE | Other | 37 | KINT_P | 8.22 | 6.08 | 2.69 | 2.67
CE | Other | 37 | KIRKB1 | 21.65 | 19.03 | 13.33 | 13.83
CE | Other | 37 | KNAR | 14.45 | 10.12 | 10.12 | 10.12
CE | Other | 37 | LACK_6 | 184.32 | 140.15 | 103.42 | 112.06
CE | Other | 37 | LALE1SG003 | 75.16 | 56.17 | 33.83 | 34.26
CE | Other | 37 | LAND1 | 126.51 | 106.31 | 55.59 | 55.96
CE | Other | 37 | LEGA_1 | 12.55 | 8.37 | 6.59 | 6.58
CE | Other | 37 | LEVE | 26.93 | 20.43 | 12.88 | 14.04
CE | Other | 37 | LINM | 1.03 | 0.61 | 0.61 | 0.61
CE | Other | 37 | LISD_1 | 42.38 | 35.7 | 14.3 | 14.21
CE | Other | 37 | LITT_C | 11.31 | 7.08 | 3.83 | 3.83
CE | Other | 37 | LITT_J | 19.39 | 14.35 | 6.34 | 6.29
CE | Other | 37 | LODR_6 | 2.3 | 2.17 | 0 | 0
CE | Other | 37 | LOVE_1 | 414.05 | 377.27 | 31.06 | 31.03
CE | Other | 37 | LUNA_P | 1.62 | 1.29 | 0.78 | 1
CE | Other | 37 | MACC_3 | 26.6 | 19.45 | 9.13 | 9.07
CE | Other | 37 | MANN_1 | 28.98 | 20.62 | 16.51 | 17.9
CE | Other | 37 | MAYB | 12 | 8.88 | 4.25 | 4.23
CE | Other | 37 | MELK_1 | 212.2 | 197.39 | 4.88 | 4.87
CE | Other | 37 | MILC_P | 14.27 | 10.5 | 6.9 | 6.9
CE | Other | 37 | MILH_1 | 2.42 | 2.29 | 0 | 0
CE | Other | 37 | MITY_1 | 5.52 | 3.5 | 2.43 | 2.43
CE | Other | 37 | MYBS_P | 2.61 | 2.3 | 1.14 | 1.77
CE | Other | 37 | NEAR | 104.59 | 91.64 | 65.65 | 65.65
CE | Other | 37 | NECE_1 | 333.13 | 291.38 | 102.33 | 102.28
CE | Other | 37 | NEWX_6 | 69.77 | 51.88 | 42.98 | 42.97
CE | Other | 37 | NFLE | 2.43 | 1.72 | 0.97 | 0.97
CE | Other | 37 | NINF_1 | 4.12 | 2.82 | 1.77 | 1.77
CE | Other | 37 | NORM_1 | 116.83 | 93.72 | 54.4 | 66.37
CE | Other | 37 | NORT_1 | 2.5 | 1.73 | 1.03 | 1.03
CE | Other | 37 | NURS_1 | 44.43 | 32.57 | 18.33 | 18.3
CE | Other | 37 | OCKH_1 | 1.74 | 1.04 | 1.04 | 1.04
CE | Other | 37 | OFFE_3 | 3.57 | 2.12 | 2.12 | 2.12
CE | Other | 37 | OLDB_1 | 404.8 | 353.27 | 256.49 | 256.48
CE | Other | 37 | OSBA_1 | 93.91 | 83.1 | 15 | 14.99
CE | Other | 37 | PADIB1 | 9.95 | 7.14 | 4.21 | 4.49
CE | Other | 37 | PELH_1 | 12.57 | 8.66 | 8.66 | 8.66
CE | Other | 37 | PEMB_1 | 32.27 | 23.74 | 10.8 | 10.73
CE | Other | 37 | PENN_1 | 15.01 | 10.14 | 10.14 | 10.14
CE | Other | 37 | PENT_1 | 6.81 | 4.6 | 4.6 | 4.6
CE | Other | 37 | PENW_1 | 38.77 | 26.95 | 21.52 | 21.49
CE | Other | 37 | PERS_P | 12.44 | 9.02 | 4.4 | 4.38
CE | Other | 37 | POOB | 13.67 | 8.17 | 8.17 | 8.17
CE | Other | 37 | POPP_3 | 13 | 9.72 | 6.63 | 8.31
CE | Other | 37 | PORA_P | 7.6 | 7.18 | 0 | 0
CE | Other | 37 | PYLE_1 | 230.42 | 211.16 | 19.7 | 23.33
CE | Other | 37 | RAIN_1 | 746.49 | 704.26 | 2.48 | 2.48
CE | Other | 37 | RASS_1 | 641.77 | 604.02 | 6.07 | 6.07
CE | Other | 37 | RATS_1 | 70.35 | 53.45 | 28.53 | 28.48
CE | Other | 37 | RAYL_1 | 21.52 | 15.55 | 7.59 | 7.59
CE | Other | 37 | RICH1 | 16.21 | 12 | 5.3 | 5.26
CE | Other | 37 | ROCH_1 | 5.88 | 3.33 | 3.33 | 3.33
CE | Other | 37 | RYEH_1 | 32.92 | 22.37 | 17.28 | 17.26
CE | Other | 37 | SALH_1 | 474.56 | 365.08 | 167.33 | 166.81
CE | Other | 37 | SALT_1 | 22.44 | 19.13 | 3.87 | 3.86
CE | Other | 37 | SBAR | 96.58 | 91.31 | 0 | 0
CE | Other | 37 | SEAB1 | 286.12 | 240.82 | 126.96 | 126.95
CE | Other | 37 | SELL_1 | 205.31 | 193.79 | 0.52 | 0.52
CE | Other | 37 | SHEC_3 | 38.11 | 27.96 | 24.22 | 24.22
CE | Other | 37 | SHRW_1 | 25.91 | 18.6 | 15.29 | 15.29
CE | Other | 37 | SJOW_1 | 15.36 | 11.36 | 5.02 | 4.98
CE | Other | 37 | SKLGB1 | 456.39 | 428.09 | 6.88 | 6.87
CE | Other | 37 | SMAN_1 | 289.21 | 255.15 | 42.28 | 43.86
CE | Other | 37 | SPEN_1 | 235.05 | 180.12 | 130.63 | 140.97
CE | Other | 37 | STAH_1 | 27.93 | 22.03 | 10.86 | 13.04
CE | Other | 37 | STAY_1 | 481.33 | 432.62 | 55.94 | 55.92
CE | Other | 37 | STEN_1 | 6.07 | 4.24 | 2.43 | 2.42
CE | Other | 37 | STES_1 | 18.24 | 12.74 | 8.67 | 8.64
CE | Other | 37 | STIR | 17.51 | 15.41 | 7.66 | 11.02
CE | Other | 37 | STLE | 14.11 | 10.16 | 7.51 | 7.51
CE | Other | 37 | STRI_P | 1.27 | 0.75 | 0.75 | 0.75
CE | Other | 37 | SUND_1 | 22.58 | 13.53 | 12.04 | 12.04
CE | Other | 37 | SWAN_1 | 284.3 | 266.97 | 3.88 | 4.38
CE | Other | 37 | TAUN1 | 211.71 | 198.18 | 8.59 | 12.45
CE | Other | 37 | TAYN_P | 3.43 | 3.24 | 0 | 0
CE | Other | 37 | TEMP_3 | 1.63 | 1.14 | 0.65 | 0.65
CE | Other | 37 | THOM_6 | 661.17 | 614.57 | 27.42 | 28.02
CE | Other | 37 | THSO_P | 12.7 | 2.79 | 2.79 | 2.79
CE | Other | 37 | THUR_6 | 81.07 | 76.64 | 0 | 0
CE | Other | 37 | TILBB_1 | 9.67 | 6.63 | 4.24 | 4.24
CE | Other | 37 | TOTT_1 | 88.55 | 64.39 | 42.59 | 42.59
CE | Other | 37 | TRAW_1 | 0.84 | 0.5 | 0.5 | 0.5
CE | Other | 37 | TYNE_1 | 12.83 | 7.38 | 5.54 | 5.53
CE | Other | 37 | TYNE_2 | 12.63 | 11.94 | 0 | 0
CE | Other | 37 | UPPB_1 | 531.92 | 502.87 | 0 | 0
CE | Other | 37 | UPPB_3 | 314.95 | 296.25 | 4.29 | 4.29
CE | Other | 37 | USKM_1 | 43.96 | 35.39 | 20.39 | 24.91
CE | Other | 37 | WALH_1 | 19.74 | 12.93 | 11.15 | 11.67
CE | Other | 37 | WALP_1 | 114.84 | 100.62 | 42.09 | 41.87
CE | Other | 37 | WALP_B | 26.54 | 20.66 | 8.72 | 8.72
CE | Other | 37 | WASF_1 | 38.4 | 27.61 | 14.03 | 13.96
CE | Other | 37 | WATFS_1 | 5.76 | 4.26 | 3.37 | 3.37
CE | Other | 37 | WBUR_1 | 129.67 | 109.54 | 36.83 | 37.31
CE | Other | 37 | WFIE | 14.59 | 12.84 | 6.38 | 9.19
CE | Other | 37 | WHAM_1 | 52.01 | 39.96 | 16.31 | 17.41
CE | Other | 37 | WHGA_1 | 2.56 | 1.33 | 1.33 | 1.33
CE | Other | 37 | WHHO | 1.8 | 1.33 | 0.59 | 0.58
CE | Other | 37 | WIBA_3 | 52.18 | 44.81 | 22.96 | 32.46
CE | Other | 37 | WIEN_1 | 49.44 | 36.58 | 23.77 | 23.77
CE | Other | 37 | WILL_1 | 64.4 | 46.84 | 21.57 | 21.43
CE | Other | 37 | WIMBN1 | 5.11 | 4.84 | 0 | 0
CE | Other | 37 | WIMBS1 | 11.4 | 9.08 | 5.28 | 5.28
CE | Other | 37 | WISD_6 | 2.19 | 1.62 | 0.72 | 0.71
CE | Other | 37 | WMEL_1 | 515.84 | 483.38 | 12.26 | 12.26
CE | Other | 37 | WTHU31 | 9.03 | 5.36 | 5.36 | 5.36
CE | Other | 37 | WWEY_1 | 7.83 | 5.45 | 2.75 | 2.75
CE | Other | 37 | WYMOM_1 | 14.43 | 9.78 | 9.78 | 9.78
CE | Other | 38 | ABHA1 | 3 | 1.78 | 1.78 | 1.78
CE | Other | 38 | ABNE_P | 11.48 | 7.9 | 7.9 | 7.9
CE | Other | 38 | ABTH_1 | 28.59 | 25.73 | 9.35 | 9.28
CE | Other | 38 | ALNE_P | 8.11 | 7.14 | 3.55 | 5.11
CE | Other | 38 | ALVE1 | 35.32 | 24.65 | 24.65 | 24.65
CE | Other | 38 | AMEM_1 | 7.81 | 6.23 | 0.91 | 0.91
CE | Other | 38 | ARMO_P | 5.72 | 5.41 | 0 | 0
CE | Other | 38 | BARKC1 | 205.83 | 143.67 | 99.33 | 104.01
CE | Other | 38 | BARKW3 | 12.04 | 11.39 | 0 | 0
CE | Other | 38 | BEDD_1 | 105.77 | 95.69 | 5.98 | 5.97
CE | Other | 38 | BESW_1 | 7.93 | 5.23 | 3.76 | 3.75
CE | Other | 38 | BICF_1 | 83.95 | 71 | 40.79 | 57.18
CE | Other | 38 | BIRK_1 | 18.47 | 13.18 | 6.92 | 6.88
CE | Other | 38 | BISW_1 | 32.78 | 24.09 | 16.22 | 16.22
CE | Other | 38 | BLYTB1 | 4.76 | 3.25 | 2.06 | 2.05
CE | Other | 38 | BOLN_1 | 268.23 | 221.78 | 72.64 | 73.61
CE | Other | 38 | BONN | 1.18 | 0.87 | 0.38 | 0.38
CE | Other | 38 | BOTW_1 | 28.45 | 26.6 | 0.51 | 0.51
CE | Other | 38 | BRAI_1 | 12.78 | 8.54 | 8.54 | 8.54
CE | Other | 38 | BRAW_1 | 23.81 | 17.4 | 9.4 | 9.4
CE | Other | 38 | BRED_1 | 17.02 | 11.38 | 10.73 | 10.73
CE | Other | 38 | BRFO_1 | 143.2 | 116.81 | 48.32 | 52.48
CE | Other | 38 | BRIM_1 | 14.68 | 10.6 | 7.31 | 7.29
CE | Other | 38 | BRLE_1 | 297.89 | 269.74 | 22.19 | 22.17
CE | Other | 38 | BRWA1 | 205.94 | 193.26 | 4.58 | 5.9
CE | Other | 38 | BURM_1 | 279.84 | 222.87 | 140.85 | 150.45
CE | Other | 38 | BUSH_1 | 61.3 | 42.63 | 42.63 | 42.63
CE | Other | 38 | BUST_1 | 1.15 | 0.68 | 0.68 | 0.68
CE | Other | 38 | CANTN1 | 78.9 | 70.2 | 11.38 | 11.38
CE | Other | 38 | CAPEA1 | 334.54 | 309.27 | 40.07 | 39.81
CE | Other | 38 | CARE_1 | 609.98 | 555.86 | 45.26 | 45.23
CE | Other | 38 | CARR_1 | 75.82 | 58.5 | 34.89 | 45.15
CE | Other | 38 | CELL_1 | 447.42 | 400.88 | 42.14 | 44.4
CE | Other | 38 | CHIC_1 | 90.07 | 83.95 | 3.45 | 3.45
CE | Other | 38 | CHSI_1 | 4.34 | 3.97 | 0.23 | 0.23
CE | Other | 38 | CHTE_1 | 571.79 | 537.43 | 13.96 | 13.96
CE | Other | 38 | CITR_1 | 19.36 | 16.45 | 5.25 | 5.22
CE | Other | 38 | CLAY_P | 1.65 | 0.8 | 0.8 | 0.8
CE | Other | 38 | CLYM | 2.66 | 1.58 | 1.58 | 1.58
CE | Other | 38 | CONQA1 | 319.56 | 292.99 | 29.36 | 29.75
CE | Other | 38 | COVE_1 | 50.16 | 36.38 | 27.42 | 27.41
CE | Other | 38 | COWL_1 | 53.48 | 38.43 | 25.11 | 25.11
CE | Other | 38 | COYL | 2.52 | 1.5 | 1.5 | 1.5
CE | Other | 38 | CREB_1 | 101.84 | 90.46 | 14.15 | 14.13
CE | Other | 38 | CUMB | 31.58 | 21.72 | 21.21 | 21.21
CE | Other | 38 | CUPA | 6.24 | 4.37 | 4.37 | 4.37
CE | Other | 38 | DALM3 | 30 | 22.2 | 15.12 | 15.12
CE | Other | 38 | DEWP | 1.57 | 1.16 | 0.51 | 0.51
CE | Other | 38 | DRAK_1 | 17.15 | 11.42 | 9.05 | 9.04
CE | Other | 38 | DRAX_1 | 332.96 | 312.9 | 10.72 | 15.16
CE | Other | 38 | DUDH_P | 4.21 | 3.11 | 1.38 | 1.37
CE | Other | 38 | DUNB | 16.63 | 12.04 | 9.69 | 9.69
CE | Other | 38 | DUNF | 5.93 | 4.06 | 4.06 | 4.06
CE | Other | 38 | EALI_6 | 13.52 | 6.88 | 6.28 | 6.28
CE | Other | 38 | EASO_1 | 10.38 | 8.16 | 4.47 | 5.74
CE | Other | 38 | ECLA_1 | 27.91 | 19.18 | 12.45 | 12.42
CE | Other | 38 | EKIS | 2.32 | 1.38 | 1.38 | 1.38
CE | Other | 38 | ELLA_1 | 62.17 | 45.34 | 23.47 | 23.38
CE | Other | 38 | ELST_1 | 16.06 | 12.1 | 8.78 | 8.78
CE | Other | 38 | ENDE_1 | 42.13 | 28.43 | 24.19 | 24.66
CE | Other | 38 | EXET1 | 119.96 | 106.02 | 17.14 | 17.12
CE | Other | 38 | FAWL_1 | 227.55 | 190.99 | 49.61 | 49.44
CE | Other | 38 | FECK_6 | 26.83 | 24.04 | 3.81 | 4.73
CE | Other | 38 | FERRA2 | 258.11 | 243.5 | 0.88 | 0.88
CE | Other | 38 | FERRB1 | 152.16 | 113.14 | 75.37 | 77.21
CE | Other | 38 | FIDF_1 | 77.07 | 60.98 | 40.04 | 49.99
CE | Other | 38 | FLEE_1 | 618.98 | 584.71 | 0.79 | 0.79
CE | Other | 38 | FOUR_1 | 6.66 | 4.66 | 4.66 | 4.66
CE | Other | 38 | FROD_1 | 229.56 | 185.67 | 84.67 | 84.21
CE | Other | 38 | GLRO | 8.92 | 6.24 | 6.24 | 6.24
CE | Other | 38 | GREN_1 | 123.69 | 97.39 | 57.31 | 72.04
CE | Other | 38 | GRIW_1 | 86.37 | 73.01 | 30.9 | 30.74
CE | Other | 38 | G_EXTRA_2 | 5.35 | 3.75 | 3.75 | 3.75
CE | Other | 38 | G_EXTRA_4 | 1.76 | 1.05 | 1.05 | 1.05
CE | Other | 38 | G_EXTRA_5 | 2.43 | 1.45 | 1.45 | 1.45
CE | Other | 38 | G_EXTRA_8 | 11.54 | 8.03 | 8.03 | 8.03
CE | Other | 38 | G_EXTRA_9 | 4.5 | 3.33 | 2.27 | 2.27
CE | Other | 38 | HACK_1 | 3.28 | 2.43 | 1.07 | 1.06
CE | Other | 38 | HACK_6 | 5.64 | 5.34 | 0 | 0
CE | Other | 38 | HAMHC1 | 42.36 | 22.61 | 22.61 | 22.61
CE | Other | 38 | HARK_1 | 33.12 | 21.05 | 13.84 | 13.81
CE | Other | 38 | HAWP_6 | 1.4 | 0.83 | 0.83 | 0.83
CE | Other | 38 | HEYS_1 | 4.79 | 3.11 | 2.37 | 2.37
CE | Other | 38 | HURS_1 | 5.74 | 4.4 | 1.73 | 1.73
CE | Other | 38 | HUTT_1 | 135.17 | 111.34 | 53.39 | 72.85
CE | Other | 38 | INDQ1 | 64.29 | 48.76 | 33.5 | 33.48
CE | Other | 38 | IROA1 | 7.23 | 5.17 | 2.7 | 2.69
CE | Other | 38 | IRONB1 | 6.79 | 4.55 | 4.55 | 4.55
CE | Other | 38 | IVER_1 | 214.86 | 179.74 | 95.81 | 102.96
CE | Other | 38 | KAIM | 3.41 | 2.46 | 1.23 | 1.22
CE | Other | 38 | KEAD_1 | 14.35 | 9.63 | 9.63 | 9.63
CE | Other | 38 | KEAR_1 | 54.52 | 37.73 | 34.73 | 34.73
CE | Other | 38 | KEIT_P | 26.2 | 22.95 | 11.52 | 17.27
CE | Other | 38 | KEMS_1 | 524.03 | 413.96 | 277.93 | 298
CE | Other | 38 | KIER | 1.84 | 1.09 | 1.09 | 1.09
CE | Other | 38 | KILT | 8.31 | 6.69 | 3.14 | 4.07
CE | Other | 38 | KILW | 21.28 | 18.26 | 8.62 | 8.58
CE | Other | 38 | KINO_1 | 180.56 | 150.52 | 70.05 | 69.8
CE | Other | 38 | KINT_P | 8.3 | 6.14 | 2.71 | 2.69
CE | Other | 38 | KIRKB1 | 21.85 | 19.2 | 13.46 | 13.95
CE | Other | 38 | KNAR | 14.79 | 10.35 | 10.35 | 10.35
CE | Other | 38 | LACK_6 | 186.2 | 141.52 | 104.59 | 113.24
CE | Other | 38 | LALE1SG003 | 75.01 | 56.09 | 33.73 | 34.16
CE | Other | 38 | LAND1 | 126.83 | 106.61 | 55.97 | 56.34
CE | Other | 38 | LEGA_1 | 12.55 | 8.39 | 6.58 | 6.57
CE | Other | 38 | LEVE | 27.11 | 20.56 | 12.97 | 14.13
CE | Other | 38 | LINM | 0.96 | 0.57 | 0.57 | 0.57
CE | Other | 38 | LISD_1 | 42.47 | 35.76 | 14.33 | 14.24
CE | Other | 38 | LITT_C | 11.28 | 7.06 | 3.83 | 3.83
CE | Other | 38 | LITT_J | 19.6 | 14.5 | 6.41 | 6.36
CE | Other | 38 | LODR_6 | 2.28 | 2.16 | 0 | 0
CE | Other | 38 | LOVE_1 | 414.07 | 377.24 | 31.25 | 31.22
CE | Other | 38 | LUNA_P | 1.59 | 1.28 | 0.76 | 0.98
CE | Other | 38 | MACC_3 | 26.76 | 19.58 | 9.15 | 9.09
CE | Other | 38 | MANN_1 | 28.74 | 20.51 | 16.4 | 17.79
CE | Other | 38 | MAYB | 12.12 | 8.97 | 4.29 | 4.27
CE | Other | 38 | MELK_1 | 211.9 | 197.2 | 4.71 | 4.7
CE | Other | 38 | MILC_P | 14.26 | 10.5 | 6.9 | 6.9
CE | Other | 38 | MILH_1 | 2.41 | 2.27 | 0 | 0
CE | Other | 38 | MITY_1 | 5.33 | 3.38 | 2.32 | 2.32
CE | Other | 38 | MYBS_P | 2.61 | 2.3 | 1.14 | 1.77
CE | Other | 38 | NEAR | 105.83 | 92.74 | 66.43 | 66.43
CE | Other | 38 | NECE_1 | 344.71 | 302.18 | 103.16 | 103.11
CE | Other | 38 | NEWX_6 | 70.63 | 52.51 | 43.52 | 43.52
CE | Other | 38 | NFLE | 2.31 | 1.65 | 0.91 | 0.91
CE | Other | 38 | NINF_1 | 4.04 | 2.77 | 1.72 | 1.71
CE | Other | 38 | NORM_1 | 117.35 | 94.1 | 54.77 | 66.74
CE | Other | 38 | NORT_1 | 2.46 | 1.71 | 1.01 | 1
CE | Other | 38 | NURS_1 | 44.44 | 32.59 | 18.31 | 18.28
CE | Other | 38 | OCKH_1 | 1.62 | 0.96 | 0.96 | 0.96
CE | Other | 38 | OFFE_3 | 3.32 | 1.97 | 1.97 | 1.97
CE | Other | 38 | OLDB_1 | 408.84 | 356.86 | 259.02 | 259.02
CE | Other | 38 | OSBA_1 | 99.07 | 87.87 | 15.33 | 15.32
CE | Other | 38 | PADIB1 | 9.8 | 7.06 | 4.11 | 4.39
CE | Other | 38 | PELH_1 | 12.74 | 8.79 | 8.79 | 8.79
CE | Other | 38 | PEMB_1 | 32.54 | 23.95 | 10.87 | 10.8
CE | Other | 38 | PENN_1 | 15.33 | 10.36 | 10.36 | 10.36
CE | Other | 38 | PENT_1 | 6.82 | 4.62 | 4.62 | 4.62
CE | Other | 38 | PENW_1 | 39.02 | 27.16 | 21.67 | 21.64
CE | Other | 38 | PERS_P | 12.47 | 9.06 | 4.39 | 4.37
CE | Other | 38 | POOB | 13.75 | 8.23 | 8.23 | 8.23
CE | Other | 38 | POPP_3 | 12.59 | 9.48 | 6.38 | 8.06
CE | Other | 38 | PORA_P | 7.09 | 6.71 | 0 | 0
CE | Other | 38 | PYLE_1 | 230.68 | 211.35 | 19.88 | 23.51
CE | Other | 38 | RAIN_1 | 746.15 | 704.05 | 2.31 | 2.31
CE | Other | 38 | RASS_1 | 641.51 | 603.84 | 5.98 | 5.98
CE | Other | 38 | RATS_1 | 70.69 | 53.7 | 28.76 | 28.71
CE | Other | 38 | RAYL_1 | 20.69 | 15.04 | 7.13 | 7.13
CE | Other | 38 | RICH1 | 16.39 | 12.13 | 5.36 | 5.32
CE | Other | 38 | ROCH_1 | 5.58 | 3.15 | 3.15 | 3.15
CE | Other | 38 | RYEH_1 | 32.94 | 22.42 | 17.31 | 17.29
CE | Other | 38 | SALH_1 | 483.61 | 372.82 | 169.04 | 168.51
CE | Other | 38 | SALT_1 | 22.46 | 19.12 | 3.91 | 3.89
CE | Other | 38 | SBAR | 96.58 | 91.31 | 0 | 0
CE | Other | 38 | SEAB1 | 292.64 | 246.81 | 128.06 | 128.05
CE | Other | 38 | SELL_1 | 205.24 | 193.75 | 0.48 | 0.48
CE | Other | 38 | SHEC_3 | 38.46 | 28.24 | 24.45 | 24.45
CE | Other | 38 | SHRW_1 | 26.19 | 18.79 | 15.48 | 15.48
CE | Other | 38 | SJOW_1 | 15.52 | 11.49 | 5.07 | 5.04
CE | Other | 38 | SKLGB1 | 456.29 | 428.05 | 6.81 | 6.8
CE | Other | 38 | SMAN_1 | 290.39 | 256.01 | 42.95 | 44.52
CE | Other | 38 | SPEN_1 | 237.36 | 181.83 | 132.02 | 142.35
CE | Other | 38 | STAH_1 | 27.97 | 22.08 | 10.84 | 13.02
CE | Other | 38 | STAY_1 | 482.37 | 433.36 | 56.67 | 56.65
CE | Other | 38 | STEN_1 | 6 | 4.21 | 2.38 | 2.37
CE | Other | 38 | STES_1 | 18.17 | 12.72 | 8.61 | 8.58
CE | Other | 38 | STIR | 17.51 | 15.41 | 7.66 | 11.02
CE | Other | 38 | STLE | 14.04 | 10.12 | 7.46 | 7.46
CE | Other | 38 | STRI_P | 1.18 | 0.7 | 0.7 | 0.7
CE | Other | 38 | SUND_1 | 21.42 | 12.84 | 11.35 | 11.35
CE | Other | 38 | SWAN_1 | 283.53 | 266.32 | 3.74 | 4.25
CE | Other | 38 | TAUN1 | 211.53 | 198.07 | 8.48 | 12.34
CE | Other | 38 | TAYN_P | 3.2 | 3.03 | 0 | 0
CE | Other | 38 | TEMP_3 | 1.62 | 1.14 | 0.64 | 0.63
CE | Other | 38 | THOM_6 | 661.55 | 614.87 | 27.7 | 28.31
CE | Other | 38 | THSO_P | 12.7 | 2.79 | 2.79 | 2.79
CE | Other | 38 | THUR_6 | 81.07 | 76.64 | 0 | 0
CE | Other | 38 | TILBB_1 | 9.15 | 6.32 | 3.95 | 3.95
CE | Other | 38 | TOTT_1 | 88.66 | 64.47 | 42.65 | 42.65
CE | Other | 38 | TRAW_1 | 0.78 | 0.46 | 0.46 | 0.46
CE | Other | 38 | TYNE_1 | 12.88 | 7.41 | 5.55 | 5.54
CE | Other | 38 | TYNE_2 | 12.54 | 11.86 | 0 | 0
CE | Other | 38 | UPPB_1 | 531.79 | 502.75 | 0 | 0
CE | Other | 38 | UPPB_3 | 315.1 | 296.35 | 4.39 | 4.39
CE | Other | 38 | USKM_1 | 44.08 | 35.49 | 20.43 | 24.96
CE | Other | 38 | WALH_1 | 19.67 | 12.9 | 11.12 | 11.64
CE | Other | 38 | WALP_1 | 115.12 | 100.81 | 42.3 | 42.07
CE | Other | 38 | WALP_B | 26.47 | 20.6 | 8.74 | 8.74
CE | Other | 38 | WASF_1 | 38.37 | 27.64 | 13.92 | 13.84
CE | Other | 38 | WATFS_1 | 5.79 | 4.28 | 3.39 | 3.39
CE | Other | 38 | WBUR_1 | 130.75 | 110.3 | 37.59 | 38.07
CE | Other | 38 | WFIE | 14.59 | 12.84 | 6.38 | 9.19
CE | Other | 38 | WHAM_1 | 52.44 | 40.28 | 16.47 | 17.56
CE | Other | 38 | WHGA_1 | 2.5 | 1.3 | 1.3 | 1.3
CE | Other | 38 | WHHO | 1.82 | 1.35 | 0.59 | 0.59
CE | Other | 38 | WIBA_3 | 52.18 | 44.81 | 22.96 | 32.46
CE | Other | 38 | WIEN_1 | 49.5 | 36.63 | 23.8 | 23.8
CE | Other | 38 | WILL_1 | 65.08 | 47.34 | 21.79 | 21.65
CE | Other | 38 | WIMBN1 | 5.08 | 4.8 | 0 | 0
CE | Other | 38 | WIMBS1 | 11.48 | 9.14 | 5.34 | 5.34
CE | Other | 38 | WISD_6 | 2.21 | 1.64 | 0.72 | 0.72
CE | Other | 38 | WMEL_1 | 516.24 | 483.66 | 12.55 | 12.55
CE | Other | 38 | WTHU31 | 8.4 | 4.99 | 4.99 | 4.99
CE | Other | 38 | WWEY_1 | 7.72 | 5.38 | 2.69 | 2.68
CE | Other | 38 | WYMOM_1 | 14.48 | 9.84 | 9.84 | 9.84
CE | Other | 39 | ABHA1 | 2.79 | 1.66 | 1.66 | 1.66
CE | Other | 39 | ABNE_P | 11.51 | 7.94 | 7.94 | 7.94
CE | Other | 39 | ABTH_1 | 28.59 | 25.73 | 9.35 | 9.28
CE | Other | 39 | ALNE_P | 8.11 | 7.14 | 3.55 | 5.11
CE | Other | 39 | ALVE1 | 35.67 | 24.9 | 24.9 | 24.9
CE | Other | 39 | AMEM_1 | 7.71 | 6.16 | 0.85 | 0.85
CE | Other | 39 | ARMO_P | 5.59 | 5.28 | 0 | 0
CE | Other | 39 | BARKC1 | 205.41 | 143.43 | 99.08 | 103.76
CE | Other | 39 | BARKW3 | 12.02 | 11.36 | 0 | 0
CE | Other | 39 | BEDD_1 | 116.74 | 106.18 | 5.76 | 5.76
CE | Other | 39 | BESW_1 | 7.65 | 5.07 | 3.59 | 3.58
CE | Other | 39 | BICF_1 | 84.08 | 71.1 | 40.89 | 57.28
CE | Other | 39 | BIRK_1 | 18.37 | 13.15 | 6.83 | 6.79
CE | Other | 39 | BISW_1 | 32.74 | 24.07 | 16.2 | 16.2
CE | Other | 39 | BLYTB1 | 4.65 | 3.19 | 1.99 | 1.98
CE | Other | 39 | BOLN_1 | 268.15 | 221.78 | 72.6 | 73.58
CE | Other | 39 | BONN | 1.19 | 0.88 | 0.39 | 0.39
CE | Other | 39 | BOTW_1 | 28.33 | 26.51 | 0.47 | 0.47
CE | Other | 39 | BRAI_1 | 12.62 | 8.45 | 8.45 | 8.45
CE | Other | 39 | BRAW_1 | 23.74 | 17.35 | 9.36 | 9.36
CE | Other | 39 | BRED_1 | 17.09 | 11.44 | 10.79 | 10.79
CE | Other | 39 | BRFO_1 | 143.22 | 116.81 | 48.42 | 52.58
CE | Other | 39 | BRIM_1 | 14.83 | 10.7 | 7.39 | 7.37
CE | Other | 39 | BRLE_1 | 308.53 | 279.79 | 22.23 | 22.21
CE | Other | 39 | BRWA1 | 205.79 | 193.18 | 4.49 | 5.81
CE | Other | 39 | BURM_1 | 280.55 | 223.4 | 141.28 | 150.89
CE | Other | 39 | BUSH_1 | 61.79 | 42.99 | 42.99 | 42.99
CE | Other | 39 | BUST_1 | 1.07 | 0.64 | 0.64 | 0.64
CE | Other | 39 | CANTN1 | 81.79 | 72.97 | 11.38 | 11.38
CE | Other | 39 | CAPEA1 | 344.36 | 318.63 | 39.95 | 39.69
CE | Other | 39 | CARE_1 | 610.19 | 556.02 | 45.39 | 45.36
CE | Other | 39 | CARR_1 | 75.42 | 58.27 | 34.66 | 44.91
CE | Other | 39 | CELL_1 | 447.78 | 401.18 | 42.2 | 44.46
CE | Other | 39 | CHIC_1 | 100.59 | 93.87 | 3.49 | 3.49
CE | Other | 39 | CHSI_1 | 4.31 | 3.95 | 0.21 | 0.21
CE | Other | 39 | CHTE_1 | 571.62 | 537.36 | 13.86 | 13.86
CE | Other | 39 | CITR_1 | 19.42 | 16.49 | 5.27 | 5.24
CE | Other | 39 | CLAY_P | 1.65 | 0.8 | 0.8 | 0.8
CE | Other | 39 | CLYM | 2.47 | 1.47 | 1.47 | 1.47
CE | Other | 39 | CONQA1 | 319.91 | 293.26 | 29.59 | 29.97
CE | Other | 39 | COVE_1 | 50.22 | 36.46 | 27.47 | 27.45
CE | Other | 39 | COWL_1 | 53.06 | 38.17 | 24.86 | 24.86
CE | Other | 39 | COYL | 2.34 | 1.39 | 1.39 | 1.39
CE | Other | 39 | CREB_1 | 102.03 | 90.6 | 14.26 | 14.24
CE | Other | 39 | CUMB | 31.56 | 21.74 | 21.23 | 21.23
CE | Other | 39 | CUPA | 6.31 | 4.42 | 4.42 | 4.42
CE | Other | 39 | DALM3 | 30.04 | 22.23 | 15.14 | 15.14
CE | Other | 39 | DEWP | 1.58 | 1.17 | 0.52 | 0.51
CE | Other | 39 | DRAK_1 | 17.16 | 11.44 | 9.05 | 9.04
CE | Other | 39 | DRAX_1 | 332.89 | 312.86 | 10.68 | 15.12
CE | Other | 39 | DUDH_P | 4.25 | 3.14 | 1.39 | 1.38
CE | Other | 39 | DUNB | 16.72 | 12.1 | 9.75 | 9.75
CE | Other | 39 | DUNF | 5.93 | 4.07 | 4.07 | 4.07
CE | Other | 39 | EALI_6 | 13.52 | 6.88 | 6.28 | 6.28
CE | Other | 39 | EASO_1 | 10.28 | 8.11 | 4.4 | 5.68
CE | Other | 39 | ECLA_1 | 27.15 | 18.75 | 11.98 | 11.95
CE | Other | 39 | EKIS | 2.16 | 1.28 | 1.28 | 1.28
CE | Other | 39 | ELLA_1 | 62.49 | 45.6 | 23.57 | 23.47
CE | Other | 39 | ELST_1 | 16.2 | 12.2 | 8.89 | 8.89
CE | Other | 39 | ENDE_1 | 42.01 | 28.39 | 24.12 | 24.59
CE | Other | 39 | EXET1 | 131.06 | 116.5 | 17.2 | 17.18
CE | Other | 39 | FAWL_1 | 227.82 | 191.22 | 49.74 | 49.58
CE | Other | 39 | FECK_6 | 26.58 | 23.88 | 3.69 | 4.61
CE | Other | 39 | FERRA2 | 258 | 243.43 | 0.81 | 0.81
CE | Other | 39 | FERRB1 | 152.11 | 113.13 | 75.35 | 77.19
CE | Other | 39 | FIDF_1 | 76.84 | 60.86 | 39.92 | 49.87
CE | Other | 39 | FLEE_1 | 618.88 | 584.66 | 0.74 | 0.74
CE | Other | 39 | FOUR_1 | 6.74 | 4.72 | 4.72 | 4.72
CE | Other | 39 | FROD_1 | 230.71 | 186.51 | 85.16 | 84.7
CE | Other | 39 | GLRO | 9.02 | 6.31 | 6.31 | 6.31
CE | Other | 39 | GREN_1 | 123.46 | 97.29 | 57.13 | 71.86
CE | Other | 39 | GRIW_1 | 86.41 | 73.05 | 30.91 | 30.74
CE | Other | 39 | G_EXTRA_2 | 5.41 | 3.79 | 3.79 | 3.79
CE | Other | 39 | G_EXTRA_4 | 1.64 | 0.97 | 0.97 | 0.97
CE | Other | 39 | G_EXTRA_5 | 2.26 | 1.34 | 1.34 | 1.34
CE | Other | 39 | G_EXTRA_8 | 11.64 | 8.11 | 8.11 | 8.11
CE | Other | 39 | G_EXTRA_9 | 4.51 | 3.33 | 2.27 | 2.27
CE | Other | 39 | HACK_1 | 3.31 | 2.45 | 1.08 | 1.07
CE | Other | 39 | HACK_6 | 5.63 | 5.33 | 0 | 0
CE | Other | 39 | HAMHC1 | 42.41 | 22.66 | 22.66 | 22.66
CE | Other | 39 | HARK_1 | 33.25 | 21.14 | 13.9 | 13.88
CE | Other | 39 | HAWP_6 | 1.3 | 0.77 | 0.77 | 0.77
CE | Other | 39 | HEYS_1 | 4.6 | 2.99 | 2.25 | 2.25
CE | Other | 39 | HURS_1 | 5.53 | 4.27 | 1.61 | 1.61
CE | Other | 39 | HUTT_1 | 135.6 | 111.67 | 53.52 | 72.98
CE | Other | 39 | INDQ1 | 64.62 | 49.02 | 33.7 | 33.68
CE | Other | 39 | IROA1 | 7.2 | 5.16 | 2.66 | 2.65
CE | Other | 39 | IRONB1 | 6.72 | 4.52 | 4.52 | 4.52
CE | Other | 39 | IVER_1 | 215.25 | 180.07 | 96.07 | 103.22
CE | Other | 39 | KAIM | 3.41 | 2.47 | 1.22 | 1.21
CE | Other | 39 | KEAD_1 | 14.19 | 9.55 | 9.55 | 9.55
CE | Other | 39 | KEAR_1 | 54.65 | 37.87 | 34.84 | 34.84
CE | Other | 39 | KEIT_P | 26.17 | 22.93 | 11.5 | 17.26
CE | Other | 39 | KEMS_1 | 526.65 | 415.89 | 279.62 | 299.69
CE | Other | 39 | KIER | 1.71 | 1.02 | 1.02 | 1.02
CE | Other | 39 | KILT | 8.35 | 6.72 | 3.16 | 4.08
CE | Other | 39 | KILW | 21.33 | 18.3 | 8.66 | 8.62
CE | Other | 39 | KINO_1 | 180.53 | 150.51 | 70.03 | 69.78
CE | Other | 39 | KINT_P | 8.38 | 6.2 | 2.74 | 2.72
CE | Other | 39 | KIRKB1 | 21.98 | 19.31 | 13.54 | 14.03
CE | Other | 39 | KNAR | 14.96 | 10.47 | 10.47 | 10.47
CE | Other | 39 | LACK_6 | 187.53 | 142.5 | 105.41 | 114.05
CE | Other | 39 | LALE1SG003 | 74.81 | 55.98 | 33.6 | 34.03
CE | Other | 39 | LAND1 | 127.07 | 106.85 | 56.19 | 56.56
CE | Other | 39 | LEGA_1 | 12.5 | 8.37 | 6.55 | 6.54
CE | Other | 39 | LEVE | 27.27 | 20.67 | 13.03 | 14.19
CE | Other | 39 | LINM | 0.89 | 0.53 | 0.53 | 0.53
CE | Other | 39 | LISD_1 | 42.54 | 35.82 | 14.35 | 14.26
CE | Other | 39 | LITT_C | 11.28 | 7.06 | 3.83 | 3.83
CE | Other | 39 | LITT_J | 19.77 | 14.63 | 6.46 | 6.42
CE | Other | 39 | LODR_6 | 2.28 | 2.15 | 0 | 0
CE | Other | 39 | LOVE_1 | 414.08 | 377.25 | 31.3 | 31.27
CE | Other | 39 | LUNA_P | 1.56 | 1.26 | 0.74 | 0.97
CE | Other | 39 | MACC_3 | 26.88 | 19.69 | 9.16 | 9.1
CE | Other | 39 | MANN_1 | 28.42 | 20.33 | 16.22 | 17.61
CE | Other | 39 | MAYB | 12.21 | 9.04 | 4.32 | 4.3
CE | Other | 39 | MELK_1 | 211.64 | 197.05 | 4.56 | 4.55
CE | Other | 39 | MILC_P | 14.23 | 10.48 | 6.88 | 6.88
CE | Other | 39 | MILH_1 | 2.4 | 2.27 | 0 | 0
CE | Other | 39 | MITY_1 | 5.15 | 3.27 | 2.22 | 2.22
CE | Other | 39 | MYBS_P | 2.61 | 2.3 | 1.14 | 1.77
CE | Other | 39 | NEAR | 106.55 | 93.39 | 66.89 | 66.89
CE | Other | 39 | NECE_1 | 365.92 | 322.12 | 103.67 | 103.62
CE | Other | 39 | NEWX_6 | 71.3 | 53.01 | 43.94 | 43.94
CE | Other | 39 | NFLE | 2.2 | 1.58 | 0.84 | 0.84
CE | Other | 39 | NINF_1 | 3.96 | 2.73 | 1.66 | 1.66
CE | Other | 39 | NORM_1 | 117.55 | 94.27 | 54.91 | 66.88
CE | Other | 39 | NORT_1 | 2.43 | 1.69 | 0.98 | 0.98
CE | Other | 39 | NURS_1 | 44.43 | 32.59 | 18.28 | 18.25
CE | Other | 39 | OCKH_1 | 1.51 | 0.9 | 0.9 | 0.9
CE | Other | 39 | OFFE_3 | 3.09 | 1.83 | 1.83 | 1.83
CE | Other | 39 | OLDB_1 | 411.26 | 359.01 | 260.54 | 260.54
CE | Other | 39 | OSBA_1 | 108.68 | 96.88 | 15.51 | 15.49
CE | Other | 39 | PADIB1 | 9.66 | 6.98 | 4.01 | 4.29
CE | Other | 39 | PELH_1 | 12.79 | 8.83 | 8.83 | 8.83
CE | Other | 39 | PEMB_1 | 32.76 | 24.12 | 10.93 | 10.86
CE | Other | 39 | PENN_1 | 15.49 | 10.47 | 10.47 | 10.47
CE | Other | 39 | PENT_1 | 6.78 | 4.61 | 4.61 | 4.61
CE | Other | 39 | PENW_1 | 39.1 | 27.25 | 21.71 | 21.68
CE | Other | 39 | PERS_P | 12.49 | 9.08 | 4.38 | 4.35
CE | Other | 39 | POOB | 13.73 | 8.23 | 8.23 | 8.23
CE | Other | 39 | POPP_3 | 12.19 | 9.24 | 6.15 | 7.83
CE | Other | 39 | PORA_P | 6.93 | 6.55 | 0 | 0
CE | Other | 39 | PYLE_1 | 230.81 | 211.44 | 19.97 | 23.6
CE | Other | 39 | RAIN_1 | 745.87 | 703.88 | 2.14 | 2.14
CE | Other | 39 | RASS_1 | 641.27 | 603.69 | 5.86 | 5.86
CE | Other | 39 | RATS_1 | 70.85 | 53.84 | 28.84 | 28.79
CE | Other | 39 | RAYL_1 | 19.94 | 14.58 | 6.69 | 6.69
CE | Other | 39 | RICH1 | 16.53 | 12.23 | 5.4 | 5.37
CE | Other | 39 | ROCH_1 | 5.3 | 2.98 | 2.98 | 2.98
CE | Other | 39 | RYEH_1 | 32.83 | 22.37 | 17.25 | 17.23
CE | Other | 39 | SALH_1 | 496.82 | 384.75 | 170.12 | 169.59
CE | Other | 39 | SALT_1 | 22.51 | 19.16 | 3.94 | 3.92
CE | Other | 39 | SBAR | 96.58 | 91.31 | 0 | 0
CE | Other | 39 | SEAB1 | 303.24 | 256.71 | 128.73 | 128.72
CE | Other | 39 | SELL_1 | 205.18 | 193.71 | 0.45 | 0.45
CE | Other | 39 | SHEC_3 | 38.71 | 28.44 | 24.62 | 24.62
CE | Other | 39 | SHRW_1 | 26.3 | 18.88 | 15.57 | 15.57
CE | Other | 39 | SJOW_1 | 15.66 | 11.59 | 5.12 | 5.08
CE | Other | 39 | SKLGB1 | 456.15 | 427.97 | 6.72 | 6.71
CE | Other | 39 | SMAN_1 | 291.11 | 256.54 | 43.31 | 44.89
CE | Other | 39 | SPEN_1 | 239.13 | 183.14 | 133.06 | 143.39
CE | Other | 39 | STAH_1 | 27.99 | 22.11 | 10.82 | 13
CE | Other | 39 | STAY_1 | 482.75 | 433.65 | 56.96 | 56.94
CE | Other | 39 | STEN_1 | 5.93 | 4.17 | 2.33 | 2.32
CE | Other | 39 | STES_1 | 18.05 | 12.67 | 8.52 | 8.49
CE | Other | 39 | STIR | 17.51 | 15.41 | 7.66 | 11.02
CE | Other | 39 | STLE | 13.96 | 10.07 | 7.42 | 7.42
CE | Other | 39 | STRI_P | 1.1 | 0.65 | 0.65 | 0.65
CE | Other | 39 | SUND_1 | 20.31 | 12.18 | 10.7 | 10.7
CE | Other | 39 | SWAN_1 | 283.14 | 266.03 | 3.61 | 4.11
CE | Other | 39 | TAUN1 | 211.36 | 197.97 | 8.38 | 12.24
CE | Other | 39 | TAYN_P | 3.13 | 2.96 | 0 | 0
CE | Other | 39 | TEMP_3 | 1.6 | 1.13 | 0.62 | 0.62
CE | Other | 39 | THOM_6 | 661.6 | 614.94 | 27.76 | 28.36
CE | Other | 39 | THSO_P | 12.7 | 2.79 | 2.79 | 2.79
CE | Other | 39 | THUR_6 | 81.07 | 76.64 | 0 | 0
CE | Other | 39 | TILBB_1 | 8.68 | 6.04 | 3.67 | 3.67
CE | Other | 39 | TOTT_1 | 88.66 | 64.47 | 42.65 | 42.65
CE | Other | 39 | TRAW_1 | 0.73 | 0.43 | 0.43 | 0.43
CE | Other | 39 | TYNE_1 | 12.92 | 7.44 | 5.56 | 5.55
CE | Other | 39 | TYNE_2 | 12.52 | 11.83 | 0 | 0
CE | Other | 39 | UPPB_1 | 531.75 | 502.72 | 0 | 0
CE | Other | 39 | UPPB_3 | 315.17 | 296.4 | 4.44 | 4.44
CE | Other | 39 | USKM_1 | 44.18 | 35.56 | 20.47 | 24.99
CE | Other | 39 | WALH_1 | 19.51 | 12.82 | 11.04 | 11.55
CE | Other | 39 | WALP_1 | 115.27 | 100.92 | 42.41 | 42.18
CE | Other | 39 | WALP_B | 26.35 | 20.53 | 8.7 | 8.7
CE | Other | 39 | WASF_1 | 38.31 | 27.65 | 13.8 | 13.73
CE | Other | 39 | WATFS_1 | 5.81 | 4.3 | 3.41 | 3.41
CE | Other | 39 | WBUR_1 | 131.27 | 110.68 | 37.96 | 38.43
CE | Other | 39 | WFIE | 14.59 | 12.84 | 6.38 | 9.19
CE | Other | 39 | WHAM_1 | 52.83 | 40.56 | 16.59 | 17.69
CE | Other | 39 | WHGA_1 | 2.45 | 1.27 | 1.27 | 1.27
CE | Other | 39 | WHHO | 1.84 | 1.36 | 0.6 | 0.6
CE | Other | 39 | WIBA_3 | 52.18 | 44.81 | 22.96 | 32.46
CE | Other | 39 | WIEN_1 | 49.5 | 36.63 | 23.8 | 23.8
CE | Other | 39 | WILL_1 | 65.63 | 47.75 | 21.97 | 21.83
CE | Other | 39 | WIMBN1 | 5.07 | 4.79 | 0 | 0
CE | Other | 39 | WIMBS1 | 11.56 | 9.19 | 5.39 | 5.39
CE | Other | 39 | WISD_6 | 2.23 | 1.65 | 0.73 | 0.73
CE | Other | 39 | WMEL_1 | 516.45 | 483.8 | 12.69 | 12.69
CE | Other | 39 | WTHU31 | 7.82 | 4.64 | 4.64 | 4.64
CE | Other | 39 | WWEY_1 | 7.63 | 5.33 | 2.63 | 2.62
CE | Other | 39 | WYMOM_1 | 14.42 | 9.81 | 9.81 | 9.81
CE | Other | 40 | ABHA1 | 2.59 | 1.54 | 1.54 | 1.54
CE | Other | 40 | ABNE_P | 11.46 | 7.91 | 7.91 | 7.91
CE | Other | 40 | ABTH_1 | 28.59 | 25.73 | 9.35 | 9.28
CE | Other | 40 | ALNE_P | 8.11 | 7.14 | 3.55 | 5.11
CE | Other | 40 | ALVE1 | 35.7 | 24.92 | 24.92 | 24.92
CE | Other | 40 | AMEM_1 | 7.61 | 6.1 | 0.79 | 0.79
CE | Other | 40 | ARMO_P | 5.59 | 5.28 | 0 | 0
CE | Other | 40 | BARKC1 | 204.96 | 143.17 | 98.81 | 103.49
CE | Other | 40 | BARKW3 | 12.02 | 11.36 | 0 | 0
CE | Other | 40 | BEDD_1 | 127.73 | 116.69 | 5.56 | 5.56
CE | Other | 40 | BESW_1 | 7.4 | 4.92 | 3.43 | 3.42
CE | Other | 40 | BICF_1 | 84.09 | 71.11 | 40.9 | 57.29
CE | Other | 40 | BIRK_1 | 18.3 | 13.12 | 6.74 | 6.71
CE | Other | 40 | BISW_1 | 32.71 | 24.05 | 16.18 | 16.18
CE | Other | 40 | BLYTB1 | 4.56 | 3.13 | 1.92 | 1.92
CE | Other | 40 | BOLN_1 | 267.85 | 221.62 | 72.41 | 73.38
CE | Other | 40 | BONN | 1.2 | 0.89 | 0.39 | 0.39
CE | Other | 40 | BOTW_1 | 28.28 | 26.47 | 0.44 | 0.44
CE | Other | 40 | BRAI_1 | 12.39 | 8.32 | 8.32 | 8.32
CE | Other | 40 | BRAW_1 | 23.68 | 17.32 | 9.33 | 9.32
CE | Other | 40 | BRED_1 | 17.06 | 11.42 | 10.77 | 10.77
CE | Other | 40 | BRFO_1 | 143.18 | 116.81 | 48.4 | 52.57
CE | Other | 40 | BRIM_1 | 14.92 | 10.77 | 7.42 | 7.4
CE | Other | 40 | BRLE_1 | 319.1 | 289.8 | 22.21 | 22.19
CE | Other | 40 | BRWA1 | 205.66 | 193.1 | 4.42 | 5.73
CE | Other | 40 | BURM_1 | 281.2 | 223.88 | 141.66 | 151.27
CE | Other | 40 | BUSH_1 | 61.75 | 42.98 | 42.98 | 42.98
CE | Other | 40 | BUST_1 | 1 | 0.59 | 0.59 | 0.59
CE | Other | 40 | CANTN1 | 84.65 | 75.73 | 11.3 | 11.3
CE | Other | 40 | CAPEA1 | 354.21 | 328.01 | 39.84 | 39.58
CE | Other | 40 | CARE_1 | 610.26 | 556.08 | 45.4 | 45.37
CE | Other | 40 | CARR_1 | 75.05 | 58.04 | 34.43 | 44.69
CE | Other | 40 | CELL_1 | 448.19 | 401.51 | 42.28 | 44.54
CE | Other | 40 | CHIC_1 | 111.06 | 103.77 | 3.5 | 3.5
CE | Other | 40 | CHSI_1 | 4.28 | 3.93 | 0.19 | 0.19
CE | Other | 40 | CHTE_1 | 571.38 | 537.22 | 13.72 | 13.72
CE | Other | 40 | CITR_1 | 19.48 | 16.54 | 5.29 | 5.26
CE | Other | 40 | CLAY_P | 1.65 | 0.8 | 0.8 | 0.8
CE | Other | 40 | CLYM | 2.3 | 1.37 | 1.37 | 1.37
CE | Other | 40 | CONQA1 | 320.15 | 293.44 | 29.74 | 30.13
CE | Other | 40 | COVE_1 | 50.21 | 36.49 | 27.46 | 27.45
CE | Other | 40 | COWL_1 | 52.67 | 37.94 | 24.63 | 24.63
CE | Other | 40 | COYL | 2.18 | 1.29 | 1.29 | 1.29
CE | Other | 40 | CREB_1 | 102.08 | 90.65 | 14.28 | 14.26
CE | Other | 40 | CUMB | 31.33 | 21.61 | 21.1 | 21.1
CE | Other | 40 | CUPA | 6.33 | 4.43 | 4.43 | 4.43
CE | Other | 40 | DALM3 | 30.07 | 22.25 | 15.16 | 15.16
CE | Other | 40 | DEWP | 1.6 | 1.18 | 0.52 | 0.52
CE | Other | 40 | DRAK_1 | 17.12 | 11.42 | 9.02 | 9
CE | Other | 40 | DRAX_1 | 332.82 | 312.82 | 10.64 | 15.08
CE | Other | 40 | DUDH_P | 4.28 | 3.17 | 1.4 | 1.39
CE | Other | 40 | DUNB | 16.74 | 12.12 | 9.77 | 9.77
CE | Other | 40 | DUNF | 5.89 | 4.04 | 4.04 | 4.04
CE | Other | 40 | EALI_6 | 13.52 | 6.88 | 6.28 | 6.28
CE | Other | 40 | EASO_1 | 10.19 | 8.06 | 4.34 | 5.61
CE | Other | 40 | ECLA_1 | 26.46 | 18.35 | 11.54 | 11.51
CE | Other | 40 | EKIS | 2.01 | 1.19 | 1.19 | 1.19
CE | Other | 40 | ELLA_1 | 62.83 | 45.85 | 23.66 | 23.56
CE | Other | 40 | ELST_1 | 16.23 | 12.22 | 8.91 | 8.91
CE | Other | 40 | ENDE_1 | 41.74 | 28.25 | 23.95 | 24.42
CE | Other | 40 | EXET1 | 142.05 | 126.9 | 17.19 | 17.17
CE | Other | 40 | FAWL_1 | 227.9 | 191.29 | 49.75 | 49.58
CE | Other | 40 | FECK_6 | 26.4 | 23.77 | 3.57 | 4.49
CE | Other | 40 | FERRA2 | 257.91 | 243.38 | 0.76 | 0.76
CE | Other | 40 | FERRB1 | 151.97 | 113.05 | 75.27 | 77.11
CE | Other | 40 | FIDF_1 | 76.46 | 60.64 | 39.7 | 49.65
CE | Other | 40 | FLEE_1 | 618.8 | 584.6 | 0.68 | 0.68
CE | Other | 40 | FOUR_1 | 6.76 | 4.73 | 4.73 | 4.73
CE | Other | 40 | FROD_1 | 231.63 | 187.19 | 85.49 | 85.02
CE | Other | 40 | GLRO | 9.04 | 6.33 | 6.33 | 6.33
CE | Other | 40 | GREN_1 | 123.15 | 97.14 | 56.9 | 71.63
CE | Other | 40 | GRIW_1 | 86.44 | 73.09 | 30.9 | 30.73
CE | Other | 40 | G_EXTRA_2 | 5.42 | 3.8 | 3.8 | 3.8
CE | Other | 40 | G_EXTRA_4 | 1.52 | 0.9 | 0.9 | 0.9
CE | Other | 40 | G_EXTRA_5 | 2.1 | 1.25 | 1.25 | 1.25
CE | Other | 40 | G_EXTRA_8 | 11.64 | 8.11 | 8.11 | 8.11
CE | Other | 40 | G_EXTRA_9 | 4.51 | 3.34 | 2.27 | 2.27
CE | Other | 40 | HACK_1 | 3.34 | 2.47 | 1.09 | 1.08
CE | Other | 40 | HACK_6 | 5.63 | 5.33 | 0 | 0
CE | Other | 40 | HAMHC1 | 42.38 | 22.64 | 22.64 | 22.64
CE | Other | 40 | HARK_1 | 33.34 | 21.21 | 13.93 | 13.91
CE | Other | 40 | HAWP_6 | 1.21 | 0.72 | 0.72 | 0.72
CE | Other | 40 | HEYS_1 | 4.42 | 2.89 | 2.14 | 2.14
CE | Other | 40 | HURS_1 | 5.34 | 4.16 | 1.5 | 1.5
CE | Other | 40 | HUTT_1 | 136.04 | 112 | 53.65 | 73.11
CE | Other | 40 | INDQ1 | 64.84 | 49.21 | 33.83 | 33.81
CE | Other | 40 | IROA1 | 7.17 | 5.15 | 2.63 | 2.62
CE | Other | 40 | IRONB1 | 6.61 | 4.45 | 4.45 | 4.45
CE | Other | 40 | IVER_1 | 215.46 | 180.27 | 96.21 | 103.36
CE | Other | 40 | KAIM | 3.41 | 2.47 | 1.21 | 1.21
CE | Other | 40 | KEAD_1 | 13.96 | 9.42 | 9.42 | 9.42
CE | Other | 40 | KEAR_1 | 54.54 | 37.83 | 34.78 | 34.78
CE | Other | 40 | KEIT_P | 26.15 | 22.91 | 11.49 | 17.24
CE | Other | 40 | KEMS_1 | 528.35 | 417.15 | 280.71 | 300.78
CE | Other | 40 | KIER | 1.59 | 0.95 | 0.95 | 0.95
CE | Other | 40 | KILT | 8.39 | 6.75 | 3.17 | 4.09
CE | Other | 40 | KILW | 21.34 | 18.3 | 8.66 | 8.62
CE | Other | 40 | KINO_1 | 180.51 | 150.49 | 70.01 | 69.76
CE | Other | 40 | KINT_P | 8.46 | 6.26 | 2.76 | 2.74
CE | Other | 40 | KIRKB1 | 21.98 | 19.31 | 13.54 | 14.03
CE | Other | 40 | KNAR | 14.99 | 10.5 | 10.5 | 10.5
CE | Other | 40 | LACK_6 | 188.39 | 143.13 | 105.91 | 114.56
CE | Other | 40 | LALE1SG003 | 74.63 | 55.88 | 33.48 | 33.91
CE | Other | 40 | LAND1 | 127.04 | 106.88 | 56.19 | 56.56
CE | Other | 40 | LEGA_1 | 12.42 | 8.33 | 6.49 | 6.48
CE | Other | 40 | LEVE | 27.43 | 20.79 | 13.1 | 14.26
CE | Other | 40 | LINM | 0.83 | 0.49 | 0.49 | 0.49
CE | Other | 40 | LISD_1 | 42.61 | 35.87 | 14.38 | 14.29
CE | Other | 40 | LITT_C | 11.28 | 7.06 | 3.83 | 3.83
CE | Other | 40 | LITT_J | 19.95 | 14.77 | 6.52 | 6.48
CE | Other | 40 | LODR_6 | 2.28 | 2.15 | 0 | 0
CE | Other | 40 | LOVE_1 | 414.04 | 377.25 | 31.25 | 31.22
CE | Other | 40 | LUNA_P | 1.53 | 1.24 | 0.73 | 0.95
CE | Other | 40 | MACC_3 | 27.01 | 19.8 | 9.18 | 9.12
CE | Other | 40 | MANN_1 | 28.04 | 20.1 | 16 | 17.39
CE | Other | 40 | MAYB | 12.31 | 9.11 | 4.36 | 4.33
CE | Other | 40 | MELK_1 | 211.42 | 196.92 | 4.42 | 4.41
CE | Other | 40 | MILC_P | 14.21 | 10.47 | 6.87 | 6.87
CE | Other | 40 | MILH_1 | 2.4 | 2.27 | 0 | 0
CE | Other | 40 | MITY_1 | 4.98 | 3.17 | 2.12 | 2.12
CE | Other | 40 | MYBS_P | 2.61 | 2.3 | 1.14 | 1.77
CE | Other | 40 | NEAR | 106.49 | 93.36 | 66.85 | 66.85
CE | Other | 40 | NECE_1 | 386.46 | 341.5 | 103.78 | 103.73
CE | Other | 40 | NEWX_6 | 71.79 | 53.36 | 44.25 | 44.24
CE | Other | 40 | NFLE | 2.1 | 1.52 | 0.78 | 0.78
CE | Other | 40 | NINF_1 | 3.88 | 2.69 | 1.61 | 1.61
CE | Other | 40 | NORM_1 | 117.49 | 94.25 | 54.86 | 66.83
CE | Other | 40 | NORT_1 | 2.39 | 1.68 | 0.96 | 0.95
CE | Other | 40 | NURS_1 | 44.43 | 32.61 | 18.25 | 18.22
CE | Other | 40 | OCKH_1 | 1.4 | 0.83 | 0.83 | 0.83
CE | Other | 40 | OFFE_3 | 2.87 | 1.7 | 1.7 | 1.7
CE | Other | 40 | OLDB_1 | 411.17 | 358.96 | 260.48 | 260.48
CE | Other | 40 | OSBA_1 | 118.11 | 105.78 | 15.55 | 15.54
CE | Other | 40 | PADIB1 | 9.53 | 6.91 | 3.92 | 4.19
CE | Other | 40 | PELH_1 | 12.73 | 8.8 | 8.8 | 8.8
CE | Other | 40 | PEMB_1 | 32.99 | 24.3 | 10.99 | 10.92
CE | Other | 40 | PENN_1 | 15.52 | 10.49 | 10.49 | 10.49
CE | Other | 40 | PENT_1 | 6.7 | 4.56 | 4.56 | 4.56
CE | Other | 40 | PENW_1 | 39.1 | 27.27 | 21.68 | 21.65
CE | Other | 40 | PERS_P | 12.52 | 9.12 | 4.36 | 4.34
CE | Other | 40 | POOB | 13.65 | 8.18 | 8.18 | 8.18
CE | Other | 40 | POPP_3 | 11.83 | 9.03 | 5.93 | 7.61
CE | Other | 40 | PORA_P | 6.93 | 6.55 | 0 | 0
CE | Other | 40 | PYLE_1 | 230.83 | 211.46 | 19.98 | 23.61
CE | Other | 40 | RAIN_1 | 745.62 | 703.73 | 1.99 | 1.99
CE | Other | 40 | RASS_1 | 641.03 | 603.55 | 5.72 | 5.72
CE | Other | 40 | RATS_1 | 70.89 | 53.9 | 28.81 | 28.76
CE | Other | 40 | RAYL_1 | 19.25 | 14.17 | 6.28 | 6.28
CE | Other | 40 | RICH1 | 16.68 | 12.35 | 5.45 | 5.42
CE | Other | 40 | ROCH_1 | 5.03 | 2.83 | 2.83 | 2.83
CE | Other | 40 | RYEH_1 | 32.62 | 22.26 | 17.11 | 17.1
CE | Other | 40 | SALH_1 | 509.56 | 396.36 | 170.86 | 170.32
CE | Other | 40 | SALT_1 | 22.6 | 19.22 | 3.97 | 3.95
CE | Other | 40 | SBAR | 96.58 | 91.31 | 0 | 0
CE | Other | 40 | SEAB1 | 312.94 | 265.84 | 128.83 | 128.82
CE | Other | 40 | SELL_1 | 205.13 | 193.68 | 0.42 | 0.42
CE | Other | 40 | SHEC_3 | 38.87 | 28.57 | 24.72 | 24.72
CE | Other | 40 | SHRW_1 | 26.3 | 18.88 | 15.57 | 15.57
CE | Other | 40 | SJOW_1 | 15.8 | 11.69 | 5.17 | 5.13
CE | Other | 40 | SKLGB1 | 455.99 | 427.88 | 6.61 | 6.6
CE | Other | 40 | SMAN_1 | 291.51 | 256.84 | 43.46 | 45.04
CE | Other | 40 | SPEN_1 | 240.41 | 184.09 | 133.78 | 144.12
CE | Other | 40 | STAH_1 | 28.02 | 22.15 | 10.8 | 12.98
CE | Other | 40 | STAY_1 | 482.66 | 433.61 | 56.92 | 56.9
CE | Other | 40 | STEN_1 | 5.86 | 4.14 | 2.28 | 2.27
CE | Other | 40 | STES_1 | 17.91 | 12.6 | 8.41 | 8.39
CE | Other | 40 | STIR | 17.51 | 15.41 | 7.66 | 11.02
CE | Other | 40 | STLE | 13.88 | 10.03 | 7.37 | 7.37
CE | Other | 40 | STRI_P | 1.02 | 0.61 | 0.61 | 0.61
CE | Other | 40 | SUND_1 | 19.27 | 11.56 | 10.08 | 10.08
CE | Other | 40 | SWAN_1 | 282.95 | 265.92 | 3.49 | 3.99
CE | Other | 40 | TAUN1 | 211.2 | 197.87 | 8.28 | 12.14
CE | Other | 40 | TAYN_P | 3.13 | 2.96 | 0 | 0
CE | Other | 40 | TEMP_3 | 1.58 | 1.12 | 0.61 | 0.61
CE | Other | 40 | THOM_6 | 661.38 | 614.83 | 27.63 | 28.23
CE | Other | 40 | THSO_P | 12.7 | 2.79 | 2.79 | 2.79
CE | Other | 40 | THUR_6 | 81.07 | 76.64 | 0 | 0
CE | Other | 40 | TILBB_1 | 8.25 | 5.78 | 3.41 | 3.41
CE | Other | 40 | TOTT_1 | 88.66 | 64.47 | 42.65 | 42.65
CE | Other | 40 | TRAW_1 | 0.68 | 0.4 | 0.4 | 0.4
CE | Other | 40 | TYNE_1 | 12.96 | 7.48 | 5.58 | 5.57
CE | Other | 40 | TYNE_2 | 12.52 | 11.83 | 0 | 0
CE | Other | 40 | UPPB_1 | 531.75 | 502.72 | 0 | 0
CE | Other | 40 | UPPB_3 | 315.18 | 296.41 | 4.45 | 4.45
CE | Other | 40 | USKM_1 | 44.28 | 35.64 | 20.5 | 25.03
CE | Other | 40 | WALH_1 | 19.31 | 12.71 | 10.92 | 11.43
CE | Other | 40 | WALP_1 | 115.31 | 100.95 | 42.44 | 42.21
CE | Other | 40 | WALP_B | 26.2 | 20.44 | 8.61 | 8.61
CE | Other | 40 | WASF_1 | 38.27 | 27.67 | 13.7 | 13.62
CE | Other | 40 | WATFS_1 | 5.84 | 4.32 | 3.43 | 3.43
CE | Other | 40 | WBUR_1 | 131.33 | 110.73 | 38 | 38.48
CE | Other | 40 | WFIE | 14.59 | 12.84 | 6.38 | 9.19
CE | Other | 40 | WHAM_1 | 53.23 | 40.86 | 16.72 | 17.82
CE | Other | 40 | WHGA_1 | 2.4 | 1.24 | 1.24 | 1.24
CE | Other | 40 | WHHO | 1.85 | 1.37 | 0.61 | 0.6
CE | Other | 40 | WIBA_3 | 52.18 | 44.81 | 22.96 | 32.46
CE | Other | 40 | WIEN_1 | 49.5 | 36.63 | 23.8 | 23.8
CE | Other | 40 | WILL_1 | 66.2 | 48.17 | 22.16 | 22.02
CE | Other | 40 | WIMBN1 | 5.07 | 4.79 | 0 | 0
CE | Other | 40 | WIMBS1 | 11.62 | 9.23 | 5.43 | 5.43
CE | Other | 40 | WISD_6 | 2.25 | 1.67 | 0.74 | 0.73
CE | Other | 40 | WMEL_1 | 516.49 | 483.83 | 12.72 | 12.72
CE | Other | 40 | WTHU31 | 7.27 | 4.32 | 4.32 | 4.32
CE | Other | 40 | WWEY_1 | 7.54 | 5.28 | 2.57 | 2.57
CE | Other | 40 | WYMOM_1 | 14.26 | 9.72 | 9.72 | 9.72
CE | Solar | 17 | ABHA1 | 82.33 | 0 | 1.86 | 58.88
CE | Solar | 17 | ABNE_P | 9.9 | 0 | 0.22 | 7.08
CE | Solar | 17 | ABTH_1 | 64.33 | 0 | 1.45 | 46.01
CE | Solar | 17 | ALVE1 | 183.06 | 0 | 4.14 | 130.92
CE | Solar | 17 | AMEM_1 | 37.22 | 0 | 0.84 | 26.62
CE | Solar | 17 | ARBR_P | 24.23 | 0 | 0.55 | 17.33
CE | Solar | 17 | AXMI1 | 93.28 | 0 | 2.11 | 66.71
CE | Solar | 17 | BARKC1 | 1.64 | 0 | 0.04 | 1.17
CE | Solar | 17 | BESW_1 | 43.45 | 0 | 0.98 | 31.08
CE | Solar | 17 | BICF_1 | 156.31 | 0 | 3.53 | 111.79
CE | Solar | 17 | BISW_1 | 17.58 | 0 | 0.4 | 12.57
CE | Solar | 17 | BOLN_1 | 65.49 | 0 | 1.48 | 46.84
CE | Solar | 17 | BOTW_1 | 54.96 | 0 | 1.24 | 39.31
CE | Solar | 17 | BRAI_1 | 95.97 | 0 | 2.17 | 68.64
CE | Solar | 17 | BRED_1 | 1.08 | 0 | 0.02 | 0.77
CE | Solar | 17 | BRFO_1 | 133.56 | 0 | 3.02 | 95.52
CE | Solar | 17 | BRLE_1 | 59.53 | 0 | 1.35 | 42.58
CE | Solar | 17 | BRWA1 | 239.5 | 0 | 5.41 | 171.29
CE | Solar | 17 | BURM_1 | 311.97 | 0 | 7.05 | 223.12
CE | Solar | 17 | BUSH_1 | 11.75 | 0 | 0.27 | 8.4
CE | Solar | 17 | CAMB_01 | 16.3 | 0 | 0.37 | 11.66
CE | Solar | 17 | CANTN1 | 108.8 | 0 | 2.46 | 77.81
CE | Solar | 17 | CAPEA1 | 5.43 | 0 | 0.12 | 3.88
CE | Solar | 17 | CARE_1 | 14.12 | 0 | 0.32 | 10.1
CE | Solar | 17 | CARR_1 | 1.66 | 0 | 0.04 | 1.19
CE | Solar | 17 | CELL_1 | 29.24 | 0 | 0.66 | 20.91
CE | Solar | 17 | CHIC_1 | 66.82 | 0 | 1.51 | 47.79
CE | Solar | 17 | CHTE_1 | 141.05 | 0 | 3.19 | 100.88
CE | Solar | 17 | CONQA1 | 110.45 | 0 | 2.5 | 78.99
CE | Solar | 17 | COVE_1 | 5.37 | 0 | 0.12 | 3.84
CE | Solar | 17 | COWL_1 | 268.05 | 0 | 6.06 | 191.71
CE | Solar | 17 | CREB_1 | 16.28 | 0 | 0.37 | 11.64
CE | Solar | 17 | CUPA | 4 | 0 | 0.09 | 2.86
CE | Solar | 17 | DEVO | 5 | 0 | 0.11 | 3.58
CE | Solar | 17 | DRAK_1 | 89.4 | 0 | 2.02 | 63.94
CE | Solar | 17 | EASO_1 | 224.24 | 0 | 5.07 | 160.38
CE | Solar | 17 | ECLA_1 | 121.33 | 0 | 2.74 | 86.78
CE | Solar | 17 | ELGI_P | 1.27 | 0 | 0.03 | 0.91
CE | Solar | 17 | ENDE_1 | 49.42 | 0 | 1.12 | 35.35
CE | Solar | 17 | EXET1 | 91.27 | 0 | 2.06 | 65.28
CE | Solar | 17 | FAWL_1 | 89.02 | 0 | 2.01 | 63.67
CE | Solar | 17 | FECK_6 | 137.83 | 0 | 3.11 | 98.58
CE | Solar | 17 | FERRA2 | 8.04 | 0 | 0.18 | 5.75
CE | Solar | 17 | FERRB1 | 5.43 | 0 | 0.12 | 3.88
CE | Solar | 17 | FLEE_1 | 43.15 | 0 | 0.98 | 30.86
CE | Solar | 17 | FROD_1 | 3.66 | 0 | 0.08 | 2.62
CE | Solar | 17 | GREN_1 | 243.4 | 0 | 5.5 | 174.08
CE | Solar | 17 | GRIW_1 | 29.78 | 0 | 0.67 | 21.3
CE | Solar | 17 | HAMHC1 | 27.56 | 0 | 0.62 | 19.71
CE | Solar | 17 | HARK_1 | 52.47 | 0 | 1.19 | 37.53
CE | Solar | 17 | HAWP_6 | 5.44 | 0 | 0.12 | 3.89
CE | Solar | 17 | HEYS_1 | 23.95 | 0 | 0.54 | 17.13
CE | Solar | 17 | HUTT_1 | 10.59 | 0 | 0.24 | 7.57
CE | Solar | 17 | IMPK_1 | 10.7 | 0 | 0.24 | 7.65
CE | Solar | 17 | INDQ1 | 332.89 | 0 | 7.52 | 238.08
CE | Solar | 17 | IROA1 | 100.97 | 0 | 2.28 | 72.21
CE | Solar | 17 | IRONB1 | 36.04 | 0 | 0.81 | 25.78
CE | Solar | 17 | KEAD_1 | 48.12 | 0 | 1.09 | 34.42
CE | Solar | 17 | KEAR_3 | 11.19 | 0 | 0.25 | 8
CE | Solar | 17 | KEMS_1 | 71.83 | 0 | 1.62 | 51.37
CE | Solar | 17 | KIBY_1 | 1.64 | 0 | 0.04 | 1.17
CE | Solar | 17 | KILW | 4.99 | 0 | 0.11 | 3.57
CE | Solar | 17 | KINO_1 | 21.51 | 0 | 0.49 | 15.38
CE | Solar | 17 | KINT_P | 1.8 | 0 | 0.04 | 1.29
CE | Solar | 17 | KITW_1 | 1.32 | 0 | 0.03 | 0.94
CE | Solar | 17 | KNAR | 16.27 | 0 | 0.37 | 11.64
CE | Solar | 17 | LACK_6 | 5.44 | 0 | 0.12 | 3.89
CE | Solar | 17 | LALE1SG003 | 5.26 | 0 | 0.12 | 3.76
CE | Solar | 17 | LAND1 | 227.67 | 0 | 5.15 | 162.83
CE | Solar | 17 | LEGA_1 | 65.26 | 0 | 1.47 | 46.67
CE | Solar | 17 | LISD_1 | 2.71 | 0 | 0.06 | 1.94
CE | Solar | 17 | LOVE_1 | 170.81 | 0 | 3.86 | 122.16
CE | Solar | 17 | MACC_3 | 10.86 | 0 | 0.25 | 7.77
CE | Solar | 17 | MACD_P | 2.4 | 0 | 0.05 | 1.72
CE | Solar | 17 | MAGA_6 | 27.52 | 0 | 0.62 | 19.68
CE | Solar | 17 | MANN_1 | 295.77 | 0 | 6.68 | 211.53
CE | Solar | 17 | MELK_1 | 276.42 | 0 | 6.25 | 197.7
CE | Solar | 17 | MILH_1 | 10.85 | 0 | 0.25 | 7.76
CE | Solar | 17 | MITY_1 | 512.01 | 0 | 11.57 | 366.19
CE | Solar | 17 | NFLE | 41.48 | 0 | 0.94 | 29.67
CE | Solar | 17 | NINF_1 | 72.38 | 0 | 1.64 | 51.77
CE | Solar | 17 | NORM_1 | 297.26 | 0 | 6.72 | 212.6
CE | Solar | 17 | NORT_1 | 31.3 | 0 | 0.71 | 22.39
CE | Solar | 17 | NURS_1 | 195.9 | 0 | 4.43 | 140.11
CE | Solar | 17 | PADIB1 | 5.43 | 0 | 0.12 | 3.88
CE | Solar | 17 | PELH_1 | 141.51 | 0 | 3.2 | 101.21
CE | Solar | 17 | PEMB_1 | 242.25 | 0 | 5.47 | 173.26
CE | Solar | 17 | PENN_1 | 5.43 | 0 | 0.12 | 3.88
CE | Solar | 17 | PENT_1 | 46.26 | 0 | 1.05 | 33.09
CE | Solar | 17 | PENW_1 | 45.41 | 0 | 1.03 | 32.48
CE | Solar | 17 | POPP_3 | 10.87 | 0 | 0.25 | 7.77
CE | Solar | 17 | PYLE_1 | 36.77 | 0 | 0.83 | 26.3
CE | Solar | 17 | RAIN_1 | 2.83 | 0 | 0.06 | 2.02
CE | Solar | 17 | RASS_1 | 36.14 | 0 | 0.82 | 25.85
CE | Solar | 17 | RATS_1 | 76.43 | 0 | 1.73 | 54.66
CE | Solar | 17 | RAYL_1 | 24.41 | 0 | 0.55 | 17.46
CE | Solar | 17 | REDH | 8.3 | 0 | 0.19 | 5.94
CE | Solar | 17 | RICH1 | 67.01 | 0 | 1.51 | 47.93
CE | Solar | 17 | ROCH_1 | 2.61 | 0 | 0.06 | 1.87
CE | Solar | 17 | RUGEB1 | 15.48 | 0 | 0.35 | 11.07
CE | Solar | 17 | SALH_1 | 10.8 | 0 | 0.24 | 7.72
CE | Solar | 17 | SALT_1 | 6.6 | 0 | 0.15 | 4.72
CE | Solar | 17 | SBAR | 48.07 | 0 | 1.09 | 34.38
CE | Solar | 17 | SEAB1 | 93.38 | 0 | 2.11 | 66.79
CE | Solar | 17 | SELL_1 | 47.94 | 0 | 1.08 | 34.29
CE | Solar | 17 | SHRW_1 | 116.14 | 0 | 2.62 | 83.06
CE | Solar | 17 | SKLGB1 | 5.43 | 0 | 0.12 | 3.88
CE | Solar | 17 | SPEN_1 | 5.39 | 0 | 0.12 | 3.85
CE | Solar | 17 | STAH_1 | 10.28 | 0 | 0.23 | 7.35
CE | Solar | 17 | STAY_1 | 137.24 | 0 | 3.1 | 98.15
CE | Solar | 17 | STES_1 | 5.43 | 0 | 0.12 | 3.88
CE | Solar | 17 | STRI_P | 1.6 | 0 | 0.04 | 1.14
CE | Solar | 17 | SUND_1 | 48.94 | 0 | 1.11 | 35
CE | Solar | 17 | SWAN_1 | 117.47 | 0 | 2.65 | 84.01
CE | Solar | 17 | TARL_P | 4.95 | 0 | 0.11 | 3.54
CE | Solar | 17 | TAUN1 | 83.97 | 0 | 1.9 | 60.06
CE | Solar | 17 | THOM_6 | 5.4 | 0 | 0.12 | 3.86
CE | Solar | 17 | TILBB_1 | 4.69 | 0 | 0.11 | 3.35
CE | Solar | 17 | TRAW_1 | 16.44 | 0 | 0.37 | 11.76
CE | Solar | 17 | UPPB_1 | 31.52 | 0 | 0.71 | 22.54
CE | Solar | 17 | UPPB_3 | 30.82 | 0 | 0.7 | 22.04
CE | Solar | 17 | USKM_1 | 39.52 | 0 | 0.89 | 28.26
CE | Solar | 17 | WALH_1 | 101.25 | 0 | 2.29 | 72.41
CE | Solar | 17 | WALP_1 | 22.62 | 0 | 0.51 | 16.18
CE | Solar | 17 | WALP_B | 195.87 | 0 | 4.43 | 140.09
CE | Solar | 17 | WARL_1 | 16.52 | 0 | 0.37 | 11.82
CE | Solar | 17 | WASF_1 | 5.43 | 0 | 0.12 | 3.88
CE | Solar | 17 | WBOL_6 | 5.12 | 0 | 0.12 | 3.66
CE | Solar | 17 | WBUR_1 | 111.46 | 0 | 2.52 | 79.72
CE | Solar | 17 | WILL_1 | 51.96 | 0 | 1.17 | 37.16
CE | Solar | 17 | WWEY_1 | 2.17 | 0 | 0.05 | 1.55
CE | Solar | 17 | WYMOM_1 | 24.7 | 0 | 0.56 | 17.67
CE | Solar | 18 | ABHA1 | 86.61 | 0 | 1.96 | 61.94
CE | Solar | 18 | ABNE_P | 10.42 | 0 | 0.24 | 7.45
CE | Solar | 18 | ABTH_1 | 67.67 | 0 | 1.53 | 48.4
CE | Solar | 18 | ALVE1 | 192.56 | 0 | 4.35 | 137.72
CE | Solar | 18 | AMEM_1 | 39.15 | 0 | 0.88 | 28
CE | Solar | 18 | ARBR_P | 25.5 | 0 | 0.58 | 18.24
CE | Solar | 18 | AXMI1 | 98.13 | 0 | 2.22 | 70.18
CE | Solar | 18 | BARKC1 | 1.72 | 0 | 0.04 | 1.23
CE | Solar | 18 | BESW_1 | 45.71 | 0 | 1.03 | 32.69
CE | Solar | 18 | BICF_1 | 164.43 | 0 | 3.72 | 117.6
CE | Solar | 18 | BISW_1 | 18.5 | 0 | 0.42 | 13.23
CE | Solar | 18 | BOLN_1 | 68.89 | 0 | 1.56 | 49.27
CE | Solar | 18 | BOTW_1 | 57.82 | 0 | 1.31 | 41.35
CE | Solar | 18 | BRAI_1 | 100.96 | 0 | 2.28 | 72.21
CE | Solar | 18 | BRED_1 | 1.14 | 0 | 0.03 | 0.82
CE | Solar | 18 | BRFO_1 | 140.5 | 0 | 3.18 | 100.49
CE | Solar | 18 | BRLE_1 | 62.62 | 0 | 1.42 | 44.79
CE | Solar | 18 | BRWA1 | 251.94 | 0 | 5.69 | 180.19
CE | Solar | 18 | BURM_1 | 328.17 | 0 | 7.42 | 234.71
CE | Solar | 18 | BUSH_1 | 12.36 | 0 | 0.28 | 8.84
CE | Solar | 18 | CAMB_01 | 17.14 | 0 | 0.39 | 12.26
CE | Solar | 18 | CANTN1 | 114.45 | 0 | 2.59 | 81.85
CE | Solar | 18 | CAPEA1 | 5.72 | 0 | 0.13 | 4.09
CE | Solar | 18 | CARE_1 | 14.85 | 0 | 0.34 | 10.62
CE | Solar | 18 | CARR_1 | 1.74 | 0 | 0.04 | 1.24
CE | Solar | 18 | CELL_1 | 30.76 | 0 | 0.7 | 22
CE | Solar | 18 | CHIC_1 | 70.3 | 0 | 1.59 | 50.28
CE | Solar | 18 | CHTE_1 | 148.38 | 0 | 3.35 | 106.12
CE | Solar | 18 | CONQA1 | 116.18 | 0 | 2.63 | 83.09
CE | Solar | 18 | COVE_1 | 5.65 | 0 | 0.13 | 4.04
CE | Solar | 18 | COWL_1 | 281.98 | 0 | 6.37 | 201.67
CE | Solar | 18 | CREB_1 | 17.12 | 0 | 0.39 | 12.24
CE | Solar | 18 | CUPA | 5.04 | 0 | 0.11 | 3.6
CE | Solar | 18 | DEVO | 6.3 | 0 | 0.14 | 4.51
CE | Solar | 18 | DRAK_1 | 94.04 | 0 | 2.13 | 67.26
CE | Solar | 18 | EASO_1 | 235.88 | 0 | 5.33 | 168.7
CE | Solar | 18 | ECLA_1 | 127.63 | 0 | 2.88 | 91.28
CE | Solar | 18 | ELGI_P | 1.34 | 0 | 0.03 | 0.96
CE | Solar | 18 | ENDE_1 | 51.98 | 0 | 1.17 | 37.18
CE | Solar | 18 | EXET1 | 96.01 | 0 | 2.17 | 68.67
CE | Solar | 18 | FAWL_1 | 93.65 | 0 | 2.12 | 66.98
CE | Solar | 18 | FECK_6 | 144.99 | 0 | 3.28 | 103.7
CE | Solar | 18 | FERRA2 | 8.46 | 0 | 0.19 | 6.05
CE | Solar | 18 | FERRB1 | 5.72 | 0 | 0.13 | 4.09
CE | Solar | 18 | FLEE_1 | 45.39 | 0 | 1.03 | 32.46
CE | Solar | 18 | FROD_1 | 3.85 | 0 | 0.09 | 2.75
CE | Solar | 18 | GREN_1 | 256.04 | 0 | 5.79 | 183.12
CE | Solar | 18 | GRIW_1 | 31.33 | 0 | 0.71 | 22.41
CE | Solar | 18 | HAMHC1 | 28.99 | 0 | 0.66 | 20.73
CE | Solar | 18 | HARK_1 | 55.19 | 0 | 1.25 | 39.47
CE | Solar | 18 | HAWP_6 | 5.72 | 0 | 0.13 | 4.09
CE | Solar | 18 | HEYS_1 | 25.19 | 0 | 0.57 | 18.02
CE | Solar | 18 | HUTT_1 | 11.14 | 0 | 0.25 | 7.97
CE | Solar | 18 | IMPK_1 | 11.25 | 0 | 0.25 | 8.05
CE | Solar | 18 | INDQ1 | 350.18 | 0 | 7.91 | 250.45
CE | Solar | 18 | IROA1 | 106.22 | 0 | 2.4 | 75.97
CE | Solar | 18 | IRONB1 | 37.91 | 0 | 0.86 | 27.11
CE | Solar | 18 | KEAD_1 | 50.62 | 0 | 1.14 | 36.2
CE | Solar | 18 | KEAR_3 | 11.77 | 0 | 0.27 | 8.42
CE | Solar | 18 | KEMS_1 | 75.56 | 0 | 1.71 | 54.04
CE | Solar | 18 | KIBY_1 | 1.73 | 0 | 0.04 | 1.24
CE | Solar | 18 | KILW | 6.29 | 0 | 0.14 | 4.5
CE | Solar | 18 | KINO_1 | 22.62 | 0 | 0.51 | 16.18
CE | Solar | 18 | KINT_P | 1.89 | 0 | 0.04 | 1.35
CE | Solar | 18 | KITW_1 | 1.38 | 0 | 0.03 | 0.99
CE | Solar | 18 | KNAR | 17.12 | 0 | 0.39 | 12.24
CE | Solar | 18 | LACK_6 | 5.72 | 0 | 0.13 | 4.09
CE | Solar | 18 | LALE1SG003 | 5.53 | 0 | 0.12 | 3.96
CE | Solar | 18 | LAND1 | 239.49 | 0 | 5.41 | 171.28
CE | Solar | 18 | LEGA_1 | 68.65 | 0 | 1.55 | 49.1
CE | Solar | 18 | LISD_1 | 2.85 | 0 | 0.06 | 2.04
CE | Solar | 18 | LOVE_1 | 179.68 | 0 | 4.06 | 128.51
CE | Solar | 18 | MACC_3 | 11.43 | 0 | 0.26 | 8.17
CE | Solar | 18 | MACD_P | 2.53 | 0 | 0.06 | 1.81
CE | Solar | 18 | MAGA_6 | 28.95 | 0 | 0.65 | 20.71
CE | Solar | 18 | MANN_1 | 311.13 | 0 | 7.03 | 222.52
CE | Solar | 18 | MELK_1 | 290.78 | 0 | 6.57 | 207.97
CE | Solar | 18 | MILH_1 | 11.42 | 0 | 0.26 | 8.17
CE | Solar | 18 | MITY_1 | 538.61 | 0 | 12.17 | 385.21
CE | Solar | 18 | NFLE | 43.63 | 0 | 0.99 | 31.2
CE | Solar | 18 | NINF_1 | 76.14 | 0 | 1.72 | 54.46
CE | Solar | 18 | NORM_1 | 312.7 | 0 | 7.07 | 223.64
CE | Solar | 18 | NORT_1 | 32.92 | 0 | 0.74 | 23.54
CE | Solar | 18 | NURS_1 | 206.07 | 0 | 4.66 | 147.38
CE | Solar | 18 | PADIB1 | 5.71 | 0 | 0.13 | 4.08
CE | Solar | 18 | PELH_1 | 148.86 | 0 | 3.36 | 106.46
CE | Solar | 18 | PEMB_1 | 254.83 | 0 | 5.76 | 182.25
CE | Solar | 18 | PENN_1 | 5.71 | 0 | 0.13 | 4.08
CE | Solar | 18 | PENT_1 | 48.66 | 0 | 1.1 | 34.8
CE | Solar | 18 | PENW_1 | 47.77 | 0 | 1.08 | 34.17
CE | Solar | 18 | POPP_3 | 11.43 | 0 | 0.26 | 8.17
CE | Solar | 18 | PYLE_1 | 38.68 | 0 | 0.87 | 27.66
CE | Solar | 18 | RAIN_1 | 2.97 | 0 | 0.07 | 2.12
CE | Solar | 18 | RASS_1 | 38.02 | 0 | 0.86 | 27.19
CE | Solar | 18 | RATS_1 | 80.4 | 0 | 1.82 | 57.5
CE | Solar | 18 | RAYL_1 | 25.68 | 0 | 0.58 | 18.37
CE | Solar | 18 | REDH | 10.46 | 0 | 0.24 | 7.48
CE | Solar | 18 | RICH1 | 70.49 | 0 | 1.59 | 50.41
CE | Solar | 18 | ROCH_1 | 2.75 | 0 | 0.06 | 1.97
CE | Solar | 18 | RUGEB1 | 16.29 | 0 | 0.37 | 11.65
CE | Solar | 18 | SALH_1 | 11.36 | 0 | 0.26 | 8.12
CE | Solar | 18 | SALT_1 | 6.95 | 0 | 0.16 | 4.97
CE | Solar | 18 | SBAR | 50.57 | 0 | 1.14 | 36.17
CE | Solar | 18 | SEAB1 | 98.23 | 0 | 2.22 | 70.25
CE | Solar | 18 | SELL_1 | 50.43 | 0 | 1.14 | 36.07
CE | Solar | 18 | SHRW_1 | 122.18 | 0 | 2.76 | 87.38
CE | Solar | 18 | SKLGB1 | 5.71 | 0 | 0.13 | 4.08
CE | Solar | 18 | SPEN_1 | 5.68 | 0 | 0.13 | 4.06
CE | Solar | 18 | STAH_1 | 10.81 | 0 | 0.24 | 7.73
CE | Solar | 18 | STAY_1 | 144.37 | 0 | 3.26 | 103.25
CE | Solar | 18 | STES_1 | 5.71 | 0 | 0.13 | 4.08
CE | Solar | 18 | STRI_P | 1.68 | 0 | 0.04 | 1.2
CE | Solar | 18 | SUND_1 | 51.48 | 0 | 1.16 | 36.82
CE | Solar | 18 | SWAN_1 | 123.57 | 0 | 2.79 | 88.38
CE | Solar | 18 | TARL_P | 5.21 | 0 | 0.12 | 3.73
CE | Solar | 18 | TAUN1 | 88.33 | 0 | 2 | 63.17
CE | Solar | 18 | THOM_6 | 5.68 | 0 | 0.13 | 4.06
CE | Solar | 18 | TILBB_1 | 4.93 | 0 | 0.11 | 3.53
CE | Solar | 18 | TRAW_1 | 17.29 | 0 | 0.39 | 12.37
CE | Solar | 18 | UPPB_1 | 33.16 | 0 | 0.75 | 23.72
CE | Solar | 18 | UPPB_3 | 32.42 | 0 | 0.73 | 23.19
CE | Solar | 18 | USKM_1 | 41.57 | 0 | 0.94 | 29.73
CE | Solar | 18 | WALH_1 | 106.51 | 0 | 2.41 | 76.18
CE | Solar | 18 | WALP_1 | 23.79 | 0 | 0.54 | 17.01
CE | Solar | 18 | WALP_B | 206.04 | 0 | 4.66 | 147.36
CE | Solar | 18 | WARL_1 | 17.38 | 0 | 0.39 | 12.43
CE | Solar | 18 | WASF_1 | 5.71 | 0 | 0.13 | 4.08
CE | Solar | 18 | WBOL_6 | 5.39 | 0 | 0.12 | 3.85
CE | Solar | 18 | WBUR_1 | 117.25 | 0 | 2.65 | 83.86
CE | Solar | 18 | WILL_1 | 54.66 | 0 | 1.24 | 39.09
CE | Solar | 18 | WWEY_1 | 2.29 | 0 | 0.05 | 1.64
CE | Solar | 18 | WYMOM_1 | 25.98 | 0 | 0.59 | 18.58
CE | Solar | 19 | ABHA1 | 89.44 | 0 | 2.02 | 63.97
CE | Solar | 19 | ABNE_P | 10.76 | 0 | 0.24 | 7.7
CE | Solar | 19 | ABTH_1 | 69.88 | 0 | 1.58 | 49.98
CE | Solar | 19 | ALVE1 | 198.85 | 0 | 4.49 | 142.22
CE | Solar | 19 | AMEM_1 | 40.43 | 0 | 0.91 | 28.92
CE | Solar | 19 | ARBR_P | 26.34 | 0 | 0.6 | 18.84
CE | Solar | 19 | AXMI1 | 101.33 | 0 | 2.29 | 72.47
CE | Solar | 19 | BARKC1 | 1.78 | 0 | 0.04 | 1.27
CE | Solar | 19 | BESW_1 | 47.2 | 0 | 1.07 | 33.76
CE | Solar | 19 | BICF_1 | 169.8 | 0 | 3.84 | 121.44
CE | Solar | 19 | BISW_1 | 19.1 | 0 | 0.43 | 13.66
CE | Solar | 19 | BOLN_1 | 71.14 | 0 | 1.61 | 50.88
CE | Solar | 19 | BOTW_1 | 59.71 | 0 | 1.35 | 42.7
CE | Solar | 19 | BRAI_1 | 104.25 | 0 | 2.36 | 74.56
CE | Solar | 19 | BRED_1 | 1.18 | 0 | 0.03 | 0.84
CE | Solar | 19 | BRFO_1 | 145.08 | 0 | 3.28 | 103.76
CE | Solar | 19 | BRLE_1 | 64.67 | 0 | 1.46 | 46.25
CE | Solar | 19 | BRWA1 | 260.16 | 0 | 5.88 | 186.07
CE | Solar | 19 | BURM_1 | 338.89 | 0 | 7.66 | 242.37
CE | Solar | 19 | BUSH_1 | 12.77 | 0 | 0.29 | 9.13
CE | Solar | 19 | CAMB_01 | 17.7 | 0 | 0.4 | 12.66
CE | Solar | 19 | CANTN1 | 118.19 | 0 | 2.67 | 84.53
CE | Solar | 19 | CAPEA1 | 5.9 | 0 | 0.13 | 4.22
CE | Solar | 19 | CARE_1 | 15.33 | 0 | 0.35 | 10.96
CE | Solar | 19 | CARR_1 | 1.8 | 0 | 0.04 | 1.29
CE | Solar | 19 | CELL_1 | 31.76 | 0 | 0.72 | 22.71
CE | Solar | 19 | CHIC_1 | 72.59 | 0 | 1.64 | 51.92
CE | Solar | 19 | CHTE_1 | 153.22 | 0 | 3.46 | 109.58
CE | Solar | 19 | CONQA1 | 119.97 | 0 | 2.71 | 85.8
CE | Solar | 19 | COVE_1 | 5.83 | 0 | 0.13 | 4.17
CE | Solar | 19 | COWL_1 | 291.18 | 0 | 6.58 | 208.25
CE | Solar | 19 | CREB_1 | 17.68 | 0 | 0.4 | 12.64
CE | Solar | 19 | CUPA | 5.64 | 0 | 0.13 | 4.03
CE | Solar | 19 | DEVO | 7.04 | 0 | 0.16 | 5.04
CE | Solar | 19 | DRAK_1 | 97.11 | 0 | 2.19 | 69.45
CE | Solar | 19 | EASO_1 | 243.58 | 0 | 5.5 | 174.21
CE | Solar | 19 | ECLA_1 | 131.79 | 0 | 2.98 | 94.26
CE | Solar | 19 | ELGI_P | 1.38 | 0 | 0.03 | 0.99
CE | Solar | 19 | ENDE_1 | 53.68 | 0 | 1.21 | 38.39
CE | Solar | 19 | EXET1 | 99.14 | 0 | 2.24 | 70.9
CE | Solar | 19 | FAWL_1 | 96.7 | 0 | 2.19 | 69.16
CE | Solar | 19 | FECK_6 | 149.72 | 0 | 3.38 | 107.08
CE | Solar | 19 | FERRA2 | 8.74 | 0 | 0.2 | 6.25
CE | Solar | 19 | FERRB1 | 5.9 | 0 | 0.13 | 4.22
CE | Solar | 19 | FLEE_1 | 46.87 | 0 | 1.06 | 33.52
CE | Solar | 19 | FROD_1 | 3.98 | 0 | 0.09 | 2.85
CE | Solar | 19 | GREN_1 | 264.4 | 0 | 5.98 | 189.1
CE | Solar | 19 | GRIW_1 | 32.35 | 0 | 0.73 | 23.14
CE | Solar | 19 | HAMHC1 | 29.94 | 0 | 0.68 | 21.41
CE | Solar | 19 | HARK_1 | 56.99 | 0 | 1.29 | 40.76
CE | Solar | 19 | HAWP_6 | 5.9 | 0 | 0.13 | 4.22
CE | Solar | 19 | HEYS_1 | 26.01 | 0 | 0.59 | 18.6
CE | Solar | 19 | HUTT_1 | 11.5 | 0 | 0.26 | 8.22
CE | Solar | 19 | IMPK_1 | 11.62 | 0 | 0.26 | 8.31
CE | Solar | 19 | INDQ1 | 361.61 | 0 | 8.17 | 258.62
CE | Solar | 19 | IROA1 | 109.69 | 0 | 2.48 | 78.45
CE | Solar | 19 | IRONB1 | 39.15 | 0 | 0.88 | 28
CE | Solar | 19 | KEAD_1 | 52.27 | 0 | 1.18 | 37.38
CE | Solar | 19 | KEAR_3 | 12.15 | 0 | 0.27 | 8.69
CE | Solar | 19 | KEMS_1 | 78.03 | 0 | 1.76 | 55.81
CE | Solar | 19 | KIBY_1 | 1.79 | 0 | 0.04 | 1.28
CE | Solar | 19 | KILW | 7.03 | 0 | 0.16 | 5.03
CE | Solar | 19 | KINO_1 | 23.36 | 0 | 0.53 | 16.71
CE | Solar | 19 | KINT_P | 1.96 | 0 | 0.04 | 1.4
CE | Solar | 19 | KITW_1 | 1.43 | 0 | 0.03 | 1.02
CE | Solar | 19 | KNAR | 17.67 | 0 | 0.4 | 12.64
CE | Solar | 19 | LACK_6 | 5.9 | 0 | 0.13 | 4.22
CE | Solar | 19 | LALE1SG003 | 5.71 | 0 | 0.13 | 4.08
CE | Solar | 19 | LAND1 | 247.31 | 0 | 5.59 | 176.88
CE | Solar | 19 | LEGA_1 | 70.89 | 0 | 1.6 | 50.7
CE | Solar | 19 | LISD_1 | 2.94 | 0 | 0.07 | 2.1
CE | Solar | 19 | LOVE_1 | 185.55 | 0 | 4.19 | 132.71
CE | Solar | 19 | MACC_3 | 11.8 | 0 | 0.27 | 8.44
CE | Solar | 19 | MACD_P | 2.61 | 0 | 0.06 | 1.87
CE | Solar | 19 | MAGA_6 | 29.89 | 0 | 0.68 | 21.38
CE | Solar | 19 | MANN_1 | 321.28 | 0 | 7.26 | 229.78
CE | Solar | 19 | MELK_1 | 300.27 | 0 | 6.79 | 214.75
CE | Solar | 19 | MILH_1 | 11.79 | 0 | 0.27 | 8.43
CE | Solar | 19 | MITY_1 | 556.19 | 0 | 12.57 | 397.79
CE | Solar | 19 | NFLE | 45.05 | 0 | 1.02 | 32.22
CE | Solar | 19 | NINF_1 | 78.62 | 0 | 1.78 | 56.23
CE | Solar | 19 | NORM_1 | 322.91 | 0 | 7.3 | 230.95
CE | Solar | 19 | NORT_1 | 34 | 0 | 0.77 | 24.32
CE | Solar | 19 | NURS_1 | 212.8 | 0 | 4.81 | 152.19
CE | Solar | 19 | PADIB1 | 5.89 | 0 | 0.13 | 4.21
CE | Solar | 19 | PELH_1 | 153.72 | 0 | 3.47 | 109.94
CE | Solar | 19 | PEMB_1 | 263.15 | 0 | 5.95 | 188.2
CE | Solar | 19 | PENN_1 | 5.9 | 0 | 0.13 | 4.22
CE | Solar | 19 | PENT_1 | 50.25 | 0 | 1.14 | 35.94
CE | Solar | 19 | PENW_1 | 49.33 | 0 | 1.11 | 35.28
CE | Solar | 19 | POPP_3 | 11.81 | 0 | 0.27 | 8.45
CE | Solar | 19 | PYLE_1 | 39.94 | 0 | 0.9 | 28.57
CE | Solar | 19 | RAIN_1 | 3.07 | 0 | 0.07 | 2.2
CE | Solar | 19 | RASS_1 | 39.26 | 0 | 0.89 | 28.08
CE | Solar | 19 | RATS_1 | 83.03 | 0 | 1.88 | 59.38
CE | Solar | 19 | RAYL_1 | 26.51 | 0 | 0.6 | 18.96
CE | Solar | 19 | REDH | 11.69 | 0 | 0.26 | 8.36
CE | Solar | 19 | RICH1 | 72.79 | 0 | 1.65 | 52.06
CE | Solar | 19 | ROCH_1 | 2.83 | 0 | 0.06 | 2.02
CE | Solar | 19 | RUGEB1 | 16.82 | 0 | 0.38 | 12.03
CE | Solar | 19 | SALH_1 | 11.73 | 0 | 0.27 | 8.39
CE | Solar | 19 | SALT_1 | 7.17 | 0 | 0.16 | 5.13
CE | Solar | 19 | SBAR | 52.22 | 0 | 1.18 | 37.35
CE | Solar | 19 | SEAB1 | 101.43 | 0 | 2.29 | 72.54
CE | Solar | 19 | SELL_1 | 52.08 | 0 | 1.18 | 37.25
CE | Solar | 19 | SHRW_1 | 126.16 | 0 | 2.85 | 90.23
CE | Solar | 19 | SKLGB1 | 5.89 | 0 | 0.13 | 4.21
CE | Solar | 19 | SPEN_1 | 5.86 | 0 | 0.13 | 4.19
CE | Solar | 19 | STAH_1 | 11.16 | 0 | 0.25 | 7.98
CE | Solar | 19 | STAY_1 | 149.08 | 0 | 3.37 | 106.62
CE | Solar | 19 | STES_1 | 5.89 | 0 | 0.13 | 4.21
CE | Solar | 19 | STRI_P | 1.74 | 0 | 0.04 | 1.24
CE | Solar | 19 | SUND_1 | 53.16 | 0 | 1.2 | 38.02
CE | Solar | 19 | SWAN_1 | 127.6 | 0 | 2.88 | 91.26
CE | Solar | 19 | TARL_P | 5.38 | 0 | 0.12 | 3.85
CE | Solar | 19 | TAUN1 | 91.21 | 0 | 2.06 | 65.23
CE | Solar | 19 | THOM_6 | 5.87 | 0 | 0.13 | 4.2
CE | Solar | 19 | TILBB_1 | 5.09 | 0 | 0.12 | 3.64
CE | Solar | 19 | TRAW_1 | 17.86 | 0 | 0.4 | 12.77
CE | Solar | 19 | UPPB_1 | 34.24 | 0 | 0.77 | 24.49
CE | Solar | 19 | UPPB_3 | 33.48 | 0 | 0.76 | 23.94
CE | Solar | 19 | USKM_1 | 42.93 | 0 | 0.97 | 30.7
CE | Solar | 19 | WALH_1 | 109.98 | 0 | 2.49 | 78.66
CE | Solar | 19 | WALP_1 | 24.57 | 0 | 0.56 | 17.57
CE | Solar | 19 | WALP_B | 212.77 | 0 | 4.81 | 152.17
CE | Solar | 19 | WARL_1 | 17.95 | 0 | 0.41 | 12.84
CE | Solar | 19 | WASF_1 | 5.89 | 0 | 0.13 | 4.21
CE | Solar | 19 | WBOL_6 | 5.57 | 0 | 0.13 | 3.98
CE | Solar | 19 | WBUR_1 | 121.07 | 0 | 2.74 | 86.59
CE | Solar | 19 | WILL_1 | 56.44 | 0 | 1.28 | 40.37
CE | Solar | 19 | WWEY_1 | 2.36 | 0 | 0.05 | 1.69
CE | Solar | 19 | WYMOM_1 | 26.83 | 0 | 0.61 | 19.19
CE | Solar | 20 | ABHA1 | 92.57 | 0 | 2.09 | 66.21
CE | Solar | 20 | ABNE_P | 10.79 | 0 | 0.24 | 7.72
CE | Solar | 20 | ABTH_1 | 70.07 | 0 | 1.58 | 50.11
CE | Solar | 20 | ACTL_2 | 0.1 | 0 | 0 | 0.07
CE | Solar | 20 | ACTL_C | 0.1 | 0 | 0 | 0.07
CE | Solar | 20 | ALNE_P | 0.03 | 0 | 0 | 0.02
CE | Solar | 20 | ALST_3 | 0.19 | 0 | 0 | 0.14
CE | Solar | 20 | ALVE1 | 201.98 | 0 | 4.56 | 144.46
CE | Solar | 20 | AMEM_1 | 40.56 | 0 | 0.92 | 29.01
CE | Solar | 20 | ARBR_P | 26.34 | 0 | 0.6 | 18.84
CE | Solar | 20 | ARDK_P | 0.01 | 0 | 0 | 0.01
CE | Solar | 20 | ARMO_P | 0.07 | 0 | 0 | 0.05
CE | Solar | 20 | AXMI1 | 105.49 | 0 | 2.38 | 75.45
CE | Solar | 20 | BAGA | 0.13 | 0 | 0 | 0.09
CE | Solar | 20 | BAIN | 0.13 | 0 | 0 | 0.09
CE | Solar | 20 | BARKC1 | 1.92 | 0 | 0.04 | 1.37
CE | Solar | 20 | BARKW3 | 0.14 | 0 | 0 | 0.1
CE | Solar | 20 | BEDDT1 | 0.16 | 0 | 0 | 0.11
CE | Solar | 20 | BEDD_1 | 0.16 | 0 | 0 | 0.11
CE | Solar | 20 | BERW | 0.01 | 0 | 0 | 0.01
CE | Solar | 20 | BESW_1 | 47.85 | 0 | 1.08 | 34.22
CE | Solar | 20 | BICF_1 | 177.75 | 0 | 4.02 | 127.13
CE | Solar | 20 | BIRK_1 | 0.19 | 0 | 0 | 0.14
CE | Solar | 20 | BISW_1 | 19.42 | 0 | 0.44 | 13.89
CE | Solar | 20 | BLYTB1 | 0.57 | 0 | 0.01 | 0.41
CE | Solar | 20 | BLYTH132 | 0.57 | 0 | 0.01 | 0.41
CE | Solar | 20 | BOAG_P | 0.01 | 0 | 0 | 0.01
CE | Solar | 20 | BOLN_1 | 71.71 | 0 | 1.62 | 51.29
CE | Solar | 20 | BONN | 0.13 | 0 | 0 | 0.09
CE | Solar | 20 | BOTW_1 | 62.26 | 0 | 1.41 | 44.53
CE | Solar | 20 | BRAC_P | 0.01 | 0 | 0 | 0.01
CE | Solar | 20 | BRAI_1 | 105.39 | 0 | 2.38 | 75.37
CE | Solar | 20 | BRAW_1 | 0.14 | 0 | 0 | 0.1
CE | Solar | 20 | BRED_1 | 1.37 | 0 | 0.03 | 0.98
CE | Solar | 20 | BRFO_1 | 146.09 | 0 | 3.3 | 104.48
CE | Solar | 20 | BRIM_1 | 1.14 | 0 | 0.03 | 0.82
CE | Solar | 20 | BRLE_1 | 65.8 | 0 | 1.49 | 47.06
CE | Solar | 20 | BROX | 0.01 | 0 | 0 | 0.01
CE | Solar | 20 | BRWA1 | 264.7 | 0 | 5.98 | 189.31
CE | Solar | 20 | BURM_1 | 351.37 | 0 | 7.94 | 251.3
CE | Solar | 20 | BUSH_1 | 13.09 | 0 | 0.3 | 9.36
CE | Solar | 20 | BUST_1 | 0.65 | 0 | 0.01 | 0.46
CE | Solar | 20 | CAFA | 0.01 | 0 | 0 | 0.01
CE | Solar | 20 | CAMB_01 | 18.27 | 0 | 0.41 | 13.07
CE | Solar | 20 | CANTN1 | 119.55 | 0 | 2.7 | 85.5
CE | Solar | 20 | CAPEA1 | 6.09 | 0 | 0.14 | 4.36
CE | Solar | 20 | CARE_1 | 15.52 | 0 | 0.35 | 11.1
CE | Solar | 20 | CARR_1 | 1.99 | 0 | 0.04 | 1.42
CE | Solar | 20 | CASS_P | 0.01 | 0 | 0 | 0.01
CE | Solar | 20 | CATY | 0.01 | 0 | 0 | 0.01
CE | Solar | 20 | CBNK_H | 0.1 | 0 | 0 | 0.07
CE | Solar | 20 | CELL_1 | 33.46 | 0 | 0.76 | 23.93
CE | Solar | 20 | CHAP | 0.01 | 0 | 0 | 0.01
CE | Solar | 20 | CHAS | 0.01 | 0 | 0 | 0.01
CE | Solar | 20 | CHIC_1 | 76.75 | 0 | 1.73 | 54.89
CE | Solar | 20 | CHSI_1 | 0.16 | 0 | 0 | 0.11
CE | Solar | 20 | CHTE_1 | 153.45 | 0 | 3.47 | 109.75
CE | Solar | 20 | CITR_1 | 0.1 | 0 | 0 | 0.07
CE | Solar | 20 | CLAC_P | 0.02 | 0 | 0 | 0.01
CE | Solar | 20 | CLT03 | 1.01 | 0 | 0.02 | 0.72
CE | Solar | 20 | CLYM | 0.01 | 0 | 0 | 0.01
CE | Solar | 20 | COAT | 0.01 | 0 | 0 | 0.01
CE | Solar | 20 | CONQA1 | 120.54 | 0 | 2.72 | 86.21
CE | Solar | 20 | COUA_P | 0.01 | 0 | 0 | 0.01
CE | Solar | 20 | COVE_1 | 6.48 | 0 | 0.15 | 4.63
CE | Solar | 20 | COWL_1 | 295.72 | 0 | 6.68 | 211.5
CE | Solar | 20 | COYL | 0.01 | 0 | 0 | 0.01
CE | Solar | 20 | CREB_1 | 18.44 | 0 | 0.42 | 13.19
CE | Solar | 20 | CUMB | 0.13 | 0 | 0 | 0.09
CE | Solar | 20 | CUPA | 5.76 | 0 | 0.13 | 4.12
CE | Solar | 20 | DALM3 | 0.01 | 0 | 0 | 0.01
CE | Solar | 20 | DEVM | 0.01 | 0 | 0 | 0.01
CE | Solar | 20 | DEVO | 7.17 | 0 | 0.16 | 5.13
CE | Solar | 20 | DOUN_P | 0.02 | 0 | 0 | 0.01
CE | Solar | 20 | DRAK_1 | 97.43 | 0 | 2.2 | 69.68
CE | Solar | 20 | DRAX_1 | 0.57 | 0 | 0.01 | 0.41
CE | Solar | 20 | DRCR | 0.13 | 0 | 0 | 0.09
CE | Solar | 20 | DUDH_P | 0.01 | 0 | 0 | 0.01
CE | Solar | 20 | DUGR_P | 0.01 | 0 | 0 | 0.01
CE | Solar | 20 | DUNB | 0.01 | 0 | 0 | 0.01
CE | Solar | 20 | DUNF | 0.13 | 0 | 0 | 0.09
CE | Solar | 20 | DUNO_P | 0.13 | 0 | 0 | 0.09
CE | Solar | 20 | DYCE_P | 0.03 | 0 | 0 | 0.02
CE | Solar | 20 | EALI_6 | 0.1 | 0 | 0 | 0.07
CE | Solar | 20 | EASO_1 | 245.85 | 0 | 5.56 | 175.83
CE | Solar | 20 | EAST | 0.01 | 0 | 0 | 0.01
CE | Solar | 20 | ECCL | 0.01 | 0 | 0 | 0.01
CE | Solar | 20 | ECLA_1 | 134.06 | 0 | 3.03 | 95.88
CE | Solar | 20 | EKIL | 0.01 | 0 | 0 | 0.01
CE | Solar | 20 | EKIS | 0.01 | 0 | 0 | 0.01
CE | Solar | 20 | ELGI_P | 1.38 | 0 | 0.03 | 0.99
CE | Solar | 20 | ELLA_1 | 0.14 | 0 | 0 | 0.1
CE | Solar | 20 | ELST_1 | 0.13 | 0 | 0 | 0.09
CE | Solar | 20 | ENDE_1 | 54.82 | 0 | 1.24 | 39.21
CE | Solar | 20 | EXET1 | 102.28 | 0 | 2.31 | 73.15
CE | Solar | 20 | FAUG_P | 0.01 | 0 | 0 | 0.01
CE | Solar | 20 | FAWL_1 | 99.26 | 0 | 2.24 | 70.99
CE | Solar | 20 | FECK_6 | 150.37 | 0 | 3.4 | 107.54
CE | Solar | 20 | FERRA2 | 9.31 | 0 | 0.21 | 6.66
CE | Solar | 20 | FERRB1 | 6.47 | 0 | 0.15 | 4.63
CE | Solar | 20 | FIDD_P | 0.07 | 0 | 0 | 0.05
CE | Solar | 20 | FLEE_1 | 48.01 | 0 | 1.09 | 34.34
CE | Solar | 20 | FOUR_1 | 0.85 | 0 | 0.02 | 0.61
CE | Solar | 20 | FROD_1 | 4.17 | 0 | 0.09 | 2.98
CE | Solar | 20 | FWIL_P | 0.06 | 0 | 0 | 0.04
CE | Solar | 20 | GALA | 0.01 | 0 | 0 | 0.01
CE | Solar | 20 | GIFF | 0.01 | 0 | 0 | 0.01
CE | Solar | 20 | GLLE | 0.01 | 0 | 0 | 0.01
CE | Solar | 20 | GLLU | 0.01 | 0 | 0 | 0.01
CE | Solar | 20 | GLNI | 0.13 | 0 | 0 | 0.09
CE | Solar | 20 | GLRO | 0.13 | 0 | 0 | 0.09
CE | Solar | 20 | GREE_H | 0.1 | 0 | 0 | 0.07
CE | Solar | 20 | GREN_1 | 271.45 | 0 | 6.13 | 194.14
CE | Solar | 20 | GRIW_1 | 34.06 | 0 | 0.77 | 24.36
CE | Solar | 20 | GRUB_P | 0.04 | 0 | 0 | 0.03
CE | Solar | 20 | G_EXTRA_11 | 0.01 | 0 | 0 | 0.01
CE | Solar | 20 | G_EXTRA_2 | 0.01 | 0 | 0 | 0.01
CE | Solar | 20 | G_EXTRA_5 | 0.01 | 0 | 0 | 0.01
CE | Solar | 20 | G_EXTRA_7 | 0.13 | 0 | 0 | 0.09
CE | Solar | 20 | G_EXTRA_9 | 0.01 | 0 | 0 | 0.01
CE | Solar | 20 | HACK_1 | 0.14 | 0 | 0 | 0.1
CE | Solar | 20 | HACK_6 | 0.14 | 0 | 0 | 0.1
CE | Solar | 20 | HAMHC1 | 30.59 | 0 | 0.69 | 21.88
CE | Solar | 20 | HARK_1 | 57.84 | 0 | 1.31 | 41.37
CE | Solar | 20 | HARM_6 | 0.21 | 0 | 0 | 0.15
CE | Solar | 20 | HAWI | 0.01 | 0 | 0 | 0.01
CE | Solar | 20 | HAWP_6 | 6.12 | 0 | 0.14 | 4.38
CE | Solar | 20 | HEYS1 | 0.85 | 0 | 0.02 | 0.61
CE | Solar | 20 | HEYS_1 | 26.86 | 0 | 0.61 | 19.21
CE | Solar | 20 | HUER | 0.01 | 0 | 0 | 0.01
CE | Solar | 20 | HURS_1 | 0.16 | 0 | 0 | 0.11
CE | Solar | 20 | HUTT_1 | 13.77 | 0 | 0.31 | 9.85
CE | Solar | 20 | IMPK_1 | 15.03 | 0 | 0.34 | 10.75
CE | Solar | 20 | INDQ1 | 364.74 | 0 | 8.24 | 260.86
CE | Solar | 20 | INKE | 0.13 | 0 | 0 | 0.09
CE | Solar | 20 | INNE_P | 0.01 | 0 | 0 | 0.01
CE | Solar | 20 | IROA1 | 113.66 | 0 | 2.57 | 81.29
CE | Solar | 20 | IRONB1 | 40.85 | 0 | 0.92 | 29.22
CE | Solar | 20 | IVER_1 | 0.13 | 0 | 0 | 0.09
CE | Solar | 20 | IVER_6 | 0.13 | 0 | 0 | 0.09
CE | Solar | 20 | JOHN | 0.01 | 0 | 0 | 0.01
CE | Solar | 20 | JORD_3 | 0.23 | 0 | 0.01 | 0.16
CE | Solar | 20 | KAIM | 0.01 | 0 | 0 | 0.01
CE | Solar | 20 | KEAD_1 | 53.03 | 0 | 1.2 | 37.93
CE | Solar | 20 | KEAR_1 | 0.14 | 0 | 0 | 0.1
CE | Solar | 20 | KEAR_3 | 12.3 | 0 | 0.28 | 8.8
CE | Solar | 20 | KEIT_P | 0.08 | 0 | 0 | 0.06
CE | Solar | 20 | KEMS_1 | 80.75 | 0 | 1.82 | 57.75
CE | Solar | 20 | KEOO | 0.01 | 0 | 0 | 0.01
CE | Solar | 20 | KIBY_1 | 1.79 | 0 | 0.04 | 1.28
CE | Solar | 20 | KIER | 0.13 | 0 | 0 | 0.09
CE | Solar | 20 | KIIN_P | 0.02 | 0 | 0 | 0.01
CE | Solar | 20 | KILS | 0.01 | 0 | 0 | 0.01
CE | Solar | 20 | KILT | 0.01 | 0 | 0 | 0.01
CE | Solar | 20 | KILW | 7.05 | 0 | 0.16 | 5.04
CE | Solar | 20 | KINO_1 | 24.72 | 0 | 0.56 | 17.68
CE | Solar | 20 | KINT_P | 2.02 | 0 | 0.05 | 1.44
CE | Solar | 20 | KIRKB1 | 0.14 | 0 | 0 | 0.1
CE | Solar | 20 | KITW_1 | 1.75 | 0 | 0.04 | 1.25
CE | Solar | 20 | KNAR | 17.96 | 0 | 0.41 | 12.84
CE | Solar | 20 | LACK_6 | 6.76 | 0 | 0.15 | 4.83
CE | Solar | 20 | LAIR_P | 0.02 | 0 | 0 | 0.01
CE | Solar | 20 | LALE1SG003 | 5.84 | 0 | 0.13 | 4.18
CE | Solar | 20 | LAND1 | 250.44 | 0 | 5.66 | 179.11
CE | Solar | 20 | LEGA_1 | 72.03 | 0 | 1.63 | 51.52
CE | Solar | 20 | LEVE | 0.13 | 0 | 0 | 0.09
CE | Solar | 20 | LING | 0.01 | 0 | 0 | 0.01
CE | Solar | 20 | LINM | 0.01 | 0 | 0 | 0.01
CE | Solar | 20 | LISD_1 | 2.94 | 0 | 0.07 | 2.1
CE | Solar | 20 | LITT_C | 0.16 | 0 | 0 | 0.11
CE | Solar | 20 | LITT_J | 0.16 | 0 | 0 | 0.11
CE | Solar | 20 | LODR_6 | 0.1 | 0 | 0 | 0.07
CE | Solar | 20 | LOUD_H | 0.13 | 0 | 0 | 0.09
CE | Solar | 20 | LOVE_1 | 188.1 | 0 | 4.25 | 134.53
CE | Solar | 20 | MACC_3 | 12.37 | 0 | 0.28 | 8.85
CE | Solar | 20 | MACD_P | 2.67 | 0 | 0.06 | 1.91
CE | Solar | 20 | MAGA_6 | 30.46 | 0 | 0.69 | 21.78
CE | Solar | 20 | MANN_1 | 325.45 | 0 | 7.36 | 232.76
CE | Solar | 20 | MAYB | 0.01 | 0 | 0 | 0.01
CE | Solar | 20 | MELK_1 | 304.81 | 0 | 6.89 | 218
CE | Solar | 20 | MILC_P | 0.03 | 0 | 0 | 0.02
CE | Solar | 20 | MILH_1 | 11.92 | 0 | 0.27 | 8.53
CE | Solar | 20 | MITY_1 | 560.73 | 0 | 12.67 | 401.03
CE | Solar | 20 | MYBS_P | 0.05 | 0 | 0 | 0.04
CE | Solar | 20 | NEAR | 0.01 | 0 | 0 | 0.01
CE | Solar | 20 | NECE_1 | 0.65 | 0 | 0.01 | 0.46
CE | Solar | 20 | NEEP_3 | 0.23 | 0 | 0.01 | 0.16
CE | Solar | 20 | NETS | 0.01 | 0 | 0 | 0.01
CE | Solar | 20 | NEWX_6 | 0.38 | 0 | 0.01 | 0.27
CE | Solar | 20 | NFLE | 46.42 | 0 | 1.05 | 33.2
CE | Solar | 20 | NHYD_6 | 0.13 | 0 | 0 | 0.09
CE | Solar | 20 | NINF_1 | 79.19 | 0 | 1.79 | 56.64
CE | Solar | 20 | NORL_3 | 0.23 | 0 | 0.01 | 0.16
CE | Solar | 20 | NORM_1 | 330.86 | 0 | 7.48 | 236.63
CE | Solar | 20 | NORT_1 | 34.21 | 0 | 0.77 | 24.47
CE | Solar | 20 | NURS_1 | 215.35 | 0 | 4.87 | 154.02
CE | Solar | 20 | OCKH_1 | 0.32 | 0 | 0.01 | 0.23
CE | Solar | 20 | OFFE_3 | 0.21 | 0 | 0 | 0.15
CE | Solar | 20 | OLDB_1 | 0.32 | 0 | 0.01 | 0.23
CE | Solar | 20 | OSBA_1 | 0.79 | 0 | 0.02 | 0.57
CE | Solar | 20 | PADIB1 | 6.46 | 0 | 0.15 | 4.62
CE | Solar | 20 | PELH_1 | 154.85 | 0 | 3.5 | 110.75
CE | Solar | 20 | PEMB_1 | 266.55 | 0 | 6.02 | 190.64
CE | Solar | 20 | PENE_1 | 0.57 | 0 | 0.01 | 0.41
CE | Solar | 20 | PENN_1 | 5.9 | 0 | 0.13 | 4.22
CE | Solar | 20 | PENT_1 | 53.09 | 0 | 1.2 | 37.97
CE | Solar | 20 | PENW_1 | 49.9 | 0 | 1.13 | 35.69
CE | Solar | 20 | PERI_H | 0.1 | 0 | 0 | 0.07
CE | Solar | 20 | PERS_P | 0.02 | 0 | 0 | 0.01
CE | Solar | 20 | PITS_3 | 0.23 | 0 | 0.01 | 0.16
CE | Solar | 20 | POOB | 0.01 | 0 | 0 | 0.01
CE | Solar | 20 | POPP_3 | 12.09 | 0 | 0.27 | 8.65
CE | Solar | 20 | PORA_P | 0.06 | 0 | 0 | 0.04
CE | Solar | 20 | PORD | 0.13 | 0 | 0 | 0.09
CE | Solar | 20 | PYLE_1 | 40.51 | 0 | 0.92 | 28.97
CE | Solar | 20 | QUOI_P | 0.01 | 0 | 0 | 0.01
CE | Solar | 20 | RAIN_1 | 3.07 | 0 | 0.07 | 2.2
CE | Solar | 20 | RANN_P | 0.03 | 0 | 0 | 0.02
CE | Solar | 20 | RASS_1 | 42.67 | 0 | 0.96 | 30.52
CE | Solar | 20 | RATS_1 | 84.16 | 0 | 1.9 | 60.19
CE | Solar | 20 | RAYL_1 | 29.24 | 0 | 0.66 | 20.91
CE | Solar | 20 | REBR_3 | 0.14 | 0 | 0 | 0.1
CE | Solar | 20 | REDH | 11.82 | 0 | 0.27 | 8.45
CE | Solar | 20 | REDM_P | 0.02 | 0 | 0 | 0.01
CE | Solar | 20 | RICH1 | 74.16 | 0 | 1.68 | 53.04
CE | Solar | 20 | ROCH_1 | 2.98 | 0 | 0.07 | 2.13
CE | Solar | 20 | RUGEB1 | 18.52 | 0 | 0.42 | 13.25
CE | Solar | 20 | RYEH_1 | 1.14 | 0 | 0.03 | 0.82
CE | Solar | 20 | SALH_1 | 12.58 | 0 | 0.28 | 9
CE | Solar | 20 | SALT_1 | 7.93 | 0 | 0.18 | 5.67
CE | Solar | 20 | SBAR | 53.35 | 0 | 1.21 | 38.16
CE | Solar | 20 | SEAB1 | 104.84 | 0 | 2.37 | 74.98
CE | Solar | 20 | SELL_1 | 54.8 | 0 | 1.24 | 39.19
CE | Solar | 20 | SFEG_P | 0.04 | 0 | 0 | 0.03
CE | Solar | 20 | SFIL_P | 0.01 | 0 | 0 | 0.01
CE | Solar | 20 | SHEC_3 | 0.23 | 0 | 0.01 | 0.16
CE | Solar | 20 | SHRW_1 | 127.87 | 0 | 2.89 | 91.45
CE | Solar | 20 | SIGH | 0.01 | 0 | 0 | 0.01
CE | Solar | 20 | SJOW_1 | 0.1 | 0 | 0 | 0.07
CE | Solar | 20 | SKLGB1 | 6.04 | 0 | 0.14 | 4.32
CE | Solar | 20 | SMAN_1 | 0.19 | 0 | 0 | 0.14
CE | Solar | 20 | SPEN_1 | 7 | 0 | 0.16 | 5.01
CE | Solar | 20 | SSHI_3 | 0.21 | 0 | 0 | 0.15
CE | Solar | 20 | STAH_1 | 11.73 | 0 | 0.27 | 8.39
CE | Solar | 20 | STAL_1 | 0.57 | 0 | 0.01 | 0.41
CE | Solar | 20 | STAY_1 | 154.76 | 0 | 3.5 | 110.68
CE | Solar | 20 | STEN_1 | 0.57 | 0 | 0.01 | 0.41
CE | Solar | 20 | STES_1 | 6.46 | 0 | 0.15 | 4.62
CE | Solar | 20 | STHA | 0.01 | 0 | 0 | 0.01
CE | Solar | 20 | STIR | 0.13 | 0 | 0 | 0.09
CE | Solar | 20 | STLE | 0.13 | 0 | 0 | 0.09
CE | Solar | 20 | STRI_P | 1.79 | 0 | 0.04 | 1.28
CE | Solar | 20 | SUND_1 | 55.43 | 0 | 1.25 | 39.64
CE | Solar | 20 | SWAN_1 | 131.01 | 0 | 2.96 | 93.7
CE | Solar | 20 | TARL_P | 5.39 | 0 | 0.12 | 3.85
CE | Solar | 20 | TAUN1 | 92.34 | 0 | 2.09 | 66.04
CE | Solar | 20 | TAYN_P | 0.05 | 0 | 0 | 0.04
CE | Solar | 20 | TELR | 0.01 | 0 | 0 | 0.01
CE | Solar | 20 | TEMP_3 | 0.23 | 0 | 0.01 | 0.16
CE | Solar | 20 | THOM_6 | 6.66 | 0 | 0.15 | 4.76
CE | Solar | 20 | THSO_P | 0.1 | 0 | 0 | 0.07
CE | Solar | 20 | THUR_6 | 0.23 | 0 | 0.01 | 0.16
CE | Solar | 20 | TILBB_1 | 7.82 | 0 | 0.18 | 5.59
CE | Solar | 20 | TONG | 0.01 | 0 | 0 | 0.01
CE | Solar | 20 | TOTT_1 | 0.14 | 0 | 0 | 0.1
CE | Solar | 20 | TRAW_1 | 18.43 | 0 | 0.42 | 13.18
CE | Solar | 20 | TUMB_P | 0.01 | 0 | 0 | 0.01
CE | Solar | 20 | TYNE_1 | 0.21 | 0 | 0 | 0.15
CE | Solar | 20 | TYNE_2 | 0.21 | 0 | 0 | 0.15
CE | Solar | 20 | UPPB_1 | 34.43 | 0 | 0.78 | 24.62
CE | Solar | 20 | UPPB_3 | 33.67 | 0 | 0.76 | 24.08
CE | Solar | 20 | USKM_1 | 43.12 | 0 | 0.97 | 30.84
CE | Solar | 20 | WALH_1 | 112.82 | 0 | 2.55 | 80.69
CE | Solar | 20 | WALP_1 | 26.84 | 0 | 0.61 | 19.2
CE | Solar | 20 | WALP_B | 215.04 | 0 | 4.86 | 153.8
CE | Solar | 20 | WARL_1 | 20.67 | 0 | 0.47 | 14.78
CE | Solar | 20 | WASF_1 | 5.89 | 0 | 0.13 | 4.21
CE | Solar | 20 | WATFS_1 | 0.13 | 0 | 0 | 0.09
CE | Solar | 20 | WBOL_6 | 5.78 | 0 | 0.13 | 4.13
CE | Solar | 20 | WBUR_1 | 123.34 | 0 | 2.79 | 88.21
CE | Solar | 20 | WFIE | 0.13 | 0 | 0 | 0.09
CE | Solar | 20 | WHAM_1 | 0.14 | 0 | 0 | 0.1
CE | Solar | 20 | WHGA_1 | 0.14 | 0 | 0 | 0.1
CE | Solar | 20 | WIBA_3 | 0.23 | 0 | 0.01 | 0.16
CE | Solar | 20 | WIEN_1 | 0.32 | 0 | 0.01 | 0.23
CE | Solar | 20 | WILL_1 | 57.09 | 0 | 1.29 | 40.83
CE | Solar | 20 | WIMBN1 | 0.38 | 0 | 0.01 | 0.27
CE | Solar | 20 | WIMBS1 | 0.38 | 0 | 0.01 | 0.27
CE | Solar | 20 | WISD_1 | 0.1 | 0 | 0 | 0.07
CE | Solar | 20 | WISD_6 | 0.1 | 0 | 0 | 0.07
CE | Solar | 20 | WISH | 0.01 | 0 | 0 | 0.01
CE | Solar | 20 | WMEL_1 | 0.23 | 0 | 0.01 | 0.16
CE | Solar | 20 | WTHU31 | 0.14 | 0 | 0 | 0.1
CE | Solar | 20 | WWEY_1 | 2.52 | 0 | 0.06 | 1.8
CE | Solar | 20 | WYLF_1 | 1.7 | 0 | 0.04 | 1.22
CE | Solar | 20 | WYMOM_1 | 27.96 | 0 | 0.63 | 20
CE | Solar | 21 | ABHA1 | 94.6 | 0 | 2.14 | 67.66
CE | Solar | 21 | ABNE_P | 10.81 | 0 | 0.24 | 7.73
CE | Solar | 21 | ABTH_1 | 70.19 | 0 | 1.59 | 50.2
CE | Solar | 21 | ACTL_2 | 0.17 | 0 | 0 | 0.12
CE | Solar | 21 | ACTL_C | 0.17 | 0 | 0 | 0.12
CE | Solar | 21 | ALNE_P | 0.05 | 0 | 0 | 0.04
CE | Solar | 21 | ALST_3 | 0.31 | 0 | 0.01 | 0.22
CE | Solar | 21 | ALVE1 | 204.01 | 0 | 4.61 | 145.91
CE | Solar | 21 | AMEM_1 | 40.64 | 0 | 0.92 | 29.07
CE | Solar | 21 | ARBR_P | 26.34 | 0 | 0.6 | 18.84
CE | Solar | 21 | ARDK_P | 0.02 | 0 | 0 | 0.01
CE | Solar | 21 | ARMO_P | 0.11 | 0 | 0 | 0.08
CE | Solar | 21 | AXMI1 | 108.18 | 0 | 2.44 | 77.37
CE | Solar | 21 | BAGA | 0.25 | 0 | 0.01 | 0.18
CE | Solar | 21 | BAIN | 0.25 | 0 | 0.01 | 0.18
CE | Solar | 21 | BARKC1 | 2.01 | 0 | 0.05 | 1.44
CE | Solar | 21 | BARKW3 | 0.23 | 0 | 0.01 | 0.16
CE | Solar | 21 | BEDDT1 | 0.27 | 0 | 0.01 | 0.19
CE | Solar | 21 | BEDD_1 | 0.27 | 0 | 0.01 | 0.19
CE | Solar | 21 | BERW | 0.03 | 0 | 0 | 0.02
CE | Solar | 21 | BESW_1 | 48.27 | 0 | 1.09 | 34.52
CE | Solar | 21 | BICF_1 | 182.88 | 0 | 4.13 | 130.8
CE | Solar | 21 | BIRK_1 | 0.31 | 0 | 0.01 | 0.22
CE | Solar | 21 | BISW_1 | 19.63 | 0 | 0.44 | 14.04
CE | Solar | 21 | BLYTB1 | 0.93 | 0 | 0.02 | 0.67
CE | Solar | 21 | BLYTH132 | 0.93 | 0 | 0.02 | 0.67
CE | Solar | 21 | BOAG_P | 0.01 | 0 | 0 | 0.01
CE | Solar | 21 | BOLN_1 | 72.08 | 0 | 1.63 | 51.55
CE | Solar | 21 | BONN | 0.25 | 0 | 0.01 | 0.18
CE | Solar | 21 | BOTW_1 | 63.91 | 0 | 1.44 | 45.71
CE | Solar | 21 | BRAC_P | 0.01 | 0 | 0 | 0.01
CE | Solar | 21 | BRAI_1 | 106.12 | 0 | 2.4 | 75.9
CE | Solar | 21 | BRAW_1 | 0.23 | 0 | 0.01 | 0.16
CE | Solar | 21 | BRED_1 | 1.49 | 0 | 0.03 | 1.07
CE | Solar | 21 | BRFO_1 | 146.75 | 0 | 3.32 | 104.96
CE | Solar | 21 | BRIM_1 | 1.87 | 0 | 0.04 | 1.34
CE | Solar | 21 | BRLE_1 | 66.54 | 0 | 1.5 | 47.59
CE | Solar | 21 | BROX | 0.03 | 0 | 0 | 0.02
CE | Solar | 21 | BRWA1 | 267.63 | 0 | 6.05 | 191.41
CE | Solar | 21 | BURM_1 | 359.44 | 0 | 8.12 | 257.07
CE | Solar | 21 | BUSH_1 | 13.3 | 0 | 0.3 | 9.51
CE | Solar | 21 | BUST_1 | 1.07 | 0 | 0.02 | 0.77
CE | Solar | 21 | CAAD_P | 0.01 | 0 | 0 | 0.01
CE | Solar | 21 | CAFA | 0.03 | 0 | 0 | 0.02
CE | Solar | 21 | CAMB_01 | 18.64 | 0 | 0.42 | 13.33
CE | Solar | 21 | CANTN1 | 120.43 | 0 | 2.72 | 86.13
CE | Solar | 21 | CAPEA1 | 6.21 | 0 | 0.14 | 4.44
CE | Solar | 21 | CARE_1 | 15.64 | 0 | 0.35 | 11.19
CE | Solar | 21 | CARR_1 | 2.11 | 0 | 0.05 | 1.51
CE | Solar | 21 | CASS_P | 0.01 | 0 | 0 | 0.01
CE | Solar | 21 | CATY | 0.03 | 0 | 0 | 0.02
CE | Solar | 21 | CBNK_H | 0.17 | 0 | 0 | 0.12
CE | Solar | 21 | CELL_1 | 34.56 | 0 | 0.78 | 24.72
CE | Solar | 21 | CHAP | 0.03 | 0 | 0 | 0.02
CE | Solar | 21 | CHAS | 0.03 | 0 | 0 | 0.02
CE | Solar | 21 | CHIC_1 | 79.44 | 0 | 1.8 | 56.82
CE | Solar | 21 | CHSI_1 | 0.27 | 0 | 0.01 | 0.19
CE | Solar | 21 | CHTE_1 | 153.59 | 0 | 3.47 | 109.85
CE | Solar | 21 | CITR_1 | 0.17 | 0 | 0 | 0.12
CE | Solar | 21 | CLAC_P | 0.03 | 0 | 0 | 0.02
CE | Solar | 21 | CLT03 | 1.67 | 0 | 0.04 | 1.19
CE | Solar | 21 | CLYM | 0.03 | 0 | 0 | 0.02
CE | Solar | 21 | COAT | 0.03 | 0 | 0 | 0.02
CE | Solar | 21 | CONQA1 | 120.91 | 0 | 2.73 | 86.47
CE | Solar | 21 | COUA_P | 0.02 | 0 | 0 | 0.01
CE | Solar | 21 | COVE_1 | 6.9 | 0 | 0.16 | 4.93
CE | Solar | 21 | COWL_1 | 298.65 | 0 | 6.75 | 213.59
CE | Solar | 21 | COYL | 0.03 | 0 | 0 | 0.02
CE | Solar | 21 | CREB_1 | 18.93 | 0 | 0.43 | 13.54
CE | Solar | 21 | CUMB | 0.25 | 0 | 0.01 | 0.18
CE | Solar | 21 | CUPA | 5.89 | 0 | 0.13 | 4.21
CE | Solar | 21 | DALM3 | 0.03 | 0 | 0 | 0.02
CE | Solar | 21 | DEVM | 0.03 | 0 | 0 | 0.02
CE | Solar | 21 | DEVO | 7.29 | 0 | 0.16 | 5.21
CE | Solar | 21 | DOUN_P | 0.04 | 0 | 0 | 0.03
CE | Solar | 21 | DRAK_1 | 97.64 | 0 | 2.21 | 69.83
CE | Solar | 21 | DRAX_1 | 0.93 | 0 | 0.02 | 0.67
CE | Solar | 21 | DRCR | 0.25 | 0 | 0.01 | 0.18
CE | Solar | 21 | DUDH_P | 0.01 | 0 | 0 | 0.01
CE | Solar | 21 | DUGR_P | 0.01 | 0 | 0 | 0.01
CE | Solar | 21 | DUNB | 0.03 | 0 | 0 | 0.02
CE | Solar | 21 | DUNF | 0.25 | 0 | 0.01 | 0.18
CE | Solar | 21 | DUNO_P | 0.25 | 0 | 0.01 | 0.18
CE | Solar | 21 | DYCE_P | 0.06 | 0 | 0 | 0.04
CE | Solar | 21 | EALI_6 | 0.17 | 0 | 0 | 0.12
CE | Solar | 21 | EASO_1 | 247.32 | 0 | 5.59 | 176.88
CE | Solar | 21 | EAST | 0.03 | 0 | 0 | 0.02
CE | Solar | 21 | ECCL | 0.03 | 0 | 0 | 0.02
CE | Solar | 21 | ECLA_1 | 135.53 | 0 | 3.06 | 96.93
CE | Solar | 21 | EKIL | 0.03 | 0 | 0 | 0.02
CE | Solar | 21 | EKIS | 0.03 | 0 | 0 | 0.02
CE | Solar | 21 | ELGI_P | 1.38 | 0 | 0.03 | 0.99
CE | Solar | 21 | ELLA_1 | 0.23 | 0 | 0.01 | 0.16
CE | Solar | 21 | ELST_1 | 0.21 | 0 | 0 | 0.15
CE | Solar | 21 | ENDE_1 | 55.55 | 0 | 1.26 | 39.73
CE | Solar | 21 | EXET1 | 104.3 | 0 | 2.36 | 74.6
CE | Solar | 21 | FASN_P | 0.01 | 0 | 0 | 0.01
CE | Solar | 21 | FAUG_P | 0.02 | 0 | 0 | 0.01
CE | Solar | 21 | FAWL_1 | 100.91 | 0 | 2.28 | 72.17
CE | Solar | 21 | FECK_6 | 150.79 | 0 | 3.41 | 107.85
CE | Solar | 21 | FERRA2 | 9.67 | 0 | 0.22 | 6.92
CE | Solar | 21 | FERRB1 | 6.84 | 0 | 0.15 | 4.89
CE | Solar | 21 | FIDD_P | 0.11 | 0 | 0 | 0.08
CE | Solar | 21 | FLEE_1 | 48.74 | 0 | 1.1 | 34.86
CE | Solar | 21 | FOUR_1 | 1.4 | 0 | 0.03 | 1
CE | Solar | 21 | FRAS_P | 0.01 | 0 | 0 | 0.01
CE | Solar | 21 | FROD_1 | 4.29 | 0 | 0.1 | 3.07
CE | Solar | 21 | FWIL_P | 0.09 | 0 | 0 | 0.06
CE | Solar | 21 | GALA | 0.03 | 0 | 0 | 0.02
CE | Solar | 21 | GIFF | 0.03 | 0 | 0 | 0.02
CE | Solar | 21 | GLLE | 0.03 | 0 | 0 | 0.02
CE | Solar | 21 | GLLU | 0.03 | 0 | 0 | 0.02
CE | Solar | 21 | GLNI | 0.25 | 0 | 0.01 | 0.18
CE | Solar | 21 | GLRO | 0.25 | 0 | 0.01 | 0.18
CE | Solar | 21 | GREE_H | 0.17 | 0 | 0 | 0.12
CE | Solar | 21 | GREN_1 | 276.01 | 0 | 6.24 | 197.4
CE | Solar | 21 | GRIW_1 | 35.16 | 0 | 0.79 | 25.15
CE | Solar | 21 | GRUB_P | 0.06 | 0 | 0 | 0.04
CE | Solar | 21 | G_EXTRA_11 | 0.03 | 0 | 0 | 0.02
CE | Solar | 21 | G_EXTRA_2 | 0.03 | 0 | 0 | 0.02
CE | Solar | 21 | G_EXTRA_5 | 0.03 | 0 | 0 | 0.02
CE | Solar | 21 | G_EXTRA_7 | 0.25 | 0 | 0.01 | 0.18
CE | Solar | 21 | G_EXTRA_9 | 0.03 | 0 | 0 | 0.02
CE | Solar | 21 | HACK_1 | 0.23 | 0 | 0.01 | 0.16
CE | Solar | 21 | HACK_6 | 0.23 | 0 | 0.01 | 0.16
CE | Solar | 21 | HAMHC1 | 31.01 | 0 | 0.7 | 22.18
CE | Solar | 21 | HARK_1 | 58.39 | 0 | 1.32 | 41.76
CE | Solar | 21 | HARM_6 | 0.35 | 0 | 0.01 | 0.25
CE | Solar | 21 | HAWI | 0.03 | 0 | 0 | 0.02
CE | Solar | 21 | HAWP_6 | 6.25 | 0 | 0.14 | 4.47
CE | Solar | 21 | HEYS1 | 1.4 | 0 | 0.03 | 1
CE | Solar | 21 | HEYS_1 | 27.41 | 0 | 0.62 | 19.6
CE | Solar | 21 | HUER | 0.03 | 0 | 0 | 0.02
CE | Solar | 21 | HURS_1 | 0.27 | 0 | 0.01 | 0.19
CE | Solar | 21 | HUTT_1 | 15.24 | 0 | 0.34 | 10.9
CE | Solar | 21 | IMPK_1 | 17.23 | 0 | 0.39 | 12.32
CE | Solar | 21 | INDQ1 | 366.76 | 0 | 8.29 | 262.31
CE | Solar | 21 | INKE | 0.25 | 0 | 0.01 | 0.18
CE | Solar | 21 | INNE_P | 0.02 | 0 | 0 | 0.01
CE | Solar | 21 | IROA1 | 116.23 | 0 | 2.63 | 83.13
CE | Solar | 21 | IRONB1 | 41.95 | 0 | 0.95 | 30
CE | Solar | 21 | IVER_1 | 0.21 | 0 | 0 | 0.15
CE | Solar | 21 | IVER_6 | 0.21 | 0 | 0 | 0.15
CE | Solar | 21 | JOHN | 0.03 | 0 | 0 | 0.02
CE | Solar | 21 | JORD_3 | 0.37 | 0 | 0.01 | 0.26
CE | Solar | 21 | KAIM | 0.03 | 0 | 0 | 0.02
CE | Solar | 21 | KEAD_1 | 53.52 | 0 | 1.21 | 38.28
CE | Solar | 21 | KEAR_1 | 0.23 | 0 | 0.01 | 0.16
CE | Solar | 21 | KEAR_3 | 12.39 | 0 | 0.28 | 8.86
CE | Solar | 21 | KEIT_P | 0.14 | 0 | 0 | 0.1
CE | Solar | 21 | KEMS_1 | 82.51 | 0 | 1.86 | 59.01
CE | Solar | 21 | KEOO | 0.03 | 0 | 0 | 0.02
CE | Solar | 21 | KIBY_1 | 1.79 | 0 | 0.04 | 1.28
CE | Solar | 21 | KIER | 0.25 | 0 | 0.01 | 0.18
CE | Solar | 21 | KIIN_P | 0.04 | 0 | 0 | 0.03
CE | Solar | 21 | KILS | 0.03 | 0 | 0 | 0.02
CE | Solar | 21 | KILT | 0.03 | 0 | 0 | 0.02
CE | Solar | 21 | KILW | 7.06 | 0 | 0.16 | 5.05
CE | Solar | 21 | KINO_1 | 25.6 | 0 | 0.58 | 18.31
CE | Solar | 21 | KINT_P | 2.05 | 0 | 0.05 | 1.47
CE | Solar | 21 | KIRKB1 | 0.23 | 0 | 0.01 | 0.16
CE | Solar | 21 | KITW_1 | 1.96 | 0 | 0.04 | 1.4
CE | Solar | 21 | KNAR | 18.14 | 0 | 0.41 | 12.97
CE | Solar | 21 | LACK_6 | 7.31 | 0 | 0.17 | 5.23
CE | Solar | 21 | LAIR_P | 0.04 | 0 | 0 | 0.03
CE | Solar | 21 | LALE1SG003 | 5.92 | 0 | 0.13 | 4.23
CE | Solar | 21 | LAND1 | 252.47 | 0 | 5.71 | 180.57
CE | Solar | 21 | LEGA_1 | 72.76 | 0 | 1.64 | 52.04
CE | Solar | 21 | LEVE | 0.25 | 0 | 0.01 | 0.18
CE | Solar | 21 | LING | 0.03 | 0 | 0 | 0.02
CE | Solar | 21 | LINM | 0.03 | 0 | 0 | 0.02
CE | Solar | 21 | LISD_1 | 2.94 | 0 | 0.07 | 2.1
CE | Solar | 21 | LITT_C | 0.27 | 0 | 0.01 | 0.19
CE | Solar | 21 | LITT_J | 0.27 | 0 | 0.01 | 0.19
CE | Solar | 21 | LODR_6 | 0.17 | 0 | 0 | 0.12
CE | Solar | 21 | LOUD_H | 0.21 | 0 | 0 | 0.15
CE | Solar | 21 | LOVE_1 | 189.75 | 0 | 4.29 | 135.71
CE | Solar | 21 | MACC_3 | 12.73 | 0 | 0.29 | 9.1
CE | Solar | 21 | MACD_P | 2.72 | 0 | 0.06 | 1.95
CE | Solar | 21 | MAGA_6 | 30.83 | 0 | 0.7 | 22.05
CE | Solar | 21 | MANN_1 | 328.14 | 0 | 7.42 | 234.69
CE | Solar | 21 | MAYB | 0.03 | 0 | 0 | 0.02
CE | Solar | 21 | MELK_1 | 307.75 | 0 | 6.96 | 220.1
CE | Solar | 21 | MILC_P | 0.04 | 0 | 0 | 0.03
CE | Solar | 21 | MILH_1 | 12 | 0 | 0.27 | 8.58
CE | Solar | 21 | MITY_1 | 563.66 | 0 | 12.74 | 403.13
CE | Solar | 21 | MYBS_P | 0.09 | 0 | 0 | 0.06
CE | Solar | 21 | NEAR | 0.03 | 0 | 0 | 0.02
CE | Solar | 21 | NECE_1 | 1.07 | 0 | 0.02 | 0.77
CE | Solar | 21 | NEEP_3 | 0.37 | 0 | 0.01 | 0.26
CE | Solar | 21 | NETS | 0.03 | 0 | 0 | 0.02
CE | Solar | 21 | NEWX_6 | 0.62 | 0 | 0.01 | 0.44
CE | Solar | 21 | NFLE | 47.3 | 0 | 1.07 | 33.83
CE | Solar | 21 | NHYD_6 | 0.21 | 0 | 0 | 0.15
CE | Solar | 21 | NINF_1 | 79.55 | 0 | 1.8 | 56.89
CE | Solar | 21 | NORL_3 | 0.37 | 0 | 0.01 | 0.26
CE | Solar | 21 | NORM_1 | 335.99 | 0 | 7.59 | 240.3
CE | Solar | 21 | NORT_1 | 34.35 | 0 | 0.78 | 24.57
CE | Solar | 21 | NURS_1 | 217 | 0 | 4.9 | 155.2
CE | Solar | 21 | OCKH_1 | 0.53 | 0 | 0.01 | 0.38
CE | Solar | 21 | OFFE_3 | 0.35 | 0 | 0.01 | 0.25
CE | Solar | 21 | OLDB_1 | 0.53 | 0 | 0.01 | 0.38
CE | Solar | 21 | OSBA_1 | 1.31 | 0 | 0.03 | 0.94
CE | Solar | 21 | PADIB1 | 6.83 | 0 | 0.15 | 4.88
CE | Solar | 21 | PELH_1 | 155.59 | 0 | 3.52 | 111.28
CE | Solar | 21 | PEMB_1 | 268.75 | 0 | 6.07 | 192.21
CE | Solar | 21 | PENE_1 | 0.93 | 0 | 0.02 | 0.67
CE | Solar | 21 | PENN_1 | 5.9 | 0 | 0.13 | 4.22
CE | Solar | 21 | PENT_1 | 54.92 | 0 | 1.24 | 39.28
CE | Solar | 21 | PENW_1 | 50.26 | 0 | 1.14 | 35.95
CE | Solar | 21 | PERI_H | 0.17 | 0 | 0 | 0.12
CE | Solar | 21 | PERS_P | 0.04 | 0 | 0 | 0.03
CE | Solar | 21 | PITS_3 | 0.37 | 0 | 0.01 | 0.26
CE | Solar | 21 | POOB | 0.03 | 0 | 0 | 0.02
CE | Solar | 21 | POPP_3 | 12.27 | 0 | 0.28 | 8.78
CE | Solar | 21 | PORA_P | 0.1 | 0 | 0 | 0.07
CE | Solar | 21 | PORD | 0.25 | 0 | 0.01 | 0.18
CE | Solar | 21 | PYLE_1 | 40.87 | 0 | 0.92 | 29.23
CE | Solar | 21 | QUOI_P | 0.01 | 0 | 0 | 0.01
CE | Solar | 21 | RAIN_1 | 3.07 | 0 | 0.07 | 2.2
CE | Solar | 21 | RANN_P | 0.05 | 0 | 0 | 0.04
CE | Solar | 21 | RASS_1 | 44.87 | 0 | 1.01 | 32.09
CE | Solar | 21 | RATS_1 | 84.9 | 0 | 1.92 | 60.72
CE | Solar | 21 | RAYL_1 | 31 | 0 | 0.7 | 22.17
CE | Solar | 21 | REBR_3 | 0.23 | 0 | 0.01 | 0.16
CE | Solar | 21 | REDH | 11.94 | 0 | 0.27 | 8.54
CE | Solar | 21 | REDM_P | 0.04 | 0 | 0 | 0.03
CE | Solar | 21 | RICH1 | 75.04 | 0 | 1.7 | 53.67
CE | Solar | 21 | ROCH_1 | 3.07 | 0 | 0.07 | 2.2
CE | Solar | 21 | RUGEB1 | 19.62 | 0 | 0.44 | 14.03
CE | Solar | 21 | RYEH_1 | 1.87 | 0 | 0.04 | 1.34
CE | Solar | 21 | SALH_1 | 13.13 | 0 | 0.3 | 9.39
CE | Solar | 21 | SALT_1 | 8.42 | 0 | 0.19 | 6.02
CE | Solar | 21 | SBAR | 54.09 | 0 | 1.22 | 38.69
CE | Solar | 21 | SEAB1 | 107.04 | 0 | 2.42 | 76.56
CE | Solar | 21 | SELL_1 | 56.56 | 0 | 1.28 | 40.45
CE | Solar | 21 | SFEG_P | 0.06 | 0 | 0 | 0.04
CE | Solar | 21 | SFIL_P | 0.02 | 0 | 0 | 0.01
CE | Solar | 21 | SHEC_3 | 0.37 | 0 | 0.01 | 0.26
CE | Solar | 21 | SHRW_1 | 128.97 | 0 | 2.91 | 92.24
CE | Solar | 21 | SIGH | 0.03 | 0 | 0 | 0.02
CE | Solar | 21 | SJOW_1 | 0.17 | 0 | 0 | 0.12
CE | Solar | 21 | SKLGB1 | 6.13 | 0 | 0.14 | 4.38
CE | Solar | 21 | SLOY_P | 0.01 | 0 | 0 | 0.01
CE | Solar | 21 | SMAN_1 | 0.31 | 0 | 0.01 | 0.22
CE | Solar | 21 | SPEN_1 | 7.73 | 0 | 0.17 | 5.53
CE | Solar | 21 | SSHI_3 | 0.35 | 0 | 0.01 | 0.25
CE | Solar | 21 | STAH_1 | 12.1 | 0 | 0.27 | 8.65
CE | Solar | 21 | STAL_1 | 0.93 | 0 | 0.02 | 0.67
CE | Solar | 21 | STAY_1 | 158.42 | 0 | 3.58 | 113.3
CE | Solar | 21 | STEN_1 | 0.93 | 0 | 0.02 | 0.67
CE | Solar | 21 | STES_1 | 6.83 | 0 | 0.15 | 4.88
CE | Solar | 21 | STHA | 0.03 | 0 | 0 | 0.02
CE | Solar | 21 | STIR | 0.25 | 0 | 0.01 | 0.18
CE | Solar | 21 | STLE | 0.25 | 0 | 0.01 | 0.18
CE | Solar | 21 | STRI_P | 1.82 | 0 | 0.04 | 1.3
CE | Solar | 21 | SUND_1 | 56.89 | 0 | 1.29 | 40.69
CE | Solar | 21 | SWAN_1 | 133.21 | 0 | 3.01 | 95.27
CE | Solar | 21 | TARL_P | 5.4 | 0 | 0.12 | 3.86
CE | Solar | 21 | TAUN1 | 93.08 | 0 | 2.1 | 66.57
CE | Solar | 21 | TAYN_P | 0.08 | 0 | 0 | 0.06
CE | Solar | 21 | TELR | 0.03 | 0 | 0 | 0.02
CE | Solar | 21 | TEMP_3 | 0.37 | 0 | 0.01 | 0.26
CE | Solar | 21 | THOM_6 | 7.18 | 0 | 0.16 | 5.14
CE | Solar | 21 | THSO_P | 0.17 | 0 | 0 | 0.12
CE | Solar | 21 | THUR_6 | 0.37 | 0 | 0.01 | 0.26
CE | Solar | 21 | TILBB_1 | 9.58 | 0 | 0.22 | 6.85
CE | Solar | 21 | TONG | 0.03 | 0 | 0 | 0.02
CE | Solar | 21 | TOTT_1 | 0.23 | 0 | 0.01 | 0.16
CE | Solar | 21 | TRAW_1 | 18.79 | 0 | 0.42 | 13.44
CE | Solar | 21 | TUMB_P | 0.02 | 0 | 0 | 0.01
CE | Solar | 21 | TYNE_1 | 0.35 | 0 | 0.01 | 0.25
CE | Solar | 21 | TYNE_2 | 0.35 | 0 | 0.01 | 0.25
CE | Solar | 21 | UPPB_1 | 34.55 | 0 | 0.78 | 24.71
CE | Solar | 21 | UPPB_3 | 33.79 | 0 | 0.76 | 24.17
CE | Solar | 21 | USKM_1 | 43.24 | 0 | 0.98 | 30.93
CE | Solar | 21 | WALH_1 | 114.65 | 0 | 2.59 | 82
CE | Solar | 21 | WALP_1 | 28.3 | 0 | 0.64 | 20.24
CE | Solar | 21 | WALP_B | 216.51 | 0 | 4.89 | 154.85
CE | Solar | 21 | WARL_1 | 22.43 | 0 | 0.51 | 16.04
CE | Solar | 21 | WASF_1 | 5.89 | 0 | 0.13 | 4.21
CE | Solar | 21 | WATFS_1 | 0.21 | 0 | 0 | 0.15
CE | Solar | 21 | WBOL_6 | 5.92 | 0 | 0.13 | 4.23
CE | Solar | 21 | WBUR_1 | 124.81 | 0 | 2.82 | 89.26
CE | Solar | 21 | WFIE | 0.25 | 0 | 0.01 | 0.18
CE | Solar | 21 | WHAM_1 | 0.23 | 0 | 0.01 | 0.16
CE | Solar | 21 | WHGA_1 | 0.23 | 0 | 0.01 | 0.16
CE | Solar | 21 | WIBA_3 | 0.37 | 0 | 0.01 | 0.26
CE | Solar | 21 | WIEN_1 | 0.53 | 0 | 0.01 | 0.38
CE | Solar | 21 | WILL_1 | 57.51 | 0 | 1.3 | 41.13
CE | Solar | 21 | WIMBN1 | 0.62 | 0 | 0.01 | 0.44
CE | Solar | 21 | WIMBS1 | 0.62 | 0 | 0.01 | 0.44
CE | Solar | 21 | WISD_1 | 0.17 | 0 | 0 | 0.12
CE | Solar | 21 | WISD_6 | 0.17 | 0 | 0 | 0.12
CE | Solar | 21 | WISH | 0.03 | 0 | 0 | 0.02
CE | Solar | 21 | WMEL_1 | 0.37 | 0 | 0.01 | 0.26
CE | Solar | 21 | WTHU31 | 0.23 | 0 | 0.01 | 0.16
CE | Solar | 21 | WWEY_1 | 2.63 | 0 | 0.06 | 1.88
CE | Solar | 21 | WYLF_1 | 2.8 | 0 | 0.06 | 2
CE | Solar | 21 | WYMOM_1 | 28.7 | 0 | 0.65 | 20.53
CE | Solar | 22 | ABHA1 | 96.52 | 0 | 2.18 | 69.03
CE | Solar | 22 | ABNE_P | 10.83 | 0 | 0.24 | 7.75
CE | Solar | 22 | ABTH_1 | 70.3 | 0 | 1.59 | 50.28
CE | Solar | 22 | ACTL_2 | 0.23 | 0 | 0.01 | 0.16
CE | Solar | 22 | ACTL_C | 0.23 | 0 | 0.01 | 0.16
CE | Solar | 22 | ALNE_P | 0.07 | 0 | 0 | 0.05
CE | Solar | 22 | ALST_3 | 0.43 | 0 | 0.01 | 0.31
CE | Solar | 22 | ALVE1 | 205.93 | 0 | 4.65 | 147.28
CE | Solar | 22 | AMEM_1 | 40.71 | 0 | 0.92 | 29.12
CE | Solar | 22 | ARBR_P | 26.34 | 0 | 0.6 | 18.84
CE | Solar | 22 | ARDK_P | 0.02 | 0 | 0 | 0.01
CE | Solar | 22 | ARMO_P | 0.15 | 0 | 0 | 0.11
CE | Solar | 22 | AXMI1 | 110.73 | 0 | 2.5 | 79.19
CE | Solar | 22 | BAGA | 0.37 | 0 | 0.01 | 0.26
CE | Solar | 22 | BAIN | 0.37 | 0 | 0.01 | 0.26
CE | Solar | 22 | BARKC1 | 2.1 | 0 | 0.05 | 1.5
CE | Solar | 22 | BARKW3 | 0.32 | 0 | 0.01 | 0.23
CE | Solar | 22 | BEDDT1 | 0.37 | 0 | 0.01 | 0.26
CE | Solar | 22 | BEDD_1 | 0.37 | 0 | 0.01 | 0.26
CE | Solar | 22 | BERW | 0.04 | 0 | 0 | 0.03
CE | Solar | 22 | BESW_1 | 48.67 | 0 | 1.1 | 34.81
CE | Solar | 22 | BICF_1 | 187.75 | 0 | 4.24 | 134.28
CE | Solar | 22 | BIRK_1 | 0.43 | 0 | 0.01 | 0.31
CE | Solar | 22 | BISW_1 | 19.83 | 0 | 0.45 | 14.18
CE | Solar | 22 | BLYTB1 | 1.28 | 0 | 0.03 | 0.92
CE | Solar | 22 | BLYTH132 | 1.28 | 0 | 0.03 | 0.92
CE | Solar | 22 | BOAG_P | 0.02 | 0 | 0 | 0.01
CE | Solar | 22 | BOLN_1 | 72.42 | 0 | 1.64 | 51.79
CE | Solar | 22 | BONN | 0.37 | 0 | 0.01 | 0.26
CE | Solar | 22 | BOTW_1 | 65.47 | 0 | 1.48 | 46.82
CE | Solar | 22 | BRAC_P | 0.01 | 0 | 0 | 0.01
CE | Solar | 22 | BRAI_1 | 106.81 | 0 | 2.41 | 76.39
CE | Solar | 22 | BRAW_1 | 0.32 | 0 | 0.01 | 0.23
CE | Solar | 22 | BRED_1 | 1.6 | 0 | 0.04 | 1.14
CE | Solar | 22 | BRFO_1 | 147.37 | 0 | 3.33 | 105.4
CE | Solar | 22 | BRIM_1 | 2.56 | 0 | 0.06 | 1.83
CE | Solar | 22 | BRLE_1 | 67.23 | 0 | 1.52 | 48.08
CE | Solar | 22 | BROA_P | 0.01 | 0 | 0 | 0.01
CE | Solar | 22 | BROX | 0.04 | 0 | 0 | 0.03
CE | Solar | 22 | BRWA1 | 270.42 | 0 | 6.11 | 193.4
CE | Solar | 22 | BURM_1 | 367.09 | 0 | 8.3 | 262.54
CE | Solar | 22 | BUSH_1 | 13.5 | 0 | 0.31 | 9.66
CE | Solar | 22 | BUST_1 | 1.47 | 0 | 0.03 | 1.05
CE | Solar | 22 | CAAD_P | 0.01 | 0 | 0 | 0.01
CE | Solar | 22 | CAFA | 0.04 | 0 | 0 | 0.03
CE | Solar | 22 | CAMB_01 | 18.99 | 0 | 0.43 | 13.58
CE | Solar | 22 | CANTN1 | 121.26 | 0 | 2.74 | 86.73
CE | Solar | 22 | CAPEA1 | 6.33 | 0 | 0.14 | 4.53
CE | Solar | 22 | CARE_1 | 15.76 | 0 | 0.36 | 11.27
CE | Solar | 22 | CARR_1 | 2.23 | 0 | 0.05 | 1.59
CE | Solar | 22 | CASS_P | 0.02 | 0 | 0 | 0.01
CE | Solar | 22 | CATY | 0.04 | 0 | 0 | 0.03
CE | Solar | 22 | CBNK_H | 0.23 | 0 | 0.01 | 0.16
CE | Solar | 22 | CELL_1 | 35.61 | 0 | 0.8 | 25.47
CE | Solar | 22 | CHAP | 0.04 | 0 | 0 | 0.03
CE | Solar | 22 | CHAS | 0.04 | 0 | 0 | 0.03
CE | Solar | 22 | CHIC_1 | 81.99 | 0 | 1.85 | 58.64
CE | Solar | 22 | CHSI_1 | 0.37 | 0 | 0.01 | 0.26
CE | Solar | 22 | CHTE_1 | 153.73 | 0 | 3.47 | 109.95
CE | Solar | 22 | CITR_1 | 0.23 | 0 | 0.01 | 0.16
CE | Solar | 22 | CLAC_P | 0.05 | 0 | 0 | 0.04
CE | Solar | 22 | CLT03 | 2.29 | 0 | 0.05 | 1.64
CE | Solar | 22 | CLYM | 0.04 | 0 | 0 | 0.03
CE | Solar | 22 | COAT | 0.04 | 0 | 0 | 0.03
CE | Solar | 22 | CONQA1 | 121.26 | 0 | 2.74 | 86.73
CE | Solar | 22 | COUA_P | 0.03 | 0 | 0 | 0.02
CE | Solar | 22 | COVE_1 | 7.3 | 0 | 0.16 | 5.22
CE | Solar | 22 | COWL_1 | 301.44 | 0 | 6.81 | 215.59
CE | Solar | 22 | COYL | 0.04 | 0 | 0 | 0.03
CE | Solar | 22 | CREB_1 | 19.39 | 0 | 0.44 | 13.87
CE | Solar | 22 | CUMB | 0.37 | 0 | 0.01 | 0.26
CE | Solar | 22 | CUPA | 6.01 | 0 | 0.14 | 4.3
CE | Solar | 22 | DALM3 | 0.04 | 0 | 0 | 0.03
CE | Solar | 22 | DEVM | 0.04 | 0 | 0 | 0.03
CE | Solar | 22 | DEVO | 7.42 | 0 | 0.17 | 5.31
CE | Solar | 22 | DOUN_P | 0.06 | 0 | 0 | 0.04
CE | Solar | 22 | DRAK_1 | 97.84 | 0 | 2.21 | 69.98
CE | Solar | 22 | DRAX_1 | 1.28 | 0 | 0.03 | 0.92
CE | Solar | 22 | DRCR | 0.37 | 0 | 0.01 | 0.26
CE | Solar | 22 | DUDH_P | 0.01 | 0 | 0 | 0.01
CE | Solar | 22 | DUGR_P | 0.01 | 0 | 0 | 0.01
CE | Solar | 22 | DUNB | 0.04 | 0 | 0 | 0.03
CE | Solar | 22 | DUNF | 0.37 | 0 | 0.01 | 0.26
CE | Solar | 22 | DUNO_P | 0.37 | 0 | 0.01 | 0.26
CE | Solar | 22 | DYCE_P | 0.08 | 0 | 0 | 0.06
CE | Solar | 22 | EALI_6 | 0.23 | 0 | 0.01 | 0.16
CE | Solar | 22 | EASO_1 | 248.71 | 0 | 5.62 | 177.88
CE | Solar | 22 | EAST | 0.04 | 0 | 0 | 0.03
CE | Solar | 22 | ECCL | 0.04 | 0 | 0 | 0.03
CE | Solar | 22 | ECLA_1 | 136.92 | 0 | 3.09 | 97.93
CE | Solar | 22 | EKIL | 0.04 | 0 | 0 | 0.03
CE | Solar | 22 | EKIS | 0.04 | 0 | 0 | 0.03
CE | Solar | 22 | ELGI_P | 1.38 | 0 | 0.03 | 0.99
CE | Solar | 22 | ELLA_1 | 0.32 | 0 | 0.01 | 0.23
CE | Solar | 22 | ELST_1 | 0.28 | 0 | 0.01 | 0.2
CE | Solar | 22 | ENDE_1 | 56.24 | 0 | 1.27 | 40.22
CE | Solar | 22 | EXET1 | 106.22 | 0 | 2.4 | 75.97
CE | Solar | 22 | FASN_P | 0.01 | 0 | 0 | 0.01
CE | Solar | 22 | FAUG_P | 0.03 | 0 | 0 | 0.02
CE | Solar | 22 | FAWL_1 | 102.47 | 0 | 2.32 | 73.29
CE | Solar | 22 | FECK_6 | 151.19 | 0 | 3.42 | 108.13
CE | Solar | 22 | FERRA2 | 10.02 | 0 | 0.23 | 7.17
CE | Solar | 22 | FERRB1 | 7.19 | 0 | 0.16 | 5.14
CE | Solar | 22 | FIDD_P | 0.15 | 0 | 0 | 0.11
CE | Solar | 22 | FLEE_1 | 49.44 | 0 | 1.12 | 35.36
CE | Solar | 22 | FOUR_1 | 1.92 | 0 | 0.04 | 1.37
CE | Solar | 22 | FRAS_P | 0.01 | 0 | 0 | 0.01
CE | Solar | 22 | FROD_1 | 4.41 | 0 | 0.1 | 3.15
CE | Solar | 22 | FWIL_P | 0.13 | 0 | 0 | 0.09
CE | Solar | 22 | GALA | 0.04 | 0 | 0 | 0.03
CE | Solar | 22 | GIFF | 0.04 | 0 | 0 | 0.03
CE | Solar | 22 | GLLE | 0.04 | 0 | 0 | 0.03
CE | Solar | 22 | GLLU | 0.04 | 0 | 0 | 0.03
CE | Solar | 22 | GLNI | 0.37 | 0 | 0.01 | 0.26
CE | Solar | 22 | GLRO | 0.37 | 0 | 0.01 | 0.26
CE | Solar | 22 | GREE_H | 0.23 | 0 | 0.01 | 0.16
CE | Solar | 22 | GREN_1 | 280.34 | 0 | 6.34 | 200.5
CE | Solar | 22 | GRIW_1 | 36.2 | 0 | 0.82 | 25.89
CE | Solar | 22 | GRUB_P | 0.09 | 0 | 0 | 0.06
CE | Solar | 22 | G_EXTRA_11 | 0.04 | 0 | 0 | 0.03
CE | Solar | 22 | G_EXTRA_2 | 0.04 | 0 | 0 | 0.03
CE | Solar | 22 | G_EXTRA_5 | 0.04 | 0 | 0 | 0.03
CE | Solar | 22 | G_EXTRA_7 | 0.37 | 0 | 0.01 | 0.26
CE | Solar | 22 | G_EXTRA_9 | 0.04 | 0 | 0 | 0.03
CE | Solar | 22 | HACK_1 | 0.32 | 0 | 0.01 | 0.23
CE | Solar | 22 | HACK_6 | 0.32 | 0 | 0.01 | 0.23
CE | Solar | 22 | HAMHC1 | 31.41 | 0 | 0.71 | 22.46
CE | Solar | 22 | HARK_1 | 58.92 | 0 | 1.33 | 42.14
CE | Solar | 22 | HARM_6 | 0.48 | 0 | 0.01 | 0.34
CE | Solar | 22 | HAWI | 0.04 | 0 | 0 | 0.03
CE | Solar | 22 | HAWP_6 | 6.39 | 0 | 0.14 | 4.57
CE | Solar | 22 | HEYS1 | 1.92 | 0 | 0.04 | 1.37
CE | Solar | 22 | HEYS_1 | 27.94 | 0 | 0.63 | 19.98
CE | Solar | 22 | HUER | 0.04 | 0 | 0 | 0.03
CE | Solar | 22 | HURS_1 | 0.37 | 0 | 0.01 | 0.26
CE | Solar | 22 | HUTT_1 | 16.63 | 0 | 0.38 | 11.89
CE | Solar | 22 | IMPK_1 | 19.31 | 0 | 0.44 | 13.81
CE | Solar | 22 | INDQ1 | 368.68 | 0 | 8.33 | 263.68
CE | Solar | 22 | INKE | 0.37 | 0 | 0.01 | 0.26
CE | Solar | 22 | INNE_P | 0.02 | 0 | 0 | 0.01
CE | Solar | 22 | IROA1 | 118.66 | 0 | 2.68 | 84.87
CE | Solar | 22 | IRONB1 | 42.99 | 0 | 0.97 | 30.75
CE | Solar | 22 | IVER_1 | 0.28 | 0 | 0.01 | 0.2
CE | Solar | 22 | IVER_6 | 0.28 | 0 | 0.01 | 0.2
CE | Solar | 22 | JOHN | 0.04 | 0 | 0 | 0.03
CE | Solar | 22 | JORD_3 | 0.51 | 0 | 0.01 | 0.36
CE | Solar | 22 | KAIM | 0.04 | 0 | 0 | 0.03
CE | Solar | 22 | KEAD_1 | 53.98 | 0 | 1.22 | 38.61
CE | Solar | 22 | KEAR_1 | 0.32 | 0 | 0.01 | 0.23
CE | Solar | 22 | KEAR_3 | 12.47 | 0 | 0.28 | 8.92
CE | Solar | 22 | KEIT_P | 0.19 | 0 | 0 | 0.14
CE | Solar | 22 | KEMS_1 | 84.18 | 0 | 1.9 | 60.21
CE | Solar | 22 | KEOO | 0.04 | 0 | 0 | 0.03
CE | Solar | 22 | KIBY_1 | 1.79 | 0 | 0.04 | 1.28
CE | Solar | 22 | KIER | 0.37 | 0 | 0.01 | 0.26
CE | Solar | 22 | KIIN_P | 0.05 | 0 | 0 | 0.04
CE | Solar | 22 | KILS | 0.04 | 0 | 0 | 0.03
CE | Solar | 22 | KILT | 0.04 | 0 | 0 | 0.03
CE | Solar | 22 | KILW | 7.07 | 0 | 0.16 | 5.06
CE | Solar | 22 | KINO_1 | 26.44 | 0 | 0.6 | 18.91
CE | Solar | 22 | KINT_P | 2.09 | 0 | 0.05 | 1.49
CE | Solar | 22 | KIRKB1 | 0.32 | 0 | 0.01 | 0.23
CE | Solar | 22 | KITW_1 | 2.16 | 0 | 0.05 | 1.54
CE | Solar | 22 | KNAR | 18.32 | 0 | 0.41 | 13.1
CE | Solar | 22 | LACK_6 | 7.83 | 0 | 0.18 | 5.6
CE | Solar | 22 | LAIR_P | 0.05 | 0 | 0 | 0.04
CE | Solar | 22 | LALE1SG003 | 6 | 0 | 0.14 | 4.29
CE | Solar | 22 | LAND1 | 254.39 | 0 | 5.75 | 181.94
CE | Solar | 22 | LEGA_1 | 73.46 | 0 | 1.66 | 52.54
CE | Solar | 22 | LEVE | 0.37 | 0 | 0.01 | 0.26
CE | Solar | 22 | LING | 0.04 | 0 | 0 | 0.03
CE | Solar | 22 | LINM | 0.04 | 0 | 0 | 0.03
CE | Solar | 22 | LISD_1 | 2.94 | 0 | 0.07 | 2.1
CE | Solar | 22 | LITT_C | 0.37 | 0 | 0.01 | 0.26
CE | Solar | 22 | LITT_J | 0.37 | 0 | 0.01 | 0.26
CE | Solar | 22 | LODR_6 | 0.23 | 0 | 0.01 | 0.16
CE | Solar | 22 | LOUD_H | 0.28 | 0 | 0.01 | 0.2
CE | Solar | 22 | LOVE_1 | 191.32 | 0 | 4.32 | 136.83
CE | Solar | 22 | MACC_3 | 13.08 | 0 | 0.3 | 9.35
CE | Solar | 22 | MACD_P | 2.76 | 0 | 0.06 | 1.97
CE | Solar | 22 | MAGA_6 | 31.18 | 0 | 0.7 | 22.3
CE | Solar | 22 | MANN_1 | 330.69 | 0 | 7.47 | 236.51
CE | Solar | 22 | MAYB | 0.04 | 0 | 0 | 0.03
CE | Solar | 22 | MELK_1 | 310.53 | 0 | 7.02 | 222.09
CE | Solar | 22 | MILC_P | 0.06 | 0 | 0 | 0.04
CE | Solar | 22 | MILH_1 | 12.07 | 0 | 0.27 | 8.63
CE | Solar | 22 | MITY_1 | 566.44 | 0 | 12.8 | 405.12
CE | Solar | 22 | MYBS_P | 0.12 | 0 | 0 | 0.09
CE | Solar | 22 | NEAR | 0.04 | 0 | 0 | 0.03
CE | Solar | 22 | NECE_1 | 1.47 | 0 | 0.03 | 1.05
CE | Solar | 22 | NEEP_3 | 0.51 | 0 | 0.01 | 0.36
CE | Solar | 22 | NETS | 0.04 | 0 | 0 | 0.03
CE | Solar | 22 | NEWX_6 | 0.85 | 0 | 0.02 | 0.61
CE | Solar | 22 | NFLE | 48.13 | 0 | 1.09 | 34.42
CE | Solar | 22 | NHYD_6 | 0.28 | 0 | 0.01 | 0.2
CE | Solar | 22 | NINF_1 | 79.9 | 0 | 1.81 | 57.14
CE | Solar | 22 | NORL_3 | 0.51 | 0 | 0.01 | 0.36
CE | Solar | 22 | NORM_1 | 340.86 | 0 | 7.7 | 243.78
CE | Solar | 22 | NORT_1 | 34.48 | 0 | 0.78 | 24.66
CE | Solar | 22 | NURS_1 | 218.57 | 0 | 4.94 | 156.32
CE | Solar | 22 | OCKH_1 | 0.73 | 0 | 0.02 | 0.52
CE | Solar | 22 | OFFE_3 | 0.48 | 0 | 0.01 | 0.34
CE | Solar | 22 | OLDB_1 | 0.73 | 0 | 0.02 | 0.52
CE | Solar | 22 | OSBA_1 | 1.79 | 0 | 0.04 | 1.28
CE | Solar | 22 | PADIB1 | 7.18 | 0 | 0.16 | 5.14
CE | Solar | 22 | PELH_1 | 156.28 | 0 | 3.53 | 111.77
CE | Solar | 22 | PEMB_1 | 270.84 | 0 | 6.12 | 193.7
CE | Solar | 22 | PENE_1 | 1.28 | 0 | 0.03 | 0.92
CE | Solar | 22 | PENN_1 | 5.9 | 0 | 0.13 | 4.22
CE | Solar | 22 | PENT_1 | 56.66 | 0 | 1.28 | 40.52
CE | Solar | 22 | PENW_1 | 50.61 | 0 | 1.14 | 36.2
CE | Solar | 22 | PERI_H | 0.23 | 0 | 0.01 | 0.16
CE | Solar | 22 | PERS_P | 0.06 | 0 | 0 | 0.04
CE | Solar | 22 | PITS_3 | 0.51 | 0 | 0.01 | 0.36
CE | Solar | 22 | POOB | 0.04 | 0 | 0 | 0.03
CE | Solar | 22 | POPP_3 | 12.45 | 0 | 0.28 | 8.9
CE | Solar | 22 | PORA_P | 0.14 | 0 | 0 | 0.1
CE | Solar | 22 | PORD | 0.37 | 0 | 0.01 | 0.26
CE | Solar | 22 | PYLE_1 | 41.22 | 0 | 0.93 | 29.48
CE | Solar | 22 | QUOI_P | 0.02 | 0 | 0 | 0.01
CE | Solar | 22 | RAIN_1 | 3.07 | 0 | 0.07 | 2.2
CE | Solar | 22 | RANN_P | 0.07 | 0 | 0 | 0.05
CE | Solar | 22 | RASS_1 | 46.96 | 0 | 1.06 | 33.59
CE | Solar | 22 | RATS_1 | 85.59 | 0 | 1.93 | 61.21
CE | Solar | 22 | RAYL_1 | 32.67 | 0 | 0.74 | 23.37
CE | Solar | 22 | REBR_3 | 0.32 | 0 | 0.01 | 0.23
CE | Solar | 22 | REDH | 12.07 | 0 | 0.27 | 8.63
CE | Solar | 22 | REDM_P | 0.05 | 0 | 0 | 0.04
CE | Solar | 22 | RICH1 | 75.87 | 0 | 1.71 | 54.26
CE | Solar | 22 | ROCH_1 | 3.16 | 0 | 0.07 | 2.26
CE | Solar | 22 | RUGEB1 | 20.67 | 0 | 0.47 | 14.78
CE | Solar | 22 | RYEH_1 | 2.56 | 0 | 0.06 | 1.83
CE | Solar | 22 | SALH_1 | 13.65 | 0 | 0.31 | 9.76
CE | Solar | 22 | SALT_1 | 8.88 | 0 | 0.2 | 6.35
CE | Solar | 22 | SBAR | 54.78 | 0 | 1.24 | 39.18
CE | Solar | 22 | SEAB1 | 109.13 | 0 | 2.47 | 78.05
CE | Solar | 22 | SELL_1 | 58.23 | 0 | 1.32 | 41.65
CE | Solar | 22 | SFEG_P | 0.08 | 0 | 0 | 0.06
CE | Solar | 22 | SFIL_P | 0.03 | 0 | 0 | 0.02
CE | Solar | 22 | SHEC_3 | 0.51 | 0 | 0.01 | 0.36
CE | Solar | 22 | SHRW_1 | 130.01 | 0 | 2.94 | 92.98
CE | Solar | 22 | SIGH | 0.04 | 0 | 0 | 0.03
CE | Solar | 22 | SJOW_1 | 0.23 | 0 | 0.01 | 0.16
CE | Solar | 22 | SKLGB1 | 6.21 | 0 | 0.14 | 4.44
CE | Solar | 22 | SLOY_P | 0.01 | 0 | 0 | 0.01
CE | Solar | 22 | SMAN_1 | 0.43 | 0 | 0.01 | 0.31
CE | Solar | 22 | SPEN_1 | 8.42 | 0 | 0.19 | 6.02
CE | Solar | 22 | SSHI_3 | 0.48 | 0 | 0.01 | 0.34
CE | Solar | 22 | STAH_1 | 12.44 | 0 | 0.28 | 8.9
CE | Solar | 22 | STAL_1 | 1.28 | 0 | 0.03 | 0.92
CE | Solar | 22 | STAY_1 | 161.9 | 0 | 3.66 | 115.79
CE | Solar | 22 | STEN_1 | 1.28 | 0 | 0.03 | 0.92
CE | Solar | 22 | STES_1 | 7.18 | 0 | 0.16 | 5.14
CE | Solar | 22 | STHA | 0.04 | 0 | 0 | 0.03
CE | Solar | 22 | STIR | 0.37 | 0 | 0.01 | 0.26
CE | Solar | 22 | STLE | 0.37 | 0 | 0.01 | 0.26
CE | Solar | 22 | STRI_P | 1.85 | 0 | 0.04 | 1.32
CE | Solar | 22 | SUND_1 | 58.29 | 0 | 1.32 | 41.69
CE | Solar | 22 | SWAN_1 | 135.29 | 0 | 3.06 | 96.76
CE | Solar | 22 | TARL_P | 5.4 | 0 | 0.12 | 3.86
CE | Solar | 22 | TAUN1 | 93.77 | 0 | 2.12 | 67.06
CE | Solar | 22 | TAYN_P | 0.1 | 0 | 0 | 0.07
CE | Solar | 22 | TELR | 0.04 | 0 | 0 | 0.03
CE | Solar | 22 | TEMP_3 | 0.51 | 0 | 0.01 | 0.36
CE | Solar | 22 | THOM_6 | 7.67 | 0 | 0.17 | 5.49
CE | Solar | 22 | THSO_P | 0.23 | 0 | 0.01 | 0.16
CE | Solar | 22 | THUR_6 | 0.51 | 0 | 0.01 | 0.36
CE | Solar | 22 | TILBB_1 | 11.24 | 0 | 0.25 | 8.04
CE | Solar | 22 | TONG | 0.04 | 0 | 0 | 0.03
CE | Solar | 22 | TOTT_1 | 0.32 | 0 | 0.01 | 0.23
CE | Solar | 22 | TRAW_1 | 19.14 | 0 | 0.43 | 13.69
CE | Solar | 22 | TUMB_P | 0.02 | 0 | 0 | 0.01
CE | Solar | 22 | TYNE_1 | 0.48 | 0 | 0.01 | 0.34
CE | Solar | 22 | TYNE_2 | 0.48 | 0 | 0.01 | 0.34
CE | Solar | 22 | UPPB_1 | 34.67 | 0 | 0.78 | 24.8
CE | Solar | 22 | UPPB_3 | 33.9 | 0 | 0.77 | 24.25
CE | Solar | 22 | USKM_1 | 43.36 | 0 | 0.98 | 31.01
CE | Solar | 22 | WALH_1 | 116.39 | 0 | 2.63 | 83.24
CE | Solar | 22 | WALP_1 | 29.7 | 0 | 0.67 | 21.24
CE | Solar | 22 | WALP_B | 217.9 | 0 | 4.92 | 155.84
CE | Solar | 22 | WARL_1 | 24.1 | 0 | 0.54 | 17.24
CE | Solar | 22 | WASF_1 | 5.89 | 0 | 0.13 | 4.21
CE | Solar | 22 | WATFS_1 | 0.28 | 0 | 0.01 | 0.2
CE | Solar | 22 | WBOL_6 | 6.05 | 0 | 0.14 | 4.33
CE | Solar | 22 | WBUR_1 | 126.2 | 0 | 2.85 | 90.26
CE | Solar | 22 | WFIE | 0.37 | 0 | 0.01 | 0.26
CE | Solar | 22 | WHAM_1 | 0.32 | 0 | 0.01 | 0.23
CE | Solar | 22 | WHGA_1 | 0.32 | 0 | 0.01 | 0.23
CE | Solar | 22 | WIBA_3 | 0.51 | 0 | 0.01 | 0.36
CE | Solar | 22 | WIEN_1 | 0.73 | 0 | 0.02 | 0.52
CE | Solar | 22 | WILL_1 | 57.9 | 0 | 1.31 | 41.41
CE | Solar | 22 | WIMBN1 | 0.85 | 0 | 0.02 | 0.61
CE | Solar | 22 | WIMBS1 | 0.85 | 0 | 0.02 | 0.61
CE | Solar | 22 | WISD_1 | 0.23 | 0 | 0.01 | 0.16
CE | Solar | 22 | WISD_6 | 0.23 | 0 | 0.01 | 0.16
CE | Solar | 22 | WISH | 0.04 | 0 | 0 | 0.03
CE | Solar | 22 | WMEL_1 | 0.51 | 0 | 0.01 | 0.36
CE | Solar | 22 | WTHU31 | 0.32 | 0 | 0.01 | 0.23
CE | Solar | 22 | WWEY_1 | 2.73 | 0 | 0.06 | 1.95
CE | Solar | 22 | WYLF_1 | 3.85 | 0 | 0.09 | 2.75
CE | Solar | 22 | WYMOM_1 | 29.39 | 0 | 0.66 | 21.02
CE | Solar | 23 | ABHA1 | 98.34 | 0 | 2.22 | 70.33
CE | Solar | 23 | ABNE_P | 10.85 | 0 | 0.25 | 7.76
CE | Solar | 23 | ABTH_1 | 70.41 | 0 | 1.59 | 50.36
CE | Solar | 23 | ACTL_2 | 0.29 | 0 | 0.01 | 0.21
CE | Solar | 23 | ACTL_C | 0.29 | 0 | 0.01 | 0.21
CE | Solar | 23 | ALNE_P | 0.09 | 0 | 0 | 0.06
CE | Solar | 23 | ALST_3 | 0.54 | 0 | 0.01 | 0.39
CE | Solar | 23 | ALVE1 | 207.75 | 0 | 4.7 | 148.58
CE | Solar | 23 | AMEM_1 | 40.79 | 0 | 0.92 | 29.17
CE | Solar | 23 | ARBR_P | 26.34 | 0 | 0.6 | 18.84
CE | Solar | 23 | ARDK_P | 0.03 | 0 | 0 | 0.02
CE | Solar | 23 | ARMO_P | 0.19 | 0 | 0 | 0.14
CE | Solar | 23 | AXMI1 | 113.15 | 0 | 2.56 | 80.92
CE | Solar | 23 | BAGA | 0.5 | 0 | 0.01 | 0.36
CE | Solar | 23 | BAIN | 0.5 | 0 | 0.01 | 0.36
CE | Solar | 23 | BARKC1 | 2.18 | 0 | 0.05 | 1.56
CE | Solar | 23 | BARKW3 | 0.4 | 0 | 0.01 | 0.29
CE | Solar | 23 | BEDDT1 | 0.46 | 0 | 0.01 | 0.33
CE | Solar | 23 | BEDD_1 | 0.46 | 0 | 0.01 | 0.33
CE | Solar | 23 | BERW | 0.06 | 0 | 0 | 0.04
CE | Solar | 23 | BESW_1 | 49.04 | 0 | 1.11 | 35.07
CE | Solar | 23 | BICF_1 | 192.37 | 0 | 4.35 | 137.58
CE | Solar | 23 | BIRK_1 | 0.54 | 0 | 0.01 | 0.39
CE | Solar | 23 | BISW_1 | 20.02 | 0 | 0.45 | 14.32
CE | Solar | 23 | BLYTB1 | 1.61 | 0 | 0.04 | 1.15
CE | Solar | 23 | BLYTH132 | 1.61 | 0 | 0.04 | 1.15
CE | Solar | 23 | BOAG_P | 0.02 | 0 | 0 | 0.01
CE | Solar | 23 | BOLN_1 | 72.75 | 0 | 1.64 | 52.03
CE | Solar | 23 | BONN | 0.5 | 0 | 0.01 | 0.36
CE | Solar | 23 | BOTW_1 | 66.96 | 0 | 1.51 | 47.89
CE | Solar | 23 | BRAC_P | 0.02 | 0 | 0 | 0.01
CE | Solar | 23 | BRAI_1 | 107.47 | 0 | 2.43 | 76.86
CE | Solar | 23 | BRAW_1 | 0.4 | 0 | 0.01 | 0.29
CE | Solar | 23 | BRED_1 | 1.71 | 0 | 0.04 | 1.22
CE | Solar | 23 | BRFO_1 | 147.96 | 0 | 3.34 | 105.82
CE | Solar | 23 | BRIM_1 | 3.22 | 0 | 0.07 | 2.3
CE | Solar | 23 | BRLE_1 | 67.89 | 0 | 1.53 | 48.55
CE | Solar | 23 | BROA_P | 0.01 | 0 | 0 | 0.01
CE | Solar | 23 | BROX | 0.06 | 0 | 0 | 0.04
CE | Solar | 23 | BRWA1 | 273.06 | 0 | 6.17 | 195.29
CE | Solar | 23 | BUMU_P | 0.01 | 0 | 0 | 0.01
CE | Solar | 23 | BURM_1 | 374.35 | 0 | 8.46 | 267.74
CE | Solar | 23 | BUSH_1 | 13.69 | 0 | 0.31 | 9.79
CE | Solar | 23 | BUST_1 | 1.84 | 0 | 0.04 | 1.32
CE | Solar | 23 | CAAD_P | 0.01 | 0 | 0 | 0.01
CE | Solar | 23 | CAFA | 0.06 | 0 | 0 | 0.04
CE | Solar | 23 | CAMB_01 | 19.32 | 0 | 0.44 | 13.82
CE | Solar | 23 | CANTN1 | 122.06 | 0 | 2.76 | 87.3
CE | Solar | 23 | CAPEA1 | 6.44 | 0 | 0.15 | 4.61
CE | Solar | 23 | CARE_1 | 15.87 | 0 | 0.36 | 11.35
CE | Solar | 23 | CARR_1 | 2.34 | 0 | 0.05 | 1.67
CE | Solar | 23 | CASS_P | 0.03 | 0 | 0 | 0.02
CE | Solar | 23 | CATY | 0.06 | 0 | 0 | 0.04
CE | Solar | 23 | CBNK_H | 0.29 | 0 | 0.01 | 0.21
CE | Solar | 23 | CELL_1 | 36.6 | 0 | 0.83 | 26.18
CE | Solar | 23 | CHAP | 0.06 | 0 | 0 | 0.04
CE | Solar | 23 | CHAS | 0.06 | 0 | 0 | 0.04
CE | Solar | 23 | CHIC_1 | 84.41 | 0 | 1.91 | 60.37
CE | Solar | 23 | CHSI_1 | 0.46 | 0 | 0.01 | 0.33
CE | Solar | 23 | CHTE_1 | 153.86 | 0 | 3.48 | 110.04
CE | Solar | 23 | CITR_1 | 0.29 | 0 | 0.01 | 0.21
CE | Solar | 23 | CLAC_P | 0.06 | 0 | 0 | 0.04
CE | Solar | 23 | CLAY_P | 0.01 | 0 | 0 | 0.01
CE | Solar | 23 | CLT03 | 2.88 | 0 | 0.07 | 2.06
CE | Solar | 23 | CLYM | 0.06 | 0 | 0 | 0.04
CE | Solar | 23 | COAT | 0.06 | 0 | 0 | 0.04
CE | Solar | 23 | CONQA1 | 121.59 | 0 | 2.75 | 86.96
CE | Solar | 23 | COUA_P | 0.04 | 0 | 0 | 0.03
CE | Solar | 23 | COVE_1 | 7.68 | 0 | 0.17 | 5.49
CE | Solar | 23 | COWL_1 | 304.08 | 0 | 6.87 | 217.48
CE | Solar | 23 | COYL | 0.06 | 0 | 0 | 0.04
CE | Solar | 23 | CREB_1 | 19.83 | 0 | 0.45 | 14.18
CE | Solar | 23 | CUMB | 0.5 | 0 | 0.01 | 0.36
CE | Solar | 23 | CUPA | 6.13 | 0 | 0.14 | 4.38
CE | Solar | 23 | DALM3 | 0.06 | 0 | 0 | 0.04
CE | Solar | 23 | DEVM | 0.06 | 0 | 0 | 0.04
CE | Solar | 23 | DEVO | 7.54 | 0 | 0.17 | 5.39
CE | Solar | 23 | DOUN_P | 0.07 | 0 | 0 | 0.05
CE | Solar | 23 | DRAK_1 | 98.03 | 0 | 2.22 | 70.11
CE | Solar | 23 | DRAX_1 | 1.61 | 0 | 0.04 | 1.15
CE | Solar | 23 | DRCR | 0.5 | 0 | 0.01 | 0.36
CE | Solar | 23 | DUDH_P | 0.02 | 0 | 0 | 0.01
CE | Solar | 23 | DUGR_P | 0.02 | 0 | 0 | 0.01
CE | Solar | 23 | DUNB | 0.06 | 0 | 0 | 0.04
CE | Solar | 23 | DUNF | 0.5 | 0 | 0.01 | 0.36
CE | Solar | 23 | DUNO_P | 0.5 | 0 | 0.01 | 0.36
CE | Solar | 23 | DYCE_P | 0.1 | 0 | 0 | 0.07
CE | Solar | 23 | EALI_6 | 0.29 | 0 | 0.01 | 0.21
CE | Solar | 23 | EASO_1 | 250.03 | 0 | 5.65 | 178.82
CE | Solar | 23 | EAST | 0.06 | 0 | 0 | 0.04
CE | Solar | 23 | ECCL | 0.06 | 0 | 0 | 0.04
CE | Solar | 23 | ECLA_1 | 138.24 | 0 | 3.12 | 98.87
CE | Solar | 23 | EKIL | 0.06 | 0 | 0 | 0.04
CE | Solar | 23 | EKIS | 0.06 | 0 | 0 | 0.04
CE | Solar | 23 | ELGI_P | 1.38 | 0 | 0.03 | 0.99
CE | Solar | 23 | ELLA_1 | 0.4 | 0 | 0.01 | 0.29
CE | Solar | 23 | ELST_1 | 0.36 | 0 | 0.01 | 0.26
CE | Solar | 23 | ENDE_1 | 56.9 | 0 | 1.29 | 40.69
CE | Solar | 23 | EXET1 | 108.04 | 0 | 2.44 | 77.27
CE | Solar | 23 | FASN_P | 0.01 | 0 | 0 | 0.01
CE | Solar | 23 | FAUG_P | 0.04 | 0 | 0 | 0.03
CE | Solar | 23 | FAWL_1 | 103.96 | 0 | 2.35 | 74.35
CE | Solar | 23 | FECK_6 | 151.57 | 0 | 3.43 | 108.4
CE | Solar | 23 | FERRA2 | 10.35 | 0 | 0.23 | 7.4
CE | Solar | 23 | FERRB1 | 7.52 | 0 | 0.17 | 5.38
CE | Solar | 23 | FIDD_P | 0.19 | 0 | 0 | 0.14
CE | Solar | 23 | FLEE_1 | 50.1 | 0 | 1.13 | 35.83
CE | Solar | 23 | FOUR_1 | 2.42 | 0 | 0.05 | 1.73
CE | Solar | 23 | FRAS_P | 0.01 | 0 | 0 | 0.01
CE | Solar | 23 | FROD_1 | 4.52 | 0 | 0.1 | 3.23
CE | Solar | 23 | FWIL_P | 0.16 | 0 | 0 | 0.11
CE | Solar | 23 | GALA | 0.06 | 0 | 0 | 0.04
CE | Solar | 23 | GIFF | 0.06 | 0 | 0 | 0.04
CE | Solar | 23 | GLLE | 0.06 | 0 | 0 | 0.04
CE | Solar | 23 | GLLU | 0.06 | 0 | 0 | 0.04
CE | Solar | 23 | GLNI | 0.5 | 0 | 0.01 | 0.36
CE | Solar | 23 | GLRO | 0.5 | 0 | 0.01 | 0.36
CE | Solar | 23 | GREE_H | 0.29 | 0 | 0.01 | 0.21
CE | Solar | 23 | GREN_1 | 284.44 | 0 | 6.43 | 203.43
CE | Solar | 23 | GRIW_1 | 37.19 | 0 | 0.84 | 26.6
CE | Solar | 23 | GRUB_P | 0.11 | 0 | 0 | 0.08
CE | Solar | 23 | G_EXTRA_11 | 0.06 | 0 | 0 | 0.04
CE | Solar | 23 | G_EXTRA_2 | 0.06 | 0 | 0 | 0.04
CE | Solar | 23 | G_EXTRA_5 | 0.06 | 0 | 0 | 0.04
CE | Solar | 23 | G_EXTRA_7 | 0.5 | 0 | 0.01 | 0.36
CE | Solar | 23 | G_EXTRA_9 | 0.06 | 0 | 0 | 0.04
CE | Solar | 23 | HACK_1 | 0.4 | 0 | 0.01 | 0.29
CE | Solar | 23 | HACK_6 | 0.4 | 0 | 0.01 | 0.29
CE | Solar | 23 | HAMHC1 | 31.78 | 0 | 0.72 | 22.73
CE | Solar | 23 | HARK_1 | 59.41 | 0 | 1.34 | 42.49
CE | Solar | 23 | HARM_6 | 0.6 | 0 | 0.01 | 0.43
CE | Solar | 23 | HAWI | 0.06 | 0 | 0 | 0.04
CE | Solar | 23 | HAWP_6 | 6.51 | 0 | 0.15 | 4.66
CE | Solar | 23 | HEYS1 | 2.42 | 0 | 0.05 | 1.73
CE | Solar | 23 | HEYS_1 | 28.43 | 0 | 0.64 | 20.33
CE | Solar | 23 | HUER | 0.06 | 0 | 0 | 0.04
CE | Solar | 23 | HURS_1 | 0.46 | 0 | 0.01 | 0.33
CE | Solar | 23 | HUTT_1 | 17.95 | 0 | 0.41 | 12.84
CE | Solar | 23 | IMPK_1 | 21.29 | 0 | 0.48 | 15.23
CE | Solar | 23 | INDQ1 | 370.5 | 0 | 8.37 | 264.98
CE | Solar | 23 | INKE | 0.5 | 0 | 0.01 | 0.36
CE | Solar | 23 | INNE_P | 0.03 | 0 | 0 | 0.02
CE | Solar | 23 | IROA1 | 120.97 | 0 | 2.73 | 86.52
CE | Solar | 23 | IRONB1 | 43.98 | 0 | 0.99 | 31.45
CE | Solar | 23 | IVER_1 | 0.36 | 0 | 0.01 | 0.26
CE | Solar | 23 | IVER_6 | 0.36 | 0 | 0.01 | 0.26
CE | Solar | 23 | JOHN | 0.06 | 0 | 0 | 0.04
CE | Solar | 23 | JORD_3 | 0.64 | 0 | 0.01 | 0.46
CE | Solar | 23 | KAIM | 0.06 | 0 | 0 | 0.04
CE | Solar | 23 | KEAD_1 | 54.42 | 0 | 1.23 | 38.92
CE | Solar | 23 | KEAR_1 | 0.4 | 0 | 0.01 | 0.29
CE | Solar | 23 | KEAR_3 | 12.56 | 0 | 0.28 | 8.98
CE | Solar | 23 | KEIT_P | 0.23 | 0 | 0.01 | 0.16
CE | Solar | 23 | KEMS_1 | 85.77 | 0 | 1.94 | 61.34
CE | Solar | 23 | KEOO | 0.06 | 0 | 0 | 0.04
CE | Solar | 23 | KIBY_1 | 1.79 | 0 | 0.04 | 1.28
CE | Solar | 23 | KIER | 0.5 | 0 | 0.01 | 0.36
CE | Solar | 23 | KIIN_P | 0.06 | 0 | 0 | 0.04
CE | Solar | 23 | KILS | 0.06 | 0 | 0 | 0.04
CE | Solar | 23 | KILT | 0.06 | 0 | 0 | 0.04
CE | Solar | 23 | KILW | 7.09 | 0 | 0.16 | 5.07
CE | Solar | 23 | KINO_1 | 27.23 | 0 | 0.62 | 19.47
CE | Solar | 23 | KINT_P | 2.13 | 0 | 0.05 | 1.52
CE | Solar | 23 | KIRKB1 | 0.4 | 0 | 0.01 | 0.29
CE | Solar | 23 | KITW_1 | 2.35 | 0 | 0.05 | 1.68
CE | Solar | 23 | KNAR | 18.48 | 0 | 0.42 | 13.22
CE | Solar | 23 | LACK_6 | 8.32 | 0 | 0.19 | 5.95
CE | Solar | 23 | LAIR_P | 0.06 | 0 | 0 | 0.04
CE | Solar | 23 | LALE1SG003 | 6.07 | 0 | 0.14 | 4.34
CE | Solar | 23 | LAND1 | 256.21 | 0 | 5.79 | 183.24
CE | Solar | 23 | LEGA_1 | 74.12 | 0 | 1.68 | 53.01
CE | Solar | 23 | LEVE | 0.5 | 0 | 0.01 | 0.36
CE | Solar | 23 | LING | 0.06 | 0 | 0 | 0.04
CE | Solar | 23 | LINM | 0.06 | 0 | 0 | 0.04
CE | Solar | 23 | LISD_1 | 2.94 | 0 | 0.07 | 2.1
CE | Solar | 23 | LITT_C | 0.46 | 0 | 0.01 | 0.33
CE | Solar | 23 | LITT_J | 0.46 | 0 | 0.01 | 0.33
CE | Solar | 23 | LODR_6 | 0.29 | 0 | 0.01 | 0.21
CE | Solar | 23 | LOUD_H | 0.36 | 0 | 0.01 | 0.26
CE | Solar | 23 | LOVE_1 | 192.8 | 0 | 4.36 | 137.89
CE | Solar | 23 | LUNA_P | 0.01 | 0 | 0 | 0.01
CE | Solar | 23 | MACC_3 | 13.41 | 0 | 0.3 | 9.59
CE | Solar | 23 | MACD_P | 2.8 | 0 | 0.06 | 2
CE | Solar | 23 | MAGA_6 | 31.51 | 0 | 0.71 | 22.54
CE | Solar | 23 | MANN_1 | 333.11 | 0 | 7.53 | 238.24
CE | Solar | 23 | MAYB | 0.06 | 0 | 0 | 0.04
CE | Solar | 23 | MELK_1 | 313.17 | 0 | 7.08 | 223.98
CE | Solar | 23 | MILC_P | 0.07 | 0 | 0 | 0.05
CE | Solar | 23 | MILH_1 | 12.15 | 0 | 0.27 | 8.69
CE | Solar | 23 | MITY_1 | 569.08 | 0 | 12.86 | 407.01
CE | Solar | 23 | MYBS_P | 0.15 | 0 | 0 | 0.11
CE | Solar | 23 | NEAR | 0.06 | 0 | 0 | 0.04
CE | Solar | 23 | NECE_1 | 1.84 | 0 | 0.04 | 1.32
CE | Solar | 23 | NEEP_3 | 0.64 | 0 | 0.01 | 0.46
CE | Solar | 23 | NETS | 0.06 | 0 | 0 | 0.04
CE | Solar | 23 | NEWX_6 | 1.07 | 0 | 0.02 | 0.77
CE | Solar | 23 | NFLE | 48.92 | 0 | 1.11 | 34.99
CE | Solar | 23 | NHYD_6 | 0.36 | 0 | 0.01 | 0.26
CE | Solar | 23 | NINF_1 | 80.23 | 0 | 1.81 | 57.38
CE | Solar | 23 | NORL_3 | 0.64 | 0 | 0.01 | 0.46
CE | Solar | 23 | NORM_1 | 345.48 | 0 | 7.81 | 247.09
CE | Solar | 23 | NORT_1 | 34.6 | 0 | 0.78 | 24.75
CE | Solar | 23 | NURS_1 | 220.05 | 0 | 4.97 | 157.38
CE | Solar | 23 | OCKH_1 | 0.92 | 0 | 0.02 | 0.66
CE | Solar | 23 | OFFE_3 | 0.6 | 0 | 0.01 | 0.43
CE | Solar | 23 | OLDB_1 | 0.92 | 0 | 0.02 | 0.66
CE | Solar | 23 | OSBA_1 | 2.26 | 0 | 0.05 | 1.62
CE | Solar | 23 | PADIB1 | 7.51 | 0 | 0.17 | 5.37
CE | Solar | 23 | PELH_1 | 156.94 | 0 | 3.55 | 112.24
CE | Solar | 23 | PEMB_1 | 272.82 | 0 | 6.17 | 195.12
CE | Solar | 23 | PENE_1 | 1.61 | 0 | 0.04 | 1.15
CE | Solar | 23 | PENN_1 | 5.9 | 0 | 0.13 | 4.22
CE | Solar | 23 | PENT_1 | 58.31 | 0 | 1.32 | 41.7
CE | Solar | 23 | PENW_1 | 50.94 | 0 | 1.15 | 36.43
CE | Solar | 23 | PERI_H | 0.29 | 0 | 0.01 | 0.21
CE | Solar | 23 | PERS_P | 0.07 | 0 | 0 | 0.05
CE | Solar | 23 | PITS_3 | 0.64 | 0 | 0.01 | 0.46
CE | Solar | 23 | POOB | 0.06 | 0 | 0 | 0.04
CE | Solar | 23 | POPP_3 | 12.61 | 0 | 0.28 | 9.02
CE | Solar | 23 | PORA_P | 0.17 | 0 | 0 | 0.12
CE | Solar | 23 | PORD | 0.5 | 0 | 0.01 | 0.36
CE | Solar | 23 | PYLE_1 | 41.55 | 0 | 0.94 | 29.72
CE | Solar | 23 | QUOI_P | 0.02 | 0 | 0 | 0.01
CE | Solar | 23 | RAIN_1 | 3.07 | 0 | 0.07 | 2.2
CE | Solar | 23 | RANN_P | 0.08 | 0 | 0 | 0.06
CE | Solar | 23 | RASS_1 | 48.93 | 0 | 1.11 | 34.99
CE | Solar | 23 | RATS_1 | 86.25 | 0 | 1.95 | 61.69
CE | Solar | 23 | RAYL_1 | 34.25 | 0 | 0.77 | 24.5
CE | Solar | 23 | REBR_3 | 0.4 | 0 | 0.01 | 0.29
CE | Solar | 23 | REDH | 12.19 | 0 | 0.28 | 8.72
CE | Solar | 23 | REDM_P | 0.06 | 0 | 0 | 0.04
CE | Solar | 23 | RICH1 | 76.66 | 0 | 1.73 | 54.83
CE | Solar | 23 | ROCH_1 | 3.24 | 0 | 0.07 | 2.32
CE | Solar | 23 | RUGEB1 | 21.66 | 0 | 0.49 | 15.49
CE | Solar | 23 | RYEH_1 | 3.22 | 0 | 0.07 | 2.3
CE | Solar | 23 | SALH_1 | 14.15 | 0 | 0.32 | 10.12
CE | Solar | 23 | SALT_1 | 9.32 | 0 | 0.21 | 6.67
CE | Solar | 23 | SBAR | 55.44 | 0 | 1.25 | 39.65
CE | Solar | 23 | SEAB1 | 111.11 | 0 | 2.51 | 79.47
CE | Solar | 23 | SELL_1 | 59.81 | 0 | 1.35 | 42.78
CE | Solar | 23 | SFEG_P | 0.1 | 0 | 0 | 0.07
CE | Solar | 23 | SFIL_P | 0.04 | 0 | 0 | 0.03
CE | Solar | 23 | SHEC_3 | 0.64 | 0 | 0.01 | 0.46
CE | Solar | 23 | SHRW_1 | 131 | 0 | 2.96 | 93.69
CE | Solar | 23 | SIGH | 0.06 | 0 | 0 | 0.04
CE | Solar | 23 | SJOW_1 | 0.29 | 0 | 0.01 | 0.21
CE | Solar | 23 | SKLGB1 | 6.3 | 0 | 0.14 | 4.51
CE | Solar | 23 | SLOY_P | 0.01 | 0 | 0 | 0.01
CE | Solar | 23 | SMAN_1 | 0.54 | 0 | 0.01 | 0.39
CE | Solar | 23 | SPEN_1 | 9.08 | 0 | 0.21 | 6.49
CE | Solar | 23 | SSHI_3 | 0.6 | 0 | 0.01 | 0.43
CE | Solar | 23 | STAH_1 | 12.77 | 0 | 0.29 | 9.13
CE | Solar | 23 | STAL_1 | 1.61 | 0 | 0.04 | 1.15
CE | Solar | 23 | STAY_1 | 165.2 | 0 | 3.73 | 118.15
CE | Solar | 23 | STEN_1 | 1.61 | 0 | 0.04 | 1.15
CE | Solar | 23 | STES_1 | 7.51 | 0 | 0.17 | 5.37
CE | Solar | 23 | STHA | 0.06 | 0 | 0 | 0.04
CE | Solar | 23 | STIR | 0.5 | 0 | 0.01 | 0.36
CE | Solar | 23 | STLE | 0.5 | 0 | 0.01 | 0.36
CE | Solar | 23 | STRI_P | 1.87 | 0 | 0.04 | 1.34
CE | Solar | 23 | SUND_1 | 59.61 | 0 | 1.35 | 42.63
CE | Solar | 23 | SWAN_1 | 137.27 | 0 | 3.1 | 98.18
CE | Solar | 23 | TARL_P | 5.41 | 0 | 0.12 | 3.87
CE | Solar | 23 | TAUN1 | 94.43 | 0 | 2.13 | 67.54
CE | Solar | 23 | TAYN_P | 0.13 | 0 | 0 | 0.09
CE | Solar | 23 | TELR | 0.06 | 0 | 0 | 0.04
CE | Solar | 23 | TEMP_3 | 0.64 | 0 | 0.01 | 0.46
CE | Solar | 23 | THOM_6 | 8.13 | 0 | 0.18 | 5.81
CE | Solar | 23 | THSO_P | 0.29 | 0 | 0.01 | 0.21
CE | Solar | 23 | THUR_6 | 0.64 | 0 | 0.01 | 0.46
CE | Solar | 23 | TILBB_1 | 12.83 | 0 | 0.29 | 9.18
CE | Solar | 23 | TONG | 0.06 | 0 | 0 | 0.04
CE | Solar | 23 | TOTT_1 | 0.4 | 0 | 0.01 | 0.29
CE | Solar | 23 | TRAW_1 | 19.47 | 0 | 0.44 | 13.92
CE | Solar | 23 | TUMB_P | 0.03 | 0 | 0 | 0.02
CE | Solar | 23 | TYNE_1 | 0.6 | 0 | 0.01 | 0.43
CE | Solar | 23 | TYNE_2 | 0.6 | 0 | 0.01 | 0.43
CE | Solar | 23 | UPPB_1 | 34.77 | 0 | 0.79 | 24.87
CE | Solar | 23 | UPPB_3 | 34.01 | 0 | 0.77 | 24.32
CE | Solar | 23 | USKM_1 | 43.47 | 0 | 0.98 | 31.09
CE | Solar | 23 | WALH_1 | 118.04 | 0 | 2.67 | 84.42
CE | Solar | 23 | WALP_1 | 31.02 | 0 | 0.7 | 22.19
CE | Solar | 23 | WALP_B | 219.22 | 0 | 4.95 | 156.79
CE | Solar | 23 | WARL_1 | 25.69 | 0 | 0.58 | 18.37
CE | Solar | 23 | WASF_1 | 5.89 | 0 | 0.13 | 4.21
CE | Solar | 23 | WATFS_1 | 0.36 | 0 | 0.01 | 0.26
CE | Solar | 23 | WBOL_6 | 6.17 | 0 | 0.14 | 4.41
CE | Solar | 23 | WBUR_1 | 127.52 | 0 | 2.88 | 91.2
CE | Solar | 23 | WFIE | 0.5 | 0 | 0.01 | 0.36
CE | Solar | 23 | WHAM_1 | 0.4 | 0 | 0.01 | 0.29
CE | Solar | 23 | WHGA_1 | 0.4 | 0 | 0.01 | 0.29
CE | Solar | 23 | WIBA_3 | 0.64 | 0 | 0.01 | 0.46
CE | Solar | 23 | WIEN_1 | 0.92 | 0 | 0.02 | 0.66
CE | Solar | 23 | WILL_1 | 58.28 | 0 | 1.32 | 41.68
CE | Solar | 23 | WIMBN1 | 1.07 | 0 | 0.02 | 0.77
CE | Solar | 23 | WIMBS1 | 1.07 | 0 | 0.02 | 0.77
CE | Solar | 23 | WISD_1 | 0.29 | 0 | 0.01 | 0.21
CE | Solar | 23 | WISD_6 | 0.29 | 0 | 0.01 | 0.21
CE | Solar | 23 | WISH | 0.06 | 0 | 0 | 0.04
CE | Solar | 23 | WMEL_1 | 0.64 | 0 | 0.01 | 0.46
CE | Solar | 23 | WTHU31 | 0.4 | 0 | 0.01 | 0.29
CE | Solar | 23 | WWEY_1 | 2.82 | 0 | 0.06 | 2.02
CE | Solar | 23 | WYLF_1 | 4.84 | 0 | 0.11 | 3.46
CE | Solar | 23 | WYMOM_1 | 30.05 | 0 | 0.68 | 21.49
CE | Solar | 24 | ABHA1 | 100.06 | 0 | 2.26 | 71.56
CE | Solar | 24 | ABNE_P | 10.87 | 0 | 0.25 | 7.77
CE | Solar | 24 | ABTH_1 | 70.52 | 0 | 1.59 | 50.44
CE | Solar | 24 | ACTL_2 | 0.35 | 0 | 0.01 | 0.25
CE | Solar | 24 | ACTL_C | 0.35 | 0 | 0.01 | 0.25
CE | Solar | 24 | ALNE_P | 0.1 | 0 | 0 | 0.07
CE | Solar | 24 | ALST_3 | 0.64 | 0 | 0.01 | 0.46
CE | Solar | 24 | ALVE1 | 209.48 | 0 | 4.73 | 149.82
CE | Solar | 24 | AMEM_1 | 40.86 | 0 | 0.92 | 29.22
CE | Solar | 24 | ARBR_P | 26.34 | 0 | 0.6 | 18.84
CE | Solar | 24 | ARDK_P | 0.03 | 0 | 0 | 0.02
CE | Solar | 24 | ARMO_P | 0.22 | 0 | 0 | 0.16
CE | Solar | 24 | AXMI1 | 115.45 | 0 | 2.61 | 82.57
CE | Solar | 24 | BAGA | 0.62 | 0 | 0.01 | 0.44
CE | Solar | 24 | BAIN | 0.62 | 0 | 0.01 | 0.44
CE | Solar | 24 | BARKC1 | 2.26 | 0 | 0.05 | 1.62
CE | Solar | 24 | BARKW3 | 0.48 | 0 | 0.01 | 0.34
CE | Solar | 24 | BEDDT1 | 0.55 | 0 | 0.01 | 0.39
CE | Solar | 24 | BEDD_1 | 0.55 | 0 | 0.01 | 0.39
CE | Solar | 24 | BERW | 0.07 | 0 | 0 | 0.05
CE | Solar | 24 | BESW_1 | 49.4 | 0 | 1.12 | 35.33
CE | Solar | 24 | BICF_1 | 196.75 | 0 | 4.45 | 140.72
CE | Solar | 24 | BIRK_1 | 0.64 | 0 | 0.01 | 0.46
CE | Solar | 24 | BISW_1 | 20.2 | 0 | 0.46 | 14.45
CE | Solar | 24 | BLYTB1 | 1.93 | 0 | 0.04 | 1.38
CE | Solar | 24 | BLYTH132 | 1.93 | 0 | 0.04 | 1.38
CE | Solar | 24 | BOAG_P | 0.03 | 0 | 0 | 0.02
CE | Solar | 24 | BOLN_1 | 73.07 | 0 | 1.65 | 52.26
CE | Solar | 24 | BONN | 0.62 | 0 | 0.01 | 0.44
CE | Solar | 24 | BOTW_1 | 68.37 | 0 | 1.55 | 48.9
CE | Solar | 24 | BRAC_P | 0.02 | 0 | 0 | 0.01
CE | Solar | 24 | BRAI_1 | 108.1 | 0 | 2.44 | 77.31
CE | Solar | 24 | BRAW_1 | 0.48 | 0 | 0.01 | 0.34
CE | Solar | 24 | BRED_1 | 1.82 | 0 | 0.04 | 1.3
CE | Solar | 24 | BRFO_1 | 148.52 | 0 | 3.36 | 106.22
CE | Solar | 24 | BRIM_1 | 3.85 | 0 | 0.09 | 2.75
CE | Solar | 24 | BRLE_1 | 68.52 | 0 | 1.55 | 49.01
CE | Solar | 24 | BROA_P | 0.01 | 0 | 0 | 0.01
CE | Solar | 24 | BROX | 0.07 | 0 | 0 | 0.05
CE | Solar | 24 | BRWA1 | 275.56 | 0 | 6.23 | 197.08
CE | Solar | 24 | BUMU_P | 0.01 | 0 | 0 | 0.01
CE | Solar | 24 | BURM_1 | 381.24 | 0 | 8.62 | 272.66
CE | Solar | 24 | BUSH_1 | 13.87 | 0 | 0.31 | 9.92
CE | Solar | 24 | BUST_1 | 2.2 | 0 | 0.05 | 1.57
CE | Solar | 24 | CAAD_P | 0.02 | 0 | 0 | 0.01
CE | Solar | 24 | CAFA | 0.07 | 0 | 0 | 0.05
CE | Solar | 24 | CAMB_01 | 19.63 | 0 | 0.44 | 14.04
CE | Solar | 24 | CANTN1 | 122.81 | 0 | 2.78 | 87.83
CE | Solar | 24 | CAPEA1 | 6.54 | 0 | 0.15 | 4.68
CE | Solar | 24 | CARE_1 | 15.97 | 0 | 0.36 | 11.42
CE | Solar | 24 | CARR_1 | 2.44 | 0 | 0.06 | 1.75
CE | Solar | 24 | CASS_P | 0.03 | 0 | 0 | 0.02
CE | Solar | 24 | CATY | 0.07 | 0 | 0 | 0.05
CE | Solar | 24 | CBNK_H | 0.35 | 0 | 0.01 | 0.25
CE | Solar | 24 | CELL_1 | 37.53 | 0 | 0.85 | 26.84
CE | Solar | 24 | CHAP | 0.07 | 0 | 0 | 0.05
CE | Solar | 24 | CHAS | 0.07 | 0 | 0 | 0.05
CE | Solar | 24 | CHIC_1 | 86.71 | 0 | 1.96 | 62.01
CE | Solar | 24 | CHSI_1 | 0.55 | 0 | 0.01 | 0.39
CE | Solar | 24 | CHTE_1 | 153.99 | 0 | 3.48 | 110.13
CE | Solar | 24 | CITR_1 | 0.35 | 0 | 0.01 | 0.25
CE | Solar | 24 | CLAC_P | 0.07 | 0 | 0 | 0.05
CE | Solar | 24 | CLAY_P | 0.01 | 0 | 0 | 0.01
CE | Solar | 24 | CLT03 | 3.44 | 0 | 0.08 | 2.46
CE | Solar | 24 | CLYM | 0.07 | 0 | 0 | 0.05
CE | Solar | 24 | COAT | 0.07 | 0 | 0 | 0.05
CE | Solar | 24 | CONQA1 | 121.9 | 0 | 2.75 | 87.18
CE | Solar | 24 | COUA_P | 0.04 | 0 | 0 | 0.03
CE | Solar | 24 | COVE_1 | 8.03 | 0 | 0.18 | 5.74
CE | Solar | 24 | COWL_1 | 306.58 | 0 | 6.93 | 219.27
CE | Solar | 24 | COYL | 0.07 | 0 | 0 | 0.05
CE | Solar | 24 | CREB_1 | 20.25 | 0 | 0.46 | 14.48
CE | Solar | 24 | CUMB | 0.62 | 0 | 0.01 | 0.44
CE | Solar | 24 | CUPA | 6.26 | 0 | 0.14 | 4.48
CE | Solar | 24 | DALM3 | 0.07 | 0 | 0 | 0.05
CE | Solar | 24 | DEVM | 0.07 | 0 | 0 | 0.05
CE | Solar | 24 | DEVO | 7.67 | 0 | 0.17 | 5.49
CE | Solar | 24 | DOUN_P | 0.08 | 0 | 0 | 0.06
CE | Solar | 24 | DRAK_1 | 98.21 | 0 | 2.22 | 70.24
CE | Solar | 24 | DRAX_1 | 1.93 | 0 | 0.04 | 1.38
CE | Solar | 24 | DRCR | 0.62 | 0 | 0.01 | 0.44
CE | Solar | 24 | DUDH_P | 0.02 | 0 | 0 | 0.01
CE | Solar | 24 | DUGR_P | 0.02 | 0 | 0 | 0.01
CE | Solar | 24 | DUNB | 0.07 | 0 | 0 | 0.05
CE | Solar | 24 | DUNF | 0.62 | 0 | 0.01 | 0.44
CE | Solar | 24 | DUNO_P | 0.62 | 0 | 0.01 | 0.44
CE | Solar | 24 | DYCE_P | 0.12 | 0 | 0 | 0.09
CE | Solar | 24 | EALI_6 | 0.35 | 0 | 0.01 | 0.25
CE | Solar | 24 | EASO_1 | 251.28 | 0 | 5.68 | 179.72
CE | Solar | 24 | EAST | 0.07 | 0 | 0 | 0.05
CE | Solar | 24 | ECCL | 0.07 | 0 | 0 | 0.05
CE | Solar | 24 | ECLA_1 | 139.49 | 0 | 3.15 | 99.76
CE | Solar | 24 | EKIL | 0.07 | 0 | 0 | 0.05
CE | Solar | 24 | EKIS | 0.07 | 0 | 0 | 0.05
CE | Solar | 24 | ELGI_P | 1.38 | 0 | 0.03 | 0.99
CE | Solar | 24 | ELLA_1 | 0.48 | 0 | 0.01 | 0.34
CE | Solar | 24 | ELST_1 | 0.43 | 0 | 0.01 | 0.31
CE | Solar | 24 | ENDE_1 | 57.53 | 0 | 1.3 | 41.15
CE | Solar | 24 | EXET1 | 109.77 | 0 | 2.48 | 78.51
CE | Solar | 24 | FASN_P | 0.02 | 0 | 0 | 0.01
CE | Solar | 24 | FAUG_P | 0.05 | 0 | 0 | 0.04
CE | Solar | 24 | FAWL_1 | 105.37 | 0 | 2.38 | 75.36
CE | Solar | 24 | FECK_6 | 151.92 | 0 | 3.43 | 108.65
CE | Solar | 24 | FERRA2 | 10.66 | 0 | 0.24 | 7.62
CE | Solar | 24 | FERRB1 | 7.83 | 0 | 0.18 | 5.6
CE | Solar | 24 | FIDD_P | 0.22 | 0 | 0 | 0.16
CE | Solar | 24 | FLEE_1 | 50.72 | 0 | 1.15 | 36.27
CE | Solar | 24 | FOUR_1 | 2.89 | 0 | 0.07 | 2.07
CE | Solar | 24 | FRAS_P | 0.01 | 0 | 0 | 0.01
CE | Solar | 24 | FROD_1 | 4.62 | 0 | 0.1 | 3.3
CE | Solar | 24 | FWIL_P | 0.19 | 0 | 0 | 0.14
CE | Solar | 24 | GALA | 0.07 | 0 | 0 | 0.05
CE | Solar | 24 | GIFF | 0.07 | 0 | 0 | 0.05
CE | Solar | 24 | GLLE | 0.07 | 0 | 0 | 0.05
CE | Solar | 24 | GLLU | 0.07 | 0 | 0 | 0.05
CE | Solar | 24 | GLNI | 0.62 | 0 | 0.01 | 0.44
CE | Solar | 24 | GLRO | 0.62 | 0 | 0.01 | 0.44
CE | Solar | 24 | GREE_H | 0.35 | 0 | 0.01 | 0.25
CE | Solar | 24 | GREN_1 | 288.33 | 0 | 6.52 | 206.21
CE | Solar | 24 | GRIW_1 | 38.13 | 0 | 0.86 | 27.27
CE | Solar | 24 | GRUB_P | 0.13 | 0 | 0 | 0.09
CE | Solar | 24 | G_EXTRA_11 | 0.07 | 0 | 0 | 0.05
CE | Solar | 24 | G_EXTRA_2 | 0.07 | 0 | 0 | 0.05
CE | Solar | 24 | G_EXTRA_5 | 0.07 | 0 | 0 | 0.05
CE | Solar | 24 | G_EXTRA_7 | 0.62 | 0 | 0.01 | 0.44
CE | Solar | 24 | G_EXTRA_9 | 0.07 | 0 | 0 | 0.05
CE | Solar | 24 | HACK_1 | 0.48 | 0 | 0.01 | 0.34
CE | Solar | 24 | HACK_6 | 0.48 | 0 | 0.01 | 0.34
CE | Solar | 24 | HAMHC1 | 32.14 | 0 | 0.73 | 22.99
CE | Solar | 24 | HARK_1 | 59.88 | 0 | 1.35 | 42.83
CE | Solar | 24 | HARM_6 | 0.72 | 0 | 0.02 | 0.51
CE | Solar | 24 | HAWI | 0.07 | 0 | 0 | 0.05
CE | Solar | 24 | HAWP_6 | 6.63 | 0 | 0.15 | 4.74
CE | Solar | 24 | HEYS1 | 2.89 | 0 | 0.07 | 2.07
CE | Solar | 24 | HEYS_1 | 28.9 | 0 | 0.65 | 20.67
CE | Solar | 24 | HUER | 0.07 | 0 | 0 | 0.05
CE | Solar | 24 | HURS_1 | 0.55 | 0 | 0.01 | 0.39
CE | Solar | 24 | HUTT_1 | 19.2 | 0 | 0.43 | 13.73
CE | Solar | 24 | IMPK_1 | 23.17 | 0 | 0.52 | 16.57
CE | Solar | 24 | INDQ1 | 372.23 | 0 | 8.41 | 266.22
CE | Solar | 24 | INKE | 0.62 | 0 | 0.01 | 0.44
CE | Solar | 24 | INNE_P | 0.03 | 0 | 0 | 0.02
CE | Solar | 24 | IROA1 | 123.16 | 0 | 2.78 | 88.08
CE | Solar | 24 | IRONB1 | 44.92 | 0 | 1.02 | 32.13
CE | Solar | 24 | IVER_1 | 0.43 | 0 | 0.01 | 0.31
CE | Solar | 24 | IVER_6 | 0.43 | 0 | 0.01 | 0.31
CE | Solar | 24 | JOHN | 0.07 | 0 | 0 | 0.05
CE | Solar | 24 | JORD_3 | 0.77 | 0 | 0.02 | 0.55
CE | Solar | 24 | KAIM | 0.07 | 0 | 0 | 0.05
CE | Solar | 24 | KEAD_1 | 54.84 | 0 | 1.24 | 39.22
CE | Solar | 24 | KEAR_1 | 0.48 | 0 | 0.01 | 0.34
CE | Solar | 24 | KEAR_3 | 12.63 | 0 | 0.29 | 9.03
CE | Solar | 24 | KEIT_P | 0.28 | 0 | 0.01 | 0.2
CE | Solar | 24 | KEMS_1 | 87.27 | 0 | 1.97 | 62.42
CE | Solar | 24 | KEOO | 0.07 | 0 | 0 | 0.05
CE | Solar | 24 | KIBY_1 | 1.79 | 0 | 0.04 | 1.28
CE | Solar | 24 | KIER | 0.62 | 0 | 0.01 | 0.44
CE | Solar | 24 | KIIN_P | 0.08 | 0 | 0 | 0.06
CE | Solar | 24 | KILS | 0.07 | 0 | 0 | 0.05
CE | Solar | 24 | KILT | 0.07 | 0 | 0 | 0.05
CE | Solar | 24 | KILW | 7.1 | 0 | 0.16 | 5.08
CE | Solar | 24 | KINO_1 | 27.98 | 0 | 0.63 | 20.01
CE | Solar | 24 | KINT_P | 2.16 | 0 | 0.05 | 1.54
CE | Solar | 24 | KIRKB1 | 0.48 | 0 | 0.01 | 0.34
CE | Solar | 24 | KITW_1 | 2.53 | 0 | 0.06 | 1.81
CE | Solar | 24 | KNAR | 18.64 | 0 | 0.42 | 13.33
CE | Solar | 24 | LACK_6 | 8.79 | 0 | 0.2 | 6.29
CE | Solar | 24 | LAIR_P | 0.07 | 0 | 0 | 0.05
CE | Solar | 24 | LALE1SG003 | 6.14 | 0 | 0.14 | 4.39
CE | Solar | 24 | LAND1 | 257.94 | 0 | 5.83 | 184.48
CE | Solar | 24 | LEGA_1 | 74.74 | 0 | 1.69 | 53.45
CE | Solar | 24 | LEVE | 0.62 | 0 | 0.01 | 0.44
CE | Solar | 24 | LING | 0.07 | 0 | 0 | 0.05
CE | Solar | 24 | LINM | 0.07 | 0 | 0 | 0.05
CE | Solar | 24 | LISD_1 | 2.94 | 0 | 0.07 | 2.1
CE | Solar | 24 | LITT_C | 0.55 | 0 | 0.01 | 0.39
CE | Solar | 24 | LITT_J | 0.55 | 0 | 0.01 | 0.39
CE | Solar | 24 | LODR_6 | 0.35 | 0 | 0.01 | 0.25
CE | Solar | 24 | LOUD_H | 0.43 | 0 | 0.01 | 0.31
CE | Solar | 24 | LOVE_1 | 194.21 | 0 | 4.39 | 138.9
CE | Solar | 24 | LUNA_P | 0.01 | 0 | 0 | 0.01
CE | Solar | 24 | MACC_3 | 13.72 | 0 | 0.31 | 9.81
CE | Solar | 24 | MACD_P | 2.83 | 0 | 0.06 | 2.02
CE | Solar | 24 | MAGA_6 | 31.82 | 0 | 0.72 | 22.76
CE | Solar | 24 | MANN_1 | 335.4 | 0 | 7.58 | 239.88
CE | Solar | 24 | MAYB | 0.07 | 0 | 0 | 0.05
CE | Solar | 24 | MELK_1 | 315.67 | 0 | 7.13 | 225.77
CE | Solar | 24 | MILC_P | 0.09 | 0 | 0 | 0.06
CE | Solar | 24 | MILH_1 | 12.22 | 0 | 0.28 | 8.74
CE | Solar | 24 | MITY_1 | 571.59 | 0 | 12.92 | 408.8
CE | Solar | 24 | MYBS_P | 0.18 | 0 | 0 | 0.13
CE | Solar | 24 | NEAR | 0.07 | 0 | 0 | 0.05
CE | Solar | 24 | NECE_1 | 2.2 | 0 | 0.05 | 1.57
CE | Solar | 24 | NEEP_3 | 0.77 | 0 | 0.02 | 0.55
CE | Solar | 24 | NETS | 0.07 | 0 | 0 | 0.05
CE | Solar | 24 | NEWX_6 | 1.28 | 0 | 0.03 | 0.92
CE | Solar | 24 | NFLE | 49.67 | 0 | 1.12 | 35.52
CE | Solar | 24 | NHYD_6 | 0.43 | 0 | 0.01 | 0.31
CE | Solar | 24 | NINF_1 | 80.55 | 0 | 1.82 | 57.61
CE | Solar | 24 | NORL_3 | 0.77 | 0 | 0.02 | 0.55
CE | Solar | 24 | NORM_1 | 349.86 | 0 | 7.91 | 250.22
CE | Solar | 24 | NORT_1 | 34.72 | 0 | 0.78 | 24.83
CE | Solar | 24 | NURS_1 | 221.46 | 0 | 5 | 158.39
CE | Solar | 24 | OCKH_1 | 1.1 | 0 | 0.02 | 0.79
CE | Solar | 24 | OFFE_3 | 0.72 | 0 | 0.02 | 0.51
CE | Solar | 24 | OLDB_1 | 1.1 | 0 | 0.02 | 0.79
CE | Solar | 24 | OSBA_1 | 2.7 | 0 | 0.06 | 1.93
CE | Solar | 24 | PADIB1 | 7.82 | 0 | 0.18 | 5.59
CE | Solar | 24 | PELH_1 | 157.57 | 0 | 3.56 | 112.69
CE | Solar | 24 | PEMB_1 | 274.7 | 0 | 6.21 | 196.47
CE | Solar | 24 | PENE_1 | 1.93 | 0 | 0.04 | 1.38
CE | Solar | 24 | PENN_1 | 5.9 | 0 | 0.13 | 4.22
CE | Solar | 24 | PENT_1 | 59.88 | 0 | 1.35 | 42.83
CE | Solar | 24 | PENW_1 | 51.25 | 0 | 1.16 | 36.65
CE | Solar | 24 | PERI_H | 0.35 | 0 | 0.01 | 0.25
CE | Solar | 24 | PERS_P | 0.09 | 0 | 0 | 0.06
CE | Solar | 24 | PITS_3 | 0.77 | 0 | 0.02 | 0.55
CE | Solar | 24 | POOB | 0.07 | 0 | 0 | 0.05
CE | Solar | 24 | POPP_3 | 12.77 | 0 | 0.29 | 9.13
CE | Solar | 24 | PORA_P | 0.21 | 0 | 0 | 0.15
CE | Solar | 24 | PORD | 0.62 | 0 | 0.01 | 0.44
CE | Solar | 24 | PYLE_1 | 41.87 | 0 | 0.95 | 29.95
CE | Solar | 24 | QUOI_P | 0.02 | 0 | 0 | 0.01
CE | Solar | 24 | RAIN_1 | 3.07 | 0 | 0.07 | 2.2
CE | Solar | 24 | RANN_P | 0.1 | 0 | 0 | 0.07
CE | Solar | 24 | RASS_1 | 50.81 | 0 | 1.15 | 36.34
CE | Solar | 24 | RATS_1 | 86.88 | 0 | 1.96 | 62.14
CE | Solar | 24 | RAYL_1 | 35.76 | 0 | 0.81 | 25.58
CE | Solar | 24 | REBR_3 | 0.48 | 0 | 0.01 | 0.34
CE | Solar | 24 | REDH | 12.32 | 0 | 0.28 | 8.81
CE | Solar | 24 | REDM_P | 0.08 | 0 | 0 | 0.06
CE | Solar | 24 | RICH1 | 77.41 | 0 | 1.75 | 55.36
CE | Solar | 24 | ROCH_1 | 3.32 | 0 | 0.08 | 2.37
CE | Solar | 24 | RUGEB1 | 22.59 | 0 | 0.51 | 16.16
CE | Solar | 24 | RYEH_1 | 3.85 | 0 | 0.09 | 2.75
CE | Solar | 24 | SALH_1 | 14.62 | 0 | 0.33 | 10.46
CE | Solar | 24 | SALT_1 | 9.74 | 0 | 0.22 | 6.97
CE | Solar | 24 | SBAR | 56.07 | 0 | 1.27 | 40.1
CE | Solar | 24 | SEAB1 | 112.99 | 0 | 2.55 | 80.81
CE | Solar | 24 | SELL_1 | 61.32 | 0 | 1.39 | 43.86
CE | Solar | 24 | SFEG_P | 0.12 | 0 | 0 | 0.09
CE | Solar | 24 | SFIL_P | 0.05 | 0 | 0 | 0.04
CE | Solar | 24 | SHEC_3 | 0.77 | 0 | 0.02 | 0.55
CE | Solar | 24 | SHRW_1 | 131.94 | 0 | 2.98 | 94.36
CE | Solar | 24 | SIGH | 0.07 | 0 | 0 | 0.05
CE | Solar | 24 | SJOW_1 | 0.35 | 0 | 0.01 | 0.25
CE | Solar | 24 | SKLGB1 | 6.37 | 0 | 0.14 | 4.56
CE | Solar | 24 | SLOY_P | 0.01 | 0 | 0 | 0.01
CE | Solar | 24 | SMAN_1 | 0.64 | 0 | 0.01 | 0.46
CE | Solar | 24 | SPEN_1 | 9.71 | 0 | 0.22 | 6.94
CE | Solar | 24 | SSHI_3 | 0.72 | 0 | 0.02 | 0.51
CE | Solar | 24 | STAH_1 | 13.09 | 0 | 0.3 | 9.36
CE | Solar | 24 | STAL_1 | 1.93 | 0 | 0.04 | 1.38
CE | Solar | 24 | STAY_1 | 168.33 | 0 | 3.8 | 120.39
CE | Solar | 24 | STEN_1 | 1.93 | 0 | 0.04 | 1.38
CE | Solar | 24 | STES_1 | 7.82 | 0 | 0.18 | 5.59
CE | Solar | 24 | STHA | 0.07 | 0 | 0 | 0.05
CE | Solar | 24 | STIR | 0.62 | 0 | 0.01 | 0.44
CE | Solar | 24 | STLE | 0.62 | 0 | 0.01 | 0.44
CE | Solar | 24 | STRI_P | 1.9 | 0 | 0.04 | 1.36
CE | Solar | 24 | SUND_1 | 60.86 | 0 | 1.38 | 43.53
CE | Solar | 24 | SWAN_1 | 139.15 | 0 | 3.14 | 99.52
CE | Solar | 24 | TARL_P | 5.41 | 0 | 0.12 | 3.87
CE | Solar | 24 | TAUN1 | 95.06 | 0 | 2.15 | 67.99
CE | Solar | 24 | TAYN_P | 0.16 | 0 | 0 | 0.11
CE | Solar | 24 | TELR | 0.07 | 0 | 0 | 0.05
CE | Solar | 24 | TEMP_3 | 0.77 | 0 | 0.02 | 0.55
CE | Solar | 24 | THOM_6 | 8.57 | 0 | 0.19 | 6.13
CE | Solar | 24 | THSO_P | 0.35 | 0 | 0.01 | 0.25
CE | Solar | 24 | THUR_6 | 0.77 | 0 | 0.02 | 0.55
CE | Solar | 24 | TILBB_1 | 14.33 | 0 | 0.32 | 10.25
CE | Solar | 24 | TONG | 0.07 | 0 | 0 | 0.05
CE | Solar | 24 | TOTT_1 | 0.48 | 0 | 0.01 | 0.34
CE | Solar | 24 | TRAW_1 | 19.78 | 0 | 0.45 | 14.15
CE | Solar | 24 | TUMB_P | 0.04 | 0 | 0 | 0.03
CE | Solar | 24 | TYNE_1 | 0.72 | 0 | 0.02 | 0.51
CE | Solar | 24 | TYNE_2 | 0.72 | 0 | 0.02 | 0.51
CE | Solar | 24 | UPPB_1 | 34.88 | 0 | 0.79 | 24.95
CE | Solar | 24 | UPPB_3 | 34.12 | 0 | 0.77 | 24.4
CE | Solar | 24 | USKM_1 | 43.57 | 0 | 0.98 | 31.16
CE | Solar | 24 | WALH_1 | 119.61 | 0 | 2.7 | 85.55
CE | Solar | 24 | WALP_1 | 32.27 | 0 | 0.73 | 23.08
CE | Solar | 24 | WALP_B | 220.47 | 0 | 4.98 | 157.68
CE | Solar | 24 | WARL_1 | 27.19 | 0 | 0.61 | 19.45
CE | Solar | 24 | WASF_1 | 5.89 | 0 | 0.13 | 4.21
CE | Solar | 24 | WATFS_1 | 0.43 | 0 | 0.01 | 0.31
CE | Solar | 24 | WBOL_6 | 6.29 | 0 | 0.14 | 4.5
CE | Solar | 24 | WBUR_1 | 128.77 | 0 | 2.91 | 92.1
CE | Solar | 24 | WFIE | 0.62 | 0 | 0.01 | 0.44
CE | Solar | 24 | WHAM_1 | 0.48 | 0 | 0.01 | 0.34
CE | Solar | 24 | WHGA_1 | 0.48 | 0 | 0.01 | 0.34
CE | Solar | 24 | WIBA_3 | 0.77 | 0 | 0.02 | 0.55
CE | Solar | 24 | WIEN_1 | 1.1 | 0 | 0.02 | 0.79
CE | Solar | 24 | WILL_1 | 58.64 | 0 | 1.33 | 41.94
CE | Solar | 24 | WIMBN1 | 1.28 | 0 | 0.03 | 0.92
CE | Solar | 24 | WIMBS1 | 1.28 | 0 | 0.03 | 0.92
CE | Solar | 24 | WISD_1 | 0.35 | 0 | 0.01 | 0.25
CE | Solar | 24 | WISD_6 | 0.35 | 0 | 0.01 | 0.25
CE | Solar | 24 | WISH | 0.07 | 0 | 0 | 0.05
CE | Solar | 24 | WMEL_1 | 0.77 | 0 | 0.02 | 0.55
CE | Solar | 24 | WTHU31 | 0.48 | 0 | 0.01 | 0.34
CE | Solar | 24 | WWEY_1 | 2.91 | 0 | 0.07 | 2.08
CE | Solar | 24 | WYLF_1 | 5.78 | 0 | 0.13 | 4.13
CE | Solar | 24 | WYMOM_1 | 30.68 | 0 | 0.69 | 21.94
CE | Solar | 25 | ABHA1 | 101.7 | 0 | 2.3 | 72.74
CE | Solar | 25 | ABNE_P | 10.88 | 0 | 0.25 | 7.78
CE | Solar | 25 | ABTH_1 | 70.62 | 0 | 1.6 | 50.51
CE | Solar | 25 | ACTL_2 | 0.4 | 0 | 0.01 | 0.29
CE | Solar | 25 | ACTL_C | 0.4 | 0 | 0.01 | 0.29
CE | Solar | 25 | ALNE_P | 0.12 | 0 | 0 | 0.09
CE | Solar | 25 | ALST_3 | 0.74 | 0 | 0.02 | 0.53
CE | Solar | 25 | ALVE1 | 211.12 | 0 | 4.77 | 150.99
CE | Solar | 25 | AMEM_1 | 40.92 | 0 | 0.92 | 29.27
CE | Solar | 25 | ARBR_P | 26.34 | 0 | 0.6 | 18.84
CE | Solar | 25 | ARDK_P | 0.04 | 0 | 0 | 0.03
CE | Solar | 25 | ARMO_P | 0.26 | 0 | 0.01 | 0.19
CE | Solar | 25 | AXMI1 | 117.62 | 0 | 2.66 | 84.12
CE | Solar | 25 | BAGA | 0.75 | 0 | 0.02 | 0.54
CE | Solar | 25 | BAIN | 0.75 | 0 | 0.02 | 0.54
CE | Solar | 25 | BARKC1 | 2.33 | 0 | 0.05 | 1.67
CE | Solar | 25 | BARKW3 | 0.56 | 0 | 0.01 | 0.4
CE | Solar | 25 | BEDDT1 | 0.63 | 0 | 0.01 | 0.45
CE | Solar | 25 | BEDD_1 | 0.63 | 0 | 0.01 | 0.45
CE | Solar | 25 | BERW | 0.09 | 0 | 0 | 0.06
CE | Solar | 25 | BESW_1 | 49.74 | 0 | 1.12 | 35.57
CE | Solar | 25 | BICF_1 | 200.91 | 0 | 4.54 | 143.69
CE | Solar | 25 | BIRK_1 | 0.74 | 0 | 0.02 | 0.53
CE | Solar | 25 | BISW_1 | 20.37 | 0 | 0.46 | 14.57
CE | Solar | 25 | BLYTB1 | 2.22 | 0 | 0.05 | 1.59
CE | Solar | 25 | BLYTH132 | 2.22 | 0 | 0.05 | 1.59
CE | Solar | 25 | BOAG_P | 0.03 | 0 | 0 | 0.02
CE | Solar | 25 | BOLN_1 | 73.36 | 0 | 1.66 | 52.47
CE | Solar | 25 | BONN | 0.75 | 0 | 0.02 | 0.54
CE | Solar | 25 | BOTW_1 | 69.7 | 0 | 1.58 | 49.85
CE | Solar | 25 | BRAC_P | 0.02 | 0 | 0 | 0.01
CE | Solar | 25 | BRAI_1 | 108.69 | 0 | 2.46 | 77.74
CE | Solar | 25 | BRAW_1 | 0.56 | 0 | 0.01 | 0.4
CE | Solar | 25 | BRED_1 | 1.92 | 0 | 0.04 | 1.37
CE | Solar | 25 | BRFO_1 | 149.05 | 0 | 3.37 | 106.6
CE | Solar | 25 | BRIM_1 | 4.44 | 0 | 0.1 | 3.18
CE | Solar | 25 | BRLE_1 | 69.11 | 0 | 1.56 | 49.43
CE | Solar | 25 | BROA_P | 0.01 | 0 | 0 | 0.01
CE | Solar | 25 | BROX | 0.09 | 0 | 0 | 0.06
CE | Solar | 25 | BRWA1 | 277.94 | 0 | 6.28 | 198.78
CE | Solar | 25 | BUMU_P | 0.01 | 0 | 0 | 0.01
CE | Solar | 25 | BURM_1 | 387.77 | 0 | 8.76 | 277.33
CE | Solar | 25 | BUSH_1 | 14.04 | 0 | 0.32 | 10.04
CE | Solar | 25 | BUST_1 | 2.54 | 0 | 0.06 | 1.82
CE | Solar | 25 | CAAD_P | 0.02 | 0 | 0 | 0.01
CE | Solar | 25 | CAFA | 0.09 | 0 | 0 | 0.06
CE | Solar | 25 | CAMB_01 | 19.93 | 0 | 0.45 | 14.25
CE | Solar | 25 | CANTN1 | 123.52 | 0 | 2.79 | 88.34
CE | Solar | 25 | CAPEA1 | 6.64 | 0 | 0.15 | 4.75
CE | Solar | 25 | CARE_1 | 16.07 | 0 | 0.36 | 11.49
CE | Solar | 25 | CARR_1 | 2.54 | 0 | 0.06 | 1.82
CE | Solar | 25 | CASS_P | 0.03 | 0 | 0 | 0.02
CE | Solar | 25 | CATY | 0.09 | 0 | 0 | 0.06
CE | Solar | 25 | CBNK_H | 0.4 | 0 | 0.01 | 0.29
CE | Solar | 25 | CELL_1 | 38.43 | 0 | 0.87 | 27.49
CE | Solar | 25 | CHAP | 0.09 | 0 | 0 | 0.06
CE | Solar | 25 | CHAS | 0.09 | 0 | 0 | 0.06
CE | Solar | 25 | CHIC_1 | 88.88 | 0 | 2.01 | 63.57
CE | Solar | 25 | CHSI_1 | 0.63 | 0 | 0.01 | 0.45
CE | Solar | 25 | CHTE_1 | 154.11 | 0 | 3.48 | 110.22
CE | Solar | 25 | CITR_1 | 0.4 | 0 | 0.01 | 0.29
CE | Solar | 25 | CLAC_P | 0.08 | 0 | 0 | 0.06
CE | Solar | 25 | CLAY_P | 0.01 | 0 | 0 | 0.01
CE | Solar | 25 | CLT03 | 3.97 | 0 | 0.09 | 2.84
CE | Solar | 25 | CLYM | 0.09 | 0 | 0 | 0.06
CE | Solar | 25 | COAT | 0.09 | 0 | 0 | 0.06
CE | Solar | 25 | CONQA1 | 122.2 | 0 | 2.76 | 87.4
CE | Solar | 25 | COUA_P | 0.05 | 0 | 0 | 0.04
CE | Solar | 25 | COVE_1 | 8.37 | 0 | 0.19 | 5.99
CE | Solar | 25 | COWL_1 | 308.95 | 0 | 6.98 | 220.96
CE | Solar | 25 | COYL | 0.09 | 0 | 0 | 0.06
CE | Solar | 25 | CREB_1 | 20.64 | 0 | 0.47 | 14.76
CE | Solar | 25 | CUMB | 0.75 | 0 | 0.02 | 0.54
CE | Solar | 25 | CUPA | 6.38 | 0 | 0.14 | 4.56
CE | Solar | 25 | DALM3 | 0.09 | 0 | 0 | 0.06
CE | Solar | 25 | DEVM | 0.09 | 0 | 0 | 0.06
CE | Solar | 25 | DEVO | 7.79 | 0 | 0.18 | 5.57
CE | Solar | 25 | DOUN_P | 0.1 | 0 | 0 | 0.07
CE | Solar | 25 | DRAK_1 | 98.38 | 0 | 2.22 | 70.36
CE | Solar | 25 | DRAX_1 | 2.22 | 0 | 0.05 | 1.59
CE | Solar | 25 | DRCR | 0.75 | 0 | 0.02 | 0.54
CE | Solar | 25 | DUDH_P | 0.02 | 0 | 0 | 0.01
CE | Solar | 25 | DUGR_P | 0.02 | 0 | 0 | 0.01
CE | Solar | 25 | DUNB | 0.09 | 0 | 0 | 0.06
CE | Solar | 25 | DUNF | 0.75 | 0 | 0.02 | 0.54
CE | Solar | 25 | DUNO_P | 0.75 | 0 | 0.02 | 0.54
CE | Solar | 25 | DYCE_P | 0.13 | 0 | 0 | 0.09
CE | Solar | 25 | EALI_6 | 0.4 | 0 | 0.01 | 0.29
CE | Solar | 25 | EASO_1 | 252.47 | 0 | 5.71 | 180.57
CE | Solar | 25 | EAST | 0.09 | 0 | 0 | 0.06
CE | Solar | 25 | ECCL | 0.09 | 0 | 0 | 0.06
CE | Solar | 25 | ECLA_1 | 140.68 | 0 | 3.18 | 100.61
CE | Solar | 25 | EKIL | 0.09 | 0 | 0 | 0.06
CE | Solar | 25 | EKIS | 0.09 | 0 | 0 | 0.06
CE | Solar | 25 | ELGI_P | 1.38 | 0 | 0.03 | 0.99
CE | Solar | 25 | ELLA_1 | 0.56 | 0 | 0.01 | 0.4
CE | Solar | 25 | ELST_1 | 0.49 | 0 | 0.01 | 0.35
CE | Solar | 25 | ENDE_1 | 58.12 | 0 | 1.31 | 41.57
CE | Solar | 25 | EXET1 | 111.41 | 0 | 2.52 | 79.68
CE | Solar | 25 | FASN_P | 0.02 | 0 | 0 | 0.01
CE | Solar | 25 | FAUG_P | 0.05 | 0 | 0 | 0.04
CE | Solar | 25 | FAWL_1 | 106.7 | 0 | 2.41 | 76.31
CE | Solar | 25 | FECK_6 | 152.26 | 0 | 3.44 | 108.9
CE | Solar | 25 | FERRA2 | 10.96 | 0 | 0.25 | 7.84
CE | Solar | 25 | FERRB1 | 8.12 | 0 | 0.18 | 5.81
CE | Solar | 25 | FIDD_P | 0.26 | 0 | 0.01 | 0.19
CE | Solar | 25 | FLEE_1 | 51.32 | 0 | 1.16 | 36.7
CE | Solar | 25 | FOUR_1 | 3.33 | 0 | 0.08 | 2.38
CE | Solar | 25 | FRAS_P | 0.01 | 0 | 0 | 0.01
CE | Solar | 25 | FROD_1 | 4.72 | 0 | 0.11 | 3.38
CE | Solar | 25 | FWIL_P | 0.22 | 0 | 0 | 0.16
CE | Solar | 25 | GALA | 0.09 | 0 | 0 | 0.06
CE | Solar | 25 | GIFF | 0.09 | 0 | 0 | 0.06
CE | Solar | 25 | GLLE | 0.09 | 0 | 0 | 0.06
CE | Solar | 25 | GLLU | 0.09 | 0 | 0 | 0.06
CE | Solar | 25 | GLNI | 0.75 | 0 | 0.02 | 0.54
CE | Solar | 25 | GLRO | 0.75 | 0 | 0.02 | 0.54
CE | Solar | 25 | GREE_H | 0.4 | 0 | 0.01 | 0.29
CE | Solar | 25 | GREN_1 | 292.02 | 0 | 6.6 | 208.85
CE | Solar | 25 | GRIW_1 | 39.02 | 0 | 0.88 | 27.91
CE | Solar | 25 | GRUB_P | 0.15 | 0 | 0 | 0.11
CE | Solar | 25 | G_EXTRA_11 | 0.09 | 0 | 0 | 0.06
CE | Solar | 25 | G_EXTRA_2 | 0.09 | 0 | 0 | 0.06
CE | Solar | 25 | G_EXTRA_5 | 0.09 | 0 | 0 | 0.06
CE | Solar | 25 | G_EXTRA_7 | 0.75 | 0 | 0.02 | 0.54
CE | Solar | 25 | G_EXTRA_9 | 0.09 | 0 | 0 | 0.06
CE | Solar | 25 | HACK_1 | 0.56 | 0 | 0.01 | 0.4
CE | Solar | 25 | HACK_6 | 0.56 | 0 | 0.01 | 0.4
CE | Solar | 25 | HAMHC1 | 32.48 | 0 | 0.73 | 23.23
CE | Solar | 25 | HARK_1 | 60.33 | 0 | 1.36 | 43.15
CE | Solar | 25 | HARM_6 | 0.83 | 0 | 0.02 | 0.59
CE | Solar | 25 | HAWI | 0.09 | 0 | 0 | 0.06
CE | Solar | 25 | HAWP_6 | 6.74 | 0 | 0.15 | 4.82
CE | Solar | 25 | HEYS1 | 3.33 | 0 | 0.08 | 2.38
CE | Solar | 25 | HEYS_1 | 29.35 | 0 | 0.66 | 20.99
CE | Solar | 25 | HUER | 0.09 | 0 | 0 | 0.06
CE | Solar | 25 | HURS_1 | 0.63 | 0 | 0.01 | 0.45
CE | Solar | 25 | HUTT_1 | 20.39 | 0 | 0.46 | 14.58
CE | Solar | 25 | IMPK_1 | 24.95 | 0 | 0.56 | 17.84
CE | Solar | 25 | INDQ1 | 373.87 | 0 | 8.45 | 267.39
CE | Solar | 25 | INKE | 0.75 | 0 | 0.02 | 0.54
CE | Solar | 25 | INNE_P | 0.04 | 0 | 0 | 0.03
CE | Solar | 25 | IROA1 | 125.24 | 0 | 2.83 | 89.57
CE | Solar | 25 | IRONB1 | 45.81 | 0 | 1.04 | 32.76
CE | Solar | 25 | IVER_1 | 0.49 | 0 | 0.01 | 0.35
CE | Solar | 25 | IVER_6 | 0.49 | 0 | 0.01 | 0.35
CE | Solar | 25 | JOHN | 0.09 | 0 | 0 | 0.06
CE | Solar | 25 | JORD_3 | 0.89 | 0 | 0.02 | 0.64
CE | Solar | 25 | KAIM | 0.09 | 0 | 0 | 0.06
CE | Solar | 25 | KEAD_1 | 55.23 | 0 | 1.25 | 39.5
CE | Solar | 25 | KEAR_1 | 0.56 | 0 | 0.01 | 0.4
CE | Solar | 25 | KEAR_3 | 12.71 | 0 | 0.29 | 9.09
CE | Solar | 25 | KEIT_P | 0.32 | 0 | 0.01 | 0.23
CE | Solar | 25 | KEMS_1 | 88.69 | 0 | 2 | 63.43
CE | Solar | 25 | KEOO | 0.09 | 0 | 0 | 0.06
CE | Solar | 25 | KIBY_1 | 1.79 | 0 | 0.04 | 1.28
CE | Solar | 25 | KIER | 0.75 | 0 | 0.02 | 0.54
CE | Solar | 25 | KIIN_P | 0.09 | 0 | 0 | 0.06
CE | Solar | 25 | KILS | 0.09 | 0 | 0 | 0.06
CE | Solar | 25 | KILT | 0.09 | 0 | 0 | 0.06
CE | Solar | 25 | KILW | 7.12 | 0 | 0.16 | 5.09
CE | Solar | 25 | KINO_1 | 28.69 | 0 | 0.65 | 20.52
CE | Solar | 25 | KINT_P | 2.19 | 0 | 0.05 | 1.57
CE | Solar | 25 | KIRKB1 | 0.56 | 0 | 0.01 | 0.4
CE | Solar | 25 | KITW_1 | 2.7 | 0 | 0.06 | 1.93
CE | Solar | 25 | KNAR | 18.79 | 0 | 0.42 | 13.44
CE | Solar | 25 | LACK_6 | 9.24 | 0 | 0.21 | 6.61
CE | Solar | 25 | LAIR_P | 0.09 | 0 | 0 | 0.06
CE | Solar | 25 | LALE1SG003 | 6.21 | 0 | 0.14 | 4.44
CE | Solar | 25 | LAND1 | 259.57 | 0 | 5.87 | 185.64
CE | Solar | 25 | LEGA_1 | 75.34 | 0 | 1.7 | 53.88
CE | Solar | 25 | LEVE | 0.75 | 0 | 0.02 | 0.54
CE | Solar | 25 | LING | 0.09 | 0 | 0 | 0.06
CE | Solar | 25 | LINM | 0.09 | 0 | 0 | 0.06
CE | Solar | 25 | LISD_1 | 2.94 | 0 | 0.07 | 2.1
CE | Solar | 25 | LITT_C | 0.63 | 0 | 0.01 | 0.45
CE | Solar | 25 | LITT_J | 0.63 | 0 | 0.01 | 0.45
CE | Solar | 25 | LODR_6 | 0.4 | 0 | 0.01 | 0.29
CE | Solar | 25 | LOUD_H | 0.49 | 0 | 0.01 | 0.35
CE | Solar | 25 | LOVE_1 | 195.55 | 0 | 4.42 | 139.86
CE | Solar | 25 | LUNA_P | 0.01 | 0 | 0 | 0.01
CE | Solar | 25 | MACC_3 | 14.02 | 0 | 0.32 | 10.03
CE | Solar | 25 | MACD_P | 2.87 | 0 | 0.06 | 2.05
CE | Solar | 25 | MAGA_6 | 32.12 | 0 | 0.73 | 22.97
CE | Solar | 25 | MANN_1 | 337.58 | 0 | 7.63 | 241.44
CE | Solar | 25 | MAYB | 0.09 | 0 | 0 | 0.06
CE | Solar | 25 | MELK_1 | 318.05 | 0 | 7.19 | 227.47
CE | Solar | 25 | MILC_P | 0.1 | 0 | 0 | 0.07
CE | Solar | 25 | MILH_1 | 12.28 | 0 | 0.28 | 8.78
CE | Solar | 25 | MITY_1 | 573.96 | 0 | 12.97 | 410.5
CE | Solar | 25 | MYBS_P | 0.21 | 0 | 0 | 0.15
CE | Solar | 25 | NEAR | 0.09 | 0 | 0 | 0.06
CE | Solar | 25 | NECE_1 | 2.54 | 0 | 0.06 | 1.82
CE | Solar | 25 | NEEP_3 | 0.89 | 0 | 0.02 | 0.64
CE | Solar | 25 | NETS | 0.09 | 0 | 0 | 0.06
CE | Solar | 25 | NEWX_6 | 1.48 | 0 | 0.03 | 1.06
CE | Solar | 25 | NFLE | 50.39 | 0 | 1.14 | 36.04
CE | Solar | 25 | NHYD_6 | 0.49 | 0 | 0.01 | 0.35
CE | Solar | 25 | NINF_1 | 80.84 | 0 | 1.83 | 57.82
CE | Solar | 25 | NORL_3 | 0.89 | 0 | 0.02 | 0.64
CE | Solar | 25 | NORM_1 | 354.02 | 0 | 8 | 253.2
CE | Solar | 25 | NORT_1 | 34.83 | 0 | 0.79 | 24.91
CE | Solar | 25 | NURS_1 | 222.8 | 0 | 5.04 | 159.35
CE | Solar | 25 | OCKH_1 | 1.27 | 0 | 0.03 | 0.91
CE | Solar | 25 | OFFE_3 | 0.83 | 0 | 0.02 | 0.59
CE | Solar | 25 | OLDB_1 | 1.27 | 0 | 0.03 | 0.91
CE | Solar | 25 | OSBA_1 | 3.11 | 0 | 0.07 | 2.22
CE | Solar | 25 | PADIB1 | 8.12 | 0 | 0.18 | 5.81
CE | Solar | 25 | PELH_1 | 158.16 | 0 | 3.57 | 113.12
CE | Solar | 25 | PEMB_1 | 276.48 | 0 | 6.25 | 197.74
CE | Solar | 25 | PENE_1 | 2.22 | 0 | 0.05 | 1.59
CE | Solar | 25 | PENN_1 | 5.9 | 0 | 0.13 | 4.22
CE | Solar | 25 | PENT_1 | 61.36 | 0 | 1.39 | 43.88
CE | Solar | 25 | PENW_1 | 51.55 | 0 | 1.17 | 36.87
CE | Solar | 25 | PERI_H | 0.4 | 0 | 0.01 | 0.29
CE | Solar | 25 | PERS_P | 0.1 | 0 | 0 | 0.07
CE | Solar | 25 | PITS_3 | 0.89 | 0 | 0.02 | 0.64
CE | Solar | 25 | POOB | 0.09 | 0 | 0 | 0.06
CE | Solar | 25 | POPP_3 | 12.92 | 0 | 0.29 | 9.24
CE | Solar | 25 | PORA_P | 0.24 | 0 | 0.01 | 0.17
CE | Solar | 25 | PORD | 0.75 | 0 | 0.02 | 0.54
CE | Solar | 25 | PYLE_1 | 42.16 | 0 | 0.95 | 30.15
CE | Solar | 25 | QUOI_P | 0.03 | 0 | 0 | 0.02
CE | Solar | 25 | RAIN_1 | 3.07 | 0 | 0.07 | 2.2
CE | Solar | 25 | RANN_P | 0.12 | 0 | 0 | 0.09
CE | Solar | 25 | RASS_1 | 52.59 | 0 | 1.19 | 37.61
CE | Solar | 25 | RATS_1 | 87.47 | 0 | 1.98 | 62.56
CE | Solar | 25 | RAYL_1 | 37.18 | 0 | 0.84 | 26.59
CE | Solar | 25 | REBR_3 | 0.56 | 0 | 0.01 | 0.4
CE | Solar | 25 | REDH | 12.44 | 0 | 0.28 | 8.9
CE | Solar | 25 | REDM_P | 0.09 | 0 | 0 | 0.06
CE | Solar | 25 | RICH1 | 78.13 | 0 | 1.77 | 55.88
CE | Solar | 25 | ROCH_1 | 3.39 | 0 | 0.08 | 2.42
CE | Solar | 25 | RUGEB1 | 23.48 | 0 | 0.53 | 16.79
CE | Solar | 25 | RYEH_1 | 4.44 | 0 | 0.1 | 3.18
CE | Solar | 25 | SALH_1 | 15.06 | 0 | 0.34 | 10.77
CE | Solar | 25 | SALT_1 | 10.14 | 0 | 0.23 | 7.25
CE | Solar | 25 | SBAR | 56.66 | 0 | 1.28 | 40.52
CE | Solar | 25 | SEAB1 | 114.77 | 0 | 2.59 | 82.08
CE | Solar | 25 | SELL_1 | 62.74 | 0 | 1.42 | 44.87
CE | Solar | 25 | SFEG_P | 0.14 | 0 | 0 | 0.1
CE | Solar | 25 | SFIL_P | 0.06 | 0 | 0 | 0.04
CE | Solar | 25 | SHEC_3 | 0.89 | 0 | 0.02 | 0.64
CE | Solar | 25 | SHRW_1 | 132.83 | 0 | 3 | 95
CE | Solar | 25 | SIGH | 0.09 | 0 | 0 | 0.06
CE | Solar | 25 | SJOW_1 | 0.4 | 0 | 0.01 | 0.29
CE | Solar | 25 | SKLGB1 | 6.45 | 0 | 0.15 | 4.61
CE | Solar | 25 | SLOY_P | 0.02 | 0 | 0 | 0.01
CE | Solar | 25 | SMAN_1 | 0.74 | 0 | 0.02 | 0.53
CE | Solar | 25 | SPEN_1 | 10.3 | 0 | 0.23 | 7.37
CE | Solar | 25 | SSHI_3 | 0.83 | 0 | 0.02 | 0.59
CE | Solar | 25 | STAH_1 | 13.38 | 0 | 0.3 | 9.57
CE | Solar | 25 | STAL_1 | 2.22 | 0 | 0.05 | 1.59
CE | Solar | 25 | STAY_1 | 171.3 | 0 | 3.87 | 122.51
CE | Solar | 25 | STEN_1 | 2.22 | 0 | 0.05 | 1.59
CE | Solar | 25 | STES_1 | 8.12 | 0 | 0.18 | 5.81
CE | Solar | 25 | STHA | 0.09 | 0 | 0 | 0.06
CE | Solar | 25 | STIR | 0.75 | 0 | 0.02 | 0.54
CE | Solar | 25 | STLE | 0.75 | 0 | 0.02 | 0.54
CE | Solar | 25 | STRI_P | 1.93 | 0 | 0.04 | 1.38
CE | Solar | 25 | SUND_1 | 62.04 | 0 | 1.4 | 44.37
CE | Solar | 25 | SWAN_1 | 140.93 | 0 | 3.19 | 100.79
CE | Solar | 25 | TARL_P | 5.42 | 0 | 0.12 | 3.88
CE | Solar | 25 | TAUN1 | 95.65 | 0 | 2.16 | 68.41
CE | Solar | 25 | TAYN_P | 0.18 | 0 | 0 | 0.13
CE | Solar | 25 | TELR | 0.09 | 0 | 0 | 0.06
CE | Solar | 25 | TEMP_3 | 0.89 | 0 | 0.02 | 0.64
CE | Solar | 25 | THOM_6 | 8.98 | 0 | 0.2 | 6.42
CE | Solar | 25 | THSO_P | 0.4 | 0 | 0.01 | 0.29
CE | Solar | 25 | THUR_6 | 0.89 | 0 | 0.02 | 0.64
CE | Solar | 25 | TILBB_1 | 15.76 | 0 | 0.36 | 11.27
CE | Solar | 25 | TONG | 0.09 | 0 | 0 | 0.06
CE | Solar | 25 | TOTT_1 | 0.56 | 0 | 0.01 | 0.4
CE | Solar | 25 | TRAW_1 | 20.08 | 0 | 0.45 | 14.36
CE | Solar | 25 | TUMB_P | 0.04 | 0 | 0 | 0.03
CE | Solar | 25 | TYNE_1 | 0.83 | 0 | 0.02 | 0.59
CE | Solar | 25 | TYNE_2 | 0.83 | 0 | 0.02 | 0.59
CE | Solar | 25 | UPPB_1 | 34.98 | 0 | 0.79 | 25.02
CE | Solar | 25 | UPPB_3 | 34.22 | 0 | 0.77 | 24.47
CE | Solar | 25 | USKM_1 | 43.67 | 0 | 0.99 | 31.23
CE | Solar | 25 | WALH_1 | 121.09 | 0 | 2.74 | 86.6
CE | Solar | 25 | WALP_1 | 33.45 | 0 | 0.76 | 23.92
CE | Solar | 25 | WALP_B | 221.66 | 0 | 5.01 | 158.53
CE | Solar | 25 | WARL_1 | 28.61 | 0 | 0.65 | 20.46
CE | Solar | 25 | WASF_1 | 5.89 | 0 | 0.13 | 4.21
CE | Solar | 25 | WATFS_1 | 0.49 | 0 | 0.01 | 0.35
CE | Solar | 25 | WBOL_6 | 6.4 | 0 | 0.14 | 4.58
CE | Solar | 25 | WBUR_1 | 129.96 | 0 | 2.94 | 92.95
CE | Solar | 25 | WFIE | 0.75 | 0 | 0.02 | 0.54
CE | Solar | 25 | WHAM_1 | 0.56 | 0 | 0.01 | 0.4
CE | Solar | 25 | WHGA_1 | 0.56 | 0 | 0.01 | 0.4
CE | Solar | 25 | WIBA_3 | 0.89 | 0 | 0.02 | 0.64
CE | Solar | 25 | WIEN_1 | 1.27 | 0 | 0.03 | 0.91
CE | Solar | 25 | WILL_1 | 58.98 | 0 | 1.33 | 42.18
CE | Solar | 25 | WIMBN1 | 1.48 | 0 | 0.03 | 1.06
CE | Solar | 25 | WIMBS1 | 1.48 | 0 | 0.03 | 1.06
CE | Solar | 25 | WISD_1 | 0.4 | 0 | 0.01 | 0.29
CE | Solar | 25 | WISD_6 | 0.4 | 0 | 0.01 | 0.29
CE | Solar | 25 | WISH | 0.09 | 0 | 0 | 0.06
CE | Solar | 25 | WMEL_1 | 0.89 | 0 | 0.02 | 0.64
CE | Solar | 25 | WTHU31 | 0.56 | 0 | 0.01 | 0.4
CE | Solar | 25 | WWEY_1 | 3 | 0 | 0.07 | 2.15
CE | Solar | 25 | WYLF_1 | 6.67 | 0 | 0.15 | 4.77
CE | Solar | 25 | WYMOM_1 | 31.27 | 0 | 0.71 | 22.36
CE | Solar | 26 | ABHA1 | 103.22 | 0 | 2.33 | 73.82
CE | Solar | 26 | ABNE_P | 10.9 | 0 | 0.25 | 7.8
CE | Solar | 26 | ABTH_1 | 70.71 | 0 | 1.6 | 50.57
CE | Solar | 26 | ACTL_2 | 0.45 | 0 | 0.01 | 0.32
CE | Solar | 26 | ACTL_C | 0.45 | 0 | 0.01 | 0.32
CE | Solar | 26 | ALNE_P | 0.14 | 0 | 0 | 0.1
CE | Solar | 26 | ALST_3 | 0.83 | 0 | 0.02 | 0.59
CE | Solar | 26 | ALVE1 | 212.63 | 0 | 4.81 | 152.07
CE | Solar | 26 | AMEM_1 | 40.98 | 0 | 0.93 | 29.31
CE | Solar | 26 | ARBR_P | 26.34 | 0 | 0.6 | 18.84
CE | Solar | 26 | ARDK_P | 0.05 | 0 | 0 | 0.04
CE | Solar | 26 | ARMO_P | 0.29 | 0 | 0.01 | 0.21
CE | Solar | 26 | AXMI1 | 119.64 | 0 | 2.7 | 85.57
CE | Solar | 26 | BAGA | 0.98 | 0 | 0.02 | 0.7
CE | Solar | 26 | BAIN | 0.98 | 0 | 0.02 | 0.7
CE | Solar | 26 | BARKC1 | 2.4 | 0 | 0.05 | 1.72
CE | Solar | 26 | BARKW3 | 0.62 | 0 | 0.01 | 0.44
CE | Solar | 26 | BEDDT1 | 0.71 | 0 | 0.02 | 0.51
CE | Solar | 26 | BEDD_1 | 0.71 | 0 | 0.02 | 0.51
CE | Solar | 26 | BERW | 0.11 | 0 | 0 | 0.08
CE | Solar | 26 | BESW_1 | 50.05 | 0 | 1.13 | 35.8
CE | Solar | 26 | BICF_1 | 204.75 | 0 | 4.63 | 146.44
CE | Solar | 26 | BIRK_1 | 0.83 | 0 | 0.02 | 0.59
CE | Solar | 26 | BISW_1 | 20.53 | 0 | 0.46 | 14.68
CE | Solar | 26 | BLYTB1 | 2.5 | 0 | 0.06 | 1.79
CE | Solar | 26 | BLYTH132 | 2.5 | 0 | 0.06 | 1.79
CE | Solar | 26 | BOAG_P | 0.03 | 0 | 0 | 0.02
CE | Solar | 26 | BOLN_1 | 73.64 | 0 | 1.66 | 52.67
CE | Solar | 26 | BONN | 0.98 | 0 | 0.02 | 0.7
CE | Solar | 26 | BOTW_1 | 70.94 | 0 | 1.6 | 50.74
CE | Solar | 26 | BRAC_P | 0.03 | 0 | 0 | 0.02
CE | Solar | 26 | BRAI_1 | 109.24 | 0 | 2.47 | 78.13
CE | Solar | 26 | BRAW_1 | 0.62 | 0 | 0.01 | 0.44
CE | Solar | 26 | BRED_1 | 2.01 | 0 | 0.05 | 1.44
CE | Solar | 26 | BRFO_1 | 149.54 | 0 | 3.38 | 106.95
CE | Solar | 26 | BRIM_1 | 4.99 | 0 | 0.11 | 3.57
CE | Solar | 26 | BRLE_1 | 69.66 | 0 | 1.57 | 49.82
CE | Solar | 26 | BROA_P | 0.01 | 0 | 0 | 0.01
CE | Solar | 26 | BROX | 0.11 | 0 | 0 | 0.08
CE | Solar | 26 | BRWA1 | 280.13 | 0 | 6.33 | 200.35
CE | Solar | 26 | BUMU_P | 0.01 | 0 | 0 | 0.01
CE | Solar | 26 | BURM_1 | 393.81 | 0 | 8.9 | 281.65
CE | Solar | 26 | BUSH_1 | 14.19 | 0 | 0.32 | 10.15
CE | Solar | 26 | BUST_1 | 2.85 | 0 | 0.06 | 2.04
CE | Solar | 26 | CAAD_P | 0.02 | 0 | 0 | 0.01
CE | Solar | 26 | CAFA | 0.11 | 0 | 0 | 0.08
CE | Solar | 26 | CAMB_01 | 20.2 | 0 | 0.46 | 14.45
CE | Solar | 26 | CANTN1 | 124.18 | 0 | 2.81 | 88.81
CE | Solar | 26 | CAPEA1 | 6.73 | 0 | 0.15 | 4.81
CE | Solar | 26 | CARE_1 | 16.17 | 0 | 0.37 | 11.56
CE | Solar | 26 | CARR_1 | 2.63 | 0 | 0.06 | 1.88
CE | Solar | 26 | CASS_P | 0.04 | 0 | 0 | 0.03
CE | Solar | 26 | CATY | 0.11 | 0 | 0 | 0.08
CE | Solar | 26 | CBNK_H | 0.45 | 0 | 0.01 | 0.32
CE | Solar | 26 | CELL_1 | 39.25 | 0 | 0.89 | 28.07
CE | Solar | 26 | CHAP | 0.11 | 0 | 0 | 0.08
CE | Solar | 26 | CHAS | 0.11 | 0 | 0 | 0.08
CE | Solar | 26 | CHIC_1 | 90.9 | 0 | 2.05 | 65.01
CE | Solar | 26 | CHSI_1 | 0.71 | 0 | 0.02 | 0.51
CE | Solar | 26 | CHTE_1 | 154.22 | 0 | 3.49 | 110.3
CE | Solar | 26 | CITR_1 | 0.45 | 0 | 0.01 | 0.32
CE | Solar | 26 | CLAC_P | 0.09 | 0 | 0 | 0.06
CE | Solar | 26 | CLAY_P | 0.01 | 0 | 0 | 0.01
CE | Solar | 26 | CLT03 | 4.46 | 0 | 0.1 | 3.19
CE | Solar | 26 | CLYM | 0.11 | 0 | 0 | 0.08
CE | Solar | 26 | COAT | 0.11 | 0 | 0 | 0.08
CE | Solar | 26 | CONQA1 | 122.47 | 0 | 2.77 | 87.59
CE | Solar | 26 | COUA_P | 0.06 | 0 | 0 | 0.04
CE | Solar | 26 | COVE_1 | 8.69 | 0 | 0.2 | 6.22
CE | Solar | 26 | COWL_1 | 311.15 | 0 | 7.03 | 222.53
CE | Solar | 26 | COYL | 0.11 | 0 | 0 | 0.08
CE | Solar | 26 | CREB_1 | 21.01 | 0 | 0.47 | 15.03
CE | Solar | 26 | CUMB | 0.98 | 0 | 0.02 | 0.7
CE | Solar | 26 | CUPA | 6.62 | 0 | 0.15 | 4.73
CE | Solar | 26 | DALM3 | 0.11 | 0 | 0 | 0.08
CE | Solar | 26 | DEVM | 0.11 | 0 | 0 | 0.08
CE | Solar | 26 | DEVO | 8.03 | 0 | 0.18 | 5.74
CE | Solar | 26 | DOUN_P | 0.11 | 0 | 0 | 0.08
CE | Solar | 26 | DRAK_1 | 98.53 | 0 | 2.23 | 70.47
CE | Solar | 26 | DRAX_1 | 2.5 | 0 | 0.06 | 1.79
CE | Solar | 26 | DRCR | 0.98 | 0 | 0.02 | 0.7
CE | Solar | 26 | DUDH_P | 0.03 | 0 | 0 | 0.02
CE | Solar | 26 | DUGR_P | 0.02 | 0 | 0 | 0.01
CE | Solar | 26 | DUNB | 0.11 | 0 | 0 | 0.08
CE | Solar | 26 | DUNF | 0.98 | 0 | 0.02 | 0.7
CE | Solar | 26 | DUNO_P | 0.98 | 0 | 0.02 | 0.7
CE | Solar | 26 | DYCE_P | 0.15 | 0 | 0 | 0.11
CE | Solar | 26 | EALI_6 | 0.45 | 0 | 0.01 | 0.32
CE | Solar | 26 | EASO_1 | 253.57 | 0 | 5.73 | 181.35
CE | Solar | 26 | EAST | 0.11 | 0 | 0 | 0.08
CE | Solar | 26 | ECCL | 0.11 | 0 | 0 | 0.08
CE | Solar | 26 | ECLA_1 | 141.78 | 0 | 3.2 | 101.4
CE | Solar | 26 | EKIL | 0.11 | 0 | 0 | 0.08
CE | Solar | 26 | EKIS | 0.11 | 0 | 0 | 0.08
CE | Solar | 26 | ELGI_P | 1.38 | 0 | 0.03 | 0.99
CE | Solar | 26 | ELLA_1 | 0.62 | 0 | 0.01 | 0.44
CE | Solar | 26 | ELST_1 | 0.55 | 0 | 0.01 | 0.39
CE | Solar | 26 | ENDE_1 | 58.67 | 0 | 1.33 | 41.96
CE | Solar | 26 | EXET1 | 112.93 | 0 | 2.55 | 80.77
CE | Solar | 26 | FASN_P | 0.02 | 0 | 0 | 0.01
CE | Solar | 26 | FAUG_P | 0.06 | 0 | 0 | 0.04
CE | Solar | 26 | FAWL_1 | 107.94 | 0 | 2.44 | 77.2
CE | Solar | 26 | FECK_6 | 152.58 | 0 | 3.45 | 109.13
CE | Solar | 26 | FERRA2 | 11.23 | 0 | 0.25 | 8.03
CE | Solar | 26 | FERRB1 | 8.4 | 0 | 0.19 | 6.01
CE | Solar | 26 | FIDD_P | 0.29 | 0 | 0.01 | 0.21
CE | Solar | 26 | FLEE_1 | 51.87 | 0 | 1.17 | 37.1
CE | Solar | 26 | FOUR_1 | 3.75 | 0 | 0.08 | 2.68
CE | Solar | 26 | FRAS_P | 0.01 | 0 | 0 | 0.01
CE | Solar | 26 | FROD_1 | 4.81 | 0 | 0.11 | 3.44
CE | Solar | 26 | FWIL_P | 0.25 | 0 | 0.01 | 0.18
CE | Solar | 26 | GALA | 0.11 | 0 | 0 | 0.08
CE | Solar | 26 | GIFF | 0.11 | 0 | 0 | 0.08
CE | Solar | 26 | GLLE | 0.11 | 0 | 0 | 0.08
CE | Solar | 26 | GLLU | 0.11 | 0 | 0 | 0.08
CE | Solar | 26 | GLNI | 0.98 | 0 | 0.02 | 0.7
CE | Solar | 26 | GLRO | 0.98 | 0 | 0.02 | 0.7
CE | Solar | 26 | GREE_H | 0.45 | 0 | 0.01 | 0.32
CE | Solar | 26 | GREN_1 | 295.43 | 0 | 6.68 | 211.29
CE | Solar | 26 | GRIW_1 | 39.84 | 0 | 0.9 | 28.49
CE | Solar | 26 | GRUB_P | 0.17 | 0 | 0 | 0.12
CE | Solar | 26 | G_EXTRA_11 | 0.11 | 0 | 0 | 0.08
CE | Solar | 26 | G_EXTRA_2 | 0.11 | 0 | 0 | 0.08
CE | Solar | 26 | G_EXTRA_5 | 0.11 | 0 | 0 | 0.08
CE | Solar | 26 | G_EXTRA_7 | 0.98 | 0 | 0.02 | 0.7
CE | Solar | 26 | G_EXTRA_9 | 0.11 | 0 | 0 | 0.08
CE | Solar | 26 | HACK_1 | 0.62 | 0 | 0.01 | 0.44
CE | Solar | 26 | HACK_6 | 0.62 | 0 | 0.01 | 0.44
CE | Solar | 26 | HAMHC1 | 32.79 | 0 | 0.74 | 23.45
CE | Solar | 26 | HARK_1 | 60.74 | 0 | 1.37 | 43.44
CE | Solar | 26 | HARM_6 | 0.94 | 0 | 0.02 | 0.67
CE | Solar | 26 | HAWI | 0.11 | 0 | 0 | 0.08
CE | Solar | 26 | HAWP_6 | 6.84 | 0 | 0.15 | 4.89
CE | Solar | 26 | HEYS1 | 3.75 | 0 | 0.08 | 2.68
CE | Solar | 26 | HEYS_1 | 29.76 | 0 | 0.67 | 21.28
CE | Solar | 26 | HUER | 0.11 | 0 | 0 | 0.08
CE | Solar | 26 | HURS_1 | 0.71 | 0 | 0.02 | 0.51
CE | Solar | 26 | HUTT_1 | 21.49 | 0 | 0.49 | 15.37
CE | Solar | 26 | IMPK_1 | 26.6 | 0 | 0.6 | 19.02
CE | Solar | 26 | INDQ1 | 375.39 | 0 | 8.48 | 268.48
CE | Solar | 26 | INKE | 0.98 | 0 | 0.02 | 0.7
CE | Solar | 26 | INNE_P | 0.04 | 0 | 0 | 0.03
CE | Solar | 26 | IROA1 | 127.16 | 0 | 2.87 | 90.94
CE | Solar | 26 | IRONB1 | 46.64 | 0 | 1.05 | 33.36
CE | Solar | 26 | IVER_1 | 0.55 | 0 | 0.01 | 0.39
CE | Solar | 26 | IVER_6 | 0.55 | 0 | 0.01 | 0.39
CE | Solar | 26 | JOHN | 0.11 | 0 | 0 | 0.08
CE | Solar | 26 | JORD_3 | 1 | 0 | 0.02 | 0.72
CE | Solar | 26 | KAIM | 0.11 | 0 | 0 | 0.08
CE | Solar | 26 | KEAD_1 | 55.6 | 0 | 1.26 | 39.77
CE | Solar | 26 | KEAR_1 | 0.62 | 0 | 0.01 | 0.44
CE | Solar | 26 | KEAR_3 | 12.78 | 0 | 0.29 | 9.14
CE | Solar | 26 | KEIT_P | 0.37 | 0 | 0.01 | 0.26
CE | Solar | 26 | KEMS_1 | 90.01 | 0 | 2.03 | 64.38
CE | Solar | 26 | KEOO | 0.11 | 0 | 0 | 0.08
CE | Solar | 26 | KIBY_1 | 1.79 | 0 | 0.04 | 1.28
CE | Solar | 26 | KIER | 0.98 | 0 | 0.02 | 0.7
CE | Solar | 26 | KIIN_P | 0.1 | 0 | 0 | 0.07
CE | Solar | 26 | KILS | 0.11 | 0 | 0 | 0.08
CE | Solar | 26 | KILT | 0.11 | 0 | 0 | 0.08
CE | Solar | 26 | KILW | 7.15 | 0 | 0.16 | 5.11
CE | Solar | 26 | KINO_1 | 29.35 | 0 | 0.66 | 20.99
CE | Solar | 26 | KINT_P | 2.22 | 0 | 0.05 | 1.59
CE | Solar | 26 | KIRKB1 | 0.62 | 0 | 0.01 | 0.44
CE | Solar | 26 | KITW_1 | 2.86 | 0 | 0.06 | 2.05
CE | Solar | 26 | KNAR | 18.92 | 0 | 0.43 | 13.53
CE | Solar | 26 | LACK_6 | 9.65 | 0 | 0.22 | 6.9
CE | Solar | 26 | LAIR_P | 0.1 | 0 | 0 | 0.07
CE | Solar | 26 | LALE1SG003 | 6.27 | 0 | 0.14 | 4.48
CE | Solar | 26 | LAND1 | 261.09 | 0 | 5.9 | 186.73
CE | Solar | 26 | LEGA_1 | 75.89 | 0 | 1.72 | 54.28
CE | Solar | 26 | LEVE | 0.98 | 0 | 0.02 | 0.7
CE | Solar | 26 | LING | 0.11 | 0 | 0 | 0.08
CE | Solar | 26 | LINM | 0.11 | 0 | 0 | 0.08
CE | Solar | 26 | LISD_1 | 2.94 | 0 | 0.07 | 2.1
CE | Solar | 26 | LITT_C | 0.71 | 0 | 0.02 | 0.51
CE | Solar | 26 | LITT_J | 0.71 | 0 | 0.02 | 0.51
CE | Solar | 26 | LODR_6 | 0.45 | 0 | 0.01 | 0.32
CE | Solar | 26 | LOUD_H | 0.55 | 0 | 0.01 | 0.39
CE | Solar | 26 | LOVE_1 | 196.78 | 0 | 4.45 | 140.74
CE | Solar | 26 | LUNA_P | 0.01 | 0 | 0 | 0.01
CE | Solar | 26 | MACC_3 | 14.3 | 0 | 0.32 | 10.23
CE | Solar | 26 | MACD_P | 2.9 | 0 | 0.07 | 2.07
CE | Solar | 26 | MAGA_6 | 32.39 | 0 | 0.73 | 23.17
CE | Solar | 26 | MANN_1 | 339.59 | 0 | 7.67 | 242.87
CE | Solar | 26 | MAYB | 0.11 | 0 | 0 | 0.08
CE | Solar | 26 | MELK_1 | 320.25 | 0 | 7.24 | 229.04
CE | Solar | 26 | MILC_P | 0.12 | 0 | 0 | 0.09
CE | Solar | 26 | MILH_1 | 12.34 | 0 | 0.28 | 8.83
CE | Solar | 26 | MITY_1 | 576.16 | 0 | 13.02 | 412.07
CE | Solar | 26 | MYBS_P | 0.24 | 0 | 0.01 | 0.17
CE | Solar | 26 | NEAR | 0.11 | 0 | 0 | 0.08
CE | Solar | 26 | NECE_1 | 2.85 | 0 | 0.06 | 2.04
CE | Solar | 26 | NEEP_3 | 1 | 0 | 0.02 | 0.72
CE | Solar | 26 | NETS | 0.11 | 0 | 0 | 0.08
CE | Solar | 26 | NEWX_6 | 1.66 | 0 | 0.04 | 1.19
CE | Solar | 26 | NFLE | 51.05 | 0 | 1.15 | 36.51
CE | Solar | 26 | NHYD_6 | 0.55 | 0 | 0.01 | 0.39
CE | Solar | 26 | NINF_1 | 81.12 | 0 | 1.83 | 58.02
CE | Solar | 26 | NORL_3 | 1 | 0 | 0.02 | 0.72
CE | Solar | 26 | NORM_1 | 357.86 | 0 | 8.09 | 255.94
CE | Solar | 26 | NORT_1 | 34.94 | 0 | 0.79 | 24.99
CE | Solar | 26 | NURS_1 | 224.04 | 0 | 5.06 | 160.23
CE | Solar | 26 | OCKH_1 | 1.43 | 0 | 0.03 | 1.02
CE | Solar | 26 | OFFE_3 | 0.94 | 0 | 0.02 | 0.67
CE | Solar | 26 | OLDB_1 | 1.43 | 0 | 0.03 | 1.02
CE | Solar | 26 | OSBA_1 | 3.5 | 0 | 0.08 | 2.5
CE | Solar | 26 | PADIB1 | 8.39 | 0 | 0.19 | 6
CE | Solar | 26 | PELH_1 | 158.71 | 0 | 3.59 | 113.51
CE | Solar | 26 | PEMB_1 | 278.13 | 0 | 6.29 | 198.92
CE | Solar | 26 | PENE_1 | 2.5 | 0 | 0.06 | 1.79
CE | Solar | 26 | PENN_1 | 5.9 | 0 | 0.13 | 4.22
CE | Solar | 26 | PENT_1 | 62.73 | 0 | 1.42 | 44.86
CE | Solar | 26 | PENW_1 | 51.83 | 0 | 1.17 | 37.07
CE | Solar | 26 | PERI_H | 0.45 | 0 | 0.01 | 0.32
CE | Solar | 26 | PERS_P | 0.11 | 0 | 0 | 0.08
CE | Solar | 26 | PITS_3 | 1 | 0 | 0.02 | 0.72
CE | Solar | 26 | POOB | 0.11 | 0 | 0 | 0.08
CE | Solar | 26 | POPP_3 | 13.06 | 0 | 0.3 | 9.34
CE | Solar | 26 | PORA_P | 0.27 | 0 | 0.01 | 0.19
CE | Solar | 26 | PORD | 0.98 | 0 | 0.02 | 0.7
CE | Solar | 26 | PYLE_1 | 42.44 | 0 | 0.96 | 30.35
CE | Solar | 26 | QUOI_P | 0.03 | 0 | 0 | 0.02
CE | Solar | 26 | RAIN_1 | 3.07 | 0 | 0.07 | 2.2
CE | Solar | 26 | RANN_P | 0.13 | 0 | 0 | 0.09
CE | Solar | 26 | RASS_1 | 54.24 | 0 | 1.23 | 38.79
CE | Solar | 26 | RATS_1 | 88.02 | 0 | 1.99 | 62.95
CE | Solar | 26 | RAYL_1 | 38.5 | 0 | 0.87 | 27.54
CE | Solar | 26 | REBR_3 | 0.62 | 0 | 0.01 | 0.44
CE | Solar | 26 | REDH | 12.68 | 0 | 0.29 | 9.07
CE | Solar | 26 | REDM_P | 0.1 | 0 | 0 | 0.07
CE | Solar | 26 | RICH1 | 78.79 | 0 | 1.78 | 56.35
CE | Solar | 26 | ROCH_1 | 3.46 | 0 | 0.08 | 2.47
CE | Solar | 26 | RUGEB1 | 24.31 | 0 | 0.55 | 17.39
CE | Solar | 26 | RYEH_1 | 4.99 | 0 | 0.11 | 3.57
CE | Solar | 26 | SALH_1 | 15.47 | 0 | 0.35 | 11.06
CE | Solar | 26 | SALT_1 | 10.5 | 0 | 0.24 | 7.51
CE | Solar | 26 | SBAR | 57.21 | 0 | 1.29 | 40.92
CE | Solar | 26 | SEAB1 | 116.42 | 0 | 2.63 | 83.26
CE | Solar | 26 | SELL_1 | 64.06 | 0 | 1.45 | 45.82
CE | Solar | 26 | SFEG_P | 0.16 | 0 | 0 | 0.11
CE | Solar | 26 | SFIL_P | 0.06 | 0 | 0 | 0.04
CE | Solar | 26 | SHEC_3 | 1 | 0 | 0.02 | 0.72
CE | Solar | 26 | SHRW_1 | 133.65 | 0 | 3.02 | 95.59
CE | Solar | 26 | SIGH | 0.11 | 0 | 0 | 0.08
CE | Solar | 26 | SJOW_1 | 0.45 | 0 | 0.01 | 0.32
CE | Solar | 26 | SKLGB1 | 6.52 | 0 | 0.15 | 4.66
CE | Solar | 26 | SLOY_P | 0.02 | 0 | 0 | 0.01
CE | Solar | 26 | SMAN_1 | 0.83 | 0 | 0.02 | 0.59
CE | Solar | 26 | SPEN_1 | 10.85 | 0 | 0.25 | 7.76
CE | Solar | 26 | SSHI_3 | 0.94 | 0 | 0.02 | 0.67
CE | Solar | 26 | STAH_1 | 13.66 | 0 | 0.31 | 9.77
CE | Solar | 26 | STAL_1 | 2.5 | 0 | 0.06 | 1.79
CE | Solar | 26 | STAY_1 | 174.05 | 0 | 3.93 | 124.48
CE | Solar | 26 | STEN_1 | 2.5 | 0 | 0.06 | 1.79
CE | Solar | 26 | STES_1 | 8.39 | 0 | 0.19 | 6
CE | Solar | 26 | STHA | 0.11 | 0 | 0 | 0.08
CE | Solar | 26 | STIR | 0.98 | 0 | 0.02 | 0.7
CE | Solar | 26 | STLE | 0.98 | 0 | 0.02 | 0.7
CE | Solar | 26 | STRI_P | 1.95 | 0 | 0.04 | 1.39
CE | Solar | 26 | SUND_1 | 63.14 | 0 | 1.43 | 45.16
CE | Solar | 26 | SWAN_1 | 142.58 | 0 | 3.22 | 101.97
CE | Solar | 26 | TARL_P | 5.42 | 0 | 0.12 | 3.88
CE | Solar | 26 | TAUN1 | 96.2 | 0 | 2.17 | 68.8
CE | Solar | 26 | TAYN_P | 0.21 | 0 | 0 | 0.15
CE | Solar | 26 | TELR | 0.11 | 0 | 0 | 0.08
CE | Solar | 26 | TEMP_3 | 1 | 0 | 0.02 | 0.72
CE | Solar | 26 | THOM_6 | 9.37 | 0 | 0.21 | 6.7
CE | Solar | 26 | THSO_P | 0.46 | 0 | 0.01 | 0.33
CE | Solar | 26 | THUR_6 | 1 | 0 | 0.02 | 0.72
CE | Solar | 26 | TILBB_1 | 17.08 | 0 | 0.39 | 12.22
CE | Solar | 26 | TONG | 0.11 | 0 | 0 | 0.08
CE | Solar | 26 | TOTT_1 | 0.62 | 0 | 0.01 | 0.44
CE | Solar | 26 | TRAW_1 | 20.35 | 0 | 0.46 | 14.55
CE | Solar | 26 | TUMB_P | 0.05 | 0 | 0 | 0.04
CE | Solar | 26 | TYNE_1 | 0.94 | 0 | 0.02 | 0.67
CE | Solar | 26 | TYNE_2 | 0.94 | 0 | 0.02 | 0.67
CE | Solar | 26 | UPPB_1 | 35.07 | 0 | 0.79 | 25.08
CE | Solar | 26 | UPPB_3 | 34.31 | 0 | 0.78 | 24.54
CE | Solar | 26 | USKM_1 | 43.76 | 0 | 0.99 | 31.3
CE | Solar | 26 | WALH_1 | 122.47 | 0 | 2.77 | 87.59
CE | Solar | 26 | WALP_1 | 34.55 | 0 | 0.78 | 24.71
CE | Solar | 26 | WALP_B | 222.76 | 0 | 5.03 | 159.32
CE | Solar | 26 | WARL_1 | 29.93 | 0 | 0.68 | 21.41
CE | Solar | 26 | WASF_1 | 5.89 | 0 | 0.13 | 4.21
CE | Solar | 26 | WATFS_1 | 0.55 | 0 | 0.01 | 0.39
CE | Solar | 26 | WBOL_6 | 6.5 | 0 | 0.15 | 4.65
CE | Solar | 26 | WBUR_1 | 131.06 | 0 | 2.96 | 93.73
CE | Solar | 26 | WFIE | 0.98 | 0 | 0.02 | 0.7
CE | Solar | 26 | WHAM_1 | 0.62 | 0 | 0.01 | 0.44
CE | Solar | 26 | WHGA_1 | 0.62 | 0 | 0.01 | 0.44
CE | Solar | 26 | WIBA_3 | 1 | 0 | 0.02 | 0.72
CE | Solar | 26 | WIEN_1 | 1.43 | 0 | 0.03 | 1.02
CE | Solar | 26 | WILL_1 | 59.29 | 0 | 1.34 | 42.4
CE | Solar | 26 | WIMBN1 | 1.66 | 0 | 0.04 | 1.19
CE | Solar | 26 | WIMBS1 | 1.66 | 0 | 0.04 | 1.19
CE | Solar | 26 | WISD_1 | 0.45 | 0 | 0.01 | 0.32
CE | Solar | 26 | WISD_6 | 0.45 | 0 | 0.01 | 0.32
CE | Solar | 26 | WISH | 0.11 | 0 | 0 | 0.08
CE | Solar | 26 | WMEL_1 | 1 | 0 | 0.02 | 0.72
CE | Solar | 26 | WTHU31 | 0.62 | 0 | 0.01 | 0.44
CE | Solar | 26 | WWEY_1 | 3.08 | 0 | 0.07 | 2.2
CE | Solar | 26 | WYLF_1 | 7.49 | 0 | 0.17 | 5.36
CE | Solar | 26 | WYMOM_1 | 31.82 | 0 | 0.72 | 22.76
CE | Solar | 27 | ABHA1 | 104.98 | 0 | 2.37 | 75.08
CE | Solar | 27 | ABNE_P | 10.92 | 0 | 0.25 | 7.81
CE | Solar | 27 | ABTH_1 | 70.81 | 0 | 1.6 | 50.64
CE | Solar | 27 | ACTL_2 | 0.51 | 0 | 0.01 | 0.36
CE | Solar | 27 | ACTL_C | 0.51 | 0 | 0.01 | 0.36
CE | Solar | 27 | ALNE_P | 0.15 | 0 | 0 | 0.11
CE | Solar | 27 | ALST_3 | 0.94 | 0 | 0.02 | 0.67
CE | Solar | 27 | ALVE1 | 214.4 | 0 | 4.85 | 153.34
CE | Solar | 27 | AMEM_1 | 41.06 | 0 | 0.93 | 29.37
CE | Solar | 27 | ARBR_P | 26.34 | 0 | 0.6 | 18.84
CE | Solar | 27 | ARDK_P | 0.05 | 0 | 0 | 0.04
CE | Solar | 27 | ARMO_P | 0.33 | 0 | 0.01 | 0.24
CE | Solar | 27 | AXMI1 | 121.98 | 0 | 2.76 | 87.24
CE | Solar | 27 | BAGA | 1.66 | 0 | 0.04 | 1.19
CE | Solar | 27 | BAIN | 1.66 | 0 | 0.04 | 1.19
CE | Solar | 27 | BARKC1 | 2.48 | 0 | 0.06 | 1.77
CE | Solar | 27 | BARKW3 | 0.7 | 0 | 0.02 | 0.5
CE | Solar | 27 | BEDDT1 | 0.8 | 0 | 0.02 | 0.57
CE | Solar | 27 | BEDD_1 | 0.8 | 0 | 0.02 | 0.57
CE | Solar | 27 | BERW | 0.19 | 0 | 0 | 0.14
CE | Solar | 27 | BESW_1 | 50.42 | 0 | 1.14 | 36.06
CE | Solar | 27 | BICF_1 | 209.23 | 0 | 4.73 | 149.64
CE | Solar | 27 | BIRK_1 | 0.94 | 0 | 0.02 | 0.67
CE | Solar | 27 | BISW_1 | 20.71 | 0 | 0.47 | 14.81
CE | Solar | 27 | BLYTB1 | 2.82 | 0 | 0.06 | 2.02
CE | Solar | 27 | BLYTH132 | 2.82 | 0 | 0.06 | 2.02
CE | Solar | 27 | BOAG_P | 0.04 | 0 | 0 | 0.03
CE | Solar | 27 | BOLN_1 | 73.96 | 0 | 1.67 | 52.9
CE | Solar | 27 | BONN | 1.66 | 0 | 0.04 | 1.19
CE | Solar | 27 | BOTW_1 | 72.38 | 0 | 1.64 | 51.77
CE | Solar | 27 | BRAC_P | 0.03 | 0 | 0 | 0.02
CE | Solar | 27 | BRAI_1 | 109.88 | 0 | 2.48 | 78.59
CE | Solar | 27 | BRAW_1 | 0.7 | 0 | 0.02 | 0.5
CE | Solar | 27 | BRED_1 | 2.12 | 0 | 0.05 | 1.52
CE | Solar | 27 | BRFO_1 | 150.11 | 0 | 3.39 | 107.36
CE | Solar | 27 | BRIM_1 | 5.63 | 0 | 0.13 | 4.03
CE | Solar | 27 | BRLE_1 | 70.3 | 0 | 1.59 | 50.28
CE | Solar | 27 | BROA_P | 0.01 | 0 | 0 | 0.01
CE | Solar | 27 | BROX | 0.19 | 0 | 0 | 0.14
CE | Solar | 27 | BRWA1 | 282.69 | 0 | 6.39 | 202.18
CE | Solar | 27 | BUMU_P | 0.01 | 0 | 0 | 0.01
CE | Solar | 27 | BURM_1 | 400.85 | 0 | 9.06 | 286.69
CE | Solar | 27 | BUSH_1 | 14.38 | 0 | 0.32 | 10.28
CE | Solar | 27 | BUST_1 | 3.22 | 0 | 0.07 | 2.3
CE | Solar | 27 | CAAD_P | 0.02 | 0 | 0 | 0.01
CE | Solar | 27 | CAFA | 0.19 | 0 | 0 | 0.14
CE | Solar | 27 | CAMB_01 | 20.52 | 0 | 0.46 | 14.68
CE | Solar | 27 | CANTN1 | 124.95 | 0 | 2.82 | 89.36
CE | Solar | 27 | CAPEA1 | 6.84 | 0 | 0.15 | 4.89
CE | Solar | 27 | CARE_1 | 16.27 | 0 | 0.37 | 11.64
CE | Solar | 27 | CARR_1 | 2.74 | 0 | 0.06 | 1.96
CE | Solar | 27 | CASS_P | 0.04 | 0 | 0 | 0.03
CE | Solar | 27 | CATY | 0.19 | 0 | 0 | 0.14
CE | Solar | 27 | CBNK_H | 0.51 | 0 | 0.01 | 0.36
CE | Solar | 27 | CELL_1 | 40.21 | 0 | 0.91 | 28.76
CE | Solar | 27 | CHAP | 0.19 | 0 | 0 | 0.14
CE | Solar | 27 | CHAS | 0.19 | 0 | 0 | 0.14
CE | Solar | 27 | CHIC_1 | 93.24 | 0 | 2.11 | 66.69
CE | Solar | 27 | CHSI_1 | 0.8 | 0 | 0.02 | 0.57
CE | Solar | 27 | CHTE_1 | 154.35 | 0 | 3.49 | 110.39
CE | Solar | 27 | CITR_1 | 0.51 | 0 | 0.01 | 0.36
CE | Solar | 27 | CLAC_P | 0.1 | 0 | 0 | 0.07
CE | Solar | 27 | CLAY_P | 0.01 | 0 | 0 | 0.01
CE | Solar | 27 | CLT03 | 5.03 | 0 | 0.11 | 3.6
CE | Solar | 27 | CLYM | 0.19 | 0 | 0 | 0.14
CE | Solar | 27 | COAT | 0.19 | 0 | 0 | 0.14
CE | Solar | 27 | CONQA1 | 122.79 | 0 | 2.78 | 87.82
CE | Solar | 27 | COUA_P | 0.06 | 0 | 0 | 0.04
CE | Solar | 27 | COVE_1 | 9.05 | 0 | 0.2 | 6.47
CE | Solar | 27 | COWL_1 | 313.71 | 0 | 7.09 | 224.37
CE | Solar | 27 | COYL | 0.19 | 0 | 0 | 0.14
CE | Solar | 27 | CREB_1 | 21.44 | 0 | 0.48 | 15.33
CE | Solar | 27 | CUMB | 1.66 | 0 | 0.04 | 1.19
CE | Solar | 27 | CUPA | 7.3 | 0 | 0.16 | 5.22
CE | Solar | 27 | DALM3 | 0.19 | 0 | 0 | 0.14
CE | Solar | 27 | DEVM | 0.19 | 0 | 0 | 0.14
CE | Solar | 27 | DEVO | 8.7 | 0 | 0.2 | 6.22
CE | Solar | 27 | DOUN_P | 0.13 | 0 | 0 | 0.09
CE | Solar | 27 | DRAK_1 | 98.72 | 0 | 2.23 | 70.6
CE | Solar | 27 | DRAX_1 | 2.82 | 0 | 0.06 | 2.02
CE | Solar | 27 | DRCR | 1.66 | 0 | 0.04 | 1.19
CE | Solar | 27 | DUDH_P | 0.03 | 0 | 0 | 0.02
CE | Solar | 27 | DUGR_P | 0.03 | 0 | 0 | 0.02
CE | Solar | 27 | DUNB | 0.19 | 0 | 0 | 0.14
CE | Solar | 27 | DUNF | 1.66 | 0 | 0.04 | 1.19
CE | Solar | 27 | DUNO_P | 1.66 | 0 | 0.04 | 1.19
CE | Solar | 27 | DYCE_P | 0.17 | 0 | 0 | 0.12
CE | Solar | 27 | EALI_6 | 0.51 | 0 | 0.01 | 0.36
CE | Solar | 27 | EASO_1 | 254.85 | 0 | 5.76 | 182.27
CE | Solar | 27 | EAST | 0.19 | 0 | 0 | 0.14
CE | Solar | 27 | ECCL | 0.19 | 0 | 0 | 0.14
CE | Solar | 27 | ECLA_1 | 143.06 | 0 | 3.23 | 102.32
CE | Solar | 27 | EKIL | 0.19 | 0 | 0 | 0.14
CE | Solar | 27 | EKIS | 0.19 | 0 | 0 | 0.14
CE | Solar | 27 | ELGI_P | 1.38 | 0 | 0.03 | 0.99
CE | Solar | 27 | ELLA_1 | 0.7 | 0 | 0.02 | 0.5
CE | Solar | 27 | ELST_1 | 0.63 | 0 | 0.01 | 0.45
CE | Solar | 27 | ENDE_1 | 59.31 | 0 | 1.34 | 42.42
CE | Solar | 27 | EXET1 | 114.69 | 0 | 2.59 | 82.03
CE | Solar | 27 | FASN_P | 0.02 | 0 | 0 | 0.01
CE | Solar | 27 | FAUG_P | 0.07 | 0 | 0 | 0.05
CE | Solar | 27 | FAWL_1 | 109.38 | 0 | 2.47 | 78.23
CE | Solar | 27 | FECK_6 | 152.94 | 0 | 3.46 | 109.38
CE | Solar | 27 | FERRA2 | 11.55 | 0 | 0.26 | 8.26
CE | Solar | 27 | FERRB1 | 8.72 | 0 | 0.2 | 6.24
CE | Solar | 27 | FIDD_P | 0.33 | 0 | 0.01 | 0.24
CE | Solar | 27 | FLEE_1 | 52.51 | 0 | 1.19 | 37.56
CE | Solar | 27 | FOUR_1 | 4.22 | 0 | 0.1 | 3.02
CE | Solar | 27 | FRAS_P | 0.02 | 0 | 0 | 0.01
CE | Solar | 27 | FROD_1 | 4.92 | 0 | 0.11 | 3.52
CE | Solar | 27 | FWIL_P | 0.28 | 0 | 0.01 | 0.2
CE | Solar | 27 | GALA | 0.19 | 0 | 0 | 0.14
CE | Solar | 27 | GIFF | 0.19 | 0 | 0 | 0.14
CE | Solar | 27 | GLLE | 0.19 | 0 | 0 | 0.14
CE | Solar | 27 | GLLU | 0.19 | 0 | 0 | 0.14
CE | Solar | 27 | GLNI | 1.66 | 0 | 0.04 | 1.19
CE | Solar | 27 | GLRO | 1.66 | 0 | 0.04 | 1.19
CE | Solar | 27 | GREE_H | 0.51 | 0 | 0.01 | 0.36
CE | Solar | 27 | GREN_1 | 299.41 | 0 | 6.77 | 214.14
CE | Solar | 27 | GRIW_1 | 40.8 | 0 | 0.92 | 29.18
CE | Solar | 27 | GRUB_P | 0.2 | 0 | 0 | 0.14
CE | Solar | 27 | G_EXTRA_11 | 0.19 | 0 | 0 | 0.14
CE | Solar | 27 | G_EXTRA_2 | 0.19 | 0 | 0 | 0.14
CE | Solar | 27 | G_EXTRA_5 | 0.19 | 0 | 0 | 0.14
CE | Solar | 27 | G_EXTRA_7 | 1.66 | 0 | 0.04 | 1.19
CE | Solar | 27 | G_EXTRA_9 | 0.19 | 0 | 0 | 0.14
CE | Solar | 27 | HACK_1 | 0.7 | 0 | 0.02 | 0.5
CE | Solar | 27 | HACK_6 | 0.7 | 0 | 0.02 | 0.5
CE | Solar | 27 | HAMHC1 | 33.16 | 0 | 0.75 | 23.72
CE | Solar | 27 | HARK_1 | 61.22 | 0 | 1.38 | 43.78
CE | Solar | 27 | HARM_6 | 1.06 | 0 | 0.02 | 0.76
CE | Solar | 27 | HAWI | 0.19 | 0 | 0 | 0.14
CE | Solar | 27 | HAWP_6 | 6.96 | 0 | 0.16 | 4.98
CE | Solar | 27 | HEYS1 | 4.22 | 0 | 0.1 | 3.02
CE | Solar | 27 | HEYS_1 | 30.24 | 0 | 0.68 | 21.63
CE | Solar | 27 | HUER | 0.19 | 0 | 0 | 0.14
CE | Solar | 27 | HURS_1 | 0.8 | 0 | 0.02 | 0.57
CE | Solar | 27 | HUTT_1 | 22.77 | 0 | 0.51 | 16.29
CE | Solar | 27 | IMPK_1 | 28.52 | 0 | 0.64 | 20.4
CE | Solar | 27 | INDQ1 | 377.15 | 0 | 8.52 | 269.74
CE | Solar | 27 | INKE | 1.66 | 0 | 0.04 | 1.19
CE | Solar | 27 | INNE_P | 0.05 | 0 | 0 | 0.04
CE | Solar | 27 | IROA1 | 129.4 | 0 | 2.92 | 92.55
CE | Solar | 27 | IRONB1 | 47.6 | 0 | 1.08 | 34.04
CE | Solar | 27 | IVER_1 | 0.63 | 0 | 0.01 | 0.45
CE | Solar | 27 | IVER_6 | 0.63 | 0 | 0.01 | 0.45
CE | Solar | 27 | JOHN | 0.19 | 0 | 0 | 0.14
CE | Solar | 27 | JORD_3 | 1.13 | 0 | 0.03 | 0.81
CE | Solar | 27 | KAIM | 0.19 | 0 | 0 | 0.14
CE | Solar | 27 | KEAD_1 | 56.03 | 0 | 1.27 | 40.07
CE | Solar | 27 | KEAR_1 | 0.7 | 0 | 0.02 | 0.5
CE | Solar | 27 | KEAR_3 | 12.86 | 0 | 0.29 | 9.2
CE | Solar | 27 | KEIT_P | 0.42 | 0 | 0.01 | 0.3
CE | Solar | 27 | KEMS_1 | 91.55 | 0 | 2.07 | 65.48
CE | Solar | 27 | KEOO | 0.19 | 0 | 0 | 0.14
CE | Solar | 27 | KIBY_1 | 1.79 | 0 | 0.04 | 1.28
CE | Solar | 27 | KIER | 1.66 | 0 | 0.04 | 1.19
CE | Solar | 27 | KIIN_P | 0.11 | 0 | 0 | 0.08
CE | Solar | 27 | KILS | 0.19 | 0 | 0 | 0.14
CE | Solar | 27 | KILT | 0.19 | 0 | 0 | 0.14
CE | Solar | 27 | KILW | 7.22 | 0 | 0.16 | 5.16
CE | Solar | 27 | KINO_1 | 30.12 | 0 | 0.68 | 21.54
CE | Solar | 27 | KINT_P | 2.26 | 0 | 0.05 | 1.62
CE | Solar | 27 | KIRKB1 | 0.7 | 0 | 0.02 | 0.5
CE | Solar | 27 | KITW_1 | 3.04 | 0 | 0.07 | 2.17
CE | Solar | 27 | KNAR | 19.08 | 0 | 0.43 | 13.65
CE | Solar | 27 | LACK_6 | 10.13 | 0 | 0.23 | 7.24
CE | Solar | 27 | LAIR_P | 0.11 | 0 | 0 | 0.08
CE | Solar | 27 | LALE1SG003 | 6.34 | 0 | 0.14 | 4.53
CE | Solar | 27 | LAND1 | 262.86 | 0 | 5.94 | 188
CE | Solar | 27 | LEGA_1 | 76.53 | 0 | 1.73 | 54.73
CE | Solar | 27 | LEVE | 1.66 | 0 | 0.04 | 1.19
CE | Solar | 27 | LING | 0.19 | 0 | 0 | 0.14
CE | Solar | 27 | LINM | 0.19 | 0 | 0 | 0.14
CE | Solar | 27 | LISD_1 | 2.94 | 0 | 0.07 | 2.1
CE | Solar | 27 | LITT_C | 0.8 | 0 | 0.02 | 0.57
CE | Solar | 27 | LITT_J | 0.8 | 0 | 0.02 | 0.57
CE | Solar | 27 | LODR_6 | 0.51 | 0 | 0.01 | 0.36
CE | Solar | 27 | LOUD_H | 0.63 | 0 | 0.01 | 0.45
CE | Solar | 27 | LOVE_1 | 198.22 | 0 | 4.48 | 141.77
CE | Solar | 27 | LUNA_P | 0.01 | 0 | 0 | 0.01
CE | Solar | 27 | MACC_3 | 14.62 | 0 | 0.33 | 10.46
CE | Solar | 27 | MACD_P | 2.94 | 0 | 0.07 | 2.1
CE | Solar | 27 | MAGA_6 | 32.71 | 0 | 0.74 | 23.39
CE | Solar | 27 | MANN_1 | 341.94 | 0 | 7.73 | 244.56
CE | Solar | 27 | MAYB | 0.19 | 0 | 0 | 0.14
CE | Solar | 27 | MELK_1 | 322.8 | 0 | 7.3 | 230.87
CE | Solar | 27 | MILC_P | 0.13 | 0 | 0 | 0.09
CE | Solar | 27 | MILH_1 | 12.42 | 0 | 0.28 | 8.88
CE | Solar | 27 | MITY_1 | 578.72 | 0 | 13.08 | 413.9
CE | Solar | 27 | MYBS_P | 0.27 | 0 | 0.01 | 0.19
CE | Solar | 27 | NEAR | 0.19 | 0 | 0 | 0.14
CE | Solar | 27 | NECE_1 | 3.22 | 0 | 0.07 | 2.3
CE | Solar | 27 | NEEP_3 | 1.13 | 0 | 0.03 | 0.81
CE | Solar | 27 | NETS | 0.19 | 0 | 0 | 0.14
CE | Solar | 27 | NEWX_6 | 1.88 | 0 | 0.04 | 1.34
CE | Solar | 27 | NFLE | 51.81 | 0 | 1.17 | 37.05
CE | Solar | 27 | NHYD_6 | 0.63 | 0 | 0.01 | 0.45
CE | Solar | 27 | NINF_1 | 81.44 | 0 | 1.84 | 58.25
CE | Solar | 27 | NORL_3 | 1.13 | 0 | 0.03 | 0.81
CE | Solar | 27 | NORM_1 | 362.34 | 0 | 8.19 | 259.15
CE | Solar | 27 | NORT_1 | 35.06 | 0 | 0.79 | 25.07
CE | Solar | 27 | NURS_1 | 225.47 | 0 | 5.1 | 161.26
CE | Solar | 27 | OCKH_1 | 1.61 | 0 | 0.04 | 1.15
CE | Solar | 27 | OFFE_3 | 1.06 | 0 | 0.02 | 0.76
CE | Solar | 27 | OLDB_1 | 1.61 | 0 | 0.04 | 1.15
CE | Solar | 27 | OSBA_1 | 3.94 | 0 | 0.09 | 2.82
CE | Solar | 27 | PADIB1 | 8.71 | 0 | 0.2 | 6.23
CE | Solar | 27 | PELH_1 | 159.35 | 0 | 3.6 | 113.97
CE | Solar | 27 | PEMB_1 | 280.04 | 0 | 6.33 | 200.28
CE | Solar | 27 | PENE_1 | 2.82 | 0 | 0.06 | 2.02
CE | Solar | 27 | PENN_1 | 5.9 | 0 | 0.13 | 4.22
CE | Solar | 27 | PENT_1 | 64.33 | 0 | 1.45 | 46.01
CE | Solar | 27 | PENW_1 | 52.15 | 0 | 1.18 | 37.3
CE | Solar | 27 | PERI_H | 0.51 | 0 | 0.01 | 0.36
CE | Solar | 27 | PERS_P | 0.13 | 0 | 0 | 0.09
CE | Solar | 27 | PITS_3 | 1.13 | 0 | 0.03 | 0.81
CE | Solar | 27 | POOB | 0.19 | 0 | 0 | 0.14
CE | Solar | 27 | POPP_3 | 13.22 | 0 | 0.3 | 9.45
CE | Solar | 27 | PORA_P | 0.31 | 0 | 0.01 | 0.22
CE | Solar | 27 | PORD | 1.66 | 0 | 0.04 | 1.19
CE | Solar | 27 | PYLE_1 | 42.76 | 0 | 0.97 | 30.58
CE | Solar | 27 | QUOI_P | 0.03 | 0 | 0 | 0.02
CE | Solar | 27 | RAIN_1 | 3.07 | 0 | 0.07 | 2.2
CE | Solar | 27 | RANN_P | 0.15 | 0 | 0 | 0.11
CE | Solar | 27 | RASS_1 | 56.16 | 0 | 1.27 | 40.17
CE | Solar | 27 | RATS_1 | 88.66 | 0 | 2 | 63.41
CE | Solar | 27 | RAYL_1 | 40.03 | 0 | 0.9 | 28.63
CE | Solar | 27 | REBR_3 | 0.7 | 0 | 0.02 | 0.5
CE | Solar | 27 | REDH | 13.35 | 0 | 0.3 | 9.55
CE | Solar | 27 | REDM_P | 0.11 | 0 | 0 | 0.08
CE | Solar | 27 | RICH1 | 79.55 | 0 | 1.8 | 56.89
CE | Solar | 27 | ROCH_1 | 3.54 | 0 | 0.08 | 2.53
CE | Solar | 27 | RUGEB1 | 25.27 | 0 | 0.57 | 18.07
CE | Solar | 27 | RYEH_1 | 5.63 | 0 | 0.13 | 4.03
CE | Solar | 27 | SALH_1 | 15.95 | 0 | 0.36 | 11.41
CE | Solar | 27 | SALT_1 | 10.93 | 0 | 0.25 | 7.82
CE | Solar | 27 | SBAR | 57.85 | 0 | 1.31 | 41.37
CE | Solar | 27 | SEAB1 | 118.33 | 0 | 2.67 | 84.63
CE | Solar | 27 | SELL_1 | 65.6 | 0 | 1.48 | 46.92
CE | Solar | 27 | SFEG_P | 0.18 | 0 | 0 | 0.13
CE | Solar | 27 | SFIL_P | 0.07 | 0 | 0 | 0.05
CE | Solar | 27 | SHEC_3 | 1.13 | 0 | 0.03 | 0.81
CE | Solar | 27 | SHRW_1 | 134.61 | 0 | 3.04 | 96.27
CE | Solar | 27 | SIGH | 0.19 | 0 | 0 | 0.14
CE | Solar | 27 | SJOW_1 | 0.51 | 0 | 0.01 | 0.36
CE | Solar | 27 | SKLGB1 | 6.6 | 0 | 0.15 | 4.72
CE | Solar | 27 | SLOY_P | 0.02 | 0 | 0 | 0.01
CE | Solar | 27 | SMAN_1 | 0.94 | 0 | 0.02 | 0.67
CE | Solar | 27 | SPEN_1 | 11.49 | 0 | 0.26 | 8.22
CE | Solar | 27 | SSHI_3 | 1.06 | 0 | 0.02 | 0.76
CE | Solar | 27 | STAH_1 | 13.98 | 0 | 0.32 | 10
CE | Solar | 27 | STAL_1 | 2.82 | 0 | 0.06 | 2.02
CE | Solar | 27 | STAY_1 | 177.25 | 0 | 4.01 | 126.77
CE | Solar | 27 | STEN_1 | 2.82 | 0 | 0.06 | 2.02
CE | Solar | 27 | STES_1 | 8.71 | 0 | 0.2 | 6.23
CE | Solar | 27 | STHA | 0.19 | 0 | 0 | 0.14
CE | Solar | 27 | STIR | 1.66 | 0 | 0.04 | 1.19
CE | Solar | 27 | STLE | 1.66 | 0 | 0.04 | 1.19
CE | Solar | 27 | STRI_P | 1.98 | 0 | 0.04 | 1.42
CE | Solar | 27 | SUND_1 | 64.42 | 0 | 1.46 | 46.07
CE | Solar | 27 | SWAN_1 | 144.5 | 0 | 3.27 | 103.35
CE | Solar | 27 | TARL_P | 5.42 | 0 | 0.12 | 3.88
CE | Solar | 27 | TAUN1 | 96.84 | 0 | 2.19 | 69.26
CE | Solar | 27 | TAYN_P | 0.23 | 0 | 0.01 | 0.16
CE | Solar | 27 | TELR | 0.19 | 0 | 0 | 0.14
CE | Solar | 27 | TEMP_3 | 1.13 | 0 | 0.03 | 0.81
CE | Solar | 27 | THOM_6 | 9.81 | 0 | 0.22 | 7.02
CE | Solar | 27 | THSO_P | 0.52 | 0 | 0.01 | 0.37
CE | Solar | 27 | THUR_6 | 1.13 | 0 | 0.03 | 0.81
CE | Solar | 27 | TILBB_1 | 18.61 | 0 | 0.42 | 13.31
CE | Solar | 27 | TONG | 0.19 | 0 | 0 | 0.14
CE | Solar | 27 | TOTT_1 | 0.7 | 0 | 0.02 | 0.5
CE | Solar | 27 | TRAW_1 | 20.67 | 0 | 0.47 | 14.78
CE | Solar | 27 | TUMB_P | 0.05 | 0 | 0 | 0.04
CE | Solar | 27 | TYNE_1 | 1.06 | 0 | 0.02 | 0.76
CE | Solar | 27 | TYNE_2 | 1.06 | 0 | 0.02 | 0.76
CE | Solar | 27 | UPPB_1 | 35.18 | 0 | 0.8 | 25.16
CE | Solar | 27 | UPPB_3 | 34.42 | 0 | 0.78 | 24.62
CE | Solar | 27 | USKM_1 | 43.87 | 0 | 0.99 | 31.38
CE | Solar | 27 | WALH_1 | 124.06 | 0 | 2.8 | 88.73
CE | Solar | 27 | WALP_1 | 35.83 | 0 | 0.81 | 25.63
CE | Solar | 27 | WALP_B | 224.04 | 0 | 5.06 | 160.23
CE | Solar | 27 | WARL_1 | 31.47 | 0 | 0.71 | 22.51
CE | Solar | 27 | WASF_1 | 5.89 | 0 | 0.13 | 4.21
CE | Solar | 27 | WATFS_1 | 0.63 | 0 | 0.01 | 0.45
CE | Solar | 27 | WBOL_6 | 6.62 | 0 | 0.15 | 4.73
CE | Solar | 27 | WBUR_1 | 132.34 | 0 | 2.99 | 94.65
CE | Solar | 27 | WFIE | 1.66 | 0 | 0.04 | 1.19
CE | Solar | 27 | WHAM_1 | 0.7 | 0 | 0.02 | 0.5
CE | Solar | 27 | WHGA_1 | 0.7 | 0 | 0.02 | 0.5
CE | Solar | 27 | WIBA_3 | 1.13 | 0 | 0.03 | 0.81
CE | Solar | 27 | WIEN_1 | 1.61 | 0 | 0.04 | 1.15
CE | Solar | 27 | WILL_1 | 59.66 | 0 | 1.35 | 42.67
CE | Solar | 27 | WIMBN1 | 1.88 | 0 | 0.04 | 1.34
CE | Solar | 27 | WIMBS1 | 1.88 | 0 | 0.04 | 1.34
CE | Solar | 27 | WISD_1 | 0.51 | 0 | 0.01 | 0.36
CE | Solar | 27 | WISD_6 | 0.51 | 0 | 0.01 | 0.36
CE | Solar | 27 | WISH | 0.19 | 0 | 0 | 0.14
CE | Solar | 27 | WMEL_1 | 1.13 | 0 | 0.03 | 0.81
CE | Solar | 27 | WTHU31 | 0.7 | 0 | 0.02 | 0.5
CE | Solar | 27 | WWEY_1 | 3.17 | 0 | 0.07 | 2.27
CE | Solar | 27 | WYLF_1 | 8.45 | 0 | 0.19 | 6.04
CE | Solar | 27 | WYMOM_1 | 32.46 | 0 | 0.73 | 23.22
CE | Solar | 28 | ABHA1 | 107.24 | 0 | 2.42 | 76.7
CE | Solar | 28 | ABNE_P | 10.94 | 0 | 0.25 | 7.82
CE | Solar | 28 | ABTH_1 | 70.95 | 0 | 1.6 | 50.74
CE | Solar | 28 | ACTL_2 | 0.59 | 0 | 0.01 | 0.42
CE | Solar | 28 | ACTL_C | 0.59 | 0 | 0.01 | 0.42
CE | Solar | 28 | ALNE_P | 0.18 | 0 | 0 | 0.13
CE | Solar | 28 | ALST_3 | 1.07 | 0 | 0.02 | 0.77
CE | Solar | 28 | ALVE1 | 216.65 | 0 | 4.9 | 154.95
CE | Solar | 28 | AMEM_1 | 41.15 | 0 | 0.93 | 29.43
CE | Solar | 28 | ARBR_P | 26.34 | 0 | 0.6 | 18.84
CE | Solar | 28 | ARDK_P | 0.06 | 0 | 0 | 0.04
CE | Solar | 28 | ARMO_P | 0.38 | 0 | 0.01 | 0.27
CE | Solar | 28 | AXMI1 | 124.98 | 0 | 2.82 | 89.39
CE | Solar | 28 | BAGA | 2.37 | 0 | 0.05 | 1.7
CE | Solar | 28 | BAIN | 2.37 | 0 | 0.05 | 1.7
CE | Solar | 28 | BARKC1 | 2.58 | 0 | 0.06 | 1.85
CE | Solar | 28 | BARKW3 | 0.81 | 0 | 0.02 | 0.58
CE | Solar | 28 | BEDDT1 | 0.92 | 0 | 0.02 | 0.66
CE | Solar | 28 | BEDD_1 | 0.92 | 0 | 0.02 | 0.66
CE | Solar | 28 | BERW | 0.28 | 0 | 0.01 | 0.2
CE | Solar | 28 | BESW_1 | 50.89 | 0 | 1.15 | 36.4
CE | Solar | 28 | BICF_1 | 214.94 | 0 | 4.86 | 153.73
CE | Solar | 28 | BIRK_1 | 1.07 | 0 | 0.02 | 0.77
CE | Solar | 28 | BISW_1 | 20.94 | 0 | 0.47 | 14.98
CE | Solar | 28 | BLYTB1 | 3.22 | 0 | 0.07 | 2.3
CE | Solar | 28 | BLYTH132 | 3.22 | 0 | 0.07 | 2.3
CE | Solar | 28 | BOAG_P | 0.04 | 0 | 0 | 0.03
CE | Solar | 28 | BOLN_1 | 74.37 | 0 | 1.68 | 53.19
CE | Solar | 28 | BONN | 2.37 | 0 | 0.05 | 1.7
CE | Solar | 28 | BOTW_1 | 74.22 | 0 | 1.68 | 53.08
CE | Solar | 28 | BRAC_P | 0.03 | 0 | 0 | 0.02
CE | Solar | 28 | BRAI_1 | 110.7 | 0 | 2.5 | 79.17
CE | Solar | 28 | BRAW_1 | 0.81 | 0 | 0.02 | 0.58
CE | Solar | 28 | BRED_1 | 2.25 | 0 | 0.05 | 1.61
CE | Solar | 28 | BRFO_1 | 150.84 | 0 | 3.41 | 107.88
CE | Solar | 28 | BRIM_1 | 6.45 | 0 | 0.15 | 4.61
CE | Solar | 28 | BRLE_1 | 71.12 | 0 | 1.61 | 50.87
CE | Solar | 28 | BROA_P | 0.01 | 0 | 0 | 0.01
CE | Solar | 28 | BROX | 0.28 | 0 | 0.01 | 0.2
CE | Solar | 28 | BRWA1 | 285.96 | 0 | 6.46 | 204.52
CE | Solar | 28 | BUMU_P | 0.01 | 0 | 0 | 0.01
CE | Solar | 28 | BURM_1 | 409.83 | 0 | 9.26 | 293.11
CE | Solar | 28 | BUSH_1 | 14.61 | 0 | 0.33 | 10.45
CE | Solar | 28 | BUST_1 | 3.69 | 0 | 0.08 | 2.64
CE | Solar | 28 | CAAD_P | 0.03 | 0 | 0 | 0.02
CE | Solar | 28 | CAFA | 0.28 | 0 | 0.01 | 0.2
CE | Solar | 28 | CAMB_01 | 20.93 | 0 | 0.47 | 14.97
CE | Solar | 28 | CANTN1 | 125.93 | 0 | 2.85 | 90.07
CE | Solar | 28 | CAPEA1 | 6.98 | 0 | 0.16 | 4.99
CE | Solar | 28 | CARE_1 | 16.41 | 0 | 0.37 | 11.74
CE | Solar | 28 | CARR_1 | 2.87 | 0 | 0.06 | 2.05
CE | Solar | 28 | CASS_P | 0.05 | 0 | 0 | 0.04
CE | Solar | 28 | CATY | 0.28 | 0 | 0.01 | 0.2
CE | Solar | 28 | CBNK_H | 0.59 | 0 | 0.01 | 0.42
CE | Solar | 28 | CELL_1 | 41.43 | 0 | 0.94 | 29.63
CE | Solar | 28 | CHAP | 0.28 | 0 | 0.01 | 0.2
CE | Solar | 28 | CHAS | 0.28 | 0 | 0.01 | 0.2
CE | Solar | 28 | CHIC_1 | 96.24 | 0 | 2.18 | 68.83
CE | Solar | 28 | CHSI_1 | 0.92 | 0 | 0.02 | 0.66
CE | Solar | 28 | CHTE_1 | 154.51 | 0 | 3.49 | 110.51
CE | Solar | 28 | CITR_1 | 0.59 | 0 | 0.01 | 0.42
CE | Solar | 28 | CLAC_P | 0.12 | 0 | 0 | 0.09
CE | Solar | 28 | CLAY_P | 0.01 | 0 | 0 | 0.01
CE | Solar | 28 | CLT03 | 5.76 | 0 | 0.13 | 4.12
CE | Solar | 28 | CLYM | 0.28 | 0 | 0.01 | 0.2
CE | Solar | 28 | COAT | 0.28 | 0 | 0.01 | 0.2
CE | Solar | 28 | CONQA1 | 123.2 | 0 | 2.78 | 88.11
CE | Solar | 28 | COUA_P | 0.07 | 0 | 0 | 0.05
CE | Solar | 28 | COVE_1 | 9.52 | 0 | 0.22 | 6.81
CE | Solar | 28 | COWL_1 | 316.98 | 0 | 7.16 | 226.7
CE | Solar | 28 | COYL | 0.28 | 0 | 0.01 | 0.2
CE | Solar | 28 | CREB_1 | 21.98 | 0 | 0.5 | 15.72
CE | Solar | 28 | CUMB | 2.37 | 0 | 0.05 | 1.7
CE | Solar | 28 | CUPA | 8 | 0 | 0.18 | 5.72
CE | Solar | 28 | DALM3 | 0.28 | 0 | 0.01 | 0.2
CE | Solar | 28 | DEVM | 0.28 | 0 | 0.01 | 0.2
CE | Solar | 28 | DEVO | 9.41 | 0 | 0.21 | 6.73
CE | Solar | 28 | DOUN_P | 0.14 | 0 | 0 | 0.1
CE | Solar | 28 | DRAK_1 | 98.95 | 0 | 2.24 | 70.77
CE | Solar | 28 | DRAX_1 | 3.22 | 0 | 0.07 | 2.3
CE | Solar | 28 | DRCR | 2.37 | 0 | 0.05 | 1.7
CE | Solar | 28 | DUDH_P | 0.03 | 0 | 0 | 0.02
CE | Solar | 28 | DUGR_P | 0.03 | 0 | 0 | 0.02
CE | Solar | 28 | DUNB | 0.28 | 0 | 0.01 | 0.2
CE | Solar | 28 | DUNF | 2.37 | 0 | 0.05 | 1.7
CE | Solar | 28 | DUNO_P | 2.37 | 0 | 0.05 | 1.7
CE | Solar | 28 | DYCE_P | 0.2 | 0 | 0 | 0.14
CE | Solar | 28 | EALI_6 | 0.59 | 0 | 0.01 | 0.42
CE | Solar | 28 | EASO_1 | 256.48 | 0 | 5.8 | 183.43
CE | Solar | 28 | EAST | 0.28 | 0 | 0.01 | 0.2
CE | Solar | 28 | ECCL | 0.28 | 0 | 0.01 | 0.2
CE | Solar | 28 | ECLA_1 | 144.69 | 0 | 3.27 | 103.48
CE | Solar | 28 | EKIL | 0.28 | 0 | 0.01 | 0.2
CE | Solar | 28 | EKIS | 0.28 | 0 | 0.01 | 0.2
CE | Solar | 28 | ELGI_P | 1.38 | 0 | 0.03 | 0.99
CE | Solar | 28 | ELLA_1 | 0.81 | 0 | 0.02 | 0.58
CE | Solar | 28 | ELST_1 | 0.72 | 0 | 0.02 | 0.51
CE | Solar | 28 | ENDE_1 | 60.13 | 0 | 1.36 | 43
CE | Solar | 28 | EXET1 | 116.94 | 0 | 2.64 | 83.64
CE | Solar | 28 | FASN_P | 0.03 | 0 | 0 | 0.02
CE | Solar | 28 | FAUG_P | 0.08 | 0 | 0 | 0.06
CE | Solar | 28 | FAWL_1 | 111.21 | 0 | 2.51 | 79.54
CE | Solar | 28 | FECK_6 | 153.41 | 0 | 3.47 | 109.72
CE | Solar | 28 | FERRA2 | 11.96 | 0 | 0.27 | 8.55
CE | Solar | 28 | FERRB1 | 9.13 | 0 | 0.21 | 6.53
CE | Solar | 28 | FIDD_P | 0.38 | 0 | 0.01 | 0.27
CE | Solar | 28 | FLEE_1 | 53.32 | 0 | 1.21 | 38.13
CE | Solar | 28 | FOUR_1 | 4.84 | 0 | 0.11 | 3.46
CE | Solar | 28 | FRAS_P | 0.02 | 0 | 0 | 0.01
CE | Solar | 28 | FROD_1 | 5.06 | 0 | 0.11 | 3.62
CE | Solar | 28 | FWIL_P | 0.33 | 0 | 0.01 | 0.24
CE | Solar | 28 | GALA | 0.28 | 0 | 0.01 | 0.2
CE | Solar | 28 | GIFF | 0.28 | 0 | 0.01 | 0.2
CE | Solar | 28 | GLLE | 0.28 | 0 | 0.01 | 0.2
CE | Solar | 28 | GLLU | 0.28 | 0 | 0.01 | 0.2
CE | Solar | 28 | GLNI | 2.37 | 0 | 0.05 | 1.7
CE | Solar | 28 | GLRO | 2.37 | 0 | 0.05 | 1.7
CE | Solar | 28 | GREE_H | 0.59 | 0 | 0.01 | 0.42
CE | Solar | 28 | GREN_1 | 304.48 | 0 | 6.88 | 217.76
CE | Solar | 28 | GRIW_1 | 42.03 | 0 | 0.95 | 30.06
CE | Solar | 28 | GRUB_P | 0.23 | 0 | 0.01 | 0.16
CE | Solar | 28 | G_EXTRA_11 | 0.28 | 0 | 0.01 | 0.2
CE | Solar | 28 | G_EXTRA_2 | 0.28 | 0 | 0.01 | 0.2
CE | Solar | 28 | G_EXTRA_5 | 0.28 | 0 | 0.01 | 0.2
CE | Solar | 28 | G_EXTRA_7 | 2.37 | 0 | 0.05 | 1.7
CE | Solar | 28 | G_EXTRA_9 | 0.28 | 0 | 0.01 | 0.2
CE | Solar | 28 | HACK_1 | 0.81 | 0 | 0.02 | 0.58
CE | Solar | 28 | HACK_6 | 0.81 | 0 | 0.02 | 0.58
CE | Solar | 28 | HAMHC1 | 33.63 | 0 | 0.76 | 24.05
CE | Solar | 28 | HARK_1 | 61.83 | 0 | 1.4 | 44.22
CE | Solar | 28 | HARM_6 | 1.21 | 0 | 0.03 | 0.87
CE | Solar | 28 | HAWI | 0.28 | 0 | 0.01 | 0.2
CE | Solar | 28 | HAWP_6 | 7.11 | 0 | 0.16 | 5.09
CE | Solar | 28 | HEYS1 | 4.84 | 0 | 0.11 | 3.46
CE | Solar | 28 | HEYS_1 | 30.85 | 0 | 0.7 | 22.06
CE | Solar | 28 | HUER | 0.28 | 0 | 0.01 | 0.2
CE | Solar | 28 | HURS_1 | 0.92 | 0 | 0.02 | 0.66
CE | Solar | 28 | HUTT_1 | 24.4 | 0 | 0.55 | 17.45
CE | Solar | 28 | IMPK_1 | 30.97 | 0 | 0.7 | 22.15
CE | Solar | 28 | INDQ1 | 379.41 | 0 | 8.57 | 271.35
CE | Solar | 28 | INKE | 2.37 | 0 | 0.05 | 1.7
CE | Solar | 28 | INNE_P | 0.06 | 0 | 0 | 0.04
CE | Solar | 28 | IROA1 | 132.26 | 0 | 2.99 | 94.59
CE | Solar | 28 | IRONB1 | 48.82 | 0 | 1.1 | 34.92
CE | Solar | 28 | IVER_1 | 0.72 | 0 | 0.02 | 0.51
CE | Solar | 28 | IVER_6 | 0.72 | 0 | 0.02 | 0.51
CE | Solar | 28 | JOHN | 0.28 | 0 | 0.01 | 0.2
CE | Solar | 28 | JORD_3 | 1.29 | 0 | 0.03 | 0.92
CE | Solar | 28 | KAIM | 0.28 | 0 | 0.01 | 0.2
CE | Solar | 28 | KEAD_1 | 56.57 | 0 | 1.28 | 40.46
CE | Solar | 28 | KEAR_1 | 0.81 | 0 | 0.02 | 0.58
CE | Solar | 28 | KEAR_3 | 12.96 | 0 | 0.29 | 9.27
CE | Solar | 28 | KEIT_P | 0.48 | 0 | 0.01 | 0.34
CE | Solar | 28 | KEMS_1 | 93.51 | 0 | 2.11 | 66.88
CE | Solar | 28 | KEOO | 0.28 | 0 | 0.01 | 0.2
CE | Solar | 28 | KIBY_1 | 1.79 | 0 | 0.04 | 1.28
CE | Solar | 28 | KIER | 2.37 | 0 | 0.05 | 1.7
CE | Solar | 28 | KIIN_P | 0.13 | 0 | 0 | 0.09
CE | Solar | 28 | KILS | 0.28 | 0 | 0.01 | 0.2
CE | Solar | 28 | KILT | 0.28 | 0 | 0.01 | 0.2
CE | Solar | 28 | KILW | 7.31 | 0 | 0.17 | 5.23
CE | Solar | 28 | KINO_1 | 31.1 | 0 | 0.7 | 22.24
CE | Solar | 28 | KINT_P | 2.3 | 0 | 0.05 | 1.64
CE | Solar | 28 | KIRKB1 | 0.81 | 0 | 0.02 | 0.58
CE | Solar | 28 | KITW_1 | 3.27 | 0 | 0.07 | 2.34
CE | Solar | 28 | KNAR | 19.29 | 0 | 0.44 | 13.8
CE | Solar | 28 | LACK_6 | 10.74 | 0 | 0.24 | 7.68
CE | Solar | 28 | LAIR_P | 0.13 | 0 | 0 | 0.09
CE | Solar | 28 | LALE1SG003 | 6.43 | 0 | 0.15 | 4.6
CE | Solar | 28 | LAND1 | 265.11 | 0 | 5.99 | 189.61
CE | Solar | 28 | LEGA_1 | 77.34 | 0 | 1.75 | 55.31
CE | Solar | 28 | LEVE | 2.37 | 0 | 0.05 | 1.7
CE | Solar | 28 | LING | 0.28 | 0 | 0.01 | 0.2
CE | Solar | 28 | LINM | 0.28 | 0 | 0.01 | 0.2
CE | Solar | 28 | LISD_1 | 2.94 | 0 | 0.07 | 2.1
CE | Solar | 28 | LITT_C | 0.92 | 0 | 0.02 | 0.66
CE | Solar | 28 | LITT_J | 0.92 | 0 | 0.02 | 0.66
CE | Solar | 28 | LODR_6 | 0.59 | 0 | 0.01 | 0.42
CE | Solar | 28 | LOUD_H | 0.72 | 0 | 0.02 | 0.51
CE | Solar | 28 | LOVE_1 | 200.06 | 0 | 4.52 | 143.08
CE | Solar | 28 | LUNA_P | 0.01 | 0 | 0 | 0.01
CE | Solar | 28 | MACC_3 | 15.02 | 0 | 0.34 | 10.74
CE | Solar | 28 | MACD_P | 2.99 | 0 | 0.07 | 2.14
CE | Solar | 28 | MAGA_6 | 33.12 | 0 | 0.75 | 23.69
CE | Solar | 28 | MANN_1 | 344.93 | 0 | 7.8 | 246.69
CE | Solar | 28 | MAYB | 0.28 | 0 | 0.01 | 0.2
CE | Solar | 28 | MELK_1 | 326.07 | 0 | 7.37 | 233.21
CE | Solar | 28 | MILC_P | 0.15 | 0 | 0 | 0.11
CE | Solar | 28 | MILH_1 | 12.51 | 0 | 0.28 | 8.95
CE | Solar | 28 | MITY_1 | 581.99 | 0 | 13.15 | 416.24
CE | Solar | 28 | MYBS_P | 0.31 | 0 | 0.01 | 0.22
CE | Solar | 28 | NEAR | 0.28 | 0 | 0.01 | 0.2
CE | Solar | 28 | NECE_1 | 3.69 | 0 | 0.08 | 2.64
CE | Solar | 28 | NEEP_3 | 1.29 | 0 | 0.03 | 0.92
CE | Solar | 28 | NETS | 0.28 | 0 | 0.01 | 0.2
CE | Solar | 28 | NEWX_6 | 2.15 | 0 | 0.05 | 1.54
CE | Solar | 28 | NFLE | 52.79 | 0 | 1.19 | 37.76
CE | Solar | 28 | NHYD_6 | 0.72 | 0 | 0.02 | 0.51
CE | Solar | 28 | NINF_1 | 81.85 | 0 | 1.85 | 58.54
CE | Solar | 28 | NORL_3 | 1.29 | 0 | 0.03 | 0.92
CE | Solar | 28 | NORM_1 | 368.05 | 0 | 8.32 | 263.23
CE | Solar | 28 | NORT_1 | 35.21 | 0 | 0.8 | 25.18
CE | Solar | 28 | NURS_1 | 227.31 | 0 | 5.14 | 162.57
CE | Solar | 28 | OCKH_1 | 1.84 | 0 | 0.04 | 1.32
CE | Solar | 28 | OFFE_3 | 1.21 | 0 | 0.03 | 0.87
CE | Solar | 28 | OLDB_1 | 1.84 | 0 | 0.04 | 1.32
CE | Solar | 28 | OSBA_1 | 4.51 | 0 | 0.1 | 3.23
CE | Solar | 28 | PADIB1 | 9.12 | 0 | 0.21 | 6.52
CE | Solar | 28 | PELH_1 | 160.17 | 0 | 3.62 | 114.55
CE | Solar | 28 | PEMB_1 | 282.49 | 0 | 6.38 | 202.04
CE | Solar | 28 | PENE_1 | 3.22 | 0 | 0.07 | 2.3
CE | Solar | 28 | PENN_1 | 5.9 | 0 | 0.13 | 4.22
CE | Solar | 28 | PENT_1 | 66.37 | 0 | 1.5 | 47.47
CE | Solar | 28 | PENW_1 | 52.55 | 0 | 1.19 | 37.58
CE | Solar | 28 | PERI_H | 0.59 | 0 | 0.01 | 0.42
CE | Solar | 28 | PERS_P | 0.15 | 0 | 0 | 0.11
CE | Solar | 28 | PITS_3 | 1.29 | 0 | 0.03 | 0.92
CE | Solar | 28 | POOB | 0.28 | 0 | 0.01 | 0.2
CE | Solar | 28 | POPP_3 | 13.42 | 0 | 0.3 | 9.6
CE | Solar | 28 | PORA_P | 0.36 | 0 | 0.01 | 0.26
CE | Solar | 28 | PORD | 2.37 | 0 | 0.05 | 1.7
CE | Solar | 28 | PYLE_1 | 43.16 | 0 | 0.98 | 30.87
CE | Solar | 28 | QUOI_P | 0.04 | 0 | 0 | 0.03
CE | Solar | 28 | RAIN_1 | 3.07 | 0 | 0.07 | 2.2
CE | Solar | 28 | RANN_P | 0.17 | 0 | 0 | 0.12
CE | Solar | 28 | RASS_1 | 58.61 | 0 | 1.32 | 41.92
CE | Solar | 28 | RATS_1 | 89.48 | 0 | 2.02 | 64
CE | Solar | 28 | RAYL_1 | 41.99 | 0 | 0.95 | 30.03
CE | Solar | 28 | REBR_3 | 0.81 | 0 | 0.02 | 0.58
CE | Solar | 28 | REDH | 14.06 | 0 | 0.32 | 10.06
CE | Solar | 28 | REDM_P | 0.13 | 0 | 0 | 0.09
CE | Solar | 28 | RICH1 | 80.53 | 0 | 1.82 | 57.6
CE | Solar | 28 | ROCH_1 | 3.64 | 0 | 0.08 | 2.6
CE | Solar | 28 | RUGEB1 | 26.49 | 0 | 0.6 | 18.95
CE | Solar | 28 | RYEH_1 | 6.45 | 0 | 0.15 | 4.61
CE | Solar | 28 | SALH_1 | 16.56 | 0 | 0.37 | 11.84
CE | Solar | 28 | SALT_1 | 11.47 | 0 | 0.26 | 8.2
CE | Solar | 28 | SBAR | 58.67 | 0 | 1.33 | 41.96
CE | Solar | 28 | SEAB1 | 120.78 | 0 | 2.73 | 86.38
CE | Solar | 28 | SELL_1 | 67.56 | 0 | 1.53 | 48.32
CE | Solar | 28 | SFEG_P | 0.21 | 0 | 0 | 0.15
CE | Solar | 28 | SFIL_P | 0.08 | 0 | 0 | 0.06
CE | Solar | 28 | SHEC_3 | 1.29 | 0 | 0.03 | 0.92
CE | Solar | 28 | SHRW_1 | 135.84 | 0 | 3.07 | 97.15
CE | Solar | 28 | SIGH | 0.28 | 0 | 0.01 | 0.2
CE | Solar | 28 | SJOW_1 | 0.59 | 0 | 0.01 | 0.42
CE | Solar | 28 | SKLGB1 | 6.7 | 0 | 0.15 | 4.79
CE | Solar | 28 | SLOY_P | 0.02 | 0 | 0 | 0.01
CE | Solar | 28 | SMAN_1 | 1.07 | 0 | 0.02 | 0.77
CE | Solar | 28 | SPEN_1 | 12.31 | 0 | 0.28 | 8.8
CE | Solar | 28 | SSHI_3 | 1.21 | 0 | 0.03 | 0.87
CE | Solar | 28 | STAH_1 | 14.39 | 0 | 0.33 | 10.29
CE | Solar | 28 | STAL_1 | 3.22 | 0 | 0.07 | 2.3
CE | Solar | 28 | STAY_1 | 181.33 | 0 | 4.1 | 129.69
CE | Solar | 28 | STEN_1 | 3.22 | 0 | 0.07 | 2.3
CE | Solar | 28 | STES_1 | 9.12 | 0 | 0.21 | 6.52
CE | Solar | 28 | STHA | 0.28 | 0 | 0.01 | 0.2
CE | Solar | 28 | STIR | 2.37 | 0 | 0.05 | 1.7
CE | Solar | 28 | STLE | 2.37 | 0 | 0.05 | 1.7
CE | Solar | 28 | STRI_P | 2.02 | 0 | 0.05 | 1.44
CE | Solar | 28 | SUND_1 | 66.06 | 0 | 1.49 | 47.25
CE | Solar | 28 | SWAN_1 | 146.95 | 0 | 3.32 | 105.1
CE | Solar | 28 | TARL_P | 5.43 | 0 | 0.12 | 3.88
CE | Solar | 28 | TAUN1 | 97.66 | 0 | 2.21 | 69.85
CE | Solar | 28 | TAYN_P | 0.27 | 0 | 0.01 | 0.19
CE | Solar | 28 | TELR | 0.28 | 0 | 0.01 | 0.2
CE | Solar | 28 | TEMP_3 | 1.29 | 0 | 0.03 | 0.92
CE | Solar | 28 | THOM_6 | 10.38 | 0 | 0.23 | 7.42
CE | Solar | 28 | THSO_P | 0.6 | 0 | 0.01 | 0.43
CE | Solar | 28 | THUR_6 | 1.29 | 0 | 0.03 | 0.92
CE | Solar | 28 | TILBB_1 | 20.57 | 0 | 0.46 | 14.71
CE | Solar | 28 | TONG | 0.28 | 0 | 0.01 | 0.2
CE | Solar | 28 | TOTT_1 | 0.81 | 0 | 0.02 | 0.58
CE | Solar | 28 | TRAW_1 | 21.08 | 0 | 0.48 | 15.08
CE | Solar | 28 | TUMB_P | 0.06 | 0 | 0 | 0.04
CE | Solar | 28 | TYNE_1 | 1.21 | 0 | 0.03 | 0.87
CE | Solar | 28 | TYNE_2 | 1.21 | 0 | 0.03 | 0.87
CE | Solar | 28 | UPPB_1 | 35.31 | 0 | 0.8 | 25.25
CE | Solar | 28 | UPPB_3 | 34.55 | 0 | 0.78 | 24.71
CE | Solar | 28 | USKM_1 | 44 | 0 | 0.99 | 31.47
CE | Solar | 28 | WALH_1 | 126.11 | 0 | 2.85 | 90.19
CE | Solar | 28 | WALP_1 | 37.47 | 0 | 0.85 | 26.8
CE | Solar | 28 | WALP_B | 225.67 | 0 | 5.1 | 161.4
CE | Solar | 28 | WARL_1 | 33.43 | 0 | 0.76 | 23.91
CE | Solar | 28 | WASF_1 | 5.89 | 0 | 0.13 | 4.21
CE | Solar | 28 | WATFS_1 | 0.72 | 0 | 0.02 | 0.51
CE | Solar | 28 | WBOL_6 | 6.78 | 0 | 0.15 | 4.85
CE | Solar | 28 | WBUR_1 | 133.97 | 0 | 3.03 | 95.82
CE | Solar | 28 | WFIE | 2.37 | 0 | 0.05 | 1.7
CE | Solar | 28 | WHAM_1 | 0.81 | 0 | 0.02 | 0.58
CE | Solar | 28 | WHGA_1 | 0.81 | 0 | 0.02 | 0.58
CE | Solar | 28 | WIBA_3 | 1.29 | 0 | 0.03 | 0.92
CE | Solar | 28 | WIEN_1 | 1.84 | 0 | 0.04 | 1.32
CE | Solar | 28 | WILL_1 | 60.12 | 0 | 1.36 | 43
CE | Solar | 28 | WIMBN1 | 2.15 | 0 | 0.05 | 1.54
CE | Solar | 28 | WIMBS1 | 2.15 | 0 | 0.05 | 1.54
CE | Solar | 28 | WISD_1 | 0.59 | 0 | 0.01 | 0.42
CE | Solar | 28 | WISD_6 | 0.59 | 0 | 0.01 | 0.42
CE | Solar | 28 | WISH | 0.28 | 0 | 0.01 | 0.2
CE | Solar | 28 | WMEL_1 | 1.29 | 0 | 0.03 | 0.92
CE | Solar | 28 | WTHU31 | 0.81 | 0 | 0.02 | 0.58
CE | Solar | 28 | WWEY_1 | 3.28 | 0 | 0.07 | 2.35
CE | Solar | 28 | WYLF_1 | 9.67 | 0 | 0.22 | 6.92
CE | Solar | 28 | WYMOM_1 | 33.28 | 0 | 0.75 | 23.8
CE | Solar | 29 | ABHA1 | 110.1 | 0 | 2.49 | 78.74
CE | Solar | 29 | ABNE_P | 10.97 | 0 | 0.25 | 7.85
CE | Solar | 29 | ABTH_1 | 71.12 | 0 | 1.61 | 50.87
CE | Solar | 29 | ACTL_2 | 0.68 | 0 | 0.02 | 0.49
CE | Solar | 29 | ACTL_C | 0.68 | 0 | 0.02 | 0.49
CE | Solar | 29 | ALNE_P | 0.21 | 0 | 0 | 0.15
CE | Solar | 29 | ALST_3 | 1.25 | 0 | 0.03 | 0.89
CE | Solar | 29 | ALVE1 | 219.52 | 0 | 4.96 | 157
CE | Solar | 29 | AMEM_1 | 41.26 | 0 | 0.93 | 29.51
CE | Solar | 29 | ARBR_P | 26.34 | 0 | 0.6 | 18.84
CE | Solar | 29 | ARDK_P | 0.07 | 0 | 0 | 0.05
CE | Solar | 29 | ARMO_P | 0.45 | 0 | 0.01 | 0.32
CE | Solar | 29 | AXMI1 | 128.78 | 0 | 2.91 | 92.1
CE | Solar | 29 | BAGA | 3.11 | 0 | 0.07 | 2.22
CE | Solar | 29 | BAIN | 3.11 | 0 | 0.07 | 2.22
CE | Solar | 29 | BARKC1 | 2.71 | 0 | 0.06 | 1.94
CE | Solar | 29 | BARKW3 | 0.94 | 0 | 0.02 | 0.67
CE | Solar | 29 | BEDDT1 | 1.07 | 0 | 0.02 | 0.77
CE | Solar | 29 | BEDD_1 | 1.07 | 0 | 0.02 | 0.77
CE | Solar | 29 | BERW | 0.36 | 0 | 0.01 | 0.26
CE | Solar | 29 | BESW_1 | 51.48 | 0 | 1.16 | 36.82
CE | Solar | 29 | BICF_1 | 222.21 | 0 | 5.02 | 158.92
CE | Solar | 29 | BIRK_1 | 1.25 | 0 | 0.03 | 0.89
CE | Solar | 29 | BISW_1 | 21.24 | 0 | 0.48 | 15.19
CE | Solar | 29 | BLYTB1 | 3.74 | 0 | 0.08 | 2.67
CE | Solar | 29 | BLYTH132 | 3.74 | 0 | 0.08 | 2.67
CE | Solar | 29 | BOAG_P | 0.05 | 0 | 0 | 0.04
CE | Solar | 29 | BOLN_1 | 74.89 | 0 | 1.69 | 53.56
CE | Solar | 29 | BONN | 3.11 | 0 | 0.07 | 2.22
CE | Solar | 29 | BOTW_1 | 76.55 | 0 | 1.73 | 54.75
CE | Solar | 29 | BRAC_P | 0.04 | 0 | 0 | 0.03
CE | Solar | 29 | BRAI_1 | 111.74 | 0 | 2.53 | 79.92
CE | Solar | 29 | BRAW_1 | 0.94 | 0 | 0.02 | 0.67
CE | Solar | 29 | BRED_1 | 2.42 | 0 | 0.05 | 1.73
CE | Solar | 29 | BRFO_1 | 151.76 | 0 | 3.43 | 108.54
CE | Solar | 29 | BRIM_1 | 7.49 | 0 | 0.17 | 5.36
CE | Solar | 29 | BRLE_1 | 72.16 | 0 | 1.63 | 51.61
CE | Solar | 29 | BROA_P | 0.02 | 0 | 0 | 0.01
CE | Solar | 29 | BROX | 0.36 | 0 | 0.01 | 0.26
CE | Solar | 29 | BRWA1 | 290.11 | 0 | 6.56 | 207.49
CE | Solar | 29 | BUMU_P | 0.01 | 0 | 0 | 0.01
CE | Solar | 29 | BURM_1 | 421.24 | 0 | 9.52 | 301.27
CE | Solar | 29 | BUSH_1 | 14.91 | 0 | 0.34 | 10.66
CE | Solar | 29 | BUST_1 | 4.28 | 0 | 0.1 | 3.06
CE | Solar | 29 | CAAD_P | 0.03 | 0 | 0 | 0.02
CE | Solar | 29 | CAFA | 0.36 | 0 | 0.01 | 0.26
CE | Solar | 29 | CAMB_01 | 21.45 | 0 | 0.48 | 15.34
CE | Solar | 29 | CANTN1 | 127.17 | 0 | 2.87 | 90.95
CE | Solar | 29 | CAPEA1 | 7.15 | 0 | 0.16 | 5.11
CE | Solar | 29 | CARE_1 | 16.58 | 0 | 0.37 | 11.86
CE | Solar | 29 | CARR_1 | 3.05 | 0 | 0.07 | 2.18
CE | Solar | 29 | CASS_P | 0.06 | 0 | 0 | 0.04
CE | Solar | 29 | CATY | 0.36 | 0 | 0.01 | 0.26
CE | Solar | 29 | CBNK_H | 0.68 | 0 | 0.02 | 0.49
CE | Solar | 29 | CELL_1 | 42.99 | 0 | 0.97 | 30.75
CE | Solar | 29 | CHAP | 0.36 | 0 | 0.01 | 0.26
CE | Solar | 29 | CHAS | 0.36 | 0 | 0.01 | 0.26
CE | Solar | 29 | CHIC_1 | 100.04 | 0 | 2.26 | 71.55
CE | Solar | 29 | CHSI_1 | 1.07 | 0 | 0.02 | 0.77
CE | Solar | 29 | CHTE_1 | 154.72 | 0 | 3.5 | 110.66
CE | Solar | 29 | CITR_1 | 0.68 | 0 | 0.02 | 0.49
CE | Solar | 29 | CLAC_P | 0.14 | 0 | 0 | 0.1
CE | Solar | 29 | CLAY_P | 0.01 | 0 | 0 | 0.01
CE | Solar | 29 | CLT03 | 6.68 | 0 | 0.15 | 4.78
CE | Solar | 29 | CLYM | 0.36 | 0 | 0.01 | 0.26
CE | Solar | 29 | COAT | 0.36 | 0 | 0.01 | 0.26
CE | Solar | 29 | CONQA1 | 123.72 | 0 | 2.8 | 88.48
CE | Solar | 29 | COUA_P | 0.09 | 0 | 0 | 0.06
CE | Solar | 29 | COVE_1 | 10.11 | 0 | 0.23 | 7.23
CE | Solar | 29 | COWL_1 | 321.13 | 0 | 7.26 | 229.67
CE | Solar | 29 | COYL | 0.36 | 0 | 0.01 | 0.26
CE | Solar | 29 | CREB_1 | 22.67 | 0 | 0.51 | 16.21
CE | Solar | 29 | CUMB | 3.11 | 0 | 0.07 | 2.22
CE | Solar | 29 | CUPA | 8.75 | 0 | 0.2 | 6.26
CE | Solar | 29 | DALM3 | 0.36 | 0 | 0.01 | 0.26
CE | Solar | 29 | DEVM | 0.36 | 0 | 0.01 | 0.26
CE | Solar | 29 | DEVO | 10.16 | 0 | 0.23 | 7.27
CE | Solar | 29 | DOUN_P | 0.17 | 0 | 0 | 0.12
CE | Solar | 29 | DRAK_1 | 99.25 | 0 | 2.24 | 70.98
CE | Solar | 29 | DRAX_1 | 3.74 | 0 | 0.08 | 2.67
CE | Solar | 29 | DRCR | 3.11 | 0 | 0.07 | 2.22
CE | Solar | 29 | DUDH_P | 0.04 | 0 | 0 | 0.03
CE | Solar | 29 | DUGR_P | 0.04 | 0 | 0 | 0.03
CE | Solar | 29 | DUNB | 0.36 | 0 | 0.01 | 0.26
CE | Solar | 29 | DUNF | 3.11 | 0 | 0.07 | 2.22
CE | Solar | 29 | DUNO_P | 3.11 | 0 | 0.07 | 2.22
CE | Solar | 29 | DYCE_P | 0.23 | 0 | 0.01 | 0.16
CE | Solar | 29 | EALI_6 | 0.68 | 0 | 0.02 | 0.49
CE | Solar | 29 | EASO_1 | 258.56 | 0 | 5.84 | 184.92
CE | Solar | 29 | EAST | 0.36 | 0 | 0.01 | 0.26
CE | Solar | 29 | ECCL | 0.36 | 0 | 0.01 | 0.26
CE | Solar | 29 | ECLA_1 | 146.77 | 0 | 3.32 | 104.97
CE | Solar | 29 | EKIL | 0.36 | 0 | 0.01 | 0.26
CE | Solar | 29 | EKIS | 0.36 | 0 | 0.01 | 0.26
CE | Solar | 29 | ELGI_P | 1.38 | 0 | 0.03 | 0.99
CE | Solar | 29 | ELLA_1 | 0.94 | 0 | 0.02 | 0.67
CE | Solar | 29 | ELST_1 | 0.83 | 0 | 0.02 | 0.59
CE | Solar | 29 | ENDE_1 | 61.17 | 0 | 1.38 | 43.75
CE | Solar | 29 | EXET1 | 119.81 | 0 | 2.71 | 85.69
CE | Solar | 29 | FASN_P | 0.03 | 0 | 0 | 0.02
CE | Solar | 29 | FAUG_P | 0.09 | 0 | 0 | 0.06
CE | Solar | 29 | FAWL_1 | 113.55 | 0 | 2.57 | 81.21
CE | Solar | 29 | FECK_6 | 154 | 0 | 3.48 | 110.14
CE | Solar | 29 | FERRA2 | 12.48 | 0 | 0.28 | 8.93
CE | Solar | 29 | FERRB1 | 9.65 | 0 | 0.22 | 6.9
CE | Solar | 29 | FIDD_P | 0.45 | 0 | 0.01 | 0.32
CE | Solar | 29 | FLEE_1 | 54.36 | 0 | 1.23 | 38.88
CE | Solar | 29 | FOUR_1 | 5.62 | 0 | 0.13 | 4.02
CE | Solar | 29 | FRAS_P | 0.02 | 0 | 0 | 0.01
CE | Solar | 29 | FROD_1 | 5.23 | 0 | 0.12 | 3.74
CE | Solar | 29 | FWIL_P | 0.38 | 0 | 0.01 | 0.27
CE | Solar | 29 | GALA | 0.36 | 0 | 0.01 | 0.26
CE | Solar | 29 | GIFF | 0.36 | 0 | 0.01 | 0.26
CE | Solar | 29 | GLLE | 0.36 | 0 | 0.01 | 0.26
CE | Solar | 29 | GLLU | 0.36 | 0 | 0.01 | 0.26
CE | Solar | 29 | GLNI | 3.11 | 0 | 0.07 | 2.22
CE | Solar | 29 | GLRO | 3.11 | 0 | 0.07 | 2.22
CE | Solar | 29 | GREE_H | 0.68 | 0 | 0.02 | 0.49
CE | Solar | 29 | GREN_1 | 310.93 | 0 | 7.03 | 222.38
CE | Solar | 29 | GRIW_1 | 43.58 | 0 | 0.98 | 31.17
CE | Solar | 29 | GRUB_P | 0.27 | 0 | 0.01 | 0.19
CE | Solar | 29 | G_EXTRA_11 | 0.36 | 0 | 0.01 | 0.26
CE | Solar | 29 | G_EXTRA_2 | 0.36 | 0 | 0.01 | 0.26
CE | Solar | 29 | G_EXTRA_5 | 0.36 | 0 | 0.01 | 0.26
CE | Solar | 29 | G_EXTRA_7 | 3.11 | 0 | 0.07 | 2.22
CE | Solar | 29 | G_EXTRA_9 | 0.36 | 0 | 0.01 | 0.26
CE | Solar | 29 | HACK_1 | 0.94 | 0 | 0.02 | 0.67
CE | Solar | 29 | HACK_6 | 0.94 | 0 | 0.02 | 0.67
CE | Solar | 29 | HAMHC1 | 34.22 | 0 | 0.77 | 24.47
CE | Solar | 29 | HARK_1 | 62.61 | 0 | 1.41 | 44.78
CE | Solar | 29 | HARM_6 | 1.4 | 0 | 0.03 | 1
CE | Solar | 29 | HAWI | 0.36 | 0 | 0.01 | 0.26
CE | Solar | 29 | HAWP_6 | 7.31 | 0 | 0.17 | 5.23
CE | Solar | 29 | HEYS1 | 5.62 | 0 | 0.13 | 4.02
CE | Solar | 29 | HEYS_1 | 31.63 | 0 | 0.71 | 22.62
CE | Solar | 29 | HUER | 0.36 | 0 | 0.01 | 0.26
CE | Solar | 29 | HURS_1 | 1.07 | 0 | 0.02 | 0.77
CE | Solar | 29 | HUTT_1 | 26.48 | 0 | 0.6 | 18.94
CE | Solar | 29 | IMPK_1 | 34.08 | 0 | 0.77 | 24.37
CE | Solar | 29 | INDQ1 | 382.27 | 0 | 8.64 | 273.4
CE | Solar | 29 | INKE | 3.11 | 0 | 0.07 | 2.22
CE | Solar | 29 | INNE_P | 0.07 | 0 | 0 | 0.05
CE | Solar | 29 | IROA1 | 135.89 | 0 | 3.07 | 97.19
CE | Solar | 29 | IRONB1 | 50.38 | 0 | 1.14 | 36.03
CE | Solar | 29 | IVER_1 | 0.83 | 0 | 0.02 | 0.59
CE | Solar | 29 | IVER_6 | 0.83 | 0 | 0.02 | 0.59
CE | Solar | 29 | JOHN | 0.36 | 0 | 0.01 | 0.26
CE | Solar | 29 | JORD_3 | 1.5 | 0 | 0.03 | 1.07
CE | Solar | 29 | KAIM | 0.36 | 0 | 0.01 | 0.26
CE | Solar | 29 | KEAD_1 | 57.26 | 0 | 1.29 | 40.95
CE | Solar | 29 | KEAR_1 | 0.94 | 0 | 0.02 | 0.67
CE | Solar | 29 | KEAR_3 | 13.09 | 0 | 0.3 | 9.36
CE | Solar | 29 | KEIT_P | 0.56 | 0 | 0.01 | 0.4
CE | Solar | 29 | KEMS_1 | 96 | 0 | 2.17 | 68.66
CE | Solar | 29 | KEOO | 0.36 | 0 | 0.01 | 0.26
CE | Solar | 29 | KIBY_1 | 1.79 | 0 | 0.04 | 1.28
CE | Solar | 29 | KIER | 3.11 | 0 | 0.07 | 2.22
CE | Solar | 29 | KIIN_P | 0.15 | 0 | 0 | 0.11
CE | Solar | 29 | KILS | 0.36 | 0 | 0.01 | 0.26
CE | Solar | 29 | KILT | 0.36 | 0 | 0.01 | 0.26
CE | Solar | 29 | KILW | 7.39 | 0 | 0.17 | 5.29
CE | Solar | 29 | KINO_1 | 32.35 | 0 | 0.73 | 23.14
CE | Solar | 29 | KINT_P | 2.36 | 0 | 0.05 | 1.69
CE | Solar | 29 | KIRKB1 | 0.94 | 0 | 0.02 | 0.67
CE | Solar | 29 | KITW_1 | 3.57 | 0 | 0.08 | 2.55
CE | Solar | 29 | KNAR | 19.55 | 0 | 0.44 | 13.98
CE | Solar | 29 | LACK_6 | 11.52 | 0 | 0.26 | 8.24
CE | Solar | 29 | LAIR_P | 0.15 | 0 | 0 | 0.11
CE | Solar | 29 | LALE1SG003 | 6.54 | 0 | 0.15 | 4.68
CE | Solar | 29 | LAND1 | 267.97 | 0 | 6.06 | 191.65
CE | Solar | 29 | LEGA_1 | 78.38 | 0 | 1.77 | 56.06
CE | Solar | 29 | LEVE | 3.11 | 0 | 0.07 | 2.22
CE | Solar | 29 | LING | 0.36 | 0 | 0.01 | 0.26
CE | Solar | 29 | LINM | 0.36 | 0 | 0.01 | 0.26
CE | Solar | 29 | LISD_1 | 2.94 | 0 | 0.07 | 2.1
CE | Solar | 29 | LITT_C | 1.07 | 0 | 0.02 | 0.77
CE | Solar | 29 | LITT_J | 1.07 | 0 | 0.02 | 0.77
CE | Solar | 29 | LODR_6 | 0.68 | 0 | 0.02 | 0.49
CE | Solar | 29 | LOUD_H | 0.83 | 0 | 0.02 | 0.59
CE | Solar | 29 | LOVE_1 | 202.39 | 0 | 4.57 | 144.75
CE | Solar | 29 | LUNA_P | 0.01 | 0 | 0 | 0.01
CE | Solar | 29 | MACC_3 | 15.54 | 0 | 0.35 | 11.11
CE | Solar | 29 | MACD_P | 3.06 | 0 | 0.07 | 2.19
CE | Solar | 29 | MAGA_6 | 33.64 | 0 | 0.76 | 24.06
CE | Solar | 29 | MANN_1 | 348.74 | 0 | 7.88 | 249.42
CE | Solar | 29 | MAYB | 0.36 | 0 | 0.01 | 0.26
CE | Solar | 29 | MELK_1 | 330.22 | 0 | 7.46 | 236.17
CE | Solar | 29 | MILC_P | 0.18 | 0 | 0 | 0.13
CE | Solar | 29 | MILH_1 | 12.62 | 0 | 0.29 | 9.03
CE | Solar | 29 | MITY_1 | 586.14 | 0 | 13.25 | 419.21
CE | Solar | 29 | MYBS_P | 0.36 | 0 | 0.01 | 0.26
CE | Solar | 29 | NEAR | 0.36 | 0 | 0.01 | 0.26
CE | Solar | 29 | NECE_1 | 4.28 | 0 | 0.1 | 3.06
CE | Solar | 29 | NEEP_3 | 1.5 | 0 | 0.03 | 1.07
CE | Solar | 29 | NETS | 0.36 | 0 | 0.01 | 0.26
CE | Solar | 29 | NEWX_6 | 2.5 | 0 | 0.06 | 1.79
CE | Solar | 29 | NFLE | 54.04 | 0 | 1.22 | 38.65
CE | Solar | 29 | NHYD_6 | 0.83 | 0 | 0.02 | 0.59
CE | Solar | 29 | NINF_1 | 82.36 | 0 | 1.86 | 58.9
CE | Solar | 29 | NORL_3 | 1.5 | 0 | 0.03 | 1.07
CE | Solar | 29 | NORM_1 | 375.32 | 0 | 8.48 | 268.43
CE | Solar | 29 | NORT_1 | 35.4 | 0 | 0.8 | 25.32
CE | Solar | 29 | NURS_1 | 229.65 | 0 | 5.19 | 164.25
CE | Solar | 29 | OCKH_1 | 2.14 | 0 | 0.05 | 1.53
CE | Solar | 29 | OFFE_3 | 1.4 | 0 | 0.03 | 1
CE | Solar | 29 | OLDB_1 | 2.14 | 0 | 0.05 | 1.53
CE | Solar | 29 | OSBA_1 | 5.24 | 0 | 0.12 | 3.75
CE | Solar | 29 | PADIB1 | 9.64 | 0 | 0.22 | 6.89
CE | Solar | 29 | PELH_1 | 161.2 | 0 | 3.64 | 115.29
CE | Solar | 29 | PEMB_1 | 285.61 | 0 | 6.45 | 204.27
CE | Solar | 29 | PENE_1 | 3.74 | 0 | 0.08 | 2.67
CE | Solar | 29 | PENN_1 | 5.9 | 0 | 0.13 | 4.22
CE | Solar | 29 | PENT_1 | 68.97 | 0 | 1.56 | 49.33
CE | Solar | 29 | PENW_1 | 53.07 | 0 | 1.2 | 37.96
CE | Solar | 29 | PERI_H | 0.68 | 0 | 0.02 | 0.49
CE | Solar | 29 | PERS_P | 0.17 | 0 | 0 | 0.12
CE | Solar | 29 | PITS_3 | 1.5 | 0 | 0.03 | 1.07
CE | Solar | 29 | POOB | 0.36 | 0 | 0.01 | 0.26
CE | Solar | 29 | POPP_3 | 13.68 | 0 | 0.31 | 9.78
CE | Solar | 29 | PORA_P | 0.42 | 0 | 0.01 | 0.3
CE | Solar | 29 | PORD | 3.11 | 0 | 0.07 | 2.22
CE | Solar | 29 | PYLE_1 | 43.68 | 0 | 0.99 | 31.24
CE | Solar | 29 | QUOI_P | 0.05 | 0 | 0 | 0.04
CE | Solar | 29 | RAIN_1 | 3.07 | 0 | 0.07 | 2.2
CE | Solar | 29 | RANN_P | 0.2 | 0 | 0 | 0.14
CE | Solar | 29 | RASS_1 | 61.72 | 0 | 1.39 | 44.14
CE | Solar | 29 | RATS_1 | 90.51 | 0 | 2.05 | 64.73
CE | Solar | 29 | RAYL_1 | 44.48 | 0 | 1.01 | 31.81
CE | Solar | 29 | REBR_3 | 0.94 | 0 | 0.02 | 0.67
CE | Solar | 29 | REDH | 14.81 | 0 | 0.33 | 10.59
CE | Solar | 29 | REDM_P | 0.15 | 0 | 0 | 0.11
CE | Solar | 29 | RICH1 | 81.78 | 0 | 1.85 | 58.49
CE | Solar | 29 | ROCH_1 | 3.77 | 0 | 0.09 | 2.7
CE | Solar | 29 | RUGEB1 | 28.05 | 0 | 0.63 | 20.06
CE | Solar | 29 | RYEH_1 | 7.49 | 0 | 0.17 | 5.36
CE | Solar | 29 | SALH_1 | 17.34 | 0 | 0.39 | 12.4
CE | Solar | 29 | SALT_1 | 12.16 | 0 | 0.27 | 8.7
CE | Solar | 29 | SBAR | 59.7 | 0 | 1.35 | 42.7
CE | Solar | 29 | SEAB1 | 123.9 | 0 | 2.8 | 88.61
CE | Solar | 29 | SELL_1 | 70.05 | 0 | 1.58 | 50.1
CE | Solar | 29 | SFEG_P | 0.25 | 0 | 0.01 | 0.18
CE | Solar | 29 | SFIL_P | 0.1 | 0 | 0 | 0.07
CE | Solar | 29 | SHEC_3 | 1.5 | 0 | 0.03 | 1.07
CE | Solar | 29 | SHRW_1 | 137.4 | 0 | 3.11 | 98.27
CE | Solar | 29 | SIGH | 0.36 | 0 | 0.01 | 0.26
CE | Solar | 29 | SJOW_1 | 0.68 | 0 | 0.02 | 0.49
CE | Solar | 29 | SKLGB1 | 6.83 | 0 | 0.15 | 4.88
CE | Solar | 29 | SLOY_P | 0.03 | 0 | 0 | 0.02
CE | Solar | 29 | SMAN_1 | 1.25 | 0 | 0.03 | 0.89
CE | Solar | 29 | SPEN_1 | 13.35 | 0 | 0.3 | 9.55
CE | Solar | 29 | SSHI_3 | 1.4 | 0 | 0.03 | 1
CE | Solar | 29 | STAH_1 | 14.91 | 0 | 0.34 | 10.66
CE | Solar | 29 | STAL_1 | 3.74 | 0 | 0.08 | 2.67
CE | Solar | 29 | STAY_1 | 186.52 | 0 | 4.22 | 133.4
CE | Solar | 29 | STEN_1 | 3.74 | 0 | 0.08 | 2.67
CE | Solar | 29 | STES_1 | 9.64 | 0 | 0.22 | 6.89
CE | Solar | 29 | STHA | 0.36 | 0 | 0.01 | 0.26
CE | Solar | 29 | STIR | 3.11 | 0 | 0.07 | 2.22
CE | Solar | 29 | STLE | 3.11 | 0 | 0.07 | 2.22
CE | Solar | 29 | STRI_P | 2.06 | 0 | 0.05 | 1.47
CE | Solar | 29 | SUND_1 | 68.13 | 0 | 1.54 | 48.73
CE | Solar | 29 | SWAN_1 | 150.06 | 0 | 3.39 | 107.32
CE | Solar | 29 | TARL_P | 5.44 | 0 | 0.12 | 3.89
CE | Solar | 29 | TAUN1 | 98.7 | 0 | 2.23 | 70.59
CE | Solar | 29 | TAYN_P | 0.32 | 0 | 0.01 | 0.23
CE | Solar | 29 | TELR | 0.36 | 0 | 0.01 | 0.26
CE | Solar | 29 | TEMP_3 | 1.5 | 0 | 0.03 | 1.07
CE | Solar | 29 | THOM_6 | 11.11 | 0 | 0.25 | 7.95
CE | Solar | 29 | THSO_P | 0.7 | 0 | 0.02 | 0.5
CE | Solar | 29 | THUR_6 | 1.5 | 0 | 0.03 | 1.07
CE | Solar | 29 | TILBB_1 | 23.06 | 0 | 0.52 | 16.49
CE | Solar | 29 | TONG | 0.36 | 0 | 0.01 | 0.26
CE | Solar | 29 | TOTT_1 | 0.94 | 0 | 0.02 | 0.67
CE | Solar | 29 | TRAW_1 | 21.6 | 0 | 0.49 | 15.45
CE | Solar | 29 | TUMB_P | 0.07 | 0 | 0 | 0.05
CE | Solar | 29 | TYNE_1 | 1.4 | 0 | 0.03 | 1
CE | Solar | 29 | TYNE_2 | 1.4 | 0 | 0.03 | 1
CE | Solar | 29 | UPPB_1 | 35.49 | 0 | 0.8 | 25.38
CE | Solar | 29 | UPPB_3 | 34.73 | 0 | 0.78 | 24.84
CE | Solar | 29 | USKM_1 | 44.18 | 0 | 1 | 31.6
CE | Solar | 29 | WALH_1 | 128.7 | 0 | 2.91 | 92.05
CE | Solar | 29 | WALP_1 | 39.54 | 0 | 0.89 | 28.28
CE | Solar | 29 | WALP_B | 227.74 | 0 | 5.15 | 162.88
CE | Solar | 29 | WARL_1 | 35.92 | 0 | 0.81 | 25.69
CE | Solar | 29 | WASF_1 | 5.89 | 0 | 0.13 | 4.21
CE | Solar | 29 | WATFS_1 | 0.83 | 0 | 0.02 | 0.59
CE | Solar | 29 | WBOL_6 | 6.97 | 0 | 0.16 | 4.98
CE | Solar | 29 | WBUR_1 | 136.05 | 0 | 3.07 | 97.3
CE | Solar | 29 | WFIE | 3.11 | 0 | 0.07 | 2.22
CE | Solar | 29 | WHAM_1 | 0.94 | 0 | 0.02 | 0.67
CE | Solar | 29 | WHGA_1 | 0.94 | 0 | 0.02 | 0.67
CE | Solar | 29 | WIBA_3 | 1.5 | 0 | 0.03 | 1.07
CE | Solar | 29 | WIEN_1 | 2.14 | 0 | 0.05 | 1.53
CE | Solar | 29 | WILL_1 | 60.72 | 0 | 1.37 | 43.43
CE | Solar | 29 | WIMBN1 | 2.5 | 0 | 0.06 | 1.79
CE | Solar | 29 | WIMBS1 | 2.5 | 0 | 0.06 | 1.79
CE | Solar | 29 | WISD_1 | 0.68 | 0 | 0.02 | 0.49
CE | Solar | 29 | WISD_6 | 0.68 | 0 | 0.02 | 0.49
CE | Solar | 29 | WISH | 0.36 | 0 | 0.01 | 0.26
CE | Solar | 29 | WMEL_1 | 1.5 | 0 | 0.03 | 1.07
CE | Solar | 29 | WTHU31 | 0.94 | 0 | 0.02 | 0.67
CE | Solar | 29 | WWEY_1 | 3.43 | 0 | 0.08 | 2.45
CE | Solar | 29 | WYLF_1 | 11.23 | 0 | 0.25 | 8.03
CE | Solar | 29 | WYMOM_1 | 34.31 | 0 | 0.78 | 24.54
CE | Solar | 30 | ABHA1 | 113.65 | 0 | 2.57 | 81.28
CE | Solar | 30 | ABNE_P | 11.23 | 0 | 0.25 | 8.03
CE | Solar | 30 | ABTH_1 | 71.34 | 0 | 1.61 | 51.02
CE | Solar | 30 | ACTL_2 | 0.8 | 0 | 0.02 | 0.57
CE | Solar | 30 | ACTL_C | 0.8 | 0 | 0.02 | 0.57
CE | Solar | 30 | ALNE_P | 0.47 | 0 | 0.01 | 0.34
CE | Solar | 30 | ALST_3 | 1.46 | 0 | 0.03 | 1.04
CE | Solar | 30 | ALVE1 | 223.06 | 0 | 5.04 | 159.53
CE | Solar | 30 | AMEM_1 | 41.4 | 0 | 0.94 | 29.61
CE | Solar | 30 | ARBR_P | 26.34 | 0 | 0.6 | 18.84
CE | Solar | 30 | ARDK_P | 0.16 | 0 | 0 | 0.11
CE | Solar | 30 | ARMO_P | 1.01 | 0 | 0.02 | 0.72
CE | Solar | 30 | AXMI1 | 133.49 | 0 | 3.02 | 95.47
CE | Solar | 30 | BAGA | 3.79 | 0 | 0.09 | 2.71
CE | Solar | 30 | BAIN | 3.79 | 0 | 0.09 | 2.71
CE | Solar | 30 | BARKC1 | 2.87 | 0 | 0.06 | 2.05
CE | Solar | 30 | BARKW3 | 1.1 | 0 | 0.02 | 0.79
CE | Solar | 30 | BEDDT1 | 1.25 | 0 | 0.03 | 0.89
CE | Solar | 30 | BEDD_1 | 1.25 | 0 | 0.03 | 0.89
CE | Solar | 30 | BERW | 0.44 | 0 | 0.01 | 0.31
CE | Solar | 30 | BESW_1 | 52.21 | 0 | 1.18 | 37.34
CE | Solar | 30 | BICF_1 | 231.21 | 0 | 5.23 | 165.36
CE | Solar | 30 | BIRK_1 | 1.46 | 0 | 0.03 | 1.04
CE | Solar | 30 | BISW_1 | 21.61 | 0 | 0.49 | 15.46
CE | Solar | 30 | BLYTB1 | 4.39 | 0 | 0.1 | 3.14
CE | Solar | 30 | BLYTH132 | 4.39 | 0 | 0.1 | 3.14
CE | Solar | 30 | BOAG_P | 0.12 | 0 | 0 | 0.09
CE | Solar | 30 | BOLN_1 | 75.53 | 0 | 1.71 | 54.02
CE | Solar | 30 | BONN | 3.79 | 0 | 0.09 | 2.71
CE | Solar | 30 | BOTW_1 | 79.44 | 0 | 1.8 | 56.82
CE | Solar | 30 | BRAC_P | 0.09 | 0 | 0 | 0.06
CE | Solar | 30 | BRAI_1 | 113.02 | 0 | 2.55 | 80.83
CE | Solar | 30 | BRAW_1 | 1.1 | 0 | 0.02 | 0.79
CE | Solar | 30 | BRED_1 | 2.64 | 0 | 0.06 | 1.89
CE | Solar | 30 | BRFO_1 | 152.91 | 0 | 3.46 | 109.36
CE | Solar | 30 | BRIM_1 | 8.77 | 0 | 0.2 | 6.27
CE | Solar | 30 | BRLE_1 | 73.44 | 0 | 1.66 | 52.52
CE | Solar | 30 | BROA_P | 0.04 | 0 | 0 | 0.03
CE | Solar | 30 | BROX | 0.44 | 0 | 0.01 | 0.31
CE | Solar | 30 | BRWA1 | 295.25 | 0 | 6.67 | 211.16
CE | Solar | 30 | BUMU_P | 0.03 | 0 | 0 | 0.02
CE | Solar | 30 | BURM_1 | 435.38 | 0 | 9.84 | 311.38
CE | Solar | 30 | BUSH_1 | 15.27 | 0 | 0.35 | 10.92
CE | Solar | 30 | BUST_1 | 5.01 | 0 | 0.11 | 3.58
CE | Solar | 30 | CAAD_P | 0.07 | 0 | 0 | 0.05
CE | Solar | 30 | CAFA | 0.44 | 0 | 0.01 | 0.31
CE | Solar | 30 | CAMB_01 | 22.09 | 0 | 0.5 | 15.8
CE | Solar | 30 | CANTN1 | 128.71 | 0 | 2.91 | 92.05
CE | Solar | 30 | CAPEA1 | 7.36 | 0 | 0.17 | 5.26
CE | Solar | 30 | CARE_1 | 16.8 | 0 | 0.38 | 12.02
CE | Solar | 30 | CARR_1 | 3.26 | 0 | 0.07 | 2.33
CE | Solar | 30 | CASS_P | 0.14 | 0 | 0 | 0.1
CE | Solar | 30 | CATY | 0.44 | 0 | 0.01 | 0.31
CE | Solar | 30 | CBNK_H | 0.8 | 0 | 0.02 | 0.57
CE | Solar | 30 | CELL_1 | 44.92 | 0 | 1.02 | 32.13
CE | Solar | 30 | CHAP | 0.44 | 0 | 0.01 | 0.31
CE | Solar | 30 | CHAS | 0.44 | 0 | 0.01 | 0.31
CE | Solar | 30 | CHIC_1 | 104.76 | 0 | 2.37 | 74.92
CE | Solar | 30 | CHSI_1 | 1.25 | 0 | 0.03 | 0.89
CE | Solar | 30 | CHTE_1 | 154.97 | 0 | 3.5 | 110.83
CE | Solar | 30 | CITR_1 | 0.8 | 0 | 0.02 | 0.57
CE | Solar | 30 | CLAC_P | 0.31 | 0 | 0.01 | 0.22
CE | Solar | 30 | CLAY_P | 0.03 | 0 | 0 | 0.02
CE | Solar | 30 | CLT03 | 7.83 | 0 | 0.18 | 5.6
CE | Solar | 30 | CLYM | 0.44 | 0 | 0.01 | 0.31
CE | Solar | 30 | COAT | 0.44 | 0 | 0.01 | 0.31
CE | Solar | 30 | CONQA1 | 124.36 | 0 | 2.81 | 88.94
CE | Solar | 30 | COUA_P | 0.19 | 0 | 0 | 0.14
CE | Solar | 30 | COVE_1 | 10.85 | 0 | 0.25 | 7.76
CE | Solar | 30 | COWL_1 | 326.27 | 0 | 7.37 | 233.35
CE | Solar | 30 | COYL | 0.44 | 0 | 0.01 | 0.31
CE | Solar | 30 | CREB_1 | 23.53 | 0 | 0.53 | 16.83
CE | Solar | 30 | CUMB | 3.79 | 0 | 0.09 | 2.71
CE | Solar | 30 | CUPA | 9.42 | 0 | 0.21 | 6.74
CE | Solar | 30 | DALM3 | 0.44 | 0 | 0.01 | 0.31
CE | Solar | 30 | DEVM | 0.44 | 0 | 0.01 | 0.31
CE | Solar | 30 | DEVO | 10.83 | 0 | 0.24 | 7.75
CE | Solar | 30 | DOUN_P | 0.38 | 0 | 0.01 | 0.27
CE | Solar | 30 | DRAK_1 | 99.61 | 0 | 2.25 | 71.24
CE | Solar | 30 | DRAX_1 | 4.39 | 0 | 0.1 | 3.14
CE | Solar | 30 | DRCR | 3.79 | 0 | 0.09 | 2.71
CE | Solar | 30 | DUDH_P | 0.09 | 0 | 0 | 0.06
CE | Solar | 30 | DUGR_P | 0.08 | 0 | 0 | 0.06
CE | Solar | 30 | DUNB | 0.44 | 0 | 0.01 | 0.31
CE | Solar | 30 | DUNF | 3.79 | 0 | 0.09 | 2.71
CE | Solar | 30 | DUNO_P | 3.79 | 0 | 0.09 | 2.71
CE | Solar | 30 | DYCE_P | 0.52 | 0 | 0.01 | 0.37
CE | Solar | 30 | EALI_6 | 0.8 | 0 | 0.02 | 0.57
CE | Solar | 30 | EASO_1 | 261.13 | 0 | 5.9 | 186.76
CE | Solar | 30 | EAST | 0.44 | 0 | 0.01 | 0.31
CE | Solar | 30 | ECCL | 0.44 | 0 | 0.01 | 0.31
CE | Solar | 30 | ECLA_1 | 149.34 | 0 | 3.38 | 106.81
CE | Solar | 30 | EKIL | 0.44 | 0 | 0.01 | 0.31
CE | Solar | 30 | EKIS | 0.44 | 0 | 0.01 | 0.31
CE | Solar | 30 | ELGI_P | 1.38 | 0 | 0.03 | 0.99
CE | Solar | 30 | ELLA_1 | 1.1 | 0 | 0.02 | 0.79
CE | Solar | 30 | ELST_1 | 0.97 | 0 | 0.02 | 0.69
CE | Solar | 30 | ENDE_1 | 62.45 | 0 | 1.41 | 44.66
CE | Solar | 30 | EXET1 | 123.35 | 0 | 2.79 | 88.22
CE | Solar | 30 | FASN_P | 0.08 | 0 | 0 | 0.06
CE | Solar | 30 | FAUG_P | 0.21 | 0 | 0 | 0.15
CE | Solar | 30 | FAWL_1 | 116.44 | 0 | 2.63 | 83.28
CE | Solar | 30 | FECK_6 | 154.74 | 0 | 3.5 | 110.67
CE | Solar | 30 | FERRA2 | 13.12 | 0 | 0.3 | 9.38
CE | Solar | 30 | FERRB1 | 10.29 | 0 | 0.23 | 7.36
CE | Solar | 30 | FIDD_P | 1 | 0 | 0.02 | 0.72
CE | Solar | 30 | FLEE_1 | 55.65 | 0 | 1.26 | 39.8
CE | Solar | 30 | FOUR_1 | 6.58 | 0 | 0.15 | 4.71
CE | Solar | 30 | FRAS_P | 0.05 | 0 | 0 | 0.04
CE | Solar | 30 | FROD_1 | 5.44 | 0 | 0.12 | 3.89
CE | Solar | 30 | FWIL_P | 0.86 | 0 | 0.02 | 0.62
CE | Solar | 30 | GALA | 0.44 | 0 | 0.01 | 0.31
CE | Solar | 30 | GIFF | 0.44 | 0 | 0.01 | 0.31
CE | Solar | 30 | GLLE | 0.44 | 0 | 0.01 | 0.31
CE | Solar | 30 | GLLU | 0.44 | 0 | 0.01 | 0.31
CE | Solar | 30 | GLNI | 3.79 | 0 | 0.09 | 2.71
CE | Solar | 30 | GLRO | 3.79 | 0 | 0.09 | 2.71
CE | Solar | 30 | GREE_H | 0.8 | 0 | 0.02 | 0.57
CE | Solar | 30 | GREN_1 | 318.92 | 0 | 7.21 | 228.09
CE | Solar | 30 | GRIW_1 | 45.51 | 0 | 1.03 | 32.55
CE | Solar | 30 | GRUB_P | 0.6 | 0 | 0.01 | 0.43
CE | Solar | 30 | G_EXTRA_11 | 0.44 | 0 | 0.01 | 0.31
CE | Solar | 30 | G_EXTRA_2 | 0.44 | 0 | 0.01 | 0.31
CE | Solar | 30 | G_EXTRA_5 | 0.44 | 0 | 0.01 | 0.31
CE | Solar | 30 | G_EXTRA_7 | 3.79 | 0 | 0.09 | 2.71
CE | Solar | 30 | G_EXTRA_9 | 0.44 | 0 | 0.01 | 0.31
CE | Solar | 30 | HACK_1 | 1.1 | 0 | 0.02 | 0.79
CE | Solar | 30 | HACK_6 | 1.1 | 0 | 0.02 | 0.79
CE | Solar | 30 | HAMHC1 | 34.95 | 0 | 0.79 | 25
CE | Solar | 30 | HARK_1 | 63.57 | 0 | 1.44 | 45.47
CE | Solar | 30 | HARM_6 | 1.64 | 0 | 0.04 | 1.17
CE | Solar | 30 | HAWI | 0.44 | 0 | 0.01 | 0.31
CE | Solar | 30 | HAWP_6 | 7.55 | 0 | 0.17 | 5.4
CE | Solar | 30 | HEYS1 | 6.58 | 0 | 0.15 | 4.71
CE | Solar | 30 | HEYS_1 | 32.59 | 0 | 0.74 | 23.31
CE | Solar | 30 | HUER | 0.44 | 0 | 0.01 | 0.31
CE | Solar | 30 | HURS_1 | 1.25 | 0 | 0.03 | 0.89
CE | Solar | 30 | HUTT_1 | 29.05 | 0 | 0.66 | 20.78
CE | Solar | 30 | IMPK_1 | 37.94 | 0 | 0.86 | 27.13
CE | Solar | 30 | INDQ1 | 385.82 | 0 | 8.72 | 275.94
CE | Solar | 30 | INKE | 3.79 | 0 | 0.09 | 2.71
CE | Solar | 30 | INNE_P | 0.15 | 0 | 0 | 0.11
CE | Solar | 30 | IROA1 | 140.39 | 0 | 3.17 | 100.41
CE | Solar | 30 | IRONB1 | 52.3 | 0 | 1.18 | 37.4
CE | Solar | 30 | IVER_1 | 0.97 | 0 | 0.02 | 0.69
CE | Solar | 30 | IVER_6 | 0.97 | 0 | 0.02 | 0.69
CE | Solar | 30 | JOHN | 0.44 | 0 | 0.01 | 0.31
CE | Solar | 30 | JORD_3 | 1.75 | 0 | 0.04 | 1.25
CE | Solar | 30 | KAIM | 0.44 | 0 | 0.01 | 0.31
CE | Solar | 30 | KEAD_1 | 58.12 | 0 | 1.31 | 41.57
CE | Solar | 30 | KEAR_1 | 1.1 | 0 | 0.02 | 0.79
CE | Solar | 30 | KEAR_3 | 13.25 | 0 | 0.3 | 9.48
CE | Solar | 30 | KEIT_P | 1.26 | 0 | 0.03 | 0.9
CE | Solar | 30 | KEMS_1 | 99.08 | 0 | 2.24 | 70.86
CE | Solar | 30 | KEOO | 0.44 | 0 | 0.01 | 0.31
CE | Solar | 30 | KIBY_1 | 1.79 | 0 | 0.04 | 1.28
CE | Solar | 30 | KIER | 3.79 | 0 | 0.09 | 2.71
CE | Solar | 30 | KIIN_P | 0.35 | 0 | 0.01 | 0.25
CE | Solar | 30 | KILS | 0.44 | 0 | 0.01 | 0.31
CE | Solar | 30 | KILT | 0.44 | 0 | 0.01 | 0.31
CE | Solar | 30 | KILW | 7.47 | 0 | 0.17 | 5.34
CE | Solar | 30 | KINO_1 | 33.89 | 0 | 0.77 | 24.24
CE | Solar | 30 | KINT_P | 2.86 | 0 | 0.06 | 2.05
CE | Solar | 30 | KIRKB1 | 1.1 | 0 | 0.02 | 0.79
CE | Solar | 30 | KITW_1 | 3.94 | 0 | 0.09 | 2.82
CE | Solar | 30 | KNAR | 19.87 | 0 | 0.45 | 14.21
CE | Solar | 30 | LACK_6 | 12.48 | 0 | 0.28 | 8.93
CE | Solar | 30 | LAIR_P | 0.34 | 0 | 0.01 | 0.24
CE | Solar | 30 | LALE1SG003 | 6.69 | 0 | 0.15 | 4.78
CE | Solar | 30 | LAND1 | 271.52 | 0 | 6.14 | 194.19
CE | Solar | 30 | LEGA_1 | 79.67 | 0 | 1.8 | 56.98
CE | Solar | 30 | LEVE | 3.79 | 0 | 0.09 | 2.71
CE | Solar | 30 | LING | 0.44 | 0 | 0.01 | 0.31
CE | Solar | 30 | LINM | 0.44 | 0 | 0.01 | 0.31
CE | Solar | 30 | LISD_1 | 2.94 | 0 | 0.07 | 2.1
CE | Solar | 30 | LITT_C | 1.25 | 0 | 0.03 | 0.89
CE | Solar | 30 | LITT_J | 1.25 | 0 | 0.03 | 0.89
CE | Solar | 30 | LODR_6 | 0.8 | 0 | 0.02 | 0.57
CE | Solar | 30 | LOUD_H | 0.97 | 0 | 0.02 | 0.69
CE | Solar | 30 | LOVE_1 | 205.29 | 0 | 4.64 | 146.82
CE | Solar | 30 | LUNA_P | 0.03 | 0 | 0 | 0.02
CE | Solar | 30 | MACC_3 | 16.19 | 0 | 0.37 | 11.58
CE | Solar | 30 | MACD_P | 3.62 | 0 | 0.08 | 2.59
CE | Solar | 30 | MAGA_6 | 34.28 | 0 | 0.77 | 24.52
CE | Solar | 30 | MANN_1 | 353.45 | 0 | 7.99 | 252.79
CE | Solar | 30 | MAYB | 0.44 | 0 | 0.01 | 0.31
CE | Solar | 30 | MELK_1 | 335.36 | 0 | 7.58 | 239.85
CE | Solar | 30 | MILC_P | 0.4 | 0 | 0.01 | 0.29
CE | Solar | 30 | MILH_1 | 12.76 | 0 | 0.29 | 9.13
CE | Solar | 30 | MITY_1 | 591.28 | 0 | 13.36 | 422.88
CE | Solar | 30 | MYBS_P | 0.82 | 0 | 0.02 | 0.59
CE | Solar | 30 | NEAR | 0.44 | 0 | 0.01 | 0.31
CE | Solar | 30 | NECE_1 | 5.01 | 0 | 0.11 | 3.58
CE | Solar | 30 | NEEP_3 | 1.75 | 0 | 0.04 | 1.25
CE | Solar | 30 | NETS | 0.44 | 0 | 0.01 | 0.31
CE | Solar | 30 | NEWX_6 | 2.92 | 0 | 0.07 | 2.09
CE | Solar | 30 | NFLE | 55.58 | 0 | 1.26 | 39.75
CE | Solar | 30 | NHYD_6 | 0.97 | 0 | 0.02 | 0.69
CE | Solar | 30 | NINF_1 | 83.01 | 0 | 1.88 | 59.37
CE | Solar | 30 | NORL_3 | 1.75 | 0 | 0.04 | 1.25
CE | Solar | 30 | NORM_1 | 384.32 | 0 | 8.69 | 274.87
CE | Solar | 30 | NORT_1 | 35.64 | 0 | 0.81 | 25.49
CE | Solar | 30 | NURS_1 | 232.54 | 0 | 5.26 | 166.31
CE | Solar | 30 | OCKH_1 | 2.51 | 0 | 0.06 | 1.8
CE | Solar | 30 | OFFE_3 | 1.64 | 0 | 0.04 | 1.17
CE | Solar | 30 | OLDB_1 | 2.51 | 0 | 0.06 | 1.8
CE | Solar | 30 | OSBA_1 | 6.14 | 0 | 0.14 | 4.39
CE | Solar | 30 | PADIB1 | 10.28 | 0 | 0.23 | 7.35
CE | Solar | 30 | PELH_1 | 162.49 | 0 | 3.67 | 116.21
CE | Solar | 30 | PEMB_1 | 289.46 | 0 | 6.54 | 207.02
CE | Solar | 30 | PENE_1 | 4.39 | 0 | 0.1 | 3.14
CE | Solar | 30 | PENN_1 | 5.9 | 0 | 0.13 | 4.22
CE | Solar | 30 | PENT_1 | 72.18 | 0 | 1.63 | 51.62
CE | Solar | 30 | PENW_1 | 53.72 | 0 | 1.21 | 38.42
CE | Solar | 30 | PERI_H | 0.8 | 0 | 0.02 | 0.57
CE | Solar | 30 | PERS_P | 0.38 | 0 | 0.01 | 0.27
CE | Solar | 30 | PITS_3 | 1.75 | 0 | 0.04 | 1.25
CE | Solar | 30 | POOB | 0.44 | 0 | 0.01 | 0.31
CE | Solar | 30 | POPP_3 | 14 | 0 | 0.32 | 10.01
CE | Solar | 30 | PORA_P | 0.94 | 0 | 0.02 | 0.67
CE | Solar | 30 | PORD | 3.79 | 0 | 0.09 | 2.71
CE | Solar | 30 | PYLE_1 | 44.33 | 0 | 1 | 31.7
CE | Solar | 30 | QUOI_P | 0.1 | 0 | 0 | 0.07
CE | Solar | 30 | RAIN_1 | 3.07 | 0 | 0.07 | 2.2
CE | Solar | 30 | RANN_P | 0.46 | 0 | 0.01 | 0.33
CE | Solar | 30 | RASS_1 | 65.58 | 0 | 1.48 | 46.9
CE | Solar | 30 | RATS_1 | 91.8 | 0 | 2.07 | 65.66
CE | Solar | 30 | RAYL_1 | 47.57 | 0 | 1.08 | 34.02
CE | Solar | 30 | REBR_3 | 1.1 | 0 | 0.02 | 0.79
CE | Solar | 30 | REDH | 15.48 | 0 | 0.35 | 11.07
CE | Solar | 30 | REDM_P | 0.35 | 0 | 0.01 | 0.25
CE | Solar | 30 | RICH1 | 83.32 | 0 | 1.88 | 59.59
CE | Solar | 30 | ROCH_1 | 3.93 | 0 | 0.09 | 2.81
CE | Solar | 30 | RUGEB1 | 29.98 | 0 | 0.68 | 21.44
CE | Solar | 30 | RYEH_1 | 8.77 | 0 | 0.2 | 6.27
CE | Solar | 30 | SALH_1 | 18.31 | 0 | 0.41 | 13.1
CE | Solar | 30 | SALT_1 | 13.02 | 0 | 0.29 | 9.31
CE | Solar | 30 | SBAR | 60.99 | 0 | 1.38 | 43.62
CE | Solar | 30 | SEAB1 | 127.75 | 0 | 2.89 | 91.37
CE | Solar | 30 | SELL_1 | 73.13 | 0 | 1.65 | 52.3
CE | Solar | 30 | SFEG_P | 0.56 | 0 | 0.01 | 0.4
CE | Solar | 30 | SFIL_P | 0.22 | 0 | 0 | 0.16
CE | Solar | 30 | SHEC_3 | 1.75 | 0 | 0.04 | 1.25
CE | Solar | 30 | SHRW_1 | 139.32 | 0 | 3.15 | 99.64
CE | Solar | 30 | SIGH | 0.44 | 0 | 0.01 | 0.31
CE | Solar | 30 | SJOW_1 | 0.8 | 0 | 0.02 | 0.57
CE | Solar | 30 | SKLGB1 | 6.99 | 0 | 0.16 | 5
CE | Solar | 30 | SLOY_P | 0.06 | 0 | 0 | 0.04
CE | Solar | 30 | SMAN_1 | 1.46 | 0 | 0.03 | 1.04
CE | Solar | 30 | SPEN_1 | 14.63 | 0 | 0.33 | 10.46
CE | Solar | 30 | SSHI_3 | 1.64 | 0 | 0.04 | 1.17
CE | Solar | 30 | STAH_1 | 15.55 | 0 | 0.35 | 11.12
CE | Solar | 30 | STAL_1 | 4.39 | 0 | 0.1 | 3.14
CE | Solar | 30 | STAY_1 | 192.94 | 0 | 4.36 | 137.99
CE | Solar | 30 | STEN_1 | 4.39 | 0 | 0.1 | 3.14
CE | Solar | 30 | STES_1 | 10.28 | 0 | 0.23 | 7.35
CE | Solar | 30 | STHA | 0.44 | 0 | 0.01 | 0.31
CE | Solar | 30 | STIR | 3.79 | 0 | 0.09 | 2.71
CE | Solar | 30 | STLE | 3.79 | 0 | 0.09 | 2.71
CE | Solar | 30 | STRI_P | 2.46 | 0 | 0.06 | 1.76
CE | Solar | 30 | SUND_1 | 70.7 | 0 | 1.6 | 50.56
CE | Solar | 30 | SWAN_1 | 153.92 | 0 | 3.48 | 110.08
CE | Solar | 30 | TARL_P | 5.51 | 0 | 0.12 | 3.94
CE | Solar | 30 | TAUN1 | 99.98 | 0 | 2.26 | 71.51
CE | Solar | 30 | TAYN_P | 0.71 | 0 | 0.02 | 0.51
CE | Solar | 30 | TELR | 0.44 | 0 | 0.01 | 0.31
CE | Solar | 30 | TEMP_3 | 1.75 | 0 | 0.04 | 1.25
CE | Solar | 30 | THOM_6 | 12.01 | 0 | 0.27 | 8.59
CE | Solar | 30 | THSO_P | 1.58 | 0 | 0.04 | 1.13
CE | Solar | 30 | THUR_6 | 1.75 | 0 | 0.04 | 1.25
CE | Solar | 30 | TILBB_1 | 26.14 | 0 | 0.59 | 18.7
CE | Solar | 30 | TONG | 0.44 | 0 | 0.01 | 0.31
CE | Solar | 30 | TOTT_1 | 1.1 | 0 | 0.02 | 0.79
CE | Solar | 30 | TRAW_1 | 22.24 | 0 | 0.5 | 15.91
CE | Solar | 30 | TUMB_P | 0.16 | 0 | 0 | 0.11
CE | Solar | 30 | TYNE_1 | 1.64 | 0 | 0.04 | 1.17
CE | Solar | 30 | TYNE_2 | 1.64 | 0 | 0.04 | 1.17
CE | Solar | 30 | UPPB_1 | 35.7 | 0 | 0.81 | 25.53
CE | Solar | 30 | UPPB_3 | 34.94 | 0 | 0.79 | 24.99
CE | Solar | 30 | USKM_1 | 44.39 | 0 | 1 | 31.75
CE | Solar | 30 | WALH_1 | 131.91 | 0 | 2.98 | 94.34
CE | Solar | 30 | WALP_1 | 42.11 | 0 | 0.95 | 30.12
CE | Solar | 30 | WALP_B | 230.31 | 0 | 5.21 | 164.72
CE | Solar | 30 | WARL_1 | 39 | 0 | 0.88 | 27.89
CE | Solar | 30 | WASF_1 | 5.89 | 0 | 0.13 | 4.21
CE | Solar | 30 | WATFS_1 | 0.97 | 0 | 0.02 | 0.69
CE | Solar | 30 | WBOL_6 | 7.21 | 0 | 0.16 | 5.16
CE | Solar | 30 | WBUR_1 | 138.62 | 0 | 3.13 | 99.14
CE | Solar | 30 | WFIE | 3.79 | 0 | 0.09 | 2.71
CE | Solar | 30 | WHAM_1 | 1.1 | 0 | 0.02 | 0.79
CE | Solar | 30 | WHGA_1 | 1.1 | 0 | 0.02 | 0.79
CE | Solar | 30 | WIBA_3 | 1.75 | 0 | 0.04 | 1.25
CE | Solar | 30 | WIEN_1 | 2.51 | 0 | 0.06 | 1.8
CE | Solar | 30 | WILL_1 | 61.45 | 0 | 1.39 | 43.95
CE | Solar | 30 | WIMBN1 | 2.92 | 0 | 0.07 | 2.09
CE | Solar | 30 | WIMBS1 | 2.92 | 0 | 0.07 | 2.09
CE | Solar | 30 | WISD_1 | 0.8 | 0 | 0.02 | 0.57
CE | Solar | 30 | WISD_6 | 0.8 | 0 | 0.02 | 0.57
CE | Solar | 30 | WISH | 0.44 | 0 | 0.01 | 0.31
CE | Solar | 30 | WMEL_1 | 1.75 | 0 | 0.04 | 1.25
CE | Solar | 30 | WTHU31 | 1.1 | 0 | 0.02 | 0.79
CE | Solar | 30 | WWEY_1 | 3.62 | 0 | 0.08 | 2.59
CE | Solar | 30 | WYLF_1 | 13.16 | 0 | 0.3 | 9.41
CE | Solar | 30 | WYMOM_1 | 35.6 | 0 | 0.8 | 25.46
CE | Solar | 31 | ABHA1 | 118.14 | 0 | 2.67 | 84.49
CE | Solar | 31 | ABNE_P | 11.58 | 0 | 0.26 | 8.28
CE | Solar | 31 | ABTH_1 | 71.61 | 0 | 1.62 | 51.22
CE | Solar | 31 | ACTL_2 | 0.95 | 0 | 0.02 | 0.68
CE | Solar | 31 | ACTL_C | 0.95 | 0 | 0.02 | 0.68
CE | Solar | 31 | ALNE_P | 0.82 | 0 | 0.02 | 0.59
CE | Solar | 31 | ALST_3 | 1.73 | 0 | 0.04 | 1.24
CE | Solar | 31 | ALVE1 | 227.56 | 0 | 5.14 | 162.75
CE | Solar | 31 | AMEM_1 | 41.58 | 0 | 0.94 | 29.74
CE | Solar | 31 | ARBR_P | 26.34 | 0 | 0.6 | 18.84
CE | Solar | 31 | ARDK_P | 0.27 | 0 | 0.01 | 0.19
CE | Solar | 31 | ARMO_P | 1.76 | 0 | 0.04 | 1.26
CE | Solar | 31 | AXMI1 | 139.46 | 0 | 3.15 | 99.74
CE | Solar | 31 | BAGA | 4.42 | 0 | 0.1 | 3.16
CE | Solar | 31 | BAIN | 4.42 | 0 | 0.1 | 3.16
CE | Solar | 31 | BARKC1 | 3.08 | 0 | 0.07 | 2.2
CE | Solar | 31 | BARKW3 | 1.3 | 0 | 0.03 | 0.93
CE | Solar | 31 | BEDDT1 | 1.49 | 0 | 0.03 | 1.07
CE | Solar | 31 | BEDD_1 | 1.49 | 0 | 0.03 | 1.07
CE | Solar | 31 | BERW | 0.51 | 0 | 0.01 | 0.36
CE | Solar | 31 | BESW_1 | 53.14 | 0 | 1.2 | 38.01
CE | Solar | 31 | BICF_1 | 242.6 | 0 | 5.48 | 173.51
CE | Solar | 31 | BIRK_1 | 1.73 | 0 | 0.04 | 1.24
CE | Solar | 31 | BISW_1 | 22.07 | 0 | 0.5 | 15.78
CE | Solar | 31 | BLYTB1 | 5.2 | 0 | 0.12 | 3.72
CE | Solar | 31 | BLYTH132 | 5.2 | 0 | 0.12 | 3.72
CE | Solar | 31 | BOAG_P | 0.2 | 0 | 0 | 0.14
CE | Solar | 31 | BOLN_1 | 76.34 | 0 | 1.73 | 54.6
CE | Solar | 31 | BONN | 4.42 | 0 | 0.1 | 3.16
CE | Solar | 31 | BOTW_1 | 83.11 | 0 | 1.88 | 59.44
CE | Solar | 31 | BRAC_P | 0.16 | 0 | 0 | 0.11
CE | Solar | 31 | BRAI_1 | 114.65 | 0 | 2.59 | 82
CE | Solar | 31 | BRAW_1 | 1.3 | 0 | 0.03 | 0.93
CE | Solar | 31 | BRED_1 | 2.91 | 0 | 0.07 | 2.08
CE | Solar | 31 | BRFO_1 | 154.37 | 0 | 3.49 | 110.41
CE | Solar | 31 | BRIM_1 | 10.4 | 0 | 0.24 | 7.44
CE | Solar | 31 | BRLE_1 | 75.07 | 0 | 1.7 | 53.69
CE | Solar | 31 | BROA_P | 0.06 | 0 | 0 | 0.04
CE | Solar | 31 | BROX | 0.51 | 0 | 0.01 | 0.36
CE | Solar | 31 | BRWA1 | 301.76 | 0 | 6.82 | 215.82
CE | Solar | 31 | BUMU_P | 0.05 | 0 | 0 | 0.04
CE | Solar | 31 | BURM_1 | 453.29 | 0 | 10.24 | 324.19
CE | Solar | 31 | BUSH_1 | 15.74 | 0 | 0.36 | 11.26
CE | Solar | 31 | BUST_1 | 5.94 | 0 | 0.13 | 4.25
CE | Solar | 31 | CAAD_P | 0.13 | 0 | 0 | 0.09
CE | Solar | 31 | CAFA | 0.51 | 0 | 0.01 | 0.36
CE | Solar | 31 | CAMB_01 | 22.9 | 0 | 0.52 | 16.38
CE | Solar | 31 | CANTN1 | 130.67 | 0 | 2.95 | 93.46
CE | Solar | 31 | CAPEA1 | 7.64 | 0 | 0.17 | 5.46
CE | Solar | 31 | CARE_1 | 17.07 | 0 | 0.39 | 12.21
CE | Solar | 31 | CARR_1 | 3.53 | 0 | 0.08 | 2.52
CE | Solar | 31 | CASS_P | 0.24 | 0 | 0.01 | 0.17
CE | Solar | 31 | CATY | 0.51 | 0 | 0.01 | 0.36
CE | Solar | 31 | CBNK_H | 0.95 | 0 | 0.02 | 0.68
CE | Solar | 31 | CELL_1 | 47.36 | 0 | 1.07 | 33.87
CE | Solar | 31 | CHAP | 0.51 | 0 | 0.01 | 0.36
CE | Solar | 31 | CHAS | 0.51 | 0 | 0.01 | 0.36
CE | Solar | 31 | CHIC_1 | 110.73 | 0 | 2.5 | 79.19
CE | Solar | 31 | CHSI_1 | 1.49 | 0 | 0.03 | 1.07
CE | Solar | 31 | CHTE_1 | 155.3 | 0 | 3.51 | 111.07
CE | Solar | 31 | CITR_1 | 0.95 | 0 | 0.02 | 0.68
CE | Solar | 31 | CLAC_P | 0.54 | 0 | 0.01 | 0.39
CE | Solar | 31 | CLAY_P | 0.05 | 0 | 0 | 0.04
CE | Solar | 31 | CLT03 | 9.28 | 0 | 0.21 | 6.64
CE | Solar | 31 | CLYM | 0.51 | 0 | 0.01 | 0.36
CE | Solar | 31 | COAT | 0.51 | 0 | 0.01 | 0.36
CE | Solar | 31 | CONQA1 | 125.17 | 0 | 2.83 | 89.52
CE | Solar | 31 | COUA_P | 0.34 | 0 | 0.01 | 0.24
CE | Solar | 31 | COVE_1 | 11.78 | 0 | 0.27 | 8.43
CE | Solar | 31 | COWL_1 | 332.78 | 0 | 7.52 | 238
CE | Solar | 31 | COYL | 0.51 | 0 | 0.01 | 0.36
CE | Solar | 31 | CREB_1 | 24.61 | 0 | 0.56 | 17.6
CE | Solar | 31 | CUMB | 4.42 | 0 | 0.1 | 3.16
CE | Solar | 31 | CUPA | 10.05 | 0 | 0.23 | 7.19
CE | Solar | 31 | DALM3 | 0.51 | 0 | 0.01 | 0.36
CE | Solar | 31 | DEVM | 0.51 | 0 | 0.01 | 0.36
CE | Solar | 31 | DEVO | 11.46 | 0 | 0.26 | 8.2
CE | Solar | 31 | DOUN_P | 0.66 | 0 | 0.01 | 0.47
CE | Solar | 31 | DRAK_1 | 100.08 | 0 | 2.26 | 71.58
CE | Solar | 31 | DRAX_1 | 5.2 | 0 | 0.12 | 3.72
CE | Solar | 31 | DRCR | 4.42 | 0 | 0.1 | 3.16
CE | Solar | 31 | DUDH_P | 0.16 | 0 | 0 | 0.11
CE | Solar | 31 | DUGR_P | 0.14 | 0 | 0 | 0.1
CE | Solar | 31 | DUNB | 0.51 | 0 | 0.01 | 0.36
CE | Solar | 31 | DUNF | 4.42 | 0 | 0.1 | 3.16
CE | Solar | 31 | DUNO_P | 4.42 | 0 | 0.1 | 3.16
CE | Solar | 31 | DYCE_P | 0.91 | 0 | 0.02 | 0.65
CE | Solar | 31 | EALI_6 | 0.95 | 0 | 0.02 | 0.68
CE | Solar | 31 | EASO_1 | 264.38 | 0 | 5.97 | 189.08
CE | Solar | 31 | EAST | 0.51 | 0 | 0.01 | 0.36
CE | Solar | 31 | ECCL | 0.51 | 0 | 0.01 | 0.36
CE | Solar | 31 | ECLA_1 | 152.59 | 0 | 3.45 | 109.13
CE | Solar | 31 | EKIL | 0.51 | 0 | 0.01 | 0.36
CE | Solar | 31 | EKIS | 0.51 | 0 | 0.01 | 0.36
CE | Solar | 31 | ELGI_P | 1.38 | 0 | 0.03 | 0.99
CE | Solar | 31 | ELLA_1 | 1.3 | 0 | 0.03 | 0.93
CE | Solar | 31 | ELST_1 | 1.16 | 0 | 0.03 | 0.83
CE | Solar | 31 | ENDE_1 | 64.08 | 0 | 1.45 | 45.83
CE | Solar | 31 | EXET1 | 127.85 | 0 | 2.89 | 91.44
CE | Solar | 31 | FASN_P | 0.13 | 0 | 0 | 0.09
CE | Solar | 31 | FAUG_P | 0.37 | 0 | 0.01 | 0.26
CE | Solar | 31 | FAWL_1 | 120.1 | 0 | 2.71 | 85.9
CE | Solar | 31 | FECK_6 | 155.67 | 0 | 3.52 | 111.34
CE | Solar | 31 | FERRA2 | 13.94 | 0 | 0.32 | 9.97
CE | Solar | 31 | FERRB1 | 11.1 | 0 | 0.25 | 7.94
CE | Solar | 31 | FIDD_P | 1.75 | 0 | 0.04 | 1.25
CE | Solar | 31 | FLEE_1 | 57.27 | 0 | 1.29 | 40.96
CE | Solar | 31 | FOUR_1 | 7.8 | 0 | 0.18 | 5.58
CE | Solar | 31 | FRAS_P | 0.08 | 0 | 0 | 0.06
CE | Solar | 31 | FROD_1 | 5.71 | 0 | 0.13 | 4.08
CE | Solar | 31 | FWIL_P | 1.5 | 0 | 0.03 | 1.07
CE | Solar | 31 | GALA | 0.51 | 0 | 0.01 | 0.36
CE | Solar | 31 | GIFF | 0.51 | 0 | 0.01 | 0.36
CE | Solar | 31 | GLLE | 0.51 | 0 | 0.01 | 0.36
CE | Solar | 31 | GLLU | 0.51 | 0 | 0.01 | 0.36
CE | Solar | 31 | GLNI | 4.42 | 0 | 0.1 | 3.16
CE | Solar | 31 | GLRO | 4.42 | 0 | 0.1 | 3.16
CE | Solar | 31 | GREE_H | 0.95 | 0 | 0.02 | 0.68
CE | Solar | 31 | GREN_1 | 329.04 | 0 | 7.44 | 235.33
CE | Solar | 31 | GRIW_1 | 47.95 | 0 | 1.08 | 34.29
CE | Solar | 31 | GRUB_P | 1.04 | 0 | 0.02 | 0.74
CE | Solar | 31 | G_EXTRA_11 | 0.51 | 0 | 0.01 | 0.36
CE | Solar | 31 | G_EXTRA_2 | 0.51 | 0 | 0.01 | 0.36
CE | Solar | 31 | G_EXTRA_5 | 0.51 | 0 | 0.01 | 0.36
CE | Solar | 31 | G_EXTRA_7 | 4.42 | 0 | 0.1 | 3.16
CE | Solar | 31 | G_EXTRA_9 | 0.51 | 0 | 0.01 | 0.36
CE | Solar | 31 | HACK_1 | 1.3 | 0 | 0.03 | 0.93
CE | Solar | 31 | HACK_6 | 1.3 | 0 | 0.03 | 0.93
CE | Solar | 31 | HAMHC1 | 35.88 | 0 | 0.81 | 25.66
CE | Solar | 31 | HARK_1 | 64.79 | 0 | 1.46 | 46.34
CE | Solar | 31 | HARM_6 | 1.95 | 0 | 0.04 | 1.39
CE | Solar | 31 | HAWI | 0.51 | 0 | 0.01 | 0.36
CE | Solar | 31 | HAWP_6 | 7.85 | 0 | 0.18 | 5.61
CE | Solar | 31 | HEYS1 | 7.8 | 0 | 0.18 | 5.58
CE | Solar | 31 | HEYS_1 | 33.81 | 0 | 0.76 | 24.18
CE | Solar | 31 | HUER | 0.51 | 0 | 0.01 | 0.36
CE | Solar | 31 | HURS_1 | 1.49 | 0 | 0.03 | 1.07
CE | Solar | 31 | HUTT_1 | 32.31 | 0 | 0.73 | 23.11
CE | Solar | 31 | IMPK_1 | 42.82 | 0 | 0.97 | 30.62
CE | Solar | 31 | INDQ1 | 390.31 | 0 | 8.82 | 279.15
CE | Solar | 31 | INKE | 4.42 | 0 | 0.1 | 3.16
CE | Solar | 31 | INNE_P | 0.26 | 0 | 0.01 | 0.19
CE | Solar | 31 | IROA1 | 146.09 | 0 | 3.3 | 104.48
CE | Solar | 31 | IRONB1 | 54.75 | 0 | 1.24 | 39.16
CE | Solar | 31 | IVER_1 | 1.16 | 0 | 0.03 | 0.83
CE | Solar | 31 | IVER_6 | 1.16 | 0 | 0.03 | 0.83
CE | Solar | 31 | JOHN | 0.51 | 0 | 0.01 | 0.36
CE | Solar | 31 | JORD_3 | 2.08 | 0 | 0.05 | 1.49
CE | Solar | 31 | KAIM | 0.51 | 0 | 0.01 | 0.36
CE | Solar | 31 | KEAD_1 | 59.21 | 0 | 1.34 | 42.35
CE | Solar | 31 | KEAR_1 | 1.3 | 0 | 0.03 | 0.93
CE | Solar | 31 | KEAR_3 | 13.45 | 0 | 0.3 | 9.62
CE | Solar | 31 | KEIT_P | 2.21 | 0 | 0.05 | 1.58
CE | Solar | 31 | KEMS_1 | 102.99 | 0 | 2.33 | 73.66
CE | Solar | 31 | KEOO | 0.51 | 0 | 0.01 | 0.36
CE | Solar | 31 | KIBY_1 | 1.79 | 0 | 0.04 | 1.28
CE | Solar | 31 | KIER | 4.42 | 0 | 0.1 | 3.16
CE | Solar | 31 | KIIN_P | 0.6 | 0 | 0.01 | 0.43
CE | Solar | 31 | KILS | 0.51 | 0 | 0.01 | 0.36
CE | Solar | 31 | KILT | 0.51 | 0 | 0.01 | 0.36
CE | Solar | 31 | KILW | 7.54 | 0 | 0.17 | 5.39
CE | Solar | 31 | KINO_1 | 35.84 | 0 | 0.81 | 25.63
CE | Solar | 31 | KINT_P | 3.54 | 0 | 0.08 | 2.53
CE | Solar | 31 | KIRKB1 | 1.3 | 0 | 0.03 | 0.93
CE | Solar | 31 | KITW_1 | 4.4 | 0 | 0.1 | 3.15
CE | Solar | 31 | KNAR | 20.27 | 0 | 0.46 | 14.5
CE | Solar | 31 | LACK_6 | 13.7 | 0 | 0.31 | 9.8
CE | Solar | 31 | LAIR_P | 0.59 | 0 | 0.01 | 0.42
CE | Solar | 31 | LALE1SG003 | 6.87 | 0 | 0.16 | 4.91
CE | Solar | 31 | LAND1 | 276.01 | 0 | 6.24 | 197.4
CE | Solar | 31 | LEGA_1 | 81.3 | 0 | 1.84 | 58.15
CE | Solar | 31 | LEVE | 4.42 | 0 | 0.1 | 3.16
CE | Solar | 31 | LING | 0.51 | 0 | 0.01 | 0.36
CE | Solar | 31 | LINM | 0.51 | 0 | 0.01 | 0.36
CE | Solar | 31 | LISD_1 | 2.94 | 0 | 0.07 | 2.1
CE | Solar | 31 | LITT_C | 1.49 | 0 | 0.03 | 1.07
CE | Solar | 31 | LITT_J | 1.49 | 0 | 0.03 | 1.07
CE | Solar | 31 | LODR_6 | 0.95 | 0 | 0.02 | 0.68
CE | Solar | 31 | LOUD_H | 1.16 | 0 | 0.03 | 0.83
CE | Solar | 31 | LOVE_1 | 208.95 | 0 | 4.72 | 149.44
CE | Solar | 31 | LUNA_P | 0.05 | 0 | 0 | 0.04
CE | Solar | 31 | MACC_3 | 17 | 0 | 0.38 | 12.16
CE | Solar | 31 | MACD_P | 4.37 | 0 | 0.1 | 3.13
CE | Solar | 31 | MAGA_6 | 35.09 | 0 | 0.79 | 25.1
CE | Solar | 31 | MANN_1 | 359.42 | 0 | 8.12 | 257.06
CE | Solar | 31 | MAYB | 0.51 | 0 | 0.01 | 0.36
CE | Solar | 31 | MELK_1 | 341.87 | 0 | 7.73 | 244.51
CE | Solar | 31 | MILC_P | 0.7 | 0 | 0.02 | 0.5
CE | Solar | 31 | MILH_1 | 12.95 | 0 | 0.29 | 9.26
CE | Solar | 31 | MITY_1 | 597.79 | 0 | 13.51 | 427.54
CE | Solar | 31 | MYBS_P | 1.43 | 0 | 0.03 | 1.02
CE | Solar | 31 | NEAR | 0.51 | 0 | 0.01 | 0.36
CE | Solar | 31 | NECE_1 | 5.94 | 0 | 0.13 | 4.25
CE | Solar | 31 | NEEP_3 | 2.08 | 0 | 0.05 | 1.49
CE | Solar | 31 | NETS | 0.51 | 0 | 0.01 | 0.36
CE | Solar | 31 | NEWX_6 | 3.47 | 0 | 0.08 | 2.48
CE | Solar | 31 | NFLE | 57.54 | 0 | 1.3 | 41.15
CE | Solar | 31 | NHYD_6 | 1.16 | 0 | 0.03 | 0.83
CE | Solar | 31 | NINF_1 | 83.82 | 0 | 1.89 | 59.95
CE | Solar | 31 | NORL_3 | 2.08 | 0 | 0.05 | 1.49
CE | Solar | 31 | NORM_1 | 395.71 | 0 | 8.94 | 283.01
CE | Solar | 31 | NORT_1 | 35.95 | 0 | 0.81 | 25.71
CE | Solar | 31 | NURS_1 | 236.2 | 0 | 5.34 | 168.93
CE | Solar | 31 | OCKH_1 | 2.97 | 0 | 0.07 | 2.12
CE | Solar | 31 | OFFE_3 | 1.95 | 0 | 0.04 | 1.39
CE | Solar | 31 | OLDB_1 | 2.97 | 0 | 0.07 | 2.12
CE | Solar | 31 | OSBA_1 | 7.28 | 0 | 0.16 | 5.21
CE | Solar | 31 | PADIB1 | 11.09 | 0 | 0.25 | 7.93
CE | Solar | 31 | PELH_1 | 164.12 | 0 | 3.71 | 117.38
CE | Solar | 31 | PEMB_1 | 294.35 | 0 | 6.65 | 210.52
CE | Solar | 31 | PENE_1 | 5.2 | 0 | 0.12 | 3.72
CE | Solar | 31 | PENN_1 | 5.9 | 0 | 0.13 | 4.22
CE | Solar | 31 | PENT_1 | 76.25 | 0 | 1.72 | 54.53
CE | Solar | 31 | PENW_1 | 54.53 | 0 | 1.23 | 39
CE | Solar | 31 | PERI_H | 0.95 | 0 | 0.02 | 0.68
CE | Solar | 31 | PERS_P | 0.67 | 0 | 0.02 | 0.48
CE | Solar | 31 | PITS_3 | 2.08 | 0 | 0.05 | 1.49
CE | Solar | 31 | POOB | 0.51 | 0 | 0.01 | 0.36
CE | Solar | 31 | POPP_3 | 14.41 | 0 | 0.33 | 10.31
CE | Solar | 31 | PORA_P | 1.64 | 0 | 0.04 | 1.17
CE | Solar | 31 | PORD | 4.42 | 0 | 0.1 | 3.16
CE | Solar | 31 | PYLE_1 | 45.14 | 0 | 1.02 | 32.28
CE | Solar | 31 | QUOI_P | 0.18 | 0 | 0 | 0.13
CE | Solar | 31 | RAIN_1 | 3.07 | 0 | 0.07 | 2.2
CE | Solar | 31 | RANN_P | 0.8 | 0 | 0.02 | 0.57
CE | Solar | 31 | RASS_1 | 70.46 | 0 | 1.59 | 50.39
CE | Solar | 31 | RATS_1 | 93.43 | 0 | 2.11 | 66.82
CE | Solar | 31 | RAYL_1 | 51.48 | 0 | 1.16 | 36.82
CE | Solar | 31 | REBR_3 | 1.3 | 0 | 0.03 | 0.93
CE | Solar | 31 | REDH | 16.11 | 0 | 0.36 | 11.52
CE | Solar | 31 | REDM_P | 0.6 | 0 | 0.01 | 0.43
CE | Solar | 31 | RICH1 | 85.27 | 0 | 1.93 | 60.99
CE | Solar | 31 | ROCH_1 | 4.13 | 0 | 0.09 | 2.95
CE | Solar | 31 | RUGEB1 | 32.42 | 0 | 0.73 | 23.19
CE | Solar | 31 | RYEH_1 | 10.4 | 0 | 0.24 | 7.44
CE | Solar | 31 | SALH_1 | 19.53 | 0 | 0.44 | 13.97
CE | Solar | 31 | SALT_1 | 14.11 | 0 | 0.32 | 10.09
CE | Solar | 31 | SBAR | 62.62 | 0 | 1.42 | 44.79
CE | Solar | 31 | SEAB1 | 132.64 | 0 | 3 | 94.86
CE | Solar | 31 | SELL_1 | 77.04 | 0 | 1.74 | 55.1
CE | Solar | 31 | SFEG_P | 0.97 | 0 | 0.02 | 0.69
CE | Solar | 31 | SFIL_P | 0.39 | 0 | 0.01 | 0.28
CE | Solar | 31 | SHEC_3 | 2.08 | 0 | 0.05 | 1.49
CE | Solar | 31 | SHRW_1 | 141.77 | 0 | 3.2 | 101.39
CE | Solar | 31 | SIGH | 0.51 | 0 | 0.01 | 0.36
CE | Solar | 31 | SJOW_1 | 0.95 | 0 | 0.02 | 0.68
CE | Solar | 31 | SKLGB1 | 7.19 | 0 | 0.16 | 5.14
CE | Solar | 31 | SLOY_P | 0.11 | 0 | 0 | 0.08
CE | Solar | 31 | SMAN_1 | 1.73 | 0 | 0.04 | 1.24
CE | Solar | 31 | SPEN_1 | 16.26 | 0 | 0.37 | 11.63
CE | Solar | 31 | SSHI_3 | 1.95 | 0 | 0.04 | 1.39
CE | Solar | 31 | STAH_1 | 16.36 | 0 | 0.37 | 11.7
CE | Solar | 31 | STAL_1 | 5.2 | 0 | 0.12 | 3.72
CE | Solar | 31 | STAY_1 | 201.08 | 0 | 4.54 | 143.81
CE | Solar | 31 | STEN_1 | 5.2 | 0 | 0.12 | 3.72
CE | Solar | 31 | STES_1 | 11.09 | 0 | 0.25 | 7.93
CE | Solar | 31 | STHA | 0.51 | 0 | 0.01 | 0.36
CE | Solar | 31 | STIR | 4.42 | 0 | 0.1 | 3.16
CE | Solar | 31 | STLE | 4.42 | 0 | 0.1 | 3.16
CE | Solar | 31 | STRI_P | 3.01 | 0 | 0.07 | 2.15
CE | Solar | 31 | SUND_1 | 73.96 | 0 | 1.67 | 52.9
CE | Solar | 31 | SWAN_1 | 158.8 | 0 | 3.59 | 113.57
CE | Solar | 31 | TARL_P | 5.61 | 0 | 0.13 | 4.01
CE | Solar | 31 | TAUN1 | 101.61 | 0 | 2.3 | 72.67
CE | Solar | 31 | TAYN_P | 1.24 | 0 | 0.03 | 0.89
CE | Solar | 31 | TELR | 0.51 | 0 | 0.01 | 0.36
CE | Solar | 31 | TEMP_3 | 2.08 | 0 | 0.05 | 1.49
CE | Solar | 31 | THOM_6 | 13.15 | 0 | 0.3 | 9.4
CE | Solar | 31 | THSO_P | 2.76 | 0 | 0.06 | 1.97
CE | Solar | 31 | THUR_6 | 2.08 | 0 | 0.05 | 1.49
CE | Solar | 31 | TILBB_1 | 30.05 | 0 | 0.68 | 21.49
CE | Solar | 31 | TONG | 0.51 | 0 | 0.01 | 0.36
CE | Solar | 31 | TOTT_1 | 1.3 | 0 | 0.03 | 0.93
CE | Solar | 31 | TRAW_1 | 23.06 | 0 | 0.52 | 16.49
CE | Solar | 31 | TUMB_P | 0.28 | 0 | 0.01 | 0.2
CE | Solar | 31 | TYNE_1 | 1.95 | 0 | 0.04 | 1.39
CE | Solar | 31 | TYNE_2 | 1.95 | 0 | 0.04 | 1.39
CE | Solar | 31 | UPPB_1 | 35.97 | 0 | 0.81 | 25.73
CE | Solar | 31 | UPPB_3 | 35.21 | 0 | 0.8 | 25.18
CE | Solar | 31 | USKM_1 | 44.66 | 0 | 1.01 | 31.94
CE | Solar | 31 | WALH_1 | 135.98 | 0 | 3.07 | 97.25
CE | Solar | 31 | WALP_1 | 45.37 | 0 | 1.03 | 32.45
CE | Solar | 31 | WALP_B | 233.57 | 0 | 5.28 | 167.05
CE | Solar | 31 | WARL_1 | 42.91 | 0 | 0.97 | 30.69
CE | Solar | 31 | WASF_1 | 5.89 | 0 | 0.13 | 4.21
CE | Solar | 31 | WATFS_1 | 1.16 | 0 | 0.03 | 0.83
CE | Solar | 31 | WBOL_6 | 7.52 | 0 | 0.17 | 5.38
CE | Solar | 31 | WBUR_1 | 141.87 | 0 | 3.21 | 101.47
CE | Solar | 31 | WFIE | 4.42 | 0 | 0.1 | 3.16
CE | Solar | 31 | WHAM_1 | 1.3 | 0 | 0.03 | 0.93
CE | Solar | 31 | WHGA_1 | 1.3 | 0 | 0.03 | 0.93
CE | Solar | 31 | WIBA_3 | 2.08 | 0 | 0.05 | 1.49
CE | Solar | 31 | WIEN_1 | 2.97 | 0 | 0.07 | 2.12
CE | Solar | 31 | WILL_1 | 62.38 | 0 | 1.41 | 44.61
CE | Solar | 31 | WIMBN1 | 3.47 | 0 | 0.08 | 2.48
CE | Solar | 31 | WIMBS1 | 3.47 | 0 | 0.08 | 2.48
CE | Solar | 31 | WISD_1 | 0.95 | 0 | 0.02 | 0.68
CE | Solar | 31 | WISD_6 | 0.95 | 0 | 0.02 | 0.68
CE | Solar | 31 | WISH | 0.51 | 0 | 0.01 | 0.36
CE | Solar | 31 | WMEL_1 | 2.08 | 0 | 0.05 | 1.49
CE | Solar | 31 | WTHU31 | 1.3 | 0 | 0.03 | 0.93
CE | Solar | 31 | WWEY_1 | 3.85 | 0 | 0.09 | 2.75
CE | Solar | 31 | WYLF_1 | 15.6 | 0 | 0.35 | 11.16
CE | Solar | 31 | WYMOM_1 | 37.23 | 0 | 0.84 | 26.63
CE | Solar | 32 | ABHA1 | 125.33 | 0 | 2.83 | 89.64
CE | Solar | 32 | ABNE_P | 11.98 | 0 | 0.27 | 8.57
CE | Solar | 32 | ABTH_1 | 72.04 | 0 | 1.63 | 51.52
CE | Solar | 32 | ACTL_2 | 1.18 | 0 | 0.03 | 0.84
CE | Solar | 32 | ACTL_C | 1.18 | 0 | 0.03 | 0.84
CE | Solar | 32 | ALNE_P | 1.22 | 0 | 0.03 | 0.87
CE | Solar | 32 | ALST_3 | 2.17 | 0 | 0.05 | 1.55
CE | Solar | 32 | ALVE1 | 234.75 | 0 | 5.31 | 167.89
CE | Solar | 32 | AMEM_1 | 41.87 | 0 | 0.95 | 29.95
CE | Solar | 32 | ARBR_P | 26.34 | 0 | 0.6 | 18.84
CE | Solar | 32 | ARDK_P | 0.41 | 0 | 0.01 | 0.29
CE | Solar | 32 | ARMO_P | 2.64 | 0 | 0.06 | 1.89
CE | Solar | 32 | AXMI1 | 149.02 | 0 | 3.37 | 106.58
CE | Solar | 32 | BAGA | 4.93 | 0 | 0.11 | 3.53
CE | Solar | 32 | BAIN | 4.93 | 0 | 0.11 | 3.53
CE | Solar | 32 | BARKC1 | 3.4 | 0 | 0.08 | 2.43
CE | Solar | 32 | BARKW3 | 1.63 | 0 | 0.04 | 1.17
CE | Solar | 32 | BEDDT1 | 1.86 | 0 | 0.04 | 1.33
CE | Solar | 32 | BEDD_1 | 1.86 | 0 | 0.04 | 1.33
CE | Solar | 32 | BERW | 0.57 | 0 | 0.01 | 0.41
CE | Solar | 32 | BESW_1 | 54.63 | 0 | 1.23 | 39.07
CE | Solar | 32 | BICF_1 | 260.84 | 0 | 5.89 | 186.55
CE | Solar | 32 | BIRK_1 | 2.17 | 0 | 0.05 | 1.55
CE | Solar | 32 | BISW_1 | 22.82 | 0 | 0.52 | 16.32
CE | Solar | 32 | BLYTB1 | 6.5 | 0 | 0.15 | 4.65
CE | Solar | 32 | BLYTH132 | 6.5 | 0 | 0.15 | 4.65
CE | Solar | 32 | BOAG_P | 0.3 | 0 | 0.01 | 0.21
CE | Solar | 32 | BOLN_1 | 77.65 | 0 | 1.75 | 55.54
CE | Solar | 32 | BONN | 4.93 | 0 | 0.11 | 3.53
CE | Solar | 32 | BOTW_1 | 88.97 | 0 | 2.01 | 63.63
CE | Solar | 32 | BRAC_P | 0.24 | 0 | 0.01 | 0.17
CE | Solar | 32 | BRAI_1 | 117.26 | 0 | 2.65 | 83.86
CE | Solar | 32 | BRAW_1 | 1.63 | 0 | 0.04 | 1.17
CE | Solar | 32 | BRED_1 | 3.34 | 0 | 0.08 | 2.39
CE | Solar | 32 | BRFO_1 | 156.69 | 0 | 3.54 | 112.06
CE | Solar | 32 | BRIM_1 | 13.01 | 0 | 0.29 | 9.3
CE | Solar | 32 | BRLE_1 | 77.67 | 0 | 1.76 | 55.55
CE | Solar | 32 | BROA_P | 0.09 | 0 | 0 | 0.06
CE | Solar | 32 | BROX | 0.57 | 0 | 0.01 | 0.41
CE | Solar | 32 | BRWA1 | 312.18 | 0 | 7.06 | 223.27
CE | Solar | 32 | BUMU_P | 0.08 | 0 | 0 | 0.06
CE | Solar | 32 | BURM_1 | 481.95 | 0 | 10.89 | 344.69
CE | Solar | 32 | BUSH_1 | 16.48 | 0 | 0.37 | 11.79
CE | Solar | 32 | BUST_1 | 7.43 | 0 | 0.17 | 5.31
CE | Solar | 32 | CAAD_P | 0.19 | 0 | 0 | 0.14
CE | Solar | 32 | CAFA | 0.57 | 0 | 0.01 | 0.41
CE | Solar | 32 | CAMB_01 | 24.21 | 0 | 0.55 | 17.31
CE | Solar | 32 | CANTN1 | 133.79 | 0 | 3.02 | 95.69
CE | Solar | 32 | CAPEA1 | 8.07 | 0 | 0.18 | 5.77
CE | Solar | 32 | CARE_1 | 17.5 | 0 | 0.4 | 12.52
CE | Solar | 32 | CARR_1 | 3.97 | 0 | 0.09 | 2.84
CE | Solar | 32 | CASS_P | 0.35 | 0 | 0.01 | 0.25
CE | Solar | 32 | CATY | 0.57 | 0 | 0.01 | 0.41
CE | Solar | 32 | CBNK_H | 1.18 | 0 | 0.03 | 0.84
CE | Solar | 32 | CELL_1 | 51.27 | 0 | 1.16 | 36.67
CE | Solar | 32 | CHAP | 0.57 | 0 | 0.01 | 0.41
CE | Solar | 32 | CHAS | 0.57 | 0 | 0.01 | 0.41
CE | Solar | 32 | CHIC_1 | 120.28 | 0 | 2.72 | 86.02
CE | Solar | 32 | CHSI_1 | 1.86 | 0 | 0.04 | 1.33
CE | Solar | 32 | CHTE_1 | 155.82 | 0 | 3.52 | 111.44
CE | Solar | 32 | CITR_1 | 1.18 | 0 | 0.03 | 0.84
CE | Solar | 32 | CLAC_P | 0.82 | 0 | 0.02 | 0.59
CE | Solar | 32 | CLAY_P | 0.08 | 0 | 0 | 0.06
CE | Solar | 32 | CLT03 | 11.61 | 0 | 0.26 | 8.3
CE | Solar | 32 | CLYM | 0.57 | 0 | 0.01 | 0.41
CE | Solar | 32 | COAT | 0.57 | 0 | 0.01 | 0.41
CE | Solar | 32 | CONQA1 | 126.48 | 0 | 2.86 | 90.46
CE | Solar | 32 | COUA_P | 0.5 | 0 | 0.01 | 0.36
CE | Solar | 32 | COVE_1 | 13.27 | 0 | 0.3 | 9.49
CE | Solar | 32 | COWL_1 | 343.2 | 0 | 7.76 | 245.46
CE | Solar | 32 | COYL | 0.57 | 0 | 0.01 | 0.41
CE | Solar | 32 | CREB_1 | 26.35 | 0 | 0.6 | 18.85
CE | Solar | 32 | CUMB | 4.93 | 0 | 0.11 | 3.53
CE | Solar | 32 | CUPA | 10.56 | 0 | 0.24 | 7.55
CE | Solar | 32 | DALM3 | 0.57 | 0 | 0.01 | 0.41
CE | Solar | 32 | DEVM | 0.57 | 0 | 0.01 | 0.41
CE | Solar | 32 | DEVO | 11.97 | 0 | 0.27 | 8.56
CE | Solar | 32 | DOUN_P | 0.99 | 0 | 0.02 | 0.71
CE | Solar | 32 | DRAK_1 | 100.82 | 0 | 2.28 | 72.11
CE | Solar | 32 | DRAX_1 | 6.5 | 0 | 0.15 | 4.65
CE | Solar | 32 | DRCR | 4.93 | 0 | 0.11 | 3.53
CE | Solar | 32 | DUDH_P | 0.24 | 0 | 0.01 | 0.17
CE | Solar | 32 | DUGR_P | 0.21 | 0 | 0 | 0.15
CE | Solar | 32 | DUNB | 0.57 | 0 | 0.01 | 0.41
CE | Solar | 32 | DUNF | 4.93 | 0 | 0.11 | 3.53
CE | Solar | 32 | DUNO_P | 4.93 | 0 | 0.11 | 3.53
CE | Solar | 32 | DYCE_P | 1.37 | 0 | 0.03 | 0.98
CE | Solar | 32 | EALI_6 | 1.18 | 0 | 0.03 | 0.84
CE | Solar | 32 | EASO_1 | 269.59 | 0 | 6.09 | 192.81
CE | Solar | 32 | EAST | 0.57 | 0 | 0.01 | 0.41
CE | Solar | 32 | ECCL | 0.57 | 0 | 0.01 | 0.41
CE | Solar | 32 | ECLA_1 | 157.8 | 0 | 3.57 | 112.86
CE | Solar | 32 | EKIL | 0.57 | 0 | 0.01 | 0.41
CE | Solar | 32 | EKIS | 0.57 | 0 | 0.01 | 0.41
CE | Solar | 32 | ELGI_P | 1.38 | 0 | 0.03 | 0.99
CE | Solar | 32 | ELLA_1 | 1.63 | 0 | 0.04 | 1.17
CE | Solar | 32 | ELST_1 | 1.45 | 0 | 0.03 | 1.04
CE | Solar | 32 | ENDE_1 | 66.69 | 0 | 1.51 | 47.7
CE | Solar | 32 | EXET1 | 135.04 | 0 | 3.05 | 96.58
CE | Solar | 32 | FASN_P | 0.2 | 0 | 0 | 0.14
CE | Solar | 32 | FAUG_P | 0.55 | 0 | 0.01 | 0.39
CE | Solar | 32 | FAWL_1 | 125.97 | 0 | 2.85 | 90.09
CE | Solar | 32 | FECK_6 | 157.15 | 0 | 3.55 | 112.39
CE | Solar | 32 | FERRA2 | 15.24 | 0 | 0.34 | 10.9
CE | Solar | 32 | FERRB1 | 12.41 | 0 | 0.28 | 8.88
CE | Solar | 32 | FIDD_P | 2.62 | 0 | 0.06 | 1.87
CE | Solar | 32 | FLEE_1 | 59.88 | 0 | 1.35 | 42.83
CE | Solar | 32 | FOUR_1 | 9.75 | 0 | 0.22 | 6.97
CE | Solar | 32 | FRAS_P | 0.13 | 0 | 0 | 0.09
CE | Solar | 32 | FROD_1 | 6.15 | 0 | 0.14 | 4.4
CE | Solar | 32 | FWIL_P | 2.25 | 0 | 0.05 | 1.61
CE | Solar | 32 | GALA | 0.57 | 0 | 0.01 | 0.41
CE | Solar | 32 | GIFF | 0.57 | 0 | 0.01 | 0.41
CE | Solar | 32 | GLLE | 0.57 | 0 | 0.01 | 0.41
CE | Solar | 32 | GLLU | 0.57 | 0 | 0.01 | 0.41
CE | Solar | 32 | GLNI | 4.93 | 0 | 0.11 | 3.53
CE | Solar | 32 | GLRO | 4.93 | 0 | 0.11 | 3.53
CE | Solar | 32 | GREE_H | 1.18 | 0 | 0.03 | 0.84
CE | Solar | 32 | GREN_1 | 345.23 | 0 | 7.8 | 246.91
CE | Solar | 32 | GRIW_1 | 51.86 | 0 | 1.17 | 37.09
CE | Solar | 32 | GRUB_P | 1.56 | 0 | 0.04 | 1.12
CE | Solar | 32 | G_EXTRA_11 | 0.57 | 0 | 0.01 | 0.41
CE | Solar | 32 | G_EXTRA_2 | 0.57 | 0 | 0.01 | 0.41
CE | Solar | 32 | G_EXTRA_5 | 0.57 | 0 | 0.01 | 0.41
CE | Solar | 32 | G_EXTRA_7 | 4.93 | 0 | 0.11 | 3.53
CE | Solar | 32 | G_EXTRA_9 | 0.57 | 0 | 0.01 | 0.41
CE | Solar | 32 | HACK_1 | 1.63 | 0 | 0.04 | 1.17
CE | Solar | 32 | HACK_6 | 1.63 | 0 | 0.04 | 1.17
CE | Solar | 32 | HAMHC1 | 37.37 | 0 | 0.84 | 26.73
CE | Solar | 32 | HARK_1 | 66.75 | 0 | 1.51 | 47.74
CE | Solar | 32 | HARM_6 | 2.44 | 0 | 0.06 | 1.75
CE | Solar | 32 | HAWI | 0.57 | 0 | 0.01 | 0.41
CE | Solar | 32 | HAWP_6 | 8.34 | 0 | 0.19 | 5.96
CE | Solar | 32 | HEYS1 | 9.75 | 0 | 0.22 | 6.97
CE | Solar | 32 | HEYS_1 | 35.77 | 0 | 0.81 | 25.58
CE | Solar | 32 | HUER | 0.57 | 0 | 0.01 | 0.41
CE | Solar | 32 | HURS_1 | 1.86 | 0 | 0.04 | 1.33
CE | Solar | 32 | HUTT_1 | 37.52 | 0 | 0.85 | 26.83
CE | Solar | 32 | IMPK_1 | 50.64 | 0 | 1.14 | 36.22
CE | Solar | 32 | INDQ1 | 397.5 | 0 | 8.98 | 284.29
CE | Solar | 32 | INKE | 4.93 | 0 | 0.11 | 3.53
CE | Solar | 32 | INNE_P | 0.39 | 0 | 0.01 | 0.28
CE | Solar | 32 | IROA1 | 155.21 | 0 | 3.51 | 111.01
CE | Solar | 32 | IRONB1 | 58.65 | 0 | 1.33 | 41.95
CE | Solar | 32 | IVER_1 | 1.45 | 0 | 0.03 | 1.04
CE | Solar | 32 | IVER_6 | 1.45 | 0 | 0.03 | 1.04
CE | Solar | 32 | JOHN | 0.57 | 0 | 0.01 | 0.41
CE | Solar | 32 | JORD_3 | 2.6 | 0 | 0.06 | 1.86
CE | Solar | 32 | KAIM | 0.57 | 0 | 0.01 | 0.41
CE | Solar | 32 | KEAD_1 | 60.94 | 0 | 1.38 | 43.58
CE | Solar | 32 | KEAR_1 | 1.63 | 0 | 0.04 | 1.17
CE | Solar | 32 | KEAR_3 | 13.78 | 0 | 0.31 | 9.86
CE | Solar | 32 | KEIT_P | 3.31 | 0 | 0.07 | 2.37
CE | Solar | 32 | KEMS_1 | 109.24 | 0 | 2.47 | 78.13
CE | Solar | 32 | KEOO | 0.57 | 0 | 0.01 | 0.41
CE | Solar | 32 | KIBY_1 | 1.79 | 0 | 0.04 | 1.28
CE | Solar | 32 | KIER | 4.93 | 0 | 0.11 | 3.53
CE | Solar | 32 | KIIN_P | 0.91 | 0 | 0.02 | 0.65
CE | Solar | 32 | KILS | 0.57 | 0 | 0.01 | 0.41
CE | Solar | 32 | KILT | 0.57 | 0 | 0.01 | 0.41
CE | Solar | 32 | KILW | 7.6 | 0 | 0.17 | 5.44
CE | Solar | 32 | KINO_1 | 38.97 | 0 | 0.88 | 27.87
CE | Solar | 32 | KINT_P | 4.33 | 0 | 0.1 | 3.1
CE | Solar | 32 | KIRKB1 | 1.63 | 0 | 0.04 | 1.17
CE | Solar | 32 | KITW_1 | 5.15 | 0 | 0.12 | 3.68
CE | Solar | 32 | KNAR | 20.93 | 0 | 0.47 | 14.97
CE | Solar | 32 | LACK_6 | 15.66 | 0 | 0.35 | 11.2
CE | Solar | 32 | LAIR_P | 0.88 | 0 | 0.02 | 0.63
CE | Solar | 32 | LALE1SG003 | 7.16 | 0 | 0.16 | 5.12
CE | Solar | 32 | LAND1 | 283.2 | 0 | 6.4 | 202.54
CE | Solar | 32 | LEGA_1 | 83.9 | 0 | 1.9 | 60.01
CE | Solar | 32 | LEVE | 4.93 | 0 | 0.11 | 3.53
CE | Solar | 32 | LING | 0.57 | 0 | 0.01 | 0.41
CE | Solar | 32 | LINM | 0.57 | 0 | 0.01 | 0.41
CE | Solar | 32 | LISD_1 | 2.94 | 0 | 0.07 | 2.1
CE | Solar | 32 | LITT_C | 1.86 | 0 | 0.04 | 1.33
CE | Solar | 32 | LITT_J | 1.86 | 0 | 0.04 | 1.33
CE | Solar | 32 | LODR_6 | 1.18 | 0 | 0.03 | 0.84
CE | Solar | 32 | LOUD_H | 1.45 | 0 | 0.03 | 1.04
CE | Solar | 32 | LOVE_1 | 214.81 | 0 | 4.85 | 153.63
CE | Solar | 32 | LUNA_P | 0.08 | 0 | 0 | 0.06
CE | Solar | 32 | MACC_3 | 18.3 | 0 | 0.41 | 13.09
CE | Solar | 32 | MACD_P | 5.25 | 0 | 0.12 | 3.75
CE | Solar | 32 | MAGA_6 | 36.4 | 0 | 0.82 | 26.03
CE | Solar | 32 | MANN_1 | 368.97 | 0 | 8.34 | 263.89
CE | Solar | 32 | MAYB | 0.57 | 0 | 0.01 | 0.41
CE | Solar | 32 | MELK_1 | 352.29 | 0 | 7.96 | 251.96
CE | Solar | 32 | MILC_P | 1.05 | 0 | 0.02 | 0.75
CE | Solar | 32 | MILH_1 | 13.23 | 0 | 0.3 | 9.46
CE | Solar | 32 | MITY_1 | 608.21 | 0 | 13.75 | 434.99
CE | Solar | 32 | MYBS_P | 2.14 | 0 | 0.05 | 1.53
CE | Solar | 32 | NEAR | 0.57 | 0 | 0.01 | 0.41
CE | Solar | 32 | NECE_1 | 7.43 | 0 | 0.17 | 5.31
CE | Solar | 32 | NEEP_3 | 2.6 | 0 | 0.06 | 1.86
CE | Solar | 32 | NETS | 0.57 | 0 | 0.01 | 0.41
CE | Solar | 32 | NEWX_6 | 4.34 | 0 | 0.1 | 3.1
CE | Solar | 32 | NFLE | 60.66 | 0 | 1.37 | 43.38
CE | Solar | 32 | NHYD_6 | 1.45 | 0 | 0.03 | 1.04
CE | Solar | 32 | NINF_1 | 85.12 | 0 | 1.92 | 60.88
CE | Solar | 32 | NORL_3 | 2.6 | 0 | 0.06 | 1.86
CE | Solar | 32 | NORM_1 | 413.95 | 0 | 9.36 | 296.06
CE | Solar | 32 | NORT_1 | 36.44 | 0 | 0.82 | 26.06
CE | Solar | 32 | NURS_1 | 242.06 | 0 | 5.47 | 173.12
CE | Solar | 32 | OCKH_1 | 3.72 | 0 | 0.08 | 2.66
CE | Solar | 32 | OFFE_3 | 2.44 | 0 | 0.06 | 1.75
CE | Solar | 32 | OLDB_1 | 3.72 | 0 | 0.08 | 2.66
CE | Solar | 32 | OSBA_1 | 9.1 | 0 | 0.21 | 6.51
CE | Solar | 32 | PADIB1 | 12.4 | 0 | 0.28 | 8.87
CE | Solar | 32 | PELH_1 | 166.72 | 0 | 3.77 | 119.24
CE | Solar | 32 | PEMB_1 | 302.16 | 0 | 6.83 | 216.1
CE | Solar | 32 | PENE_1 | 6.5 | 0 | 0.15 | 4.65
CE | Solar | 32 | PENN_1 | 5.9 | 0 | 0.13 | 4.22
CE | Solar | 32 | PENT_1 | 82.77 | 0 | 1.87 | 59.2
CE | Solar | 32 | PENW_1 | 55.83 | 0 | 1.26 | 39.93
CE | Solar | 32 | PERI_H | 1.18 | 0 | 0.03 | 0.84
CE | Solar | 32 | PERS_P | 1 | 0 | 0.02 | 0.72
CE | Solar | 32 | PITS_3 | 2.6 | 0 | 0.06 | 1.86
CE | Solar | 32 | POOB | 0.57 | 0 | 0.01 | 0.41
CE | Solar | 32 | POPP_3 | 15.06 | 0 | 0.34 | 10.77
CE | Solar | 32 | PORA_P | 2.46 | 0 | 0.06 | 1.76
CE | Solar | 32 | PORD | 4.93 | 0 | 0.11 | 3.53
CE | Solar | 32 | PYLE_1 | 46.44 | 0 | 1.05 | 33.21
CE | Solar | 32 | QUOI_P | 0.27 | 0 | 0.01 | 0.19
CE | Solar | 32 | RAIN_1 | 3.07 | 0 | 0.07 | 2.2
CE | Solar | 32 | RANN_P | 1.2 | 0 | 0.03 | 0.86
CE | Solar | 32 | RASS_1 | 78.28 | 0 | 1.77 | 55.99
CE | Solar | 32 | RATS_1 | 96.03 | 0 | 2.17 | 68.68
CE | Solar | 32 | RAYL_1 | 57.73 | 0 | 1.3 | 41.29
CE | Solar | 32 | REBR_3 | 1.63 | 0 | 0.04 | 1.17
CE | Solar | 32 | REDH | 16.62 | 0 | 0.38 | 11.89
CE | Solar | 32 | REDM_P | 0.91 | 0 | 0.02 | 0.65
CE | Solar | 32 | RICH1 | 88.4 | 0 | 2 | 63.22
CE | Solar | 32 | ROCH_1 | 4.46 | 0 | 0.1 | 3.19
CE | Solar | 32 | RUGEB1 | 36.33 | 0 | 0.82 | 25.98
CE | Solar | 32 | RYEH_1 | 13.01 | 0 | 0.29 | 9.3
CE | Solar | 32 | SALH_1 | 21.48 | 0 | 0.49 | 15.36
CE | Solar | 32 | SALT_1 | 15.84 | 0 | 0.36 | 11.33
CE | Solar | 32 | SBAR | 65.22 | 0 | 1.47 | 46.65
CE | Solar | 32 | SEAB1 | 140.45 | 0 | 3.17 | 100.45
CE | Solar | 32 | SELL_1 | 83.29 | 0 | 1.88 | 59.57
CE | Solar | 32 | SFEG_P | 1.46 | 0 | 0.03 | 1.04
CE | Solar | 32 | SFIL_P | 0.58 | 0 | 0.01 | 0.41
CE | Solar | 32 | SHEC_3 | 2.6 | 0 | 0.06 | 1.86
CE | Solar | 32 | SHRW_1 | 145.67 | 0 | 3.29 | 104.18
CE | Solar | 32 | SIGH | 0.57 | 0 | 0.01 | 0.41
CE | Solar | 32 | SJOW_1 | 1.18 | 0 | 0.03 | 0.84
CE | Solar | 32 | SKLGB1 | 7.52 | 0 | 0.17 | 5.38
CE | Solar | 32 | SLOY_P | 0.16 | 0 | 0 | 0.11
CE | Solar | 32 | SMAN_1 | 2.17 | 0 | 0.05 | 1.55
CE | Solar | 32 | SPEN_1 | 18.87 | 0 | 0.43 | 13.5
CE | Solar | 32 | SSHI_3 | 2.44 | 0 | 0.06 | 1.75
CE | Solar | 32 | STAH_1 | 17.67 | 0 | 0.4 | 12.64
CE | Solar | 32 | STAL_1 | 6.5 | 0 | 0.15 | 4.65
CE | Solar | 32 | STAY_1 | 214.11 | 0 | 4.84 | 153.13
CE | Solar | 32 | STEN_1 | 6.5 | 0 | 0.15 | 4.65
CE | Solar | 32 | STES_1 | 12.4 | 0 | 0.28 | 8.87
CE | Solar | 32 | STHA | 0.57 | 0 | 0.01 | 0.41
CE | Solar | 32 | STIR | 4.93 | 0 | 0.11 | 3.53
CE | Solar | 32 | STLE | 4.93 | 0 | 0.11 | 3.53
CE | Solar | 32 | STRI_P | 3.64 | 0 | 0.08 | 2.6
CE | Solar | 32 | SUND_1 | 79.17 | 0 | 1.79 | 56.62
CE | Solar | 32 | SWAN_1 | 166.62 | 0 | 3.77 | 119.17
CE | Solar | 32 | TARL_P | 5.73 | 0 | 0.13 | 4.1
CE | Solar | 32 | TAUN1 | 104.21 | 0 | 2.36 | 74.53
CE | Solar | 32 | TAYN_P | 1.86 | 0 | 0.04 | 1.33
CE | Solar | 32 | TELR | 0.57 | 0 | 0.01 | 0.41
CE | Solar | 32 | TEMP_3 | 2.6 | 0 | 0.06 | 1.86
CE | Solar | 32 | THOM_6 | 14.97 | 0 | 0.34 | 10.71
CE | Solar | 32 | THSO_P | 4.14 | 0 | 0.09 | 2.96
CE | Solar | 32 | THUR_6 | 2.6 | 0 | 0.06 | 1.86
CE | Solar | 32 | TILBB_1 | 36.3 | 0 | 0.82 | 25.96
CE | Solar | 32 | TONG | 0.57 | 0 | 0.01 | 0.41
CE | Solar | 32 | TOTT_1 | 1.63 | 0 | 0.04 | 1.17
CE | Solar | 32 | TRAW_1 | 24.36 | 0 | 0.55 | 17.42
CE | Solar | 32 | TUMB_P | 0.43 | 0 | 0.01 | 0.31
CE | Solar | 32 | TYNE_1 | 2.44 | 0 | 0.06 | 1.75
CE | Solar | 32 | TYNE_2 | 2.44 | 0 | 0.06 | 1.75
CE | Solar | 32 | UPPB_1 | 36.41 | 0 | 0.82 | 26.04
CE | Solar | 32 | UPPB_3 | 35.64 | 0 | 0.81 | 25.49
CE | Solar | 32 | USKM_1 | 45.1 | 0 | 1.02 | 32.26
CE | Solar | 32 | WALH_1 | 142.5 | 0 | 3.22 | 101.92
CE | Solar | 32 | WALP_1 | 50.58 | 0 | 1.14 | 36.17
CE | Solar | 32 | WALP_B | 238.78 | 0 | 5.4 | 170.78
CE | Solar | 32 | WARL_1 | 49.16 | 0 | 1.11 | 35.16
CE | Solar | 32 | WASF_1 | 5.89 | 0 | 0.13 | 4.21
CE | Solar | 32 | WATFS_1 | 1.45 | 0 | 0.03 | 1.04
CE | Solar | 32 | WBOL_6 | 8 | 0 | 0.18 | 5.72
CE | Solar | 32 | WBUR_1 | 147.08 | 0 | 3.32 | 105.19
CE | Solar | 32 | WFIE | 4.93 | 0 | 0.11 | 3.53
CE | Solar | 32 | WHAM_1 | 1.63 | 0 | 0.04 | 1.17
CE | Solar | 32 | WHGA_1 | 1.63 | 0 | 0.04 | 1.17
CE | Solar | 32 | WIBA_3 | 2.6 | 0 | 0.06 | 1.86
CE | Solar | 32 | WIEN_1 | 3.72 | 0 | 0.08 | 2.66
CE | Solar | 32 | WILL_1 | 63.87 | 0 | 1.44 | 45.68
CE | Solar | 32 | WIMBN1 | 4.34 | 0 | 0.1 | 3.1
CE | Solar | 32 | WIMBS1 | 4.34 | 0 | 0.1 | 3.1
CE | Solar | 32 | WISD_1 | 1.18 | 0 | 0.03 | 0.84
CE | Solar | 32 | WISD_6 | 1.18 | 0 | 0.03 | 0.84
CE | Solar | 32 | WISH | 0.57 | 0 | 0.01 | 0.41
CE | Solar | 32 | WMEL_1 | 2.6 | 0 | 0.06 | 1.86
CE | Solar | 32 | WTHU31 | 1.63 | 0 | 0.04 | 1.17
CE | Solar | 32 | WWEY_1 | 4.22 | 0 | 0.1 | 3.02
CE | Solar | 32 | WYLF_1 | 19.51 | 0 | 0.44 | 13.95
CE | Solar | 32 | WYMOM_1 | 39.83 | 0 | 0.9 | 28.49
CE | Solar | 33 | ABHA1 | 138.2 | 0 | 3.12 | 98.84
CE | Solar | 33 | ABNE_P | 12.86 | 0 | 0.29 | 9.2
CE | Solar | 33 | ABTH_1 | 72.82 | 0 | 1.65 | 52.08
CE | Solar | 33 | ACTL_2 | 1.61 | 0 | 0.04 | 1.15
CE | Solar | 33 | ACTL_C | 1.61 | 0 | 0.04 | 1.15
CE | Solar | 33 | ALNE_P | 2.1 | 0 | 0.05 | 1.5
CE | Solar | 33 | ALST_3 | 2.94 | 0 | 0.07 | 2.1
CE | Solar | 33 | ALVE1 | 247.62 | 0 | 5.6 | 177.1
CE | Solar | 33 | AMEM_1 | 42.39 | 0 | 0.96 | 30.32
CE | Solar | 33 | ARBR_P | 26.34 | 0 | 0.6 | 18.84
CE | Solar | 33 | ARDK_P | 0.7 | 0 | 0.02 | 0.5
CE | Solar | 33 | ARMO_P | 4.52 | 0 | 0.1 | 3.23
CE | Solar | 33 | AXMI1 | 166.12 | 0 | 3.75 | 118.81
CE | Solar | 33 | BAGA | 6.23 | 0 | 0.14 | 4.46
CE | Solar | 33 | BAIN | 6.23 | 0 | 0.14 | 4.46
CE | Solar | 33 | BARKC1 | 3.99 | 0 | 0.09 | 2.85
CE | Solar | 33 | BARKW3 | 2.21 | 0 | 0.05 | 1.58
CE | Solar | 33 | BEDDT1 | 2.52 | 0 | 0.06 | 1.8
CE | Solar | 33 | BEDD_1 | 2.52 | 0 | 0.06 | 1.8
CE | Solar | 33 | BERW | 0.72 | 0 | 0.02 | 0.51
CE | Solar | 33 | BESW_1 | 57.3 | 0 | 1.29 | 40.98
CE | Solar | 33 | BICF_1 | 293.48 | 0 | 6.63 | 209.9
CE | Solar | 33 | BIRK_1 | 2.94 | 0 | 0.07 | 2.1
CE | Solar | 33 | BISW_1 | 24.15 | 0 | 0.55 | 17.27
CE | Solar | 33 | BLYTB1 | 8.83 | 0 | 0.2 | 6.32
CE | Solar | 33 | BLYTH132 | 8.83 | 0 | 0.2 | 6.32
CE | Solar | 33 | BOAG_P | 0.52 | 0 | 0.01 | 0.37
CE | Solar | 33 | BOLN_1 | 79.98 | 0 | 1.81 | 57.2
CE | Solar | 33 | BONN | 6.23 | 0 | 0.14 | 4.46
CE | Solar | 33 | BOTW_1 | 99.46 | 0 | 2.25 | 71.13
CE | Solar | 33 | BRAC_P | 0.4 | 0 | 0.01 | 0.29
CE | Solar | 33 | BRAI_1 | 121.92 | 0 | 2.76 | 87.2
CE | Solar | 33 | BRAW_1 | 2.21 | 0 | 0.05 | 1.58
CE | Solar | 33 | BRED_1 | 4.12 | 0 | 0.09 | 2.95
CE | Solar | 33 | BRFO_1 | 160.85 | 0 | 3.64 | 115.04
CE | Solar | 33 | BRIM_1 | 17.67 | 0 | 0.4 | 12.64
CE | Solar | 33 | BRLE_1 | 82.34 | 0 | 1.86 | 58.89
CE | Solar | 33 | BROA_P | 0.16 | 0 | 0 | 0.11
CE | Solar | 33 | BROX | 0.72 | 0 | 0.02 | 0.51
CE | Solar | 33 | BRWA1 | 330.84 | 0 | 7.48 | 236.62
CE | Solar | 33 | BUMU_P | 0.13 | 0 | 0 | 0.09
CE | Solar | 33 | BURM_1 | 533.25 | 0 | 12.05 | 381.38
CE | Solar | 33 | BUSH_1 | 17.82 | 0 | 0.4 | 12.74
CE | Solar | 33 | BUST_1 | 10.1 | 0 | 0.23 | 7.22
CE | Solar | 33 | CAAD_P | 0.32 | 0 | 0.01 | 0.23
CE | Solar | 33 | CAFA | 0.72 | 0 | 0.02 | 0.51
CE | Solar | 33 | CAMB_01 | 26.54 | 0 | 0.6 | 18.98
CE | Solar | 33 | CANTN1 | 139.39 | 0 | 3.15 | 99.69
CE | Solar | 33 | CAPEA1 | 8.85 | 0 | 0.2 | 6.33
CE | Solar | 33 | CARE_1 | 18.28 | 0 | 0.41 | 13.07
CE | Solar | 33 | CARR_1 | 4.74 | 0 | 0.11 | 3.39
CE | Solar | 33 | CASS_P | 0.61 | 0 | 0.01 | 0.44
CE | Solar | 33 | CATY | 0.72 | 0 | 0.02 | 0.51
CE | Solar | 33 | CBNK_H | 1.61 | 0 | 0.04 | 1.15
CE | Solar | 33 | CELL_1 | 58.26 | 0 | 1.32 | 41.67
CE | Solar | 33 | CHAP | 0.72 | 0 | 0.02 | 0.51
CE | Solar | 33 | CHAS | 0.72 | 0 | 0.02 | 0.51
CE | Solar | 33 | CHIC_1 | 137.38 | 0 | 3.1 | 98.25
CE | Solar | 33 | CHSI_1 | 2.52 | 0 | 0.06 | 1.8
CE | Solar | 33 | CHTE_1 | 156.75 | 0 | 3.54 | 112.11
CE | Solar | 33 | CITR_1 | 1.61 | 0 | 0.04 | 1.15
CE | Solar | 33 | CLAC_P | 1.4 | 0 | 0.03 | 1
CE | Solar | 33 | CLAY_P | 0.13 | 0 | 0 | 0.09
CE | Solar | 33 | CLT03 | 15.77 | 0 | 0.36 | 11.28
CE | Solar | 33 | CLYM | 0.72 | 0 | 0.02 | 0.51
CE | Solar | 33 | COAT | 0.72 | 0 | 0.02 | 0.51
CE | Solar | 33 | CONQA1 | 128.81 | 0 | 2.91 | 92.12
CE | Solar | 33 | COUA_P | 0.86 | 0 | 0.02 | 0.62
CE | Solar | 33 | COVE_1 | 15.93 | 0 | 0.36 | 11.39
CE | Solar | 33 | COWL_1 | 361.86 | 0 | 8.18 | 258.8
CE | Solar | 33 | COYL | 0.72 | 0 | 0.02 | 0.51
CE | Solar | 33 | CREB_1 | 29.46 | 0 | 0.67 | 21.07
CE | Solar | 33 | CUMB | 6.23 | 0 | 0.14 | 4.46
CE | Solar | 33 | CUPA | 11.86 | 0 | 0.27 | 8.48
CE | Solar | 33 | DALM3 | 0.72 | 0 | 0.02 | 0.51
CE | Solar | 33 | DEVM | 0.72 | 0 | 0.02 | 0.51
CE | Solar | 33 | DEVO | 13.27 | 0 | 0.3 | 9.49
CE | Solar | 33 | DOUN_P | 1.7 | 0 | 0.04 | 1.22
CE | Solar | 33 | DRAK_1 | 102.16 | 0 | 2.31 | 73.06
CE | Solar | 33 | DRAX_1 | 8.83 | 0 | 0.2 | 6.32
CE | Solar | 33 | DRCR | 6.23 | 0 | 0.14 | 4.46
CE | Solar | 33 | DUDH_P | 0.4 | 0 | 0.01 | 0.29
CE | Solar | 33 | DUGR_P | 0.36 | 0 | 0.01 | 0.26
CE | Solar | 33 | DUNB | 0.72 | 0 | 0.02 | 0.51
CE | Solar | 33 | DUNF | 6.23 | 0 | 0.14 | 4.46
CE | Solar | 33 | DUNO_P | 6.23 | 0 | 0.14 | 4.46
CE | Solar | 33 | DYCE_P | 2.35 | 0 | 0.05 | 1.68
CE | Solar | 33 | EALI_6 | 1.61 | 0 | 0.04 | 1.15
CE | Solar | 33 | EASO_1 | 278.92 | 0 | 6.3 | 199.48
CE | Solar | 33 | EAST | 0.72 | 0 | 0.02 | 0.51
CE | Solar | 33 | ECCL | 0.72 | 0 | 0.02 | 0.51
CE | Solar | 33 | ECLA_1 | 167.13 | 0 | 3.78 | 119.53
CE | Solar | 33 | EKIL | 0.72 | 0 | 0.02 | 0.51
CE | Solar | 33 | EKIS | 0.72 | 0 | 0.02 | 0.51
CE | Solar | 33 | ELGI_P | 1.38 | 0 | 0.03 | 0.99
CE | Solar | 33 | ELLA_1 | 2.21 | 0 | 0.05 | 1.58
CE | Solar | 33 | ELST_1 | 1.96 | 0 | 0.04 | 1.4
CE | Solar | 33 | ENDE_1 | 71.35 | 0 | 1.61 | 51.03
CE | Solar | 33 | EXET1 | 147.91 | 0 | 3.34 | 105.79
CE | Solar | 33 | FASN_P | 0.34 | 0 | 0.01 | 0.24
CE | Solar | 33 | FAUG_P | 0.95 | 0 | 0.02 | 0.68
CE | Solar | 33 | FAWL_1 | 136.46 | 0 | 3.08 | 97.6
CE | Solar | 33 | FECK_6 | 159.82 | 0 | 3.61 | 114.3
CE | Solar | 33 | FERRA2 | 17.57 | 0 | 0.4 | 12.57
CE | Solar | 33 | FERRB1 | 14.74 | 0 | 0.33 | 10.54
CE | Solar | 33 | FIDD_P | 4.49 | 0 | 0.1 | 3.21
CE | Solar | 33 | FLEE_1 | 64.54 | 0 | 1.46 | 46.16
CE | Solar | 33 | FOUR_1 | 13.25 | 0 | 0.3 | 9.48
CE | Solar | 33 | FRAS_P | 0.22 | 0 | 0 | 0.16
CE | Solar | 33 | FROD_1 | 6.93 | 0 | 0.16 | 4.96
CE | Solar | 33 | FWIL_P | 3.86 | 0 | 0.09 | 2.76
CE | Solar | 33 | GALA | 0.72 | 0 | 0.02 | 0.51
CE | Solar | 33 | GIFF | 0.72 | 0 | 0.02 | 0.51
CE | Solar | 33 | GLLE | 0.72 | 0 | 0.02 | 0.51
CE | Solar | 33 | GLLU | 0.72 | 0 | 0.02 | 0.51
CE | Solar | 33 | GLNI | 6.23 | 0 | 0.14 | 4.46
CE | Solar | 33 | GLRO | 6.23 | 0 | 0.14 | 4.46
CE | Solar | 33 | GREE_H | 1.61 | 0 | 0.04 | 1.15
CE | Solar | 33 | GREN_1 | 374.21 | 0 | 8.46 | 267.63
CE | Solar | 33 | GRIW_1 | 58.86 | 0 | 1.33 | 42.1
CE | Solar | 33 | GRUB_P | 2.68 | 0 | 0.06 | 1.92
CE | Solar | 33 | G_EXTRA_11 | 0.72 | 0 | 0.02 | 0.51
CE | Solar | 33 | G_EXTRA_2 | 0.72 | 0 | 0.02 | 0.51
CE | Solar | 33 | G_EXTRA_5 | 0.72 | 0 | 0.02 | 0.51
CE | Solar | 33 | G_EXTRA_7 | 6.23 | 0 | 0.14 | 4.46
CE | Solar | 33 | G_EXTRA_9 | 0.72 | 0 | 0.02 | 0.51
CE | Solar | 33 | HACK_1 | 2.21 | 0 | 0.05 | 1.58
CE | Solar | 33 | HACK_6 | 2.21 | 0 | 0.05 | 1.58
CE | Solar | 33 | HAMHC1 | 40.04 | 0 | 0.9 | 28.64
CE | Solar | 33 | HARK_1 | 70.25 | 0 | 1.59 | 50.24
CE | Solar | 33 | HARM_6 | 3.31 | 0 | 0.07 | 2.37
CE | Solar | 33 | HAWI | 0.72 | 0 | 0.02 | 0.51
CE | Solar | 33 | HAWP_6 | 9.22 | 0 | 0.21 | 6.59
CE | Solar | 33 | HEYS1 | 13.25 | 0 | 0.3 | 9.48
CE | Solar | 33 | HEYS_1 | 39.26 | 0 | 0.89 | 28.08
CE | Solar | 33 | HUER | 0.72 | 0 | 0.02 | 0.51
CE | Solar | 33 | HURS_1 | 2.52 | 0 | 0.06 | 1.8
CE | Solar | 33 | HUTT_1 | 46.84 | 0 | 1.06 | 33.5
CE | Solar | 33 | IMPK_1 | 64.63 | 0 | 1.46 | 46.22
CE | Solar | 33 | INDQ1 | 410.37 | 0 | 9.27 | 293.5
CE | Solar | 33 | INKE | 6.23 | 0 | 0.14 | 4.46
CE | Solar | 33 | INNE_P | 0.67 | 0 | 0.02 | 0.48
CE | Solar | 33 | IROA1 | 171.53 | 0 | 3.88 | 122.68
CE | Solar | 33 | IRONB1 | 65.65 | 0 | 1.48 | 46.95
CE | Solar | 33 | IVER_1 | 1.96 | 0 | 0.04 | 1.4
CE | Solar | 33 | IVER_6 | 1.96 | 0 | 0.04 | 1.4
CE | Solar | 33 | JOHN | 0.72 | 0 | 0.02 | 0.51
CE | Solar | 33 | JORD_3 | 3.53 | 0 | 0.08 | 2.52
CE | Solar | 33 | KAIM | 0.72 | 0 | 0.02 | 0.51
CE | Solar | 33 | KEAD_1 | 64.05 | 0 | 1.45 | 45.81
CE | Solar | 33 | KEAR_1 | 2.21 | 0 | 0.05 | 1.58
CE | Solar | 33 | KEAR_3 | 14.36 | 0 | 0.32 | 10.27
CE | Solar | 33 | KEIT_P | 5.67 | 0 | 0.13 | 4.06
CE | Solar | 33 | KEMS_1 | 120.43 | 0 | 2.72 | 86.13
CE | Solar | 33 | KEOO | 0.72 | 0 | 0.02 | 0.51
CE | Solar | 33 | KIBY_1 | 1.79 | 0 | 0.04 | 1.28
CE | Solar | 33 | KIER | 6.23 | 0 | 0.14 | 4.46
CE | Solar | 33 | KIIN_P | 1.55 | 0 | 0.04 | 1.11
CE | Solar | 33 | KILS | 0.72 | 0 | 0.02 | 0.51
CE | Solar | 33 | KILT | 0.72 | 0 | 0.02 | 0.51
CE | Solar | 33 | KILW | 7.76 | 0 | 0.18 | 5.55
CE | Solar | 33 | KINO_1 | 44.57 | 0 | 1.01 | 31.88
CE | Solar | 33 | KINT_P | 6.02 | 0 | 0.14 | 4.31
CE | Solar | 33 | KIRKB1 | 2.21 | 0 | 0.05 | 1.58
CE | Solar | 33 | KITW_1 | 6.48 | 0 | 0.15 | 4.63
CE | Solar | 33 | KNAR | 22.09 | 0 | 0.5 | 15.8
CE | Solar | 33 | LACK_6 | 19.16 | 0 | 0.43 | 13.7
CE | Solar | 33 | LAIR_P | 1.51 | 0 | 0.03 | 1.08
CE | Solar | 33 | LALE1SG003 | 7.68 | 0 | 0.17 | 5.49
CE | Solar | 33 | LAND1 | 296.08 | 0 | 6.69 | 211.76
CE | Solar | 33 | LEGA_1 | 88.56 | 0 | 2 | 63.34
CE | Solar | 33 | LEVE | 6.23 | 0 | 0.14 | 4.46
CE | Solar | 33 | LING | 0.72 | 0 | 0.02 | 0.51
CE | Solar | 33 | LINM | 0.72 | 0 | 0.02 | 0.51
CE | Solar | 33 | LISD_1 | 2.94 | 0 | 0.07 | 2.1
CE | Solar | 33 | LITT_C | 2.52 | 0 | 0.06 | 1.8
CE | Solar | 33 | LITT_J | 2.52 | 0 | 0.06 | 1.8
CE | Solar | 33 | LODR_6 | 1.61 | 0 | 0.04 | 1.15
CE | Solar | 33 | LOUD_H | 1.96 | 0 | 0.04 | 1.4
CE | Solar | 33 | LOVE_1 | 225.3 | 0 | 5.09 | 161.13
CE | Solar | 33 | LUNA_P | 0.13 | 0 | 0 | 0.09
CE | Solar | 33 | MACC_3 | 20.63 | 0 | 0.47 | 14.75
CE | Solar | 33 | MACD_P | 7.13 | 0 | 0.16 | 5.1
CE | Solar | 33 | MAGA_6 | 38.73 | 0 | 0.88 | 27.7
CE | Solar | 33 | MANN_1 | 386.07 | 0 | 8.73 | 276.12
CE | Solar | 33 | MAYB | 0.72 | 0 | 0.02 | 0.51
CE | Solar | 33 | MELK_1 | 370.95 | 0 | 8.38 | 265.3
CE | Solar | 33 | MILC_P | 1.79 | 0 | 0.04 | 1.28
CE | Solar | 33 | MILH_1 | 13.75 | 0 | 0.31 | 9.83
CE | Solar | 33 | MITY_1 | 626.86 | 0 | 14.17 | 448.33
CE | Solar | 33 | MYBS_P | 3.66 | 0 | 0.08 | 2.62
CE | Solar | 33 | NEAR | 0.72 | 0 | 0.02 | 0.51
CE | Solar | 33 | NECE_1 | 10.1 | 0 | 0.23 | 7.22
CE | Solar | 33 | NEEP_3 | 3.53 | 0 | 0.08 | 2.52
CE | Solar | 33 | NETS | 0.72 | 0 | 0.02 | 0.51
CE | Solar | 33 | NEWX_6 | 5.89 | 0 | 0.13 | 4.21
CE | Solar | 33 | NFLE | 66.26 | 0 | 1.5 | 47.39
CE | Solar | 33 | NHYD_6 | 1.96 | 0 | 0.04 | 1.4
CE | Solar | 33 | NINF_1 | 87.46 | 0 | 1.98 | 62.55
CE | Solar | 33 | NORL_3 | 3.53 | 0 | 0.08 | 2.52
CE | Solar | 33 | NORM_1 | 446.59 | 0 | 10.09 | 319.4
CE | Solar | 33 | NORT_1 | 37.31 | 0 | 0.84 | 26.68
CE | Solar | 33 | NURS_1 | 252.56 | 0 | 5.71 | 180.63
CE | Solar | 33 | OCKH_1 | 5.05 | 0 | 0.11 | 3.61
CE | Solar | 33 | OFFE_3 | 3.31 | 0 | 0.07 | 2.37
CE | Solar | 33 | OLDB_1 | 5.05 | 0 | 0.11 | 3.61
CE | Solar | 33 | OSBA_1 | 12.37 | 0 | 0.28 | 8.85
CE | Solar | 33 | PADIB1 | 14.73 | 0 | 0.33 | 10.53
CE | Solar | 33 | PELH_1 | 171.39 | 0 | 3.87 | 122.58
CE | Solar | 33 | PEMB_1 | 316.15 | 0 | 7.14 | 226.11
CE | Solar | 33 | PENE_1 | 8.83 | 0 | 0.2 | 6.32
CE | Solar | 33 | PENN_1 | 5.9 | 0 | 0.13 | 4.22
CE | Solar | 33 | PENT_1 | 94.42 | 0 | 2.13 | 67.53
CE | Solar | 33 | PENW_1 | 58.16 | 0 | 1.31 | 41.6
CE | Solar | 33 | PERI_H | 1.61 | 0 | 0.04 | 1.15
CE | Solar | 33 | PERS_P | 1.72 | 0 | 0.04 | 1.23
CE | Solar | 33 | PITS_3 | 3.53 | 0 | 0.08 | 2.52
CE | Solar | 33 | POOB | 0.72 | 0 | 0.02 | 0.51
CE | Solar | 33 | POPP_3 | 16.22 | 0 | 0.37 | 11.6
CE | Solar | 33 | PORA_P | 4.22 | 0 | 0.1 | 3.02
CE | Solar | 33 | PORD | 6.23 | 0 | 0.14 | 4.46
CE | Solar | 33 | PYLE_1 | 48.77 | 0 | 1.1 | 34.88
CE | Solar | 33 | QUOI_P | 0.47 | 0 | 0.01 | 0.34
CE | Solar | 33 | RAIN_1 | 3.07 | 0 | 0.07 | 2.2
CE | Solar | 33 | RANN_P | 2.05 | 0 | 0.05 | 1.47
CE | Solar | 33 | RASS_1 | 92.27 | 0 | 2.09 | 65.99
CE | Solar | 33 | RATS_1 | 100.7 | 0 | 2.28 | 72.02
CE | Solar | 33 | RAYL_1 | 68.92 | 0 | 1.56 | 49.29
CE | Solar | 33 | REBR_3 | 2.21 | 0 | 0.05 | 1.58
CE | Solar | 33 | REDH | 17.92 | 0 | 0.4 | 12.82
CE | Solar | 33 | REDM_P | 1.55 | 0 | 0.04 | 1.11
CE | Solar | 33 | RICH1 | 94 | 0 | 2.12 | 67.23
CE | Solar | 33 | ROCH_1 | 5.04 | 0 | 0.11 | 3.6
CE | Solar | 33 | RUGEB1 | 43.32 | 0 | 0.98 | 30.98
CE | Solar | 33 | RYEH_1 | 17.67 | 0 | 0.4 | 12.64
CE | Solar | 33 | SALH_1 | 24.98 | 0 | 0.56 | 17.87
CE | Solar | 33 | SALT_1 | 18.95 | 0 | 0.43 | 13.55
CE | Solar | 33 | SBAR | 69.89 | 0 | 1.58 | 49.99
CE | Solar | 33 | SEAB1 | 154.44 | 0 | 3.49 | 110.46
CE | Solar | 33 | SELL_1 | 94.48 | 0 | 2.14 | 67.57
CE | Solar | 33 | SFEG_P | 2.5 | 0 | 0.06 | 1.79
CE | Solar | 33 | SFIL_P | 1 | 0 | 0.02 | 0.72
CE | Solar | 33 | SHEC_3 | 3.53 | 0 | 0.08 | 2.52
CE | Solar | 33 | SHRW_1 | 152.67 | 0 | 3.45 | 109.19
CE | Solar | 33 | SIGH | 0.72 | 0 | 0.02 | 0.51
CE | Solar | 33 | SJOW_1 | 1.61 | 0 | 0.04 | 1.15
CE | Solar | 33 | SKLGB1 | 8.1 | 0 | 0.18 | 5.79
CE | Solar | 33 | SLOY_P | 0.27 | 0 | 0.01 | 0.19
CE | Solar | 33 | SMAN_1 | 2.94 | 0 | 0.07 | 2.1
CE | Solar | 33 | SPEN_1 | 23.53 | 0 | 0.53 | 16.83
CE | Solar | 33 | SSHI_3 | 3.31 | 0 | 0.07 | 2.37
CE | Solar | 33 | STAH_1 | 20 | 0 | 0.45 | 14.3
CE | Solar | 33 | STAL_1 | 8.83 | 0 | 0.2 | 6.32
CE | Solar | 33 | STAY_1 | 237.43 | 0 | 5.37 | 169.81
CE | Solar | 33 | STEN_1 | 8.83 | 0 | 0.2 | 6.32
CE | Solar | 33 | STES_1 | 14.73 | 0 | 0.33 | 10.53
CE | Solar | 33 | STHA | 0.72 | 0 | 0.02 | 0.51
CE | Solar | 33 | STIR | 6.23 | 0 | 0.14 | 4.46
CE | Solar | 33 | STLE | 6.23 | 0 | 0.14 | 4.46
CE | Solar | 33 | STRI_P | 4.99 | 0 | 0.11 | 3.57
CE | Solar | 33 | SUND_1 | 88.5 | 0 | 2 | 63.3
CE | Solar | 33 | SWAN_1 | 180.61 | 0 | 4.08 | 129.17
CE | Solar | 33 | TARL_P | 5.97 | 0 | 0.13 | 4.27
CE | Solar | 33 | TAUN1 | 108.88 | 0 | 2.46 | 77.87
CE | Solar | 33 | TAYN_P | 3.18 | 0 | 0.07 | 2.27
CE | Solar | 33 | TELR | 0.72 | 0 | 0.02 | 0.51
CE | Solar | 33 | TEMP_3 | 3.53 | 0 | 0.08 | 2.52
CE | Solar | 33 | THOM_6 | 18.24 | 0 | 0.41 | 13.05
CE | Solar | 33 | THSO_P | 7.09 | 0 | 0.16 | 5.07
CE | Solar | 33 | THUR_6 | 3.53 | 0 | 0.08 | 2.52
CE | Solar | 33 | TILBB_1 | 47.5 | 0 | 1.07 | 33.97
CE | Solar | 33 | TONG | 0.72 | 0 | 0.02 | 0.51
CE | Solar | 33 | TOTT_1 | 2.21 | 0 | 0.05 | 1.58
CE | Solar | 33 | TRAW_1 | 26.69 | 0 | 0.6 | 19.09
CE | Solar | 33 | TUMB_P | 0.73 | 0 | 0.02 | 0.52
CE | Solar | 33 | TYNE_1 | 3.31 | 0 | 0.07 | 2.37
CE | Solar | 33 | TYNE_2 | 3.31 | 0 | 0.07 | 2.37
CE | Solar | 33 | UPPB_1 | 37.18 | 0 | 0.84 | 26.59
CE | Solar | 33 | UPPB_3 | 36.42 | 0 | 0.82 | 26.05
CE | Solar | 33 | USKM_1 | 45.87 | 0 | 1.04 | 32.81
CE | Solar | 33 | WALH_1 | 154.16 | 0 | 3.48 | 110.26
CE | Solar | 33 | WALP_1 | 59.91 | 0 | 1.35 | 42.85
CE | Solar | 33 | WALP_B | 248.11 | 0 | 5.61 | 177.45
CE | Solar | 33 | WARL_1 | 60.35 | 0 | 1.36 | 43.16
CE | Solar | 33 | WASF_1 | 5.89 | 0 | 0.13 | 4.21
CE | Solar | 33 | WATFS_1 | 1.96 | 0 | 0.04 | 1.4
CE | Solar | 33 | WBOL_6 | 8.88 | 0 | 0.2 | 6.35
CE | Solar | 33 | WBUR_1 | 156.41 | 0 | 3.53 | 111.86
CE | Solar | 33 | WFIE | 6.23 | 0 | 0.14 | 4.46
CE | Solar | 33 | WHAM_1 | 2.21 | 0 | 0.05 | 1.58
CE | Solar | 33 | WHGA_1 | 2.21 | 0 | 0.05 | 1.58
CE | Solar | 33 | WIBA_3 | 3.53 | 0 | 0.08 | 2.52
CE | Solar | 33 | WIEN_1 | 5.05 | 0 | 0.11 | 3.61
CE | Solar | 33 | WILL_1 | 66.54 | 0 | 1.5 | 47.59
CE | Solar | 33 | WIMBN1 | 5.89 | 0 | 0.13 | 4.21
CE | Solar | 33 | WIMBS1 | 5.89 | 0 | 0.13 | 4.21
CE | Solar | 33 | WISD_1 | 1.61 | 0 | 0.04 | 1.15
CE | Solar | 33 | WISD_6 | 1.61 | 0 | 0.04 | 1.15
CE | Solar | 33 | WISH | 0.72 | 0 | 0.02 | 0.51
CE | Solar | 33 | WMEL_1 | 3.53 | 0 | 0.08 | 2.52
CE | Solar | 33 | WTHU31 | 2.21 | 0 | 0.05 | 1.58
CE | Solar | 33 | WWEY_1 | 4.89 | 0 | 0.11 | 3.5
CE | Solar | 33 | WYLF_1 | 26.5 | 0 | 0.6 | 18.95
CE | Solar | 33 | WYMOM_1 | 44.5 | 0 | 1.01 | 31.83
CE | Solar | 34 | ABHA1 | 153.65 | 0 | 3.47 | 109.89
CE | Solar | 34 | ABNE_P | 14.26 | 0 | 0.32 | 10.2
CE | Solar | 34 | ABTH_1 | 73.75 | 0 | 1.67 | 52.75
CE | Solar | 34 | ACTL_2 | 2.12 | 0 | 0.05 | 1.52
CE | Solar | 34 | ACTL_C | 2.12 | 0 | 0.05 | 1.52
CE | Solar | 34 | ALNE_P | 3.51 | 0 | 0.08 | 2.51
CE | Solar | 34 | ALST_3 | 3.88 | 0 | 0.09 | 2.77
CE | Solar | 34 | ALVE1 | 263.07 | 0 | 5.95 | 188.15
CE | Solar | 34 | AMEM_1 | 43.01 | 0 | 0.97 | 30.76
CE | Solar | 34 | ARBR_P | 26.34 | 0 | 0.6 | 18.84
CE | Solar | 34 | ARDK_P | 1.17 | 0 | 0.03 | 0.84
CE | Solar | 34 | ARMO_P | 7.56 | 0 | 0.17 | 5.41
CE | Solar | 34 | AXMI1 | 186.64 | 0 | 4.22 | 133.48
CE | Solar | 34 | BAGA | 8.67 | 0 | 0.2 | 6.2
CE | Solar | 34 | BAIN | 8.67 | 0 | 0.2 | 6.2
CE | Solar | 34 | BARKC1 | 4.68 | 0 | 0.11 | 3.35
CE | Solar | 34 | BARKW3 | 2.91 | 0 | 0.07 | 2.08
CE | Solar | 34 | BEDDT1 | 3.32 | 0 | 0.08 | 2.37
CE | Solar | 34 | BEDD_1 | 3.32 | 0 | 0.08 | 2.37
CE | Solar | 34 | BERW | 1.01 | 0 | 0.02 | 0.72
CE | Solar | 34 | BESW_1 | 60.5 | 0 | 1.37 | 43.27
CE | Solar | 34 | BICF_1 | 332.67 | 0 | 7.52 | 237.93
CE | Solar | 34 | BIRK_1 | 3.88 | 0 | 0.09 | 2.77
CE | Solar | 34 | BISW_1 | 25.75 | 0 | 0.58 | 18.42
CE | Solar | 34 | BLYTB1 | 11.63 | 0 | 0.26 | 8.32
CE | Solar | 34 | BLYTH132 | 11.63 | 0 | 0.26 | 8.32
CE | Solar | 34 | BOAG_P | 0.87 | 0 | 0.02 | 0.62
CE | Solar | 34 | BOLN_1 | 82.78 | 0 | 1.87 | 59.2
CE | Solar | 34 | BONN | 8.67 | 0 | 0.2 | 6.2
CE | Solar | 34 | BOTW_1 | 112.06 | 0 | 2.53 | 80.15
CE | Solar | 34 | BRAC_P | 0.68 | 0 | 0.02 | 0.49
CE | Solar | 34 | BRAI_1 | 127.52 | 0 | 2.88 | 91.2
CE | Solar | 34 | BRAW_1 | 2.91 | 0 | 0.07 | 2.08
CE | Solar | 34 | BRED_1 | 5.05 | 0 | 0.11 | 3.61
CE | Solar | 34 | BRFO_1 | 165.85 | 0 | 3.75 | 118.62
CE | Solar | 34 | BRIM_1 | 23.27 | 0 | 0.53 | 16.64
CE | Solar | 34 | BRLE_1 | 87.93 | 0 | 1.99 | 62.89
CE | Solar | 34 | BROA_P | 0.27 | 0 | 0.01 | 0.19
CE | Solar | 34 | BROX | 1.01 | 0 | 0.02 | 0.72
CE | Solar | 34 | BRWA1 | 353.23 | 0 | 7.98 | 252.63
CE | Solar | 34 | BUMU_P | 0.23 | 0 | 0.01 | 0.16
CE | Solar | 34 | BURM_1 | 594.82 | 0 | 13.44 | 425.42
CE | Solar | 34 | BUSH_1 | 19.42 | 0 | 0.44 | 13.89
CE | Solar | 34 | BUST_1 | 13.3 | 0 | 0.3 | 9.51
CE | Solar | 34 | CAAD_P | 0.54 | 0 | 0.01 | 0.39
CE | Solar | 34 | CAFA | 1.01 | 0 | 0.02 | 0.72
CE | Solar | 34 | CAMB_01 | 29.34 | 0 | 0.66 | 20.98
CE | Solar | 34 | CANTN1 | 146.11 | 0 | 3.3 | 104.5
CE | Solar | 34 | CAPEA1 | 9.78 | 0 | 0.22 | 6.99
CE | Solar | 34 | CARE_1 | 19.21 | 0 | 0.43 | 13.74
CE | Solar | 34 | CARR_1 | 5.68 | 0 | 0.13 | 4.06
CE | Solar | 34 | CASS_P | 1.02 | 0 | 0.02 | 0.73
CE | Solar | 34 | CATY | 1.01 | 0 | 0.02 | 0.72
CE | Solar | 34 | CBNK_H | 2.12 | 0 | 0.05 | 1.52
CE | Solar | 34 | CELL_1 | 66.66 | 0 | 1.51 | 47.68
CE | Solar | 34 | CHAP | 1.01 | 0 | 0.02 | 0.72
CE | Solar | 34 | CHAS | 1.01 | 0 | 0.02 | 0.72
CE | Solar | 34 | CHIC_1 | 157.9 | 0 | 3.57 | 112.93
CE | Solar | 34 | CHSI_1 | 3.32 | 0 | 0.08 | 2.37
CE | Solar | 34 | CHTE_1 | 157.87 | 0 | 3.57 | 112.91
CE | Solar | 34 | CITR_1 | 2.12 | 0 | 0.05 | 1.52
CE | Solar | 34 | CLAC_P | 2.34 | 0 | 0.05 | 1.67
CE | Solar | 34 | CLAY_P | 0.23 | 0 | 0.01 | 0.16
CE | Solar | 34 | CLT03 | 20.77 | 0 | 0.47 | 14.85
CE | Solar | 34 | CLYM | 1.01 | 0 | 0.02 | 0.72
CE | Solar | 34 | COAT | 1.01 | 0 | 0.02 | 0.72
CE | Solar | 34 | CONQA1 | 131.61 | 0 | 2.97 | 94.13
CE | Solar | 34 | COUA_P | 1.44 | 0 | 0.03 | 1.03
CE | Solar | 34 | COVE_1 | 19.13 | 0 | 0.43 | 13.68
CE | Solar | 34 | COWL_1 | 384.25 | 0 | 8.68 | 274.82
CE | Solar | 34 | COYL | 1.01 | 0 | 0.02 | 0.72
CE | Solar | 34 | CREB_1 | 33.19 | 0 | 0.75 | 23.74
CE | Solar | 34 | CUMB | 8.67 | 0 | 0.2 | 6.2
CE | Solar | 34 | CUPA | 14.31 | 0 | 0.32 | 10.23
CE | Solar | 34 | DALM3 | 1.01 | 0 | 0.02 | 0.72
CE | Solar | 34 | DEVM | 1.01 | 0 | 0.02 | 0.72
CE | Solar | 34 | DEVO | 15.72 | 0 | 0.36 | 11.24
CE | Solar | 34 | DOUN_P | 2.85 | 0 | 0.06 | 2.04
CE | Solar | 34 | DRAK_1 | 103.76 | 0 | 2.34 | 74.21
CE | Solar | 34 | DRAX_1 | 11.63 | 0 | 0.26 | 8.32
CE | Solar | 34 | DRCR | 8.67 | 0 | 0.2 | 6.2
CE | Solar | 34 | DUDH_P | 0.68 | 0 | 0.02 | 0.49
CE | Solar | 34 | DUGR_P | 0.61 | 0 | 0.01 | 0.44
CE | Solar | 34 | DUNB | 1.01 | 0 | 0.02 | 0.72
CE | Solar | 34 | DUNF | 8.67 | 0 | 0.2 | 6.2
CE | Solar | 34 | DUNO_P | 8.67 | 0 | 0.2 | 6.2
CE | Solar | 34 | DYCE_P | 3.93 | 0 | 0.09 | 2.81
CE | Solar | 34 | EALI_6 | 2.12 | 0 | 0.05 | 1.52
CE | Solar | 34 | EASO_1 | 290.12 | 0 | 6.56 | 207.49
CE | Solar | 34 | EAST | 1.01 | 0 | 0.02 | 0.72
CE | Solar | 34 | ECCL | 1.01 | 0 | 0.02 | 0.72
CE | Solar | 34 | ECLA_1 | 178.33 | 0 | 4.03 | 127.54
CE | Solar | 34 | EKIL | 1.01 | 0 | 0.02 | 0.72
CE | Solar | 34 | EKIS | 1.01 | 0 | 0.02 | 0.72
CE | Solar | 34 | ELGI_P | 1.38 | 0 | 0.03 | 0.99
CE | Solar | 34 | ELLA_1 | 2.91 | 0 | 0.07 | 2.08
CE | Solar | 34 | ELST_1 | 2.59 | 0 | 0.06 | 1.85
CE | Solar | 34 | ENDE_1 | 76.95 | 0 | 1.74 | 55.03
CE | Solar | 34 | EXET1 | 163.36 | 0 | 3.69 | 116.84
CE | Solar | 34 | FASN_P | 0.56 | 0 | 0.01 | 0.4
CE | Solar | 34 | FAUG_P | 1.59 | 0 | 0.04 | 1.14
CE | Solar | 34 | FAWL_1 | 149.05 | 0 | 3.37 | 106.6
CE | Solar | 34 | FECK_6 | 163.02 | 0 | 3.68 | 116.59
CE | Solar | 34 | FERRA2 | 20.37 | 0 | 0.46 | 14.57
CE | Solar | 34 | FERRB1 | 17.54 | 0 | 0.4 | 12.54
CE | Solar | 34 | FIDD_P | 7.51 | 0 | 0.17 | 5.37
CE | Solar | 34 | FLEE_1 | 70.14 | 0 | 1.59 | 50.16
CE | Solar | 34 | FOUR_1 | 17.45 | 0 | 0.39 | 12.48
CE | Solar | 34 | FRAS_P | 0.36 | 0 | 0.01 | 0.26
CE | Solar | 34 | FROD_1 | 7.86 | 0 | 0.18 | 5.62
CE | Solar | 34 | FWIL_P | 6.45 | 0 | 0.15 | 4.61
CE | Solar | 34 | GALA | 1.01 | 0 | 0.02 | 0.72
CE | Solar | 34 | GIFF | 1.01 | 0 | 0.02 | 0.72
CE | Solar | 34 | GLLE | 1.01 | 0 | 0.02 | 0.72
CE | Solar | 34 | GLLU | 1.01 | 0 | 0.02 | 0.72
CE | Solar | 34 | GLNI | 8.67 | 0 | 0.2 | 6.2
CE | Solar | 34 | GLRO | 8.67 | 0 | 0.2 | 6.2
CE | Solar | 34 | GREE_H | 2.12 | 0 | 0.05 | 1.52
CE | Solar | 34 | GREN_1 | 409 | 0 | 9.24 | 292.52
CE | Solar | 34 | GRIW_1 | 67.25 | 0 | 1.52 | 48.1
CE | Solar | 34 | GRUB_P | 4.48 | 0 | 0.1 | 3.2
CE | Solar | 34 | G_EXTRA_11 | 1.01 | 0 | 0.02 | 0.72
CE | Solar | 34 | G_EXTRA_2 | 1.01 | 0 | 0.02 | 0.72
CE | Solar | 34 | G_EXTRA_5 | 1.01 | 0 | 0.02 | 0.72
CE | Solar | 34 | G_EXTRA_7 | 8.67 | 0 | 0.2 | 6.2
CE | Solar | 34 | G_EXTRA_9 | 1.01 | 0 | 0.02 | 0.72
CE | Solar | 34 | HACK_1 | 2.91 | 0 | 0.07 | 2.08
CE | Solar | 34 | HACK_6 | 2.91 | 0 | 0.07 | 2.08
CE | Solar | 34 | HAMHC1 | 43.24 | 0 | 0.98 | 30.93
CE | Solar | 34 | HARK_1 | 74.44 | 0 | 1.68 | 53.24
CE | Solar | 34 | HARM_6 | 4.36 | 0 | 0.1 | 3.12
CE | Solar | 34 | HAWI | 1.01 | 0 | 0.02 | 0.72
CE | Solar | 34 | HAWP_6 | 10.27 | 0 | 0.23 | 7.35
CE | Solar | 34 | HEYS1 | 17.45 | 0 | 0.39 | 12.48
CE | Solar | 34 | HEYS_1 | 43.46 | 0 | 0.98 | 31.08
CE | Solar | 34 | HUER | 1.01 | 0 | 0.02 | 0.72
CE | Solar | 34 | HURS_1 | 3.32 | 0 | 0.08 | 2.37
CE | Solar | 34 | HUTT_1 | 58.04 | 0 | 1.31 | 41.51
CE | Solar | 34 | IMPK_1 | 81.42 | 0 | 1.84 | 58.23
CE | Solar | 34 | INDQ1 | 425.82 | 0 | 9.62 | 304.55
CE | Solar | 34 | INKE | 8.67 | 0 | 0.2 | 6.2
CE | Solar | 34 | INNE_P | 1.13 | 0 | 0.03 | 0.81
CE | Solar | 34 | IROA1 | 191.12 | 0 | 4.32 | 136.69
CE | Solar | 34 | IRONB1 | 74.05 | 0 | 1.67 | 52.96
CE | Solar | 34 | IVER_1 | 2.59 | 0 | 0.06 | 1.85
CE | Solar | 34 | IVER_6 | 2.59 | 0 | 0.06 | 1.85
CE | Solar | 34 | JOHN | 1.01 | 0 | 0.02 | 0.72
CE | Solar | 34 | JORD_3 | 4.65 | 0 | 0.11 | 3.33
CE | Solar | 34 | KAIM | 1.01 | 0 | 0.02 | 0.72
CE | Solar | 34 | KEAD_1 | 67.78 | 0 | 1.53 | 48.48
CE | Solar | 34 | KEAR_1 | 2.91 | 0 | 0.07 | 2.08
CE | Solar | 34 | KEAR_3 | 15.06 | 0 | 0.34 | 10.77
CE | Solar | 34 | KEIT_P | 9.48 | 0 | 0.21 | 6.78
CE | Solar | 34 | KEMS_1 | 133.87 | 0 | 3.03 | 95.74
CE | Solar | 34 | KEOO | 1.01 | 0 | 0.02 | 0.72
CE | Solar | 34 | KIBY_1 | 1.79 | 0 | 0.04 | 1.28
CE | Solar | 34 | KIER | 8.67 | 0 | 0.2 | 6.2
CE | Solar | 34 | KIIN_P | 2.59 | 0 | 0.06 | 1.85
CE | Solar | 34 | KILS | 1.01 | 0 | 0.02 | 0.72
CE | Solar | 34 | KILT | 1.01 | 0 | 0.02 | 0.72
CE | Solar | 34 | KILW | 8.04 | 0 | 0.18 | 5.75
CE | Solar | 34 | KINO_1 | 51.28 | 0 | 1.16 | 36.68
CE | Solar | 34 | KINT_P | 8.76 | 0 | 0.2 | 6.27
CE | Solar | 34 | KIRKB1 | 2.91 | 0 | 0.07 | 2.08
CE | Solar | 34 | KITW_1 | 8.08 | 0 | 0.18 | 5.78
CE | Solar | 34 | KNAR | 23.49 | 0 | 0.53 | 16.8
CE | Solar | 34 | LACK_6 | 23.35 | 0 | 0.53 | 16.7
CE | Solar | 34 | LAIR_P | 2.53 | 0 | 0.06 | 1.81
CE | Solar | 34 | LALE1SG003 | 8.3 | 0 | 0.19 | 5.94
CE | Solar | 34 | LAND1 | 311.53 | 0 | 7.04 | 222.81
CE | Solar | 34 | LEGA_1 | 94.16 | 0 | 2.13 | 67.34
CE | Solar | 34 | LEVE | 8.67 | 0 | 0.2 | 6.2
CE | Solar | 34 | LING | 1.01 | 0 | 0.02 | 0.72
CE | Solar | 34 | LINM | 1.01 | 0 | 0.02 | 0.72
CE | Solar | 34 | LISD_1 | 2.94 | 0 | 0.07 | 2.1
CE | Solar | 34 | LITT_C | 3.32 | 0 | 0.08 | 2.37
CE | Solar | 34 | LITT_J | 3.32 | 0 | 0.08 | 2.37
CE | Solar | 34 | LODR_6 | 2.12 | 0 | 0.05 | 1.52
CE | Solar | 34 | LOUD_H | 2.59 | 0 | 0.06 | 1.85
CE | Solar | 34 | LOVE_1 | 237.9 | 0 | 5.38 | 170.15
CE | Solar | 34 | LUNA_P | 0.23 | 0 | 0.01 | 0.16
CE | Solar | 34 | MACC_3 | 23.43 | 0 | 0.53 | 16.76
CE | Solar | 34 | MACD_P | 10.17 | 0 | 0.23 | 7.27
CE | Solar | 34 | MAGA_6 | 41.53 | 0 | 0.94 | 29.7
CE | Solar | 34 | MANN_1 | 406.6 | 0 | 9.19 | 290.8
CE | Solar | 34 | MAYB | 1.01 | 0 | 0.02 | 0.72
CE | Solar | 34 | MELK_1 | 393.34 | 0 | 8.89 | 281.32
CE | Solar | 34 | MILC_P | 3 | 0 | 0.07 | 2.15
CE | Solar | 34 | MILH_1 | 14.37 | 0 | 0.32 | 10.28
CE | Solar | 34 | MITY_1 | 649.26 | 0 | 14.67 | 464.35
CE | Solar | 34 | MYBS_P | 6.13 | 0 | 0.14 | 4.38
CE | Solar | 34 | NEAR | 1.01 | 0 | 0.02 | 0.72
CE | Solar | 34 | NECE_1 | 13.3 | 0 | 0.3 | 9.51
CE | Solar | 34 | NEEP_3 | 4.65 | 0 | 0.11 | 3.33
CE | Solar | 34 | NETS | 1.01 | 0 | 0.02 | 0.72
CE | Solar | 34 | NEWX_6 | 7.76 | 0 | 0.18 | 5.55
CE | Solar | 34 | NFLE | 72.97 | 0 | 1.65 | 52.19
CE | Solar | 34 | NHYD_6 | 2.59 | 0 | 0.06 | 1.85
CE | Solar | 34 | NINF_1 | 90.25 | 0 | 2.04 | 64.55
CE | Solar | 34 | NORL_3 | 4.65 | 0 | 0.11 | 3.33
CE | Solar | 34 | NORM_1 | 485.78 | 0 | 10.98 | 347.43
CE | Solar | 34 | NORT_1 | 38.36 | 0 | 0.87 | 27.44
CE | Solar | 34 | NURS_1 | 265.15 | 0 | 5.99 | 189.64
CE | Solar | 34 | OCKH_1 | 6.65 | 0 | 0.15 | 4.76
CE | Solar | 34 | OFFE_3 | 4.36 | 0 | 0.1 | 3.12
CE | Solar | 34 | OLDB_1 | 6.65 | 0 | 0.15 | 4.76
CE | Solar | 34 | OSBA_1 | 16.29 | 0 | 0.37 | 11.65
CE | Solar | 34 | PADIB1 | 17.53 | 0 | 0.4 | 12.54
CE | Solar | 34 | PELH_1 | 176.98 | 0 | 4 | 126.58
CE | Solar | 34 | PEMB_1 | 332.95 | 0 | 7.52 | 238.13
CE | Solar | 34 | PENE_1 | 11.63 | 0 | 0.26 | 8.32
CE | Solar | 34 | PENN_1 | 5.9 | 0 | 0.13 | 4.22
CE | Solar | 34 | PENT_1 | 108.42 | 0 | 2.45 | 77.54
CE | Solar | 34 | PENW_1 | 60.96 | 0 | 1.38 | 43.6
CE | Solar | 34 | PERI_H | 2.12 | 0 | 0.05 | 1.52
CE | Solar | 34 | PERS_P | 2.88 | 0 | 0.07 | 2.06
CE | Solar | 34 | PITS_3 | 4.65 | 0 | 0.11 | 3.33
CE | Solar | 34 | POOB | 1.01 | 0 | 0.02 | 0.72
CE | Solar | 34 | POPP_3 | 17.62 | 0 | 0.4 | 12.6
CE | Solar | 34 | PORA_P | 7.05 | 0 | 0.16 | 5.04
CE | Solar | 34 | PORD | 8.67 | 0 | 0.2 | 6.2
CE | Solar | 34 | PYLE_1 | 51.57 | 0 | 1.17 | 36.88
CE | Solar | 34 | QUOI_P | 0.78 | 0 | 0.02 | 0.56
CE | Solar | 34 | RAIN_1 | 3.07 | 0 | 0.07 | 2.2
CE | Solar | 34 | RANN_P | 3.43 | 0 | 0.08 | 2.45
CE | Solar | 34 | RASS_1 | 109.06 | 0 | 2.46 | 78
CE | Solar | 34 | RATS_1 | 106.29 | 0 | 2.4 | 76.02
CE | Solar | 34 | RAYL_1 | 82.36 | 0 | 1.86 | 58.9
CE | Solar | 34 | REBR_3 | 2.91 | 0 | 0.07 | 2.08
CE | Solar | 34 | REDH | 20.37 | 0 | 0.46 | 14.57
CE | Solar | 34 | REDM_P | 2.59 | 0 | 0.06 | 1.85
CE | Solar | 34 | RICH1 | 100.71 | 0 | 2.28 | 72.03
CE | Solar | 34 | ROCH_1 | 5.74 | 0 | 0.13 | 4.11
CE | Solar | 34 | RUGEB1 | 51.72 | 0 | 1.17 | 36.99
CE | Solar | 34 | RYEH_1 | 23.27 | 0 | 0.53 | 16.64
CE | Solar | 34 | SALH_1 | 29.18 | 0 | 0.66 | 20.87
CE | Solar | 34 | SALT_1 | 22.68 | 0 | 0.51 | 16.22
CE | Solar | 34 | SBAR | 75.48 | 0 | 1.71 | 53.98
CE | Solar | 34 | SEAB1 | 171.24 | 0 | 3.87 | 122.47
CE | Solar | 34 | SELL_1 | 107.92 | 0 | 2.44 | 77.18
CE | Solar | 34 | SFEG_P | 4.17 | 0 | 0.09 | 2.98
CE | Solar | 34 | SFIL_P | 1.67 | 0 | 0.04 | 1.19
CE | Solar | 34 | SHEC_3 | 4.65 | 0 | 0.11 | 3.33
CE | Solar | 34 | SHRW_1 | 161.06 | 0 | 3.64 | 115.19
CE | Solar | 34 | SIGH | 1.01 | 0 | 0.02 | 0.72
CE | Solar | 34 | SJOW_1 | 2.12 | 0 | 0.05 | 1.52
CE | Solar | 34 | SKLGB1 | 8.8 | 0 | 0.2 | 6.29
CE | Solar | 34 | SLOY_P | 0.45 | 0 | 0.01 | 0.32
CE | Solar | 34 | SMAN_1 | 3.88 | 0 | 0.09 | 2.77
CE | Solar | 34 | SPEN_1 | 29.13 | 0 | 0.66 | 20.83
CE | Solar | 34 | SSHI_3 | 4.36 | 0 | 0.1 | 3.12
CE | Solar | 34 | STAH_1 | 22.8 | 0 | 0.52 | 16.31
CE | Solar | 34 | STAL_1 | 11.63 | 0 | 0.26 | 8.32
CE | Solar | 34 | STAY_1 | 265.42 | 0 | 6 | 189.83
CE | Solar | 34 | STEN_1 | 11.63 | 0 | 0.26 | 8.32
CE | Solar | 34 | STES_1 | 17.53 | 0 | 0.4 | 12.54
CE | Solar | 34 | STHA | 1.01 | 0 | 0.02 | 0.72
CE | Solar | 34 | STIR | 8.67 | 0 | 0.2 | 6.2
CE | Solar | 34 | STLE | 8.67 | 0 | 0.2 | 6.2
CE | Solar | 34 | STRI_P | 7.18 | 0 | 0.16 | 5.14
CE | Solar | 34 | SUND_1 | 99.69 | 0 | 2.25 | 71.3
CE | Solar | 34 | SWAN_1 | 197.4 | 0 | 4.46 | 141.18
CE | Solar | 34 | TARL_P | 6.37 | 0 | 0.14 | 4.56
CE | Solar | 34 | TAUN1 | 114.48 | 0 | 2.59 | 81.88
CE | Solar | 34 | TAYN_P | 5.32 | 0 | 0.12 | 3.8
CE | Solar | 34 | TELR | 1.01 | 0 | 0.02 | 0.72
CE | Solar | 34 | TEMP_3 | 4.65 | 0 | 0.11 | 3.33
CE | Solar | 34 | THOM_6 | 22.16 | 0 | 0.5 | 15.85
CE | Solar | 34 | THSO_P | 11.85 | 0 | 0.27 | 8.48
CE | Solar | 34 | THUR_6 | 4.65 | 0 | 0.11 | 3.33
CE | Solar | 34 | TILBB_1 | 60.93 | 0 | 1.38 | 43.58
CE | Solar | 34 | TONG | 1.01 | 0 | 0.02 | 0.72
CE | Solar | 34 | TOTT_1 | 2.91 | 0 | 0.07 | 2.08
CE | Solar | 34 | TRAW_1 | 29.49 | 0 | 0.67 | 21.09
CE | Solar | 34 | TUMB_P | 1.22 | 0 | 0.03 | 0.87
CE | Solar | 34 | TYNE_1 | 4.36 | 0 | 0.1 | 3.12
CE | Solar | 34 | TYNE_2 | 4.36 | 0 | 0.1 | 3.12
CE | Solar | 34 | UPPB_1 | 38.12 | 0 | 0.86 | 27.26
CE | Solar | 34 | UPPB_3 | 37.36 | 0 | 0.84 | 26.72
CE | Solar | 34 | USKM_1 | 46.81 | 0 | 1.06 | 33.48
CE | Solar | 34 | WALH_1 | 168.15 | 0 | 3.8 | 120.26
CE | Solar | 34 | WALP_1 | 71.1 | 0 | 1.61 | 50.85
CE | Solar | 34 | WALP_B | 259.3 | 0 | 5.86 | 185.45
CE | Solar | 34 | WARL_1 | 73.79 | 0 | 1.67 | 52.77
CE | Solar | 34 | WASF_1 | 5.89 | 0 | 0.13 | 4.21
CE | Solar | 34 | WATFS_1 | 2.59 | 0 | 0.06 | 1.85
CE | Solar | 34 | WBOL_6 | 9.93 | 0 | 0.22 | 7.1
CE | Solar | 34 | WBUR_1 | 167.61 | 0 | 3.79 | 119.87
CE | Solar | 34 | WFIE | 8.67 | 0 | 0.2 | 6.2
CE | Solar | 34 | WHAM_1 | 2.91 | 0 | 0.07 | 2.08
CE | Solar | 34 | WHGA_1 | 2.91 | 0 | 0.07 | 2.08
CE | Solar | 34 | WIBA_3 | 4.65 | 0 | 0.11 | 3.33
CE | Solar | 34 | WIEN_1 | 6.65 | 0 | 0.15 | 4.76
CE | Solar | 34 | WILL_1 | 69.73 | 0 | 1.58 | 49.87
CE | Solar | 34 | WIMBN1 | 7.76 | 0 | 0.18 | 5.55
CE | Solar | 34 | WIMBS1 | 7.76 | 0 | 0.18 | 5.55
CE | Solar | 34 | WISD_1 | 2.12 | 0 | 0.05 | 1.52
CE | Solar | 34 | WISD_6 | 2.12 | 0 | 0.05 | 1.52
CE | Solar | 34 | WISH | 1.01 | 0 | 0.02 | 0.72
CE | Solar | 34 | WMEL_1 | 4.65 | 0 | 0.11 | 3.33
CE | Solar | 34 | WTHU31 | 2.91 | 0 | 0.07 | 2.08
CE | Solar | 34 | WWEY_1 | 5.69 | 0 | 0.13 | 4.07
CE | Solar | 34 | WYLF_1 | 34.9 | 0 | 0.79 | 24.96
CE | Solar | 34 | WYMOM_1 | 50.09 | 0 | 1.13 | 35.82
CE | Solar | 35 | ABHA1 | 174.16 | 0 | 3.94 | 124.56
CE | Solar | 35 | ABNE_P | 15.81 | 0 | 0.36 | 11.31
CE | Solar | 35 | ABTH_1 | 74.99 | 0 | 1.69 | 53.63
CE | Solar | 35 | ACTL_2 | 2.79 | 0 | 0.06 | 2
CE | Solar | 35 | ACTL_C | 2.79 | 0 | 0.06 | 2
CE | Solar | 35 | ALNE_P | 5.06 | 0 | 0.11 | 3.62
CE | Solar | 35 | ALST_3 | 5.12 | 0 | 0.12 | 3.66
CE | Solar | 35 | ALVE1 | 283.57 | 0 | 6.41 | 202.81
CE | Solar | 35 | AMEM_1 | 43.84 | 0 | 0.99 | 31.35
CE | Solar | 35 | ARBR_P | 26.34 | 0 | 0.6 | 18.84
CE | Solar | 35 | ARDK_P | 1.69 | 0 | 0.04 | 1.21
CE | Solar | 35 | ARMO_P | 10.89 | 0 | 0.25 | 7.79
CE | Solar | 35 | AXMI1 | 213.88 | 0 | 4.83 | 152.97
CE | Solar | 35 | BAGA | 11.39 | 0 | 0.26 | 8.15
CE | Solar | 35 | BAIN | 11.39 | 0 | 0.26 | 8.15
CE | Solar | 35 | BARKC1 | 5.61 | 0 | 0.13 | 4.01
CE | Solar | 35 | BARKW3 | 3.84 | 0 | 0.09 | 2.75
CE | Solar | 35 | BEDDT1 | 4.39 | 0 | 0.1 | 3.14
CE | Solar | 35 | BEDD_1 | 4.39 | 0 | 0.1 | 3.14
CE | Solar | 35 | BERW | 1.32 | 0 | 0.03 | 0.94
CE | Solar | 35 | BESW_1 | 64.74 | 0 | 1.46 | 46.3
CE | Solar | 35 | BICF_1 | 384.67 | 0 | 8.69 | 275.12
CE | Solar | 35 | BIRK_1 | 5.12 | 0 | 0.12 | 3.66
CE | Solar | 35 | BISW_1 | 27.87 | 0 | 0.63 | 19.93
CE | Solar | 35 | BLYTB1 | 15.35 | 0 | 0.35 | 10.98
CE | Solar | 35 | BLYTH132 | 15.35 | 0 | 0.35 | 10.98
CE | Solar | 35 | BOAG_P | 1.25 | 0 | 0.03 | 0.89
CE | Solar | 35 | BOLN_1 | 86.49 | 0 | 1.95 | 61.86
CE | Solar | 35 | BONN | 11.39 | 0 | 0.26 | 8.15
CE | Solar | 35 | BOTW_1 | 128.77 | 0 | 2.91 | 92.1
CE | Solar | 35 | BRAC_P | 0.98 | 0 | 0.02 | 0.7
CE | Solar | 35 | BRAI_1 | 134.95 | 0 | 3.05 | 96.52
CE | Solar | 35 | BRAW_1 | 3.84 | 0 | 0.09 | 2.75
CE | Solar | 35 | BRED_1 | 6.29 | 0 | 0.14 | 4.5
CE | Solar | 35 | BRFO_1 | 172.48 | 0 | 3.9 | 123.36
CE | Solar | 35 | BRIM_1 | 30.7 | 0 | 0.69 | 21.96
CE | Solar | 35 | BRLE_1 | 95.36 | 0 | 2.16 | 68.2
CE | Solar | 35 | BROA_P | 0.39 | 0 | 0.01 | 0.28
CE | Solar | 35 | BROX | 1.32 | 0 | 0.03 | 0.94
CE | Solar | 35 | BRWA1 | 382.94 | 0 | 8.65 | 273.88
CE | Solar | 35 | BUMU_P | 0.33 | 0 | 0.01 | 0.24
CE | Solar | 35 | BURM_1 | 676.53 | 0 | 15.29 | 483.85
CE | Solar | 35 | BUSH_1 | 21.54 | 0 | 0.49 | 15.41
CE | Solar | 35 | BUST_1 | 17.54 | 0 | 0.4 | 12.54
CE | Solar | 35 | CAAD_P | 0.78 | 0 | 0.02 | 0.56
CE | Solar | 35 | CAFA | 1.32 | 0 | 0.03 | 0.94
CE | Solar | 35 | CAMB_01 | 33.05 | 0 | 0.75 | 23.64
CE | Solar | 35 | CANTN1 | 155.02 | 0 | 3.5 | 110.87
CE | Solar | 35 | CAPEA1 | 11.02 | 0 | 0.25 | 7.88
CE | Solar | 35 | CARE_1 | 20.45 | 0 | 0.46 | 14.63
CE | Solar | 35 | CARR_1 | 6.92 | 0 | 0.16 | 4.95
CE | Solar | 35 | CASS_P | 1.46 | 0 | 0.03 | 1.04
CE | Solar | 35 | CATY | 1.32 | 0 | 0.03 | 0.94
CE | Solar | 35 | CBNK_H | 2.79 | 0 | 0.06 | 2
CE | Solar | 35 | CELL_1 | 77.8 | 0 | 1.76 | 55.64
CE | Solar | 35 | CHAP | 1.32 | 0 | 0.03 | 0.94
CE | Solar | 35 | CHAS | 1.32 | 0 | 0.03 | 0.94
CE | Solar | 35 | CHIC_1 | 185.14 | 0 | 4.18 | 132.41
CE | Solar | 35 | CHSI_1 | 4.39 | 0 | 0.1 | 3.14
CE | Solar | 35 | CHTE_1 | 159.36 | 0 | 3.6 | 113.97
CE | Solar | 35 | CITR_1 | 2.79 | 0 | 0.06 | 2
CE | Solar | 35 | CLAC_P | 3.36 | 0 | 0.08 | 2.4
CE | Solar | 35 | CLAY_P | 0.33 | 0 | 0.01 | 0.24
CE | Solar | 35 | CLT03 | 27.4 | 0 | 0.62 | 19.6
CE | Solar | 35 | CLYM | 1.32 | 0 | 0.03 | 0.94
CE | Solar | 35 | COAT | 1.32 | 0 | 0.03 | 0.94
CE | Solar | 35 | CONQA1 | 135.32 | 0 | 3.06 | 96.78
CE | Solar | 35 | COUA_P | 2.08 | 0 | 0.05 | 1.49
CE | Solar | 35 | COVE_1 | 23.37 | 0 | 0.53 | 16.71
CE | Solar | 35 | COWL_1 | 413.96 | 0 | 9.36 | 296.06
CE | Solar | 35 | COYL | 1.32 | 0 | 0.03 | 0.94
CE | Solar | 35 | CREB_1 | 38.14 | 0 | 0.86 | 27.28
CE | Solar | 35 | CUMB | 11.39 | 0 | 0.26 | 8.15
CE | Solar | 35 | CUPA | 17.03 | 0 | 0.38 | 12.18
CE | Solar | 35 | DALM3 | 1.32 | 0 | 0.03 | 0.94
CE | Solar | 35 | DEVM | 1.32 | 0 | 0.03 | 0.94
CE | Solar | 35 | DEVO | 18.44 | 0 | 0.42 | 13.19
CE | Solar | 35 | DOUN_P | 4.1 | 0 | 0.09 | 2.93
CE | Solar | 35 | DRAK_1 | 105.88 | 0 | 2.39 | 75.73
CE | Solar | 35 | DRAX_1 | 15.35 | 0 | 0.35 | 10.98
CE | Solar | 35 | DRCR | 11.39 | 0 | 0.26 | 8.15
CE | Solar | 35 | DUDH_P | 0.98 | 0 | 0.02 | 0.7
CE | Solar | 35 | DUGR_P | 0.88 | 0 | 0.02 | 0.63
CE | Solar | 35 | DUNB | 1.32 | 0 | 0.03 | 0.94
CE | Solar | 35 | DUNF | 11.39 | 0 | 0.26 | 8.15
CE | Solar | 35 | DUNO_P | 11.39 | 0 | 0.26 | 8.15
CE | Solar | 35 | DYCE_P | 5.66 | 0 | 0.13 | 4.05
CE | Solar | 35 | EALI_6 | 2.79 | 0 | 0.06 | 2
CE | Solar | 35 | EASO_1 | 304.97 | 0 | 6.89 | 218.11
CE | Solar | 35 | EAST | 1.32 | 0 | 0.03 | 0.94
CE | Solar | 35 | ECCL | 1.32 | 0 | 0.03 | 0.94
CE | Solar | 35 | ECLA_1 | 193.18 | 0 | 4.37 | 138.16
CE | Solar | 35 | EKIL | 1.32 | 0 | 0.03 | 0.94
CE | Solar | 35 | EKIS | 1.32 | 0 | 0.03 | 0.94
CE | Solar | 35 | ELGI_P | 1.38 | 0 | 0.03 | 0.99
CE | Solar | 35 | ELLA_1 | 3.84 | 0 | 0.09 | 2.75
CE | Solar | 35 | ELST_1 | 3.41 | 0 | 0.08 | 2.44
CE | Solar | 35 | ENDE_1 | 84.38 | 0 | 1.91 | 60.35
CE | Solar | 35 | EXET1 | 183.86 | 0 | 4.16 | 131.5
CE | Solar | 35 | FASN_P | 0.81 | 0 | 0.02 | 0.58
CE | Solar | 35 | FAUG_P | 2.29 | 0 | 0.05 | 1.64
CE | Solar | 35 | FAWL_1 | 165.77 | 0 | 3.75 | 118.56
CE | Solar | 35 | FECK_6 | 167.26 | 0 | 3.78 | 119.62
CE | Solar | 35 | FERRA2 | 24.09 | 0 | 0.54 | 17.23
CE | Solar | 35 | FERRB1 | 21.25 | 0 | 0.48 | 15.2
CE | Solar | 35 | FIDD_P | 10.82 | 0 | 0.24 | 7.74
CE | Solar | 35 | FLEE_1 | 77.57 | 0 | 1.75 | 55.48
CE | Solar | 35 | FOUR_1 | 23.02 | 0 | 0.52 | 16.46
CE | Solar | 35 | FRAS_P | 0.52 | 0 | 0.01 | 0.37
CE | Solar | 35 | FROD_1 | 9.1 | 0 | 0.21 | 6.51
CE | Solar | 35 | FWIL_P | 9.29 | 0 | 0.21 | 6.64
CE | Solar | 35 | GALA | 1.32 | 0 | 0.03 | 0.94
CE | Solar | 35 | GIFF | 1.32 | 0 | 0.03 | 0.94
CE | Solar | 35 | GLLE | 1.32 | 0 | 0.03 | 0.94
CE | Solar | 35 | GLLU | 1.32 | 0 | 0.03 | 0.94
CE | Solar | 35 | GLNI | 11.39 | 0 | 0.26 | 8.15
CE | Solar | 35 | GLRO | 11.39 | 0 | 0.26 | 8.15
CE | Solar | 35 | GREE_H | 2.79 | 0 | 0.06 | 2
CE | Solar | 35 | GREN_1 | 455.16 | 0 | 10.29 | 325.53
CE | Solar | 35 | GRIW_1 | 78.4 | 0 | 1.77 | 56.07
CE | Solar | 35 | GRUB_P | 6.45 | 0 | 0.15 | 4.61
CE | Solar | 35 | G_EXTRA_11 | 1.32 | 0 | 0.03 | 0.94
CE | Solar | 35 | G_EXTRA_2 | 1.32 | 0 | 0.03 | 0.94
CE | Solar | 35 | G_EXTRA_5 | 1.32 | 0 | 0.03 | 0.94
CE | Solar | 35 | G_EXTRA_7 | 11.39 | 0 | 0.26 | 8.15
CE | Solar | 35 | G_EXTRA_9 | 1.32 | 0 | 0.03 | 0.94
CE | Solar | 35 | HACK_1 | 3.84 | 0 | 0.09 | 2.75
CE | Solar | 35 | HACK_6 | 3.84 | 0 | 0.09 | 2.75
CE | Solar | 35 | HAMHC1 | 47.48 | 0 | 1.07 | 33.96
CE | Solar | 35 | HARK_1 | 80.01 | 0 | 1.81 | 57.22
CE | Solar | 35 | HARM_6 | 5.76 | 0 | 0.13 | 4.12
CE | Solar | 35 | HAWI | 1.32 | 0 | 0.03 | 0.94
CE | Solar | 35 | HAWP_6 | 11.66 | 0 | 0.26 | 8.34
CE | Solar | 35 | HEYS1 | 23.02 | 0 | 0.52 | 16.46
CE | Solar | 35 | HEYS_1 | 49.03 | 0 | 1.11 | 35.07
CE | Solar | 35 | HUER | 1.32 | 0 | 0.03 | 0.94
CE | Solar | 35 | HURS_1 | 4.39 | 0 | 0.1 | 3.14
CE | Solar | 35 | HUTT_1 | 72.89 | 0 | 1.65 | 52.13
CE | Solar | 35 | IMPK_1 | 103.71 | 0 | 2.34 | 74.17
CE | Solar | 35 | INDQ1 | 446.33 | 0 | 10.09 | 319.22
CE | Solar | 35 | INKE | 11.39 | 0 | 0.26 | 8.15
CE | Solar | 35 | INNE_P | 1.63 | 0 | 0.04 | 1.17
CE | Solar | 35 | IROA1 | 217.12 | 0 | 4.91 | 155.28
CE | Solar | 35 | IRONB1 | 85.19 | 0 | 1.93 | 60.93
CE | Solar | 35 | IVER_1 | 3.41 | 0 | 0.08 | 2.44
CE | Solar | 35 | IVER_6 | 3.41 | 0 | 0.08 | 2.44
CE | Solar | 35 | JOHN | 1.32 | 0 | 0.03 | 0.94
CE | Solar | 35 | JORD_3 | 6.14 | 0 | 0.14 | 4.39
CE | Solar | 35 | KAIM | 1.32 | 0 | 0.03 | 0.94
CE | Solar | 35 | KEAD_1 | 72.74 | 0 | 1.64 | 52.02
CE | Solar | 35 | KEAR_1 | 3.84 | 0 | 0.09 | 2.75
CE | Solar | 35 | KEAR_3 | 15.99 | 0 | 0.36 | 11.44
CE | Solar | 35 | KEIT_P | 13.66 | 0 | 0.31 | 9.77
CE | Solar | 35 | KEMS_1 | 151.7 | 0 | 3.43 | 108.5
CE | Solar | 35 | KEOO | 1.32 | 0 | 0.03 | 0.94
CE | Solar | 35 | KIBY_1 | 1.79 | 0 | 0.04 | 1.28
CE | Solar | 35 | KIER | 11.39 | 0 | 0.26 | 8.15
CE | Solar | 35 | KIIN_P | 3.74 | 0 | 0.08 | 2.67
CE | Solar | 35 | KILS | 1.32 | 0 | 0.03 | 0.94
CE | Solar | 35 | KILT | 1.32 | 0 | 0.03 | 0.94
CE | Solar | 35 | KILW | 8.36 | 0 | 0.19 | 5.98
CE | Solar | 35 | KINO_1 | 60.2 | 0 | 1.36 | 43.06
CE | Solar | 35 | KINT_P | 11.76 | 0 | 0.27 | 8.41
CE | Solar | 35 | KIRKB1 | 3.84 | 0 | 0.09 | 2.75
CE | Solar | 35 | KITW_1 | 10.2 | 0 | 0.23 | 7.3
CE | Solar | 35 | KNAR | 25.35 | 0 | 0.57 | 18.13
CE | Solar | 35 | LACK_6 | 28.93 | 0 | 0.65 | 20.69
CE | Solar | 35 | LAIR_P | 3.64 | 0 | 0.08 | 2.6
CE | Solar | 35 | LALE1SG003 | 9.12 | 0 | 0.21 | 6.52
CE | Solar | 35 | LAND1 | 332.03 | 0 | 7.5 | 237.47
CE | Solar | 35 | LEGA_1 | 101.59 | 0 | 2.3 | 72.66
CE | Solar | 35 | LEVE | 11.39 | 0 | 0.26 | 8.15
CE | Solar | 35 | LING | 1.32 | 0 | 0.03 | 0.94
CE | Solar | 35 | LINM | 1.32 | 0 | 0.03 | 0.94
CE | Solar | 35 | LISD_1 | 2.94 | 0 | 0.07 | 2.1
CE | Solar | 35 | LITT_C | 4.39 | 0 | 0.1 | 3.14
CE | Solar | 35 | LITT_J | 4.39 | 0 | 0.1 | 3.14
CE | Solar | 35 | LODR_6 | 2.79 | 0 | 0.06 | 2
CE | Solar | 35 | LOUD_H | 3.41 | 0 | 0.08 | 2.44
CE | Solar | 35 | LOVE_1 | 254.61 | 0 | 5.75 | 182.1
CE | Solar | 35 | LUNA_P | 0.33 | 0 | 0.01 | 0.24
CE | Solar | 35 | MACC_3 | 27.15 | 0 | 0.61 | 19.42
CE | Solar | 35 | MACD_P | 13.5 | 0 | 0.31 | 9.66
CE | Solar | 35 | MAGA_6 | 45.24 | 0 | 1.02 | 32.36
CE | Solar | 35 | MANN_1 | 433.83 | 0 | 9.8 | 310.28
CE | Solar | 35 | MAYB | 1.32 | 0 | 0.03 | 0.94
CE | Solar | 35 | MELK_1 | 423.05 | 0 | 9.56 | 302.57
CE | Solar | 35 | MILC_P | 4.32 | 0 | 0.1 | 3.09
CE | Solar | 35 | MILH_1 | 15.2 | 0 | 0.34 | 10.87
CE | Solar | 35 | MITY_1 | 678.97 | 0 | 15.34 | 485.6
CE | Solar | 35 | MYBS_P | 8.83 | 0 | 0.2 | 6.32
CE | Solar | 35 | NEAR | 1.32 | 0 | 0.03 | 0.94
CE | Solar | 35 | NECE_1 | 17.54 | 0 | 0.4 | 12.54
CE | Solar | 35 | NEEP_3 | 6.14 | 0 | 0.14 | 4.39
CE | Solar | 35 | NETS | 1.32 | 0 | 0.03 | 0.94
CE | Solar | 35 | NEWX_6 | 10.23 | 0 | 0.23 | 7.32
CE | Solar | 35 | NFLE | 81.89 | 0 | 1.85 | 58.57
CE | Solar | 35 | NHYD_6 | 3.41 | 0 | 0.08 | 2.44
CE | Solar | 35 | NINF_1 | 93.97 | 0 | 2.12 | 67.21
CE | Solar | 35 | NORL_3 | 6.14 | 0 | 0.14 | 4.39
CE | Solar | 35 | NORM_1 | 537.78 | 0 | 12.15 | 384.62
CE | Solar | 35 | NORT_1 | 39.76 | 0 | 0.9 | 28.44
CE | Solar | 35 | NURS_1 | 281.86 | 0 | 6.37 | 201.59
CE | Solar | 35 | OCKH_1 | 8.77 | 0 | 0.2 | 6.27
CE | Solar | 35 | OFFE_3 | 5.76 | 0 | 0.13 | 4.12
CE | Solar | 35 | OLDB_1 | 8.77 | 0 | 0.2 | 6.27
CE | Solar | 35 | OSBA_1 | 21.49 | 0 | 0.49 | 15.37
CE | Solar | 35 | PADIB1 | 21.24 | 0 | 0.48 | 15.19
CE | Solar | 35 | PELH_1 | 184.41 | 0 | 4.17 | 131.89
CE | Solar | 35 | PEMB_1 | 355.23 | 0 | 8.03 | 254.06
CE | Solar | 35 | PENE_1 | 15.35 | 0 | 0.35 | 10.98
CE | Solar | 35 | PENN_1 | 5.9 | 0 | 0.13 | 4.22
CE | Solar | 35 | PENT_1 | 126.99 | 0 | 2.87 | 90.82
CE | Solar | 35 | PENW_1 | 64.68 | 0 | 1.46 | 46.26
CE | Solar | 35 | PERI_H | 2.79 | 0 | 0.06 | 2
CE | Solar | 35 | PERS_P | 4.14 | 0 | 0.09 | 2.96
CE | Solar | 35 | PITS_3 | 6.14 | 0 | 0.14 | 4.39
CE | Solar | 35 | POOB | 1.32 | 0 | 0.03 | 0.94
CE | Solar | 35 | POPP_3 | 19.48 | 0 | 0.44 | 13.93
CE | Solar | 35 | PORA_P | 10.16 | 0 | 0.23 | 7.27
CE | Solar | 35 | PORD | 11.39 | 0 | 0.26 | 8.15
CE | Solar | 35 | PYLE_1 | 55.29 | 0 | 1.25 | 39.54
CE | Solar | 35 | QUOI_P | 1.12 | 0 | 0.03 | 0.8
CE | Solar | 35 | RAIN_1 | 3.07 | 0 | 0.07 | 2.2
CE | Solar | 35 | RANN_P | 4.94 | 0 | 0.11 | 3.53
CE | Solar | 35 | RASS_1 | 131.35 | 0 | 2.97 | 93.94
CE | Solar | 35 | RATS_1 | 113.72 | 0 | 2.57 | 81.33
CE | Solar | 35 | RAYL_1 | 100.18 | 0 | 2.26 | 71.65
CE | Solar | 35 | REBR_3 | 3.84 | 0 | 0.09 | 2.75
CE | Solar | 35 | REDH | 23.09 | 0 | 0.52 | 16.51
CE | Solar | 35 | REDM_P | 3.74 | 0 | 0.08 | 2.67
CE | Solar | 35 | RICH1 | 109.63 | 0 | 2.48 | 78.41
CE | Solar | 35 | ROCH_1 | 6.67 | 0 | 0.15 | 4.77
CE | Solar | 35 | RUGEB1 | 62.86 | 0 | 1.42 | 44.96
CE | Solar | 35 | RYEH_1 | 30.7 | 0 | 0.69 | 21.96
CE | Solar | 35 | SALH_1 | 34.75 | 0 | 0.79 | 24.85
CE | Solar | 35 | SALT_1 | 27.64 | 0 | 0.62 | 19.77
CE | Solar | 35 | SBAR | 82.91 | 0 | 1.87 | 59.3
CE | Solar | 35 | SEAB1 | 193.52 | 0 | 4.37 | 138.41
CE | Solar | 35 | SELL_1 | 125.75 | 0 | 2.84 | 89.94
CE | Solar | 35 | SFEG_P | 6.01 | 0 | 0.14 | 4.3
CE | Solar | 35 | SFIL_P | 2.41 | 0 | 0.05 | 1.72
CE | Solar | 35 | SHEC_3 | 6.14 | 0 | 0.14 | 4.39
CE | Solar | 35 | SHRW_1 | 172.21 | 0 | 3.89 | 123.16
CE | Solar | 35 | SIGH | 1.32 | 0 | 0.03 | 0.94
CE | Solar | 35 | SJOW_1 | 2.79 | 0 | 0.06 | 2
CE | Solar | 35 | SKLGB1 | 9.73 | 0 | 0.22 | 6.96
CE | Solar | 35 | SLOY_P | 0.65 | 0 | 0.01 | 0.46
CE | Solar | 35 | SMAN_1 | 5.12 | 0 | 0.12 | 3.66
CE | Solar | 35 | SPEN_1 | 36.56 | 0 | 0.83 | 26.15
CE | Solar | 35 | SSHI_3 | 5.76 | 0 | 0.13 | 4.12
CE | Solar | 35 | STAH_1 | 26.51 | 0 | 0.6 | 18.96
CE | Solar | 35 | STAL_1 | 15.35 | 0 | 0.35 | 10.98
CE | Solar | 35 | STAY_1 | 302.56 | 0 | 6.84 | 216.39
CE | Solar | 35 | STEN_1 | 15.35 | 0 | 0.35 | 10.98
CE | Solar | 35 | STES_1 | 21.24 | 0 | 0.48 | 15.19
CE | Solar | 35 | STHA | 1.32 | 0 | 0.03 | 0.94
CE | Solar | 35 | STIR | 11.39 | 0 | 0.26 | 8.15
CE | Solar | 35 | STLE | 11.39 | 0 | 0.26 | 8.15
CE | Solar | 35 | STRI_P | 9.57 | 0 | 0.22 | 6.84
CE | Solar | 35 | SUND_1 | 114.55 | 0 | 2.59 | 81.93
CE | Solar | 35 | SWAN_1 | 219.69 | 0 | 4.96 | 157.12
CE | Solar | 35 | TARL_P | 6.81 | 0 | 0.15 | 4.87
CE | Solar | 35 | TAUN1 | 121.9 | 0 | 2.75 | 87.18
CE | Solar | 35 | TAYN_P | 7.67 | 0 | 0.17 | 5.49
CE | Solar | 35 | TELR | 1.32 | 0 | 0.03 | 0.94
CE | Solar | 35 | TEMP_3 | 6.14 | 0 | 0.14 | 4.39
CE | Solar | 35 | THOM_6 | 27.36 | 0 | 0.62 | 19.57
CE | Solar | 35 | THSO_P | 17.08 | 0 | 0.39 | 12.22
CE | Solar | 35 | THUR_6 | 6.14 | 0 | 0.14 | 4.39
CE | Solar | 35 | TILBB_1 | 78.76 | 0 | 1.78 | 56.33
CE | Solar | 35 | TONG | 1.32 | 0 | 0.03 | 0.94
CE | Solar | 35 | TOTT_1 | 3.84 | 0 | 0.09 | 2.75
CE | Solar | 35 | TRAW_1 | 33.21 | 0 | 0.75 | 23.75
CE | Solar | 35 | TUMB_P | 1.76 | 0 | 0.04 | 1.26
CE | Solar | 35 | TYNE_1 | 5.76 | 0 | 0.13 | 4.12
CE | Solar | 35 | TYNE_2 | 5.76 | 0 | 0.13 | 4.12
CE | Solar | 35 | UPPB_1 | 39.35 | 0 | 0.89 | 28.14
CE | Solar | 35 | UPPB_3 | 38.59 | 0 | 0.87 | 27.6
CE | Solar | 35 | USKM_1 | 48.05 | 0 | 1.09 | 34.37
CE | Solar | 35 | WALH_1 | 186.72 | 0 | 4.22 | 133.54
CE | Solar | 35 | WALP_1 | 85.96 | 0 | 1.94 | 61.48
CE | Solar | 35 | WALP_B | 274.16 | 0 | 6.2 | 196.08
CE | Solar | 35 | WARL_1 | 91.62 | 0 | 2.07 | 65.53
CE | Solar | 35 | WASF_1 | 5.89 | 0 | 0.13 | 4.21
CE | Solar | 35 | WATFS_1 | 3.41 | 0 | 0.08 | 2.44
CE | Solar | 35 | WBOL_6 | 11.32 | 0 | 0.26 | 8.1
CE | Solar | 35 | WBUR_1 | 182.46 | 0 | 4.12 | 130.5
CE | Solar | 35 | WFIE | 11.39 | 0 | 0.26 | 8.15
CE | Solar | 35 | WHAM_1 | 3.84 | 0 | 0.09 | 2.75
CE | Solar | 35 | WHGA_1 | 3.84 | 0 | 0.09 | 2.75
CE | Solar | 35 | WIBA_3 | 6.14 | 0 | 0.14 | 4.39
CE | Solar | 35 | WIEN_1 | 8.77 | 0 | 0.2 | 6.27
CE | Solar | 35 | WILL_1 | 73.98 | 0 | 1.67 | 52.91
CE | Solar | 35 | WIMBN1 | 10.23 | 0 | 0.23 | 7.32
CE | Solar | 35 | WIMBS1 | 10.23 | 0 | 0.23 | 7.32
CE | Solar | 35 | WISD_1 | 2.79 | 0 | 0.06 | 2
CE | Solar | 35 | WISD_6 | 2.79 | 0 | 0.06 | 2
CE | Solar | 35 | WISH | 1.32 | 0 | 0.03 | 0.94
CE | Solar | 35 | WMEL_1 | 6.14 | 0 | 0.14 | 4.39
CE | Solar | 35 | WTHU31 | 3.84 | 0 | 0.09 | 2.75
CE | Solar | 35 | WWEY_1 | 6.75 | 0 | 0.15 | 4.83
CE | Solar | 35 | WYLF_1 | 46.04 | 0 | 1.04 | 32.93
CE | Solar | 35 | WYMOM_1 | 57.52 | 0 | 1.3 | 41.14
CE | Solar | 36 | ABHA1 | 190.86 | 0 | 4.31 | 136.5
CE | Solar | 36 | ABNE_P | 17.9 | 0 | 0.4 | 12.8
CE | Solar | 36 | ABTH_1 | 76 | 0 | 1.72 | 54.36
CE | Solar | 36 | ACTL_2 | 3.34 | 0 | 0.08 | 2.39
CE | Solar | 36 | ACTL_C | 3.34 | 0 | 0.08 | 2.39
CE | Solar | 36 | ALNE_P | 7.15 | 0 | 0.16 | 5.11
CE | Solar | 36 | ALST_3 | 6.12 | 0 | 0.14 | 4.38
CE | Solar | 36 | ALVE1 | 300.27 | 0 | 6.79 | 214.75
CE | Solar | 36 | AMEM_1 | 44.51 | 0 | 1.01 | 31.83
CE | Solar | 36 | ARBR_P | 26.34 | 0 | 0.6 | 18.84
CE | Solar | 36 | ARDK_P | 2.39 | 0 | 0.05 | 1.71
CE | Solar | 36 | ARMO_P | 15.4 | 0 | 0.35 | 11.01
CE | Solar | 36 | AXMI1 | 236.06 | 0 | 5.33 | 168.83
CE | Solar | 36 | BAGA | 15.66 | 0 | 0.35 | 11.2
CE | Solar | 36 | BAIN | 15.66 | 0 | 0.35 | 11.2
CE | Solar | 36 | BARKC1 | 6.37 | 0 | 0.14 | 4.56
CE | Solar | 36 | BARKW3 | 4.59 | 0 | 0.1 | 3.28
CE | Solar | 36 | BEDDT1 | 5.25 | 0 | 0.12 | 3.75
CE | Solar | 36 | BEDD_1 | 5.25 | 0 | 0.12 | 3.75
CE | Solar | 36 | BERW | 1.82 | 0 | 0.04 | 1.3
CE | Solar | 36 | BESW_1 | 68.2 | 0 | 1.54 | 48.78
CE | Solar | 36 | BICF_1 | 427.02 | 0 | 9.65 | 305.4
CE | Solar | 36 | BIRK_1 | 6.12 | 0 | 0.14 | 4.38
CE | Solar | 36 | BISW_1 | 29.6 | 0 | 0.67 | 21.17
CE | Solar | 36 | BLYTB1 | 18.37 | 0 | 0.42 | 13.14
CE | Solar | 36 | BLYTH132 | 18.37 | 0 | 0.42 | 13.14
CE | Solar | 36 | BOAG_P | 1.77 | 0 | 0.04 | 1.27
CE | Solar | 36 | BOLN_1 | 89.52 | 0 | 2.02 | 64.02
CE | Solar | 36 | BONN | 15.66 | 0 | 0.35 | 11.2
CE | Solar | 36 | BOTW_1 | 142.38 | 0 | 3.22 | 101.83
CE | Solar | 36 | BRAC_P | 1.38 | 0 | 0.03 | 0.99
CE | Solar | 36 | BRAI_1 | 141 | 0 | 3.19 | 100.84
CE | Solar | 36 | BRAW_1 | 4.59 | 0 | 0.1 | 3.28
CE | Solar | 36 | BRED_1 | 7.3 | 0 | 0.16 | 5.22
CE | Solar | 36 | BRFO_1 | 177.88 | 0 | 4.02 | 127.22
CE | Solar | 36 | BRIM_1 | 36.75 | 0 | 0.83 | 26.28
CE | Solar | 36 | BRLE_1 | 101.41 | 0 | 2.29 | 72.53
CE | Solar | 36 | BROA_P | 0.55 | 0 | 0.01 | 0.39
CE | Solar | 36 | BROX | 1.82 | 0 | 0.04 | 1.3
CE | Solar | 36 | BRWA1 | 407.14 | 0 | 9.2 | 291.19
CE | Solar | 36 | BUMU_P | 0.46 | 0 | 0.01 | 0.33
CE | Solar | 36 | BURM_1 | 743.09 | 0 | 16.79 | 531.46
CE | Solar | 36 | BUSH_1 | 23.27 | 0 | 0.53 | 16.64
CE | Solar | 36 | BUST_1 | 21 | 0 | 0.47 | 15.02
CE | Solar | 36 | CAAD_P | 1.1 | 0 | 0.02 | 0.79
CE | Solar | 36 | CAFA | 1.82 | 0 | 0.04 | 1.3
CE | Solar | 36 | CAMB_01 | 36.08 | 0 | 0.82 | 25.8
CE | Solar | 36 | CANTN1 | 162.28 | 0 | 3.67 | 116.06
CE | Solar | 36 | CAPEA1 | 12.03 | 0 | 0.27 | 8.6
CE | Solar | 36 | CARE_1 | 21.46 | 0 | 0.48 | 15.35
CE | Solar | 36 | CARR_1 | 7.92 | 0 | 0.18 | 5.66
CE | Solar | 36 | CASS_P | 2.07 | 0 | 0.05 | 1.48
CE | Solar | 36 | CATY | 1.82 | 0 | 0.04 | 1.3
CE | Solar | 36 | CBNK_H | 3.34 | 0 | 0.08 | 2.39
CE | Solar | 36 | CELL_1 | 86.88 | 0 | 1.96 | 62.14
CE | Solar | 36 | CHAP | 1.82 | 0 | 0.04 | 1.3
CE | Solar | 36 | CHAS | 1.82 | 0 | 0.04 | 1.3
CE | Solar | 36 | CHIC_1 | 207.32 | 0 | 4.69 | 148.28
CE | Solar | 36 | CHSI_1 | 5.25 | 0 | 0.12 | 3.75
CE | Solar | 36 | CHTE_1 | 160.57 | 0 | 3.63 | 114.84
CE | Solar | 36 | CITR_1 | 3.34 | 0 | 0.08 | 2.39
CE | Solar | 36 | CLAC_P | 4.76 | 0 | 0.11 | 3.4
CE | Solar | 36 | CLAY_P | 0.46 | 0 | 0.01 | 0.33
CE | Solar | 36 | CLT03 | 32.8 | 0 | 0.74 | 23.46
CE | Solar | 36 | CLYM | 1.82 | 0 | 0.04 | 1.3
CE | Solar | 36 | COAT | 1.82 | 0 | 0.04 | 1.3
CE | Solar | 36 | CONQA1 | 138.35 | 0 | 3.13 | 98.95
CE | Solar | 36 | COUA_P | 2.94 | 0 | 0.07 | 2.1
CE | Solar | 36 | COVE_1 | 26.83 | 0 | 0.61 | 19.19
CE | Solar | 36 | COWL_1 | 438.16 | 0 | 9.9 | 313.37
CE | Solar | 36 | COYL | 1.82 | 0 | 0.04 | 1.3
CE | Solar | 36 | CREB_1 | 42.18 | 0 | 0.95 | 30.17
CE | Solar | 36 | CUMB | 15.66 | 0 | 0.35 | 11.2
CE | Solar | 36 | CUPA | 21.29 | 0 | 0.48 | 15.23
CE | Solar | 36 | DALM3 | 1.82 | 0 | 0.04 | 1.3
CE | Solar | 36 | DEVM | 1.82 | 0 | 0.04 | 1.3
CE | Solar | 36 | DEVO | 22.7 | 0 | 0.51 | 16.24
CE | Solar | 36 | DOUN_P | 5.8 | 0 | 0.13 | 4.15
CE | Solar | 36 | DRAK_1 | 107.61 | 0 | 2.43 | 76.96
CE | Solar | 36 | DRAX_1 | 18.37 | 0 | 0.42 | 13.14
CE | Solar | 36 | DRCR | 15.66 | 0 | 0.35 | 11.2
CE | Solar | 36 | DUDH_P | 1.38 | 0 | 0.03 | 0.99
CE | Solar | 36 | DUGR_P | 1.24 | 0 | 0.03 | 0.89
CE | Solar | 36 | DUNB | 1.82 | 0 | 0.04 | 1.3
CE | Solar | 36 | DUNF | 15.66 | 0 | 0.35 | 11.2
CE | Solar | 36 | DUNO_P | 15.66 | 0 | 0.35 | 11.2
CE | Solar | 36 | DYCE_P | 8 | 0 | 0.18 | 5.72
CE | Solar | 36 | EALI_6 | 3.34 | 0 | 0.08 | 2.39
CE | Solar | 36 | EASO_1 | 317.07 | 0 | 7.17 | 226.77
CE | Solar | 36 | EAST | 1.82 | 0 | 0.04 | 1.3
CE | Solar | 36 | ECCL | 1.82 | 0 | 0.04 | 1.3
CE | Solar | 36 | ECLA_1 | 205.28 | 0 | 4.64 | 146.82
CE | Solar | 36 | EKIL | 1.82 | 0 | 0.04 | 1.3
CE | Solar | 36 | EKIS | 1.82 | 0 | 0.04 | 1.3
CE | Solar | 36 | ELGI_P | 1.38 | 0 | 0.03 | 0.99
CE | Solar | 36 | ELLA_1 | 4.59 | 0 | 0.1 | 3.28
CE | Solar | 36 | ELST_1 | 4.08 | 0 | 0.09 | 2.92
CE | Solar | 36 | ENDE_1 | 90.43 | 0 | 2.04 | 64.68
CE | Solar | 36 | EXET1 | 200.56 | 0 | 4.53 | 143.44
CE | Solar | 36 | FASN_P | 1.15 | 0 | 0.03 | 0.82
CE | Solar | 36 | FAUG_P | 3.24 | 0 | 0.07 | 2.32
CE | Solar | 36 | FAWL_1 | 179.38 | 0 | 4.05 | 128.29
CE | Solar | 36 | FECK_6 | 170.72 | 0 | 3.86 | 122.1
CE | Solar | 36 | FERRA2 | 27.11 | 0 | 0.61 | 19.39
CE | Solar | 36 | FERRB1 | 24.28 | 0 | 0.55 | 17.37
CE | Solar | 36 | FIDD_P | 15.31 | 0 | 0.35 | 10.95
CE | Solar | 36 | FLEE_1 | 83.62 | 0 | 1.89 | 59.81
CE | Solar | 36 | FOUR_1 | 27.56 | 0 | 0.62 | 19.71
CE | Solar | 36 | FRAS_P | 0.74 | 0 | 0.02 | 0.53
CE | Solar | 36 | FROD_1 | 10.1 | 0 | 0.23 | 7.22
CE | Solar | 36 | FWIL_P | 13.14 | 0 | 0.3 | 9.4
CE | Solar | 36 | GALA | 1.82 | 0 | 0.04 | 1.3
CE | Solar | 36 | GIFF | 1.82 | 0 | 0.04 | 1.3
CE | Solar | 36 | GLLE | 1.82 | 0 | 0.04 | 1.3
CE | Solar | 36 | GLLU | 1.82 | 0 | 0.04 | 1.3
CE | Solar | 36 | GLNI | 15.66 | 0 | 0.35 | 11.2
CE | Solar | 36 | GLRO | 15.66 | 0 | 0.35 | 11.2
CE | Solar | 36 | GREE_H | 3.34 | 0 | 0.08 | 2.39
CE | Solar | 36 | GREN_1 | 492.77 | 0 | 11.14 | 352.43
CE | Solar | 36 | GRIW_1 | 87.47 | 0 | 1.98 | 62.56
CE | Solar | 36 | GRUB_P | 9.13 | 0 | 0.21 | 6.53
CE | Solar | 36 | G_EXTRA_11 | 1.82 | 0 | 0.04 | 1.3
CE | Solar | 36 | G_EXTRA_2 | 1.82 | 0 | 0.04 | 1.3
CE | Solar | 36 | G_EXTRA_5 | 1.82 | 0 | 0.04 | 1.3
CE | Solar | 36 | G_EXTRA_7 | 15.66 | 0 | 0.35 | 11.2
CE | Solar | 36 | G_EXTRA_9 | 1.82 | 0 | 0.04 | 1.3
CE | Solar | 36 | HACK_1 | 4.59 | 0 | 0.1 | 3.28
CE | Solar | 36 | HACK_6 | 4.59 | 0 | 0.1 | 3.28
CE | Solar | 36 | HAMHC1 | 50.94 | 0 | 1.15 | 36.43
CE | Solar | 36 | HARK_1 | 84.55 | 0 | 1.91 | 60.47
CE | Solar | 36 | HARM_6 | 6.89 | 0 | 0.16 | 4.93
CE | Solar | 36 | HAWI | 1.82 | 0 | 0.04 | 1.3
CE | Solar | 36 | HAWP_6 | 12.79 | 0 | 0.29 | 9.15
CE | Solar | 36 | HEYS1 | 27.56 | 0 | 0.62 | 19.71
CE | Solar | 36 | HEYS_1 | 53.57 | 0 | 1.21 | 38.31
CE | Solar | 36 | HUER | 1.82 | 0 | 0.04 | 1.3
CE | Solar | 36 | HURS_1 | 5.25 | 0 | 0.12 | 3.75
CE | Solar | 36 | HUTT_1 | 85 | 0 | 1.92 | 60.79
CE | Solar | 36 | IMPK_1 | 121.86 | 0 | 2.75 | 87.15
CE | Solar | 36 | INDQ1 | 463.02 | 0 | 10.46 | 331.15
CE | Solar | 36 | INKE | 15.66 | 0 | 0.35 | 11.2
CE | Solar | 36 | INNE_P | 2.3 | 0 | 0.05 | 1.64
CE | Solar | 36 | IROA1 | 238.3 | 0 | 5.39 | 170.43
CE | Solar | 36 | IRONB1 | 94.26 | 0 | 2.13 | 67.41
CE | Solar | 36 | IVER_1 | 4.08 | 0 | 0.09 | 2.92
CE | Solar | 36 | IVER_6 | 4.08 | 0 | 0.09 | 2.92
CE | Solar | 36 | JOHN | 1.82 | 0 | 0.04 | 1.3
CE | Solar | 36 | JORD_3 | 7.35 | 0 | 0.17 | 5.26
CE | Solar | 36 | KAIM | 1.82 | 0 | 0.04 | 1.3
CE | Solar | 36 | KEAD_1 | 76.77 | 0 | 1.74 | 54.91
CE | Solar | 36 | KEAR_1 | 4.59 | 0 | 0.1 | 3.28
CE | Solar | 36 | KEAR_3 | 16.75 | 0 | 0.38 | 11.98
CE | Solar | 36 | KEIT_P | 19.32 | 0 | 0.44 | 13.82
CE | Solar | 36 | KEMS_1 | 166.22 | 0 | 3.76 | 118.88
CE | Solar | 36 | KEOO | 1.82 | 0 | 0.04 | 1.3
CE | Solar | 36 | KIBY_1 | 1.79 | 0 | 0.04 | 1.28
CE | Solar | 36 | KIER | 15.66 | 0 | 0.35 | 11.2
CE | Solar | 36 | KIIN_P | 5.29 | 0 | 0.12 | 3.78
CE | Solar | 36 | KILS | 1.82 | 0 | 0.04 | 1.3
CE | Solar | 36 | KILT | 1.82 | 0 | 0.04 | 1.3
CE | Solar | 36 | KILW | 8.85 | 0 | 0.2 | 6.33
CE | Solar | 36 | KINO_1 | 67.46 | 0 | 1.52 | 48.25
CE | Solar | 36 | KINT_P | 15.82 | 0 | 0.36 | 11.31
CE | Solar | 36 | KIRKB1 | 4.59 | 0 | 0.1 | 3.28
CE | Solar | 36 | KITW_1 | 11.93 | 0 | 0.27 | 8.53
CE | Solar | 36 | KNAR | 26.86 | 0 | 0.61 | 19.21
CE | Solar | 36 | LACK_6 | 33.46 | 0 | 0.76 | 23.93
CE | Solar | 36 | LAIR_P | 5.15 | 0 | 0.12 | 3.68
CE | Solar | 36 | LALE1SG003 | 9.8 | 0 | 0.22 | 7.01
CE | Solar | 36 | LAND1 | 348.73 | 0 | 7.88 | 249.41
CE | Solar | 36 | LEGA_1 | 107.64 | 0 | 2.43 | 76.98
CE | Solar | 36 | LEVE | 15.66 | 0 | 0.35 | 11.2
CE | Solar | 36 | LING | 1.82 | 0 | 0.04 | 1.3
CE | Solar | 36 | LINM | 1.82 | 0 | 0.04 | 1.3
CE | Solar | 36 | LISD_1 | 2.94 | 0 | 0.07 | 2.1
CE | Solar | 36 | LITT_C | 5.25 | 0 | 0.12 | 3.75
CE | Solar | 36 | LITT_J | 5.25 | 0 | 0.12 | 3.75
CE | Solar | 36 | LODR_6 | 3.34 | 0 | 0.08 | 2.39
CE | Solar | 36 | LOUD_H | 4.08 | 0 | 0.09 | 2.92
CE | Solar | 36 | LOVE_1 | 268.23 | 0 | 6.06 | 191.84
CE | Solar | 36 | LUNA_P | 0.46 | 0 | 0.01 | 0.33
CE | Solar | 36 | MACC_3 | 30.17 | 0 | 0.68 | 21.58
CE | Solar | 36 | MACD_P | 18.01 | 0 | 0.41 | 12.88
CE | Solar | 36 | MAGA_6 | 48.27 | 0 | 1.09 | 34.52
CE | Solar | 36 | MANN_1 | 456.02 | 0 | 10.31 | 326.15
CE | Solar | 36 | MAYB | 1.82 | 0 | 0.04 | 1.3
CE | Solar | 36 | MELK_1 | 447.25 | 0 | 10.11 | 319.87
CE | Solar | 36 | MILC_P | 6.11 | 0 | 0.14 | 4.37
CE | Solar | 36 | MILH_1 | 15.87 | 0 | 0.36 | 11.35
CE | Solar | 36 | MITY_1 | 703.17 | 0 | 15.89 | 502.91
CE | Solar | 36 | MYBS_P | 12.49 | 0 | 0.28 | 8.93
CE | Solar | 36 | NEAR | 1.82 | 0 | 0.04 | 1.3
CE | Solar | 36 | NECE_1 | 21 | 0 | 0.47 | 15.02
CE | Solar | 36 | NEEP_3 | 7.35 | 0 | 0.17 | 5.26
CE | Solar | 36 | NETS | 1.82 | 0 | 0.04 | 1.3
CE | Solar | 36 | NEWX_6 | 12.25 | 0 | 0.28 | 8.76
CE | Solar | 36 | NFLE | 89.15 | 0 | 2.01 | 63.76
CE | Solar | 36 | NHYD_6 | 4.08 | 0 | 0.09 | 2.92
CE | Solar | 36 | NINF_1 | 96.99 | 0 | 2.19 | 69.37
CE | Solar | 36 | NORL_3 | 7.35 | 0 | 0.17 | 5.26
CE | Solar | 36 | NORM_1 | 580.13 | 0 | 13.11 | 414.91
CE | Solar | 36 | NORT_1 | 40.89 | 0 | 0.92 | 29.24
CE | Solar | 36 | NURS_1 | 295.48 | 0 | 6.68 | 211.33
CE | Solar | 36 | OCKH_1 | 10.5 | 0 | 0.24 | 7.51
CE | Solar | 36 | OFFE_3 | 6.89 | 0 | 0.16 | 4.93
CE | Solar | 36 | OLDB_1 | 10.5 | 0 | 0.24 | 7.51
CE | Solar | 36 | OSBA_1 | 25.72 | 0 | 0.58 | 18.39
CE | Solar | 36 | PADIB1 | 24.27 | 0 | 0.55 | 17.36
CE | Solar | 36 | PELH_1 | 190.46 | 0 | 4.3 | 136.22
CE | Solar | 36 | PEMB_1 | 373.38 | 0 | 8.44 | 267.04
CE | Solar | 36 | PENE_1 | 18.37 | 0 | 0.42 | 13.14
CE | Solar | 36 | PENN_1 | 5.9 | 0 | 0.13 | 4.22
CE | Solar | 36 | PENT_1 | 142.12 | 0 | 3.21 | 101.64
CE | Solar | 36 | PENW_1 | 67.7 | 0 | 1.53 | 48.42
CE | Solar | 36 | PERI_H | 3.34 | 0 | 0.08 | 2.39
CE | Solar | 36 | PERS_P | 5.86 | 0 | 0.13 | 4.19
CE | Solar | 36 | PITS_3 | 7.35 | 0 | 0.17 | 5.26
CE | Solar | 36 | POOB | 1.82 | 0 | 0.04 | 1.3
CE | Solar | 36 | POPP_3 | 20.99 | 0 | 0.47 | 15.01
CE | Solar | 36 | PORA_P | 14.37 | 0 | 0.32 | 10.28
CE | Solar | 36 | PORD | 15.66 | 0 | 0.35 | 11.2
CE | Solar | 36 | PYLE_1 | 58.31 | 0 | 1.32 | 41.7
CE | Solar | 36 | QUOI_P | 1.59 | 0 | 0.04 | 1.14
CE | Solar | 36 | RAIN_1 | 3.07 | 0 | 0.07 | 2.2
CE | Solar | 36 | RANN_P | 6.99 | 0 | 0.16 | 5
CE | Solar | 36 | RASS_1 | 149.5 | 0 | 3.38 | 106.92
CE | Solar | 36 | RATS_1 | 119.77 | 0 | 2.71 | 85.66
CE | Solar | 36 | RAYL_1 | 114.7 | 0 | 2.59 | 82.03
CE | Solar | 36 | REBR_3 | 4.59 | 0 | 0.1 | 3.28
CE | Solar | 36 | REDH | 27.35 | 0 | 0.62 | 19.56
CE | Solar | 36 | REDM_P | 5.28 | 0 | 0.12 | 3.78
CE | Solar | 36 | RICH1 | 116.89 | 0 | 2.64 | 83.6
CE | Solar | 36 | ROCH_1 | 7.43 | 0 | 0.17 | 5.31
CE | Solar | 36 | RUGEB1 | 71.94 | 0 | 1.63 | 51.45
CE | Solar | 36 | RYEH_1 | 36.75 | 0 | 0.83 | 26.28
CE | Solar | 36 | SALH_1 | 39.29 | 0 | 0.89 | 28.1
CE | Solar | 36 | SALT_1 | 31.67 | 0 | 0.72 | 22.65
CE | Solar | 36 | SBAR | 88.96 | 0 | 2.01 | 63.62
CE | Solar | 36 | SEAB1 | 211.67 | 0 | 4.78 | 151.39
CE | Solar | 36 | SELL_1 | 140.27 | 0 | 3.17 | 100.32
CE | Solar | 36 | SFEG_P | 8.51 | 0 | 0.19 | 6.09
CE | Solar | 36 | SFIL_P | 3.4 | 0 | 0.08 | 2.43
CE | Solar | 36 | SHEC_3 | 7.35 | 0 | 0.17 | 5.26
CE | Solar | 36 | SHRW_1 | 181.28 | 0 | 4.1 | 129.65
CE | Solar | 36 | SIGH | 1.82 | 0 | 0.04 | 1.3
CE | Solar | 36 | SJOW_1 | 3.34 | 0 | 0.08 | 2.39
CE | Solar | 36 | SKLGB1 | 10.49 | 0 | 0.24 | 7.5
CE | Solar | 36 | SLOY_P | 0.92 | 0 | 0.02 | 0.66
CE | Solar | 36 | SMAN_1 | 6.12 | 0 | 0.14 | 4.38
CE | Solar | 36 | SPEN_1 | 42.61 | 0 | 0.96 | 30.47
CE | Solar | 36 | SSHI_3 | 6.89 | 0 | 0.16 | 4.93
CE | Solar | 36 | STAH_1 | 29.54 | 0 | 0.67 | 21.13
CE | Solar | 36 | STAL_1 | 18.37 | 0 | 0.42 | 13.14
CE | Solar | 36 | STAY_1 | 332.81 | 0 | 7.52 | 238.03
CE | Solar | 36 | STEN_1 | 18.37 | 0 | 0.42 | 13.14
CE | Solar | 36 | STES_1 | 24.27 | 0 | 0.55 | 17.36
CE | Solar | 36 | STHA | 1.82 | 0 | 0.04 | 1.3
CE | Solar | 36 | STIR | 15.66 | 0 | 0.35 | 11.2
CE | Solar | 36 | STLE | 15.66 | 0 | 0.35 | 11.2
CE | Solar | 36 | STRI_P | 12.82 | 0 | 0.29 | 9.17
CE | Solar | 36 | SUND_1 | 126.65 | 0 | 2.86 | 90.58
CE | Solar | 36 | SWAN_1 | 237.84 | 0 | 5.38 | 170.1
CE | Solar | 36 | TARL_P | 7.4 | 0 | 0.17 | 5.29
CE | Solar | 36 | TAUN1 | 127.96 | 0 | 2.89 | 91.52
CE | Solar | 36 | TAYN_P | 10.84 | 0 | 0.24 | 7.75
CE | Solar | 36 | TELR | 1.82 | 0 | 0.04 | 1.3
CE | Solar | 36 | TEMP_3 | 7.35 | 0 | 0.17 | 5.26
CE | Solar | 36 | THOM_6 | 31.59 | 0 | 0.71 | 22.59
CE | Solar | 36 | THSO_P | 24.15 | 0 | 0.55 | 17.27
CE | Solar | 36 | THUR_6 | 7.35 | 0 | 0.17 | 5.26
CE | Solar | 36 | TILBB_1 | 93.28 | 0 | 2.11 | 66.71
CE | Solar | 36 | TONG | 1.82 | 0 | 0.04 | 1.3
CE | Solar | 36 | TOTT_1 | 4.59 | 0 | 0.1 | 3.28
CE | Solar | 36 | TRAW_1 | 36.23 | 0 | 0.82 | 25.91
CE | Solar | 36 | TUMB_P | 2.48 | 0 | 0.06 | 1.77
CE | Solar | 36 | TYNE_1 | 6.89 | 0 | 0.16 | 4.93
CE | Solar | 36 | TYNE_2 | 6.89 | 0 | 0.16 | 4.93
CE | Solar | 36 | UPPB_1 | 40.36 | 0 | 0.91 | 28.87
CE | Solar | 36 | UPPB_3 | 39.6 | 0 | 0.89 | 28.32
CE | Solar | 36 | USKM_1 | 49.05 | 0 | 1.11 | 35.08
CE | Solar | 36 | WALH_1 | 201.85 | 0 | 4.56 | 144.36
CE | Solar | 36 | WALP_1 | 98.06 | 0 | 2.22 | 70.13
CE | Solar | 36 | WALP_B | 286.26 | 0 | 6.47 | 204.73
CE | Solar | 36 | WARL_1 | 106.14 | 0 | 2.4 | 75.91
CE | Solar | 36 | WASF_1 | 5.89 | 0 | 0.13 | 4.21
CE | Solar | 36 | WATFS_1 | 4.08 | 0 | 0.09 | 2.92
CE | Solar | 36 | WBOL_6 | 12.46 | 0 | 0.28 | 8.91
CE | Solar | 36 | WBUR_1 | 194.56 | 0 | 4.4 | 139.15
CE | Solar | 36 | WFIE | 15.66 | 0 | 0.35 | 11.2
CE | Solar | 36 | WHAM_1 | 4.59 | 0 | 0.1 | 3.28
CE | Solar | 36 | WHGA_1 | 4.59 | 0 | 0.1 | 3.28
CE | Solar | 36 | WIBA_3 | 7.35 | 0 | 0.17 | 5.26
CE | Solar | 36 | WIEN_1 | 10.5 | 0 | 0.24 | 7.51
CE | Solar | 36 | WILL_1 | 77.44 | 0 | 1.75 | 55.39
CE | Solar | 36 | WIMBN1 | 12.25 | 0 | 0.28 | 8.76
CE | Solar | 36 | WIMBS1 | 12.25 | 0 | 0.28 | 8.76
CE | Solar | 36 | WISD_1 | 3.34 | 0 | 0.08 | 2.39
CE | Solar | 36 | WISD_6 | 3.34 | 0 | 0.08 | 2.39
CE | Solar | 36 | WISH | 1.82 | 0 | 0.04 | 1.3
CE | Solar | 36 | WMEL_1 | 7.35 | 0 | 0.17 | 5.26
CE | Solar | 36 | WTHU31 | 4.59 | 0 | 0.1 | 3.28
CE | Solar | 36 | WWEY_1 | 7.61 | 0 | 0.17 | 5.44
CE | Solar | 36 | WYLF_1 | 55.12 | 0 | 1.25 | 39.42
CE | Solar | 36 | WYMOM_1 | 63.57 | 0 | 1.44 | 45.47
CE | Solar | 37 | ABHA1 | 201.75 | 0 | 4.56 | 144.29
CE | Solar | 37 | ABNE_P | 20.24 | 0 | 0.46 | 14.48
CE | Solar | 37 | ABTH_1 | 76.66 | 0 | 1.73 | 54.83
CE | Solar | 37 | ACTL_2 | 3.7 | 0 | 0.08 | 2.65
CE | Solar | 37 | ACTL_C | 3.7 | 0 | 0.08 | 2.65
CE | Solar | 37 | ALNE_P | 9.5 | 0 | 0.21 | 6.79
CE | Solar | 37 | ALST_3 | 6.78 | 0 | 0.15 | 4.85
CE | Solar | 37 | ALVE1 | 311.16 | 0 | 7.03 | 222.54
CE | Solar | 37 | AMEM_1 | 44.95 | 0 | 1.02 | 32.15
CE | Solar | 37 | ARBR_P | 26.34 | 0 | 0.6 | 18.84
CE | Solar | 37 | ARDK_P | 3.18 | 0 | 0.07 | 2.27
CE | Solar | 37 | ARMO_P | 20.46 | 0 | 0.46 | 14.63
CE | Solar | 37 | AXMI1 | 250.54 | 0 | 5.66 | 179.19
CE | Solar | 37 | BAGA | 20.34 | 0 | 0.46 | 14.55
CE | Solar | 37 | BAIN | 20.34 | 0 | 0.46 | 14.55
CE | Solar | 37 | BARKC1 | 6.86 | 0 | 0.16 | 4.91
CE | Solar | 37 | BARKW3 | 5.09 | 0 | 0.12 | 3.64
CE | Solar | 37 | BEDDT1 | 5.81 | 0 | 0.13 | 4.16
CE | Solar | 37 | BEDD_1 | 5.81 | 0 | 0.13 | 4.16
CE | Solar | 37 | BERW | 2.37 | 0 | 0.05 | 1.7
CE | Solar | 37 | BESW_1 | 70.45 | 0 | 1.59 | 50.39
CE | Solar | 37 | BICF_1 | 454.65 | 0 | 10.28 | 325.17
CE | Solar | 37 | BIRK_1 | 6.78 | 0 | 0.15 | 4.85
CE | Solar | 37 | BISW_1 | 30.73 | 0 | 0.69 | 21.98
CE | Solar | 37 | BLYTB1 | 20.35 | 0 | 0.46 | 14.55
CE | Solar | 37 | BLYTH132 | 20.35 | 0 | 0.46 | 14.55
CE | Solar | 37 | BOAG_P | 2.35 | 0 | 0.05 | 1.68
CE | Solar | 37 | BOLN_1 | 91.49 | 0 | 2.07 | 65.43
CE | Solar | 37 | BONN | 20.34 | 0 | 0.46 | 14.55
CE | Solar | 37 | BOTW_1 | 151.26 | 0 | 3.42 | 108.18
CE | Solar | 37 | BRAC_P | 1.83 | 0 | 0.04 | 1.31
CE | Solar | 37 | BRAI_1 | 144.94 | 0 | 3.28 | 103.66
CE | Solar | 37 | BRAW_1 | 5.09 | 0 | 0.12 | 3.64
CE | Solar | 37 | BRED_1 | 7.96 | 0 | 0.18 | 5.69
CE | Solar | 37 | BRFO_1 | 181.4 | 0 | 4.1 | 129.74
CE | Solar | 37 | BRIM_1 | 40.69 | 0 | 0.92 | 29.1
CE | Solar | 37 | BRLE_1 | 105.36 | 0 | 2.38 | 75.35
CE | Solar | 37 | BROA_P | 0.73 | 0 | 0.02 | 0.52
CE | Solar | 37 | BROX | 2.37 | 0 | 0.05 | 1.7
CE | Solar | 37 | BRWA1 | 422.93 | 0 | 9.56 | 302.48
CE | Solar | 37 | BUMU_P | 0.61 | 0 | 0.01 | 0.44
CE | Solar | 37 | BURM_1 | 786.51 | 0 | 17.78 | 562.51
CE | Solar | 37 | BUSH_1 | 24.39 | 0 | 0.55 | 17.44
CE | Solar | 37 | BUST_1 | 23.25 | 0 | 0.53 | 16.63
CE | Solar | 37 | CAAD_P | 1.47 | 0 | 0.03 | 1.05
CE | Solar | 37 | CAFA | 2.37 | 0 | 0.05 | 1.7
CE | Solar | 37 | CAMB_01 | 38.05 | 0 | 0.86 | 27.21
CE | Solar | 37 | CANTN1 | 167.02 | 0 | 3.77 | 119.45
CE | Solar | 37 | CAPEA1 | 12.68 | 0 | 0.29 | 9.07
CE | Solar | 37 | CARE_1 | 22.12 | 0 | 0.5 | 15.82
CE | Solar | 37 | CARR_1 | 8.58 | 0 | 0.19 | 6.14
CE | Solar | 37 | CASS_P | 2.75 | 0 | 0.06 | 1.97
CE | Solar | 37 | CATY | 2.37 | 0 | 0.05 | 1.7
CE | Solar | 37 | CBNK_H | 3.7 | 0 | 0.08 | 2.65
CE | Solar | 37 | CELL_1 | 92.8 | 0 | 2.1 | 66.37
CE | Solar | 37 | CHAP | 2.37 | 0 | 0.05 | 1.7
CE | Solar | 37 | CHAS | 2.37 | 0 | 0.05 | 1.7
CE | Solar | 37 | CHIC_1 | 221.8 | 0 | 5.01 | 158.63
CE | Solar | 37 | CHSI_1 | 5.81 | 0 | 0.13 | 4.16
CE | Solar | 37 | CHTE_1 | 161.36 | 0 | 3.65 | 115.4
CE | Solar | 37 | CITR_1 | 3.7 | 0 | 0.08 | 2.65
CE | Solar | 37 | CLAC_P | 6.32 | 0 | 0.14 | 4.52
CE | Solar | 37 | CLAY_P | 0.61 | 0 | 0.01 | 0.44
CE | Solar | 37 | CLT03 | 36.32 | 0 | 0.82 | 25.98
CE | Solar | 37 | CLYM | 2.37 | 0 | 0.05 | 1.7
CE | Solar | 37 | COAT | 2.37 | 0 | 0.05 | 1.7
CE | Solar | 37 | CONQA1 | 140.32 | 0 | 3.17 | 100.36
CE | Solar | 37 | COUA_P | 3.91 | 0 | 0.09 | 2.8
CE | Solar | 37 | COVE_1 | 29.09 | 0 | 0.66 | 20.81
CE | Solar | 37 | COWL_1 | 453.95 | 0 | 10.26 | 324.67
CE | Solar | 37 | COYL | 2.37 | 0 | 0.05 | 1.7
CE | Solar | 37 | CREB_1 | 44.81 | 0 | 1.01 | 32.05
CE | Solar | 37 | CUMB | 20.34 | 0 | 0.46 | 14.55
CE | Solar | 37 | CUPA | 25.98 | 0 | 0.59 | 18.58
CE | Solar | 37 | DALM3 | 2.37 | 0 | 0.05 | 1.7
CE | Solar | 37 | DEVM | 2.37 | 0 | 0.05 | 1.7
CE | Solar | 37 | DEVO | 27.38 | 0 | 0.62 | 19.58
CE | Solar | 37 | DOUN_P | 7.7 | 0 | 0.17 | 5.51
CE | Solar | 37 | DRAK_1 | 108.73 | 0 | 2.46 | 77.76
CE | Solar | 37 | DRAX_1 | 20.35 | 0 | 0.46 | 14.55
CE | Solar | 37 | DRCR | 20.34 | 0 | 0.46 | 14.55
CE | Solar | 37 | DUDH_P | 1.83 | 0 | 0.04 | 1.31
CE | Solar | 37 | DUGR_P | 1.65 | 0 | 0.04 | 1.18
CE | Solar | 37 | DUNB | 2.37 | 0 | 0.05 | 1.7
CE | Solar | 37 | DUNF | 20.34 | 0 | 0.46 | 14.55
CE | Solar | 37 | DUNO_P | 20.34 | 0 | 0.46 | 14.55
CE | Solar | 37 | DYCE_P | 10.63 | 0 | 0.24 | 7.6
CE | Solar | 37 | EALI_6 | 3.7 | 0 | 0.08 | 2.65
CE | Solar | 37 | EASO_1 | 324.97 | 0 | 7.34 | 232.42
CE | Solar | 37 | EAST | 2.37 | 0 | 0.05 | 1.7
CE | Solar | 37 | ECCL | 2.37 | 0 | 0.05 | 1.7
CE | Solar | 37 | ECLA_1 | 213.18 | 0 | 4.82 | 152.47
CE | Solar | 37 | EKIL | 2.37 | 0 | 0.05 | 1.7
CE | Solar | 37 | EKIS | 2.37 | 0 | 0.05 | 1.7
CE | Solar | 37 | ELGI_P | 1.38 | 0 | 0.03 | 0.99
CE | Solar | 37 | ELLA_1 | 5.09 | 0 | 0.12 | 3.64
CE | Solar | 37 | ELST_1 | 4.52 | 0 | 0.1 | 3.23
CE | Solar | 37 | ENDE_1 | 94.37 | 0 | 2.13 | 67.49
CE | Solar | 37 | EXET1 | 211.46 | 0 | 4.78 | 151.24
CE | Solar | 37 | FASN_P | 1.53 | 0 | 0.03 | 1.09
CE | Solar | 37 | FAUG_P | 4.3 | 0 | 0.1 | 3.08
CE | Solar | 37 | FAWL_1 | 188.26 | 0 | 4.25 | 134.64
CE | Solar | 37 | FECK_6 | 172.98 | 0 | 3.91 | 123.72
CE | Solar | 37 | FERRA2 | 29.08 | 0 | 0.66 | 20.8
CE | Solar | 37 | FERRB1 | 26.25 | 0 | 0.59 | 18.77
CE | Solar | 37 | FIDD_P | 20.33 | 0 | 0.46 | 14.54
CE | Solar | 37 | FLEE_1 | 87.57 | 0 | 1.98 | 62.63
CE | Solar | 37 | FOUR_1 | 30.52 | 0 | 0.69 | 21.83
CE | Solar | 37 | FRAS_P | 0.98 | 0 | 0.02 | 0.7
CE | Solar | 37 | FROD_1 | 10.76 | 0 | 0.24 | 7.7
CE | Solar | 37 | FWIL_P | 17.46 | 0 | 0.39 | 12.49
CE | Solar | 37 | GALA | 2.37 | 0 | 0.05 | 1.7
CE | Solar | 37 | GIFF | 2.37 | 0 | 0.05 | 1.7
CE | Solar | 37 | GLLE | 2.37 | 0 | 0.05 | 1.7
CE | Solar | 37 | GLLU | 2.37 | 0 | 0.05 | 1.7
CE | Solar | 37 | GLNI | 20.34 | 0 | 0.46 | 14.55
CE | Solar | 37 | GLRO | 20.34 | 0 | 0.46 | 14.55
CE | Solar | 37 | GREE_H | 3.7 | 0 | 0.08 | 2.65
CE | Solar | 37 | GREN_1 | 517.3 | 0 | 11.69 | 369.97
CE | Solar | 37 | GRIW_1 | 93.39 | 0 | 2.11 | 66.79
CE | Solar | 37 | GRUB_P | 12.12 | 0 | 0.27 | 8.67
CE | Solar | 37 | G_EXTRA_11 | 2.37 | 0 | 0.05 | 1.7
CE | Solar | 37 | G_EXTRA_2 | 2.37 | 0 | 0.05 | 1.7
CE | Solar | 37 | G_EXTRA_5 | 2.37 | 0 | 0.05 | 1.7
CE | Solar | 37 | G_EXTRA_7 | 20.34 | 0 | 0.46 | 14.55
CE | Solar | 37 | G_EXTRA_9 | 2.37 | 0 | 0.05 | 1.7
CE | Solar | 37 | HACK_1 | 5.09 | 0 | 0.12 | 3.64
CE | Solar | 37 | HACK_6 | 5.09 | 0 | 0.12 | 3.64
CE | Solar | 37 | HAMHC1 | 53.19 | 0 | 1.2 | 38.04
CE | Solar | 37 | HARK_1 | 87.51 | 0 | 1.98 | 62.59
CE | Solar | 37 | HARM_6 | 7.63 | 0 | 0.17 | 5.46
CE | Solar | 37 | HAWI | 2.37 | 0 | 0.05 | 1.7
CE | Solar | 37 | HAWP_6 | 13.53 | 0 | 0.31 | 9.68
CE | Solar | 37 | HEYS1 | 30.52 | 0 | 0.69 | 21.83
CE | Solar | 37 | HEYS_1 | 56.53 | 0 | 1.28 | 40.43
CE | Solar | 37 | HUER | 2.37 | 0 | 0.05 | 1.7
CE | Solar | 37 | HURS_1 | 5.81 | 0 | 0.13 | 4.16
CE | Solar | 37 | HUTT_1 | 92.89 | 0 | 2.1 | 66.43
CE | Solar | 37 | IMPK_1 | 133.7 | 0 | 3.02 | 95.62
CE | Solar | 37 | INDQ1 | 473.92 | 0 | 10.71 | 338.95
CE | Solar | 37 | INKE | 20.34 | 0 | 0.46 | 14.55
CE | Solar | 37 | INNE_P | 3.05 | 0 | 0.07 | 2.18
CE | Solar | 37 | IROA1 | 252.11 | 0 | 5.7 | 180.31
CE | Solar | 37 | IRONB1 | 100.19 | 0 | 2.26 | 71.66
CE | Solar | 37 | IVER_1 | 4.52 | 0 | 0.1 | 3.23
CE | Solar | 37 | IVER_6 | 4.52 | 0 | 0.1 | 3.23
CE | Solar | 37 | JOHN | 2.37 | 0 | 0.05 | 1.7
CE | Solar | 37 | JORD_3 | 8.14 | 0 | 0.18 | 5.82
CE | Solar | 37 | KAIM | 2.37 | 0 | 0.05 | 1.7
CE | Solar | 37 | KEAD_1 | 79.4 | 0 | 1.79 | 56.79
CE | Solar | 37 | KEAR_1 | 5.09 | 0 | 0.12 | 3.64
CE | Solar | 37 | KEAR_3 | 17.24 | 0 | 0.39 | 12.33
CE | Solar | 37 | KEIT_P | 25.67 | 0 | 0.58 | 18.36
CE | Solar | 37 | KEMS_1 | 175.69 | 0 | 3.97 | 125.65
CE | Solar | 37 | KEOO | 2.37 | 0 | 0.05 | 1.7
CE | Solar | 37 | KIBY_1 | 1.79 | 0 | 0.04 | 1.28
CE | Solar | 37 | KIER | 20.34 | 0 | 0.46 | 14.55
CE | Solar | 37 | KIIN_P | 7.02 | 0 | 0.16 | 5.02
CE | Solar | 37 | KILS | 2.37 | 0 | 0.05 | 1.7
CE | Solar | 37 | KILT | 2.37 | 0 | 0.05 | 1.7
CE | Solar | 37 | KILW | 9.4 | 0 | 0.21 | 6.72
CE | Solar | 37 | KINO_1 | 72.19 | 0 | 1.63 | 51.63
CE | Solar | 37 | KINT_P | 20.37 | 0 | 0.46 | 14.57
CE | Solar | 37 | KIRKB1 | 5.09 | 0 | 0.12 | 3.64
CE | Solar | 37 | KITW_1 | 13.06 | 0 | 0.3 | 9.34
CE | Solar | 37 | KNAR | 27.85 | 0 | 0.63 | 19.92
CE | Solar | 37 | LACK_6 | 36.42 | 0 | 0.82 | 26.05
CE | Solar | 37 | LAIR_P | 6.84 | 0 | 0.15 | 4.89
CE | Solar | 37 | LALE1SG003 | 10.23 | 0 | 0.23 | 7.32
CE | Solar | 37 | LAND1 | 359.62 | 0 | 8.13 | 257.2
CE | Solar | 37 | LEGA_1 | 111.59 | 0 | 2.52 | 79.81
CE | Solar | 37 | LEVE | 20.34 | 0 | 0.46 | 14.55
CE | Solar | 37 | LING | 2.37 | 0 | 0.05 | 1.7
CE | Solar | 37 | LINM | 2.37 | 0 | 0.05 | 1.7
CE | Solar | 37 | LISD_1 | 2.94 | 0 | 0.07 | 2.1
CE | Solar | 37 | LITT_C | 5.81 | 0 | 0.13 | 4.16
CE | Solar | 37 | LITT_J | 5.81 | 0 | 0.13 | 4.16
CE | Solar | 37 | LODR_6 | 3.7 | 0 | 0.08 | 2.65
CE | Solar | 37 | LOUD_H | 4.52 | 0 | 0.1 | 3.23
CE | Solar | 37 | LOVE_1 | 277.11 | 0 | 6.26 | 198.19
CE | Solar | 37 | LUNA_P | 0.61 | 0 | 0.01 | 0.44
CE | Solar | 37 | MACC_3 | 32.15 | 0 | 0.73 | 22.99
CE | Solar | 37 | MACD_P | 23.07 | 0 | 0.52 | 16.5
CE | Solar | 37 | MAGA_6 | 50.24 | 0 | 1.14 | 35.93
CE | Solar | 37 | MANN_1 | 470.49 | 0 | 10.63 | 336.49
CE | Solar | 37 | MAYB | 2.37 | 0 | 0.05 | 1.7
CE | Solar | 37 | MELK_1 | 463.04 | 0 | 10.46 | 331.17
CE | Solar | 37 | MILC_P | 8.12 | 0 | 0.18 | 5.81
CE | Solar | 37 | MILH_1 | 16.31 | 0 | 0.37 | 11.66
CE | Solar | 37 | MITY_1 | 718.96 | 0 | 16.25 | 514.2
CE | Solar | 37 | MYBS_P | 16.59 | 0 | 0.37 | 11.87
CE | Solar | 37 | NEAR | 2.37 | 0 | 0.05 | 1.7
CE | Solar | 37 | NECE_1 | 23.25 | 0 | 0.53 | 16.63
CE | Solar | 37 | NEEP_3 | 8.14 | 0 | 0.18 | 5.82
CE | Solar | 37 | NETS | 2.37 | 0 | 0.05 | 1.7
CE | Solar | 37 | NEWX_6 | 13.56 | 0 | 0.31 | 9.7
CE | Solar | 37 | NFLE | 93.89 | 0 | 2.12 | 67.15
CE | Solar | 37 | NHYD_6 | 4.52 | 0 | 0.1 | 3.23
CE | Solar | 37 | NINF_1 | 98.97 | 0 | 2.24 | 70.78
CE | Solar | 37 | NORL_3 | 8.14 | 0 | 0.18 | 5.82
CE | Solar | 37 | NORM_1 | 607.76 | 0 | 13.74 | 434.67
CE | Solar | 37 | NORT_1 | 41.63 | 0 | 0.94 | 29.77
CE | Solar | 37 | NURS_1 | 304.36 | 0 | 6.88 | 217.68
CE | Solar | 37 | OCKH_1 | 11.63 | 0 | 0.26 | 8.32
CE | Solar | 37 | OFFE_3 | 7.63 | 0 | 0.17 | 5.46
CE | Solar | 37 | OLDB_1 | 11.63 | 0 | 0.26 | 8.32
CE | Solar | 37 | OSBA_1 | 28.49 | 0 | 0.64 | 20.38
CE | Solar | 37 | PADIB1 | 26.24 | 0 | 0.59 | 18.77
CE | Solar | 37 | PELH_1 | 194.41 | 0 | 4.39 | 139.04
CE | Solar | 37 | PEMB_1 | 385.22 | 0 | 8.71 | 275.51
CE | Solar | 37 | PENE_1 | 20.35 | 0 | 0.46 | 14.55
CE | Solar | 37 | PENN_1 | 5.9 | 0 | 0.13 | 4.22
CE | Solar | 37 | PENT_1 | 151.98 | 0 | 3.43 | 108.7
CE | Solar | 37 | PENW_1 | 69.68 | 0 | 1.57 | 49.84
CE | Solar | 37 | PERI_H | 3.7 | 0 | 0.08 | 2.65
CE | Solar | 37 | PERS_P | 7.79 | 0 | 0.18 | 5.57
CE | Solar | 37 | PITS_3 | 8.14 | 0 | 0.18 | 5.82
CE | Solar | 37 | POOB | 2.37 | 0 | 0.05 | 1.7
CE | Solar | 37 | POPP_3 | 21.98 | 0 | 0.5 | 15.72
CE | Solar | 37 | PORA_P | 19.09 | 0 | 0.43 | 13.65
CE | Solar | 37 | PORD | 20.34 | 0 | 0.46 | 14.55
CE | Solar | 37 | PYLE_1 | 60.29 | 0 | 1.36 | 43.12
CE | Solar | 37 | QUOI_P | 2.11 | 0 | 0.05 | 1.51
CE | Solar | 37 | RAIN_1 | 3.07 | 0 | 0.07 | 2.2
CE | Solar | 37 | RANN_P | 9.28 | 0 | 0.21 | 6.64
CE | Solar | 37 | RASS_1 | 161.34 | 0 | 3.65 | 115.39
CE | Solar | 37 | RATS_1 | 123.72 | 0 | 2.8 | 88.48
CE | Solar | 37 | RAYL_1 | 124.18 | 0 | 2.81 | 88.81
CE | Solar | 37 | REBR_3 | 5.09 | 0 | 0.12 | 3.64
CE | Solar | 37 | REDH | 32.03 | 0 | 0.72 | 22.91
CE | Solar | 37 | REDM_P | 7.02 | 0 | 0.16 | 5.02
CE | Solar | 37 | RICH1 | 121.62 | 0 | 2.75 | 86.98
CE | Solar | 37 | ROCH_1 | 7.92 | 0 | 0.18 | 5.66
CE | Solar | 37 | RUGEB1 | 77.86 | 0 | 1.76 | 55.69
CE | Solar | 37 | RYEH_1 | 40.69 | 0 | 0.92 | 29.1
CE | Solar | 37 | SALH_1 | 42.25 | 0 | 0.95 | 30.22
CE | Solar | 37 | SALT_1 | 34.3 | 0 | 0.78 | 24.53
CE | Solar | 37 | SBAR | 92.91 | 0 | 2.1 | 66.45
CE | Solar | 37 | SEAB1 | 223.51 | 0 | 5.05 | 159.85
CE | Solar | 37 | SELL_1 | 149.74 | 0 | 3.38 | 107.09
CE | Solar | 37 | SFEG_P | 11.3 | 0 | 0.26 | 8.08
CE | Solar | 37 | SFIL_P | 4.52 | 0 | 0.1 | 3.23
CE | Solar | 37 | SHEC_3 | 8.14 | 0 | 0.18 | 5.82
CE | Solar | 37 | SHRW_1 | 187.2 | 0 | 4.23 | 133.89
CE | Solar | 37 | SIGH | 2.37 | 0 | 0.05 | 1.7
CE | Solar | 37 | SJOW_1 | 3.7 | 0 | 0.08 | 2.65
CE | Solar | 37 | SKLGB1 | 10.98 | 0 | 0.25 | 7.85
CE | Solar | 37 | SLOY_P | 1.22 | 0 | 0.03 | 0.87
CE | Solar | 37 | SMAN_1 | 6.78 | 0 | 0.15 | 4.85
CE | Solar | 37 | SPEN_1 | 46.55 | 0 | 1.05 | 33.29
CE | Solar | 37 | SSHI_3 | 7.63 | 0 | 0.17 | 5.46
CE | Solar | 37 | STAH_1 | 31.51 | 0 | 0.71 | 22.54
CE | Solar | 37 | STAL_1 | 20.35 | 0 | 0.46 | 14.55
CE | Solar | 37 | STAY_1 | 352.55 | 0 | 7.97 | 252.14
CE | Solar | 37 | STEN_1 | 20.35 | 0 | 0.46 | 14.55
CE | Solar | 37 | STES_1 | 26.24 | 0 | 0.59 | 18.77
CE | Solar | 37 | STHA | 2.37 | 0 | 0.05 | 1.7
CE | Solar | 37 | STIR | 20.34 | 0 | 0.46 | 14.55
CE | Solar | 37 | STLE | 20.34 | 0 | 0.46 | 14.55
CE | Solar | 37 | STRI_P | 16.46 | 0 | 0.37 | 11.77
CE | Solar | 37 | SUND_1 | 134.54 | 0 | 3.04 | 96.22
CE | Solar | 37 | SWAN_1 | 249.68 | 0 | 5.64 | 178.57
CE | Solar | 37 | TARL_P | 8.07 | 0 | 0.18 | 5.77
CE | Solar | 37 | TAUN1 | 131.9 | 0 | 2.98 | 94.33
CE | Solar | 37 | TAYN_P | 14.41 | 0 | 0.33 | 10.31
CE | Solar | 37 | TELR | 2.37 | 0 | 0.05 | 1.7
CE | Solar | 37 | TEMP_3 | 8.14 | 0 | 0.18 | 5.82
CE | Solar | 37 | THOM_6 | 34.36 | 0 | 0.78 | 24.57
CE | Solar | 37 | THSO_P | 32.08 | 0 | 0.73 | 22.94
CE | Solar | 37 | THUR_6 | 8.14 | 0 | 0.18 | 5.82
CE | Solar | 37 | TILBB_1 | 102.75 | 0 | 2.32 | 73.49
CE | Solar | 37 | TONG | 2.37 | 0 | 0.05 | 1.7
CE | Solar | 37 | TOTT_1 | 5.09 | 0 | 0.12 | 3.64
CE | Solar | 37 | TRAW_1 | 38.2 | 0 | 0.86 | 27.32
CE | Solar | 37 | TUMB_P | 3.3 | 0 | 0.07 | 2.36
CE | Solar | 37 | TYNE_1 | 7.63 | 0 | 0.17 | 5.46
CE | Solar | 37 | TYNE_2 | 7.63 | 0 | 0.17 | 5.46
CE | Solar | 37 | UPPB_1 | 41.02 | 0 | 0.93 | 29.34
CE | Solar | 37 | UPPB_3 | 40.26 | 0 | 0.91 | 28.79
CE | Solar | 37 | USKM_1 | 49.71 | 0 | 1.12 | 35.55
CE | Solar | 37 | WALH_1 | 211.72 | 0 | 4.78 | 151.42
CE | Solar | 37 | WALP_1 | 105.95 | 0 | 2.39 | 75.78
CE | Solar | 37 | WALP_B | 294.16 | 0 | 6.65 | 210.38
CE | Solar | 37 | WARL_1 | 115.61 | 0 | 2.61 | 82.68
CE | Solar | 37 | WASF_1 | 5.89 | 0 | 0.13 | 4.21
CE | Solar | 37 | WATFS_1 | 4.52 | 0 | 0.1 | 3.23
CE | Solar | 37 | WBOL_6 | 13.2 | 0 | 0.3 | 9.44
CE | Solar | 37 | WBUR_1 | 202.46 | 0 | 4.58 | 144.8
CE | Solar | 37 | WFIE | 20.34 | 0 | 0.46 | 14.55
CE | Solar | 37 | WHAM_1 | 5.09 | 0 | 0.12 | 3.64
CE | Solar | 37 | WHGA_1 | 5.09 | 0 | 0.12 | 3.64
CE | Solar | 37 | WIBA_3 | 8.14 | 0 | 0.18 | 5.82
CE | Solar | 37 | WIEN_1 | 11.63 | 0 | 0.26 | 8.32
CE | Solar | 37 | WILL_1 | 79.69 | 0 | 1.8 | 56.99
CE | Solar | 37 | WIMBN1 | 13.56 | 0 | 0.31 | 9.7
CE | Solar | 37 | WIMBS1 | 13.56 | 0 | 0.31 | 9.7
CE | Solar | 37 | WISD_1 | 3.7 | 0 | 0.08 | 2.65
CE | Solar | 37 | WISD_6 | 3.7 | 0 | 0.08 | 2.65
CE | Solar | 37 | WISH | 2.37 | 0 | 0.05 | 1.7
CE | Solar | 37 | WMEL_1 | 8.14 | 0 | 0.18 | 5.82
CE | Solar | 37 | WTHU31 | 5.09 | 0 | 0.12 | 3.64
CE | Solar | 37 | WWEY_1 | 8.18 | 0 | 0.18 | 5.85
CE | Solar | 37 | WYLF_1 | 61.04 | 0 | 1.38 | 43.66
CE | Solar | 37 | WYMOM_1 | 67.52 | 0 | 1.53 | 48.29
CE | Solar | 38 | ABHA1 | 207.36 | 0 | 4.69 | 148.3
CE | Solar | 38 | ABNE_P | 21.52 | 0 | 0.49 | 15.39
CE | Solar | 38 | ABTH_1 | 77 | 0 | 1.74 | 55.07
CE | Solar | 38 | ACTL_2 | 3.88 | 0 | 0.09 | 2.77
CE | Solar | 38 | ACTL_C | 3.88 | 0 | 0.09 | 2.77
CE | Solar | 38 | ALNE_P | 10.78 | 0 | 0.24 | 7.71
CE | Solar | 38 | ALST_3 | 7.12 | 0 | 0.16 | 5.09
CE | Solar | 38 | ALVE1 | 316.77 | 0 | 7.16 | 226.55
CE | Solar | 38 | AMEM_1 | 45.18 | 0 | 1.02 | 32.31
CE | Solar | 38 | ARBR_P | 26.34 | 0 | 0.6 | 18.84
CE | Solar | 38 | ARDK_P | 3.6 | 0 | 0.08 | 2.57
CE | Solar | 38 | ARMO_P | 23.22 | 0 | 0.52 | 16.61
CE | Solar | 38 | AXMI1 | 257.99 | 0 | 5.83 | 184.51
CE | Solar | 38 | BAGA | 24.04 | 0 | 0.54 | 17.19
CE | Solar | 38 | BAIN | 24.04 | 0 | 0.54 | 17.19
CE | Solar | 38 | BARKC1 | 7.12 | 0 | 0.16 | 5.09
CE | Solar | 38 | BARKW3 | 5.34 | 0 | 0.12 | 3.82
CE | Solar | 38 | BEDDT1 | 6.1 | 0 | 0.14 | 4.36
CE | Solar | 38 | BEDD_1 | 6.1 | 0 | 0.14 | 4.36
CE | Solar | 38 | BERW | 2.8 | 0 | 0.06 | 2
CE | Solar | 38 | BESW_1 | 71.61 | 0 | 1.62 | 51.22
CE | Solar | 38 | BICF_1 | 468.87 | 0 | 10.6 | 335.34
CE | Solar | 38 | BIRK_1 | 7.12 | 0 | 0.16 | 5.09
CE | Solar | 38 | BISW_1 | 31.31 | 0 | 0.71 | 22.39
CE | Solar | 38 | BLYTB1 | 21.36 | 0 | 0.48 | 15.28
CE | Solar | 38 | BLYTH132 | 21.36 | 0 | 0.48 | 15.28
CE | Solar | 38 | BOAG_P | 2.67 | 0 | 0.06 | 1.91
CE | Solar | 38 | BOLN_1 | 92.51 | 0 | 2.09 | 66.16
CE | Solar | 38 | BONN | 24.04 | 0 | 0.54 | 17.19
CE | Solar | 38 | BOTW_1 | 155.84 | 0 | 3.52 | 111.46
CE | Solar | 38 | BRAC_P | 2.08 | 0 | 0.05 | 1.49
CE | Solar | 38 | BRAI_1 | 146.98 | 0 | 3.32 | 105.12
CE | Solar | 38 | BRAW_1 | 5.34 | 0 | 0.12 | 3.82
CE | Solar | 38 | BRED_1 | 8.3 | 0 | 0.19 | 5.94
CE | Solar | 38 | BRFO_1 | 183.22 | 0 | 4.14 | 131.04
CE | Solar | 38 | BRIM_1 | 42.72 | 0 | 0.97 | 30.55
CE | Solar | 38 | BRLE_1 | 107.39 | 0 | 2.43 | 76.81
CE | Solar | 38 | BROA_P | 0.83 | 0 | 0.02 | 0.59
CE | Solar | 38 | BROX | 2.8 | 0 | 0.06 | 2
CE | Solar | 38 | BRWA1 | 431.06 | 0 | 9.74 | 308.29
CE | Solar | 38 | BUMU_P | 0.69 | 0 | 0.02 | 0.49
CE | Solar | 38 | BURM_1 | 808.86 | 0 | 18.28 | 578.5
CE | Solar | 38 | BUSH_1 | 24.97 | 0 | 0.56 | 17.86
CE | Solar | 38 | BUST_1 | 24.41 | 0 | 0.55 | 17.46
CE | Solar | 38 | CAAD_P | 1.66 | 0 | 0.04 | 1.19
CE | Solar | 38 | CAFA | 2.8 | 0 | 0.06 | 2
CE | Solar | 38 | CAMB_01 | 39.07 | 0 | 0.88 | 27.94
CE | Solar | 38 | CANTN1 | 169.46 | 0 | 3.83 | 121.2
CE | Solar | 38 | CAPEA1 | 13.02 | 0 | 0.29 | 9.31
CE | Solar | 38 | CARE_1 | 22.45 | 0 | 0.51 | 16.06
CE | Solar | 38 | CARR_1 | 8.92 | 0 | 0.2 | 6.38
CE | Solar | 38 | CASS_P | 3.12 | 0 | 0.07 | 2.23
CE | Solar | 38 | CATY | 2.8 | 0 | 0.06 | 2
CE | Solar | 38 | CBNK_H | 3.88 | 0 | 0.09 | 2.77
CE | Solar | 38 | CELL_1 | 95.85 | 0 | 2.17 | 68.55
CE | Solar | 38 | CHAP | 2.8 | 0 | 0.06 | 2
CE | Solar | 38 | CHAS | 2.8 | 0 | 0.06 | 2
CE | Solar | 38 | CHIC_1 | 229.25 | 0 | 5.18 | 163.96
CE | Solar | 38 | CHSI_1 | 6.1 | 0 | 0.14 | 4.36
CE | Solar | 38 | CHTE_1 | 161.76 | 0 | 3.66 | 115.69
CE | Solar | 38 | CITR_1 | 3.88 | 0 | 0.09 | 2.77
CE | Solar | 38 | CLAC_P | 7.17 | 0 | 0.16 | 5.13
CE | Solar | 38 | CLAY_P | 0.69 | 0 | 0.02 | 0.49
CE | Solar | 38 | CLT03 | 38.14 | 0 | 0.86 | 27.28
CE | Solar | 38 | CLYM | 2.8 | 0 | 0.06 | 2
CE | Solar | 38 | COAT | 2.8 | 0 | 0.06 | 2
CE | Solar | 38 | CONQA1 | 141.34 | 0 | 3.19 | 101.09
CE | Solar | 38 | COUA_P | 4.44 | 0 | 0.1 | 3.18
CE | Solar | 38 | COVE_1 | 30.25 | 0 | 0.68 | 21.63
CE | Solar | 38 | COWL_1 | 462.08 | 0 | 10.44 | 330.48
CE | Solar | 38 | COYL | 2.8 | 0 | 0.06 | 2
CE | Solar | 38 | CREB_1 | 46.16 | 0 | 1.04 | 33.01
CE | Solar | 38 | CUMB | 24.04 | 0 | 0.54 | 17.19
CE | Solar | 38 | CUPA | 29.68 | 0 | 0.67 | 21.23
CE | Solar | 38 | DALM3 | 2.8 | 0 | 0.06 | 2
CE | Solar | 38 | DEVM | 2.8 | 0 | 0.06 | 2
CE | Solar | 38 | DEVO | 31.09 | 0 | 0.7 | 22.24
CE | Solar | 38 | DOUN_P | 8.74 | 0 | 0.2 | 6.25
CE | Solar | 38 | DRAK_1 | 109.32 | 0 | 2.47 | 78.19
CE | Solar | 38 | DRAX_1 | 21.36 | 0 | 0.48 | 15.28
CE | Solar | 38 | DRCR | 24.04 | 0 | 0.54 | 17.19
CE | Solar | 38 | DUDH_P | 2.08 | 0 | 0.05 | 1.49
CE | Solar | 38 | DUGR_P | 1.87 | 0 | 0.04 | 1.34
CE | Solar | 38 | DUNB | 2.8 | 0 | 0.06 | 2
CE | Solar | 38 | DUNF | 24.04 | 0 | 0.54 | 17.19
CE | Solar | 38 | DUNO_P | 24.04 | 0 | 0.54 | 17.19
CE | Solar | 38 | DYCE_P | 12.06 | 0 | 0.27 | 8.63
CE | Solar | 38 | EALI_6 | 3.88 | 0 | 0.09 | 2.77
CE | Solar | 38 | EASO_1 | 329.03 | 0 | 7.44 | 235.32
CE | Solar | 38 | EAST | 2.8 | 0 | 0.06 | 2
CE | Solar | 38 | ECCL | 2.8 | 0 | 0.06 | 2
CE | Solar | 38 | ECLA_1 | 217.24 | 0 | 4.91 | 155.37
CE | Solar | 38 | EKIL | 2.8 | 0 | 0.06 | 2
CE | Solar | 38 | EKIS | 2.8 | 0 | 0.06 | 2
CE | Solar | 38 | ELGI_P | 1.38 | 0 | 0.03 | 0.99
CE | Solar | 38 | ELLA_1 | 5.34 | 0 | 0.12 | 3.82
CE | Solar | 38 | ELST_1 | 4.75 | 0 | 0.11 | 3.4
CE | Solar | 38 | ENDE_1 | 96.41 | 0 | 2.18 | 68.95
CE | Solar | 38 | EXET1 | 217.06 | 0 | 4.91 | 155.24
CE | Solar | 38 | FASN_P | 1.73 | 0 | 0.04 | 1.24
CE | Solar | 38 | FAUG_P | 4.88 | 0 | 0.11 | 3.49
CE | Solar | 38 | FAWL_1 | 192.83 | 0 | 4.36 | 137.91
CE | Solar | 38 | FECK_6 | 174.14 | 0 | 3.94 | 124.54
CE | Solar | 38 | FERRA2 | 30.1 | 0 | 0.68 | 21.53
CE | Solar | 38 | FERRB1 | 27.27 | 0 | 0.62 | 19.5
CE | Solar | 38 | FIDD_P | 23.08 | 0 | 0.52 | 16.51
CE | Solar | 38 | FLEE_1 | 89.6 | 0 | 2.02 | 64.08
CE | Solar | 38 | FOUR_1 | 32.04 | 0 | 0.72 | 22.92
CE | Solar | 38 | FRAS_P | 1.11 | 0 | 0.03 | 0.79
CE | Solar | 38 | FROD_1 | 11.1 | 0 | 0.25 | 7.94
CE | Solar | 38 | FWIL_P | 19.81 | 0 | 0.45 | 14.17
CE | Solar | 38 | GALA | 2.8 | 0 | 0.06 | 2
CE | Solar | 38 | GIFF | 2.8 | 0 | 0.06 | 2
CE | Solar | 38 | GLLE | 2.8 | 0 | 0.06 | 2
CE | Solar | 38 | GLLU | 2.8 | 0 | 0.06 | 2
CE | Solar | 38 | GLNI | 24.04 | 0 | 0.54 | 17.19
CE | Solar | 38 | GLRO | 24.04 | 0 | 0.54 | 17.19
CE | Solar | 38 | GREE_H | 3.88 | 0 | 0.09 | 2.77
CE | Solar | 38 | GREN_1 | 529.93 | 0 | 11.98 | 379.01
CE | Solar | 38 | GRIW_1 | 96.44 | 0 | 2.18 | 68.97
CE | Solar | 38 | GRUB_P | 13.76 | 0 | 0.31 | 9.84
CE | Solar | 38 | G_EXTRA_11 | 2.8 | 0 | 0.06 | 2
CE | Solar | 38 | G_EXTRA_2 | 2.8 | 0 | 0.06 | 2
CE | Solar | 38 | G_EXTRA_5 | 2.8 | 0 | 0.06 | 2
CE | Solar | 38 | G_EXTRA_7 | 24.04 | 0 | 0.54 | 17.19
CE | Solar | 38 | G_EXTRA_9 | 2.8 | 0 | 0.06 | 2
CE | Solar | 38 | HACK_1 | 5.34 | 0 | 0.12 | 3.82
CE | Solar | 38 | HACK_6 | 5.34 | 0 | 0.12 | 3.82
CE | Solar | 38 | HAMHC1 | 54.35 | 0 | 1.23 | 38.87
CE | Solar | 38 | HARK_1 | 89.04 | 0 | 2.01 | 63.68
CE | Solar | 38 | HARM_6 | 8.01 | 0 | 0.18 | 5.73
CE | Solar | 38 | HAWI | 2.8 | 0 | 0.06 | 2
CE | Solar | 38 | HAWP_6 | 13.92 | 0 | 0.31 | 9.96
CE | Solar | 38 | HEYS1 | 32.04 | 0 | 0.72 | 22.92
CE | Solar | 38 | HEYS_1 | 58.06 | 0 | 1.31 | 41.52
CE | Solar | 38 | HUER | 2.8 | 0 | 0.06 | 2
CE | Solar | 38 | HURS_1 | 6.1 | 0 | 0.14 | 4.36
CE | Solar | 38 | HUTT_1 | 96.95 | 0 | 2.19 | 69.34
CE | Solar | 38 | IMPK_1 | 139.8 | 0 | 3.16 | 99.98
CE | Solar | 38 | INDQ1 | 479.53 | 0 | 10.84 | 342.96
CE | Solar | 38 | INKE | 24.04 | 0 | 0.54 | 17.19
CE | Solar | 38 | INNE_P | 3.47 | 0 | 0.08 | 2.48
CE | Solar | 38 | IROA1 | 259.22 | 0 | 5.86 | 185.39
CE | Solar | 38 | IRONB1 | 103.23 | 0 | 2.33 | 73.83
CE | Solar | 38 | IVER_1 | 4.75 | 0 | 0.11 | 3.4
CE | Solar | 38 | IVER_6 | 4.75 | 0 | 0.11 | 3.4
CE | Solar | 38 | JOHN | 2.8 | 0 | 0.06 | 2
CE | Solar | 38 | JORD_3 | 8.54 | 0 | 0.19 | 6.11
CE | Solar | 38 | KAIM | 2.8 | 0 | 0.06 | 2
CE | Solar | 38 | KEAD_1 | 80.75 | 0 | 1.82 | 57.75
CE | Solar | 38 | KEAR_1 | 5.34 | 0 | 0.12 | 3.82
CE | Solar | 38 | KEAR_3 | 17.49 | 0 | 0.4 | 12.51
CE | Solar | 38 | KEIT_P | 29.13 | 0 | 0.66 | 20.83
CE | Solar | 38 | KEMS_1 | 180.57 | 0 | 4.08 | 129.14
CE | Solar | 38 | KEOO | 2.8 | 0 | 0.06 | 2
CE | Solar | 38 | KIBY_1 | 1.79 | 0 | 0.04 | 1.28
CE | Solar | 38 | KIER | 24.04 | 0 | 0.54 | 17.19
CE | Solar | 38 | KIIN_P | 7.97 | 0 | 0.18 | 5.7
CE | Solar | 38 | KILS | 2.8 | 0 | 0.06 | 2
CE | Solar | 38 | KILT | 2.8 | 0 | 0.06 | 2
CE | Solar | 38 | KILW | 9.83 | 0 | 0.22 | 7.03
CE | Solar | 38 | KINO_1 | 74.63 | 0 | 1.69 | 53.38
CE | Solar | 38 | KINT_P | 22.86 | 0 | 0.52 | 16.35
CE | Solar | 38 | KIRKB1 | 5.34 | 0 | 0.12 | 3.82
CE | Solar | 38 | KITW_1 | 13.64 | 0 | 0.31 | 9.76
CE | Solar | 38 | KNAR | 28.36 | 0 | 0.64 | 20.28
CE | Solar | 38 | LACK_6 | 37.95 | 0 | 0.86 | 27.14
CE | Solar | 38 | LAIR_P | 7.76 | 0 | 0.18 | 5.55
CE | Solar | 38 | LALE1SG003 | 10.46 | 0 | 0.24 | 7.48
CE | Solar | 38 | LAND1 | 365.23 | 0 | 8.25 | 261.21
CE | Solar | 38 | LEGA_1 | 113.62 | 0 | 2.57 | 81.26
CE | Solar | 38 | LEVE | 24.04 | 0 | 0.54 | 17.19
CE | Solar | 38 | LING | 2.8 | 0 | 0.06 | 2
CE | Solar | 38 | LINM | 2.8 | 0 | 0.06 | 2
CE | Solar | 38 | LISD_1 | 2.94 | 0 | 0.07 | 2.1
CE | Solar | 38 | LITT_C | 6.1 | 0 | 0.14 | 4.36
CE | Solar | 38 | LITT_J | 6.1 | 0 | 0.14 | 4.36
CE | Solar | 38 | LODR_6 | 3.88 | 0 | 0.09 | 2.77
CE | Solar | 38 | LOUD_H | 4.75 | 0 | 0.11 | 3.4
CE | Solar | 38 | LOVE_1 | 281.68 | 0 | 6.37 | 201.46
CE | Solar | 38 | LUNA_P | 0.69 | 0 | 0.02 | 0.49
CE | Solar | 38 | MACC_3 | 33.16 | 0 | 0.75 | 23.72
CE | Solar | 38 | MACD_P | 25.83 | 0 | 0.58 | 18.47
CE | Solar | 38 | MAGA_6 | 51.26 | 0 | 1.16 | 36.66
CE | Solar | 38 | MANN_1 | 477.94 | 0 | 10.8 | 341.82
CE | Solar | 38 | MAYB | 2.8 | 0 | 0.06 | 2
CE | Solar | 38 | MELK_1 | 471.17 | 0 | 10.65 | 336.98
CE | Solar | 38 | MILC_P | 9.22 | 0 | 0.21 | 6.59
CE | Solar | 38 | MILH_1 | 16.54 | 0 | 0.37 | 11.83
CE | Solar | 38 | MITY_1 | 727.09 | 0 | 16.43 | 520.01
CE | Solar | 38 | MYBS_P | 18.83 | 0 | 0.43 | 13.47
CE | Solar | 38 | NEAR | 2.8 | 0 | 0.06 | 2
CE | Solar | 38 | NECE_1 | 24.41 | 0 | 0.55 | 17.46
CE | Solar | 38 | NEEP_3 | 8.54 | 0 | 0.19 | 6.11
CE | Solar | 38 | NETS | 2.8 | 0 | 0.06 | 2
CE | Solar | 38 | NEWX_6 | 14.24 | 0 | 0.32 | 10.18
CE | Solar | 38 | NFLE | 96.32 | 0 | 2.18 | 68.89
CE | Solar | 38 | NHYD_6 | 4.75 | 0 | 0.11 | 3.4
CE | Solar | 38 | NINF_1 | 99.98 | 0 | 2.26 | 71.51
CE | Solar | 38 | NORL_3 | 8.54 | 0 | 0.19 | 6.11
CE | Solar | 38 | NORM_1 | 621.98 | 0 | 14.06 | 444.84
CE | Solar | 38 | NORT_1 | 42.01 | 0 | 0.95 | 30.05
CE | Solar | 38 | NURS_1 | 308.93 | 0 | 6.98 | 220.95
CE | Solar | 38 | OCKH_1 | 12.21 | 0 | 0.28 | 8.73
CE | Solar | 38 | OFFE_3 | 8.01 | 0 | 0.18 | 5.73
CE | Solar | 38 | OLDB_1 | 12.21 | 0 | 0.28 | 8.73
CE | Solar | 38 | OSBA_1 | 29.91 | 0 | 0.68 | 21.39
CE | Solar | 38 | PADIB1 | 27.26 | 0 | 0.62 | 19.5
CE | Solar | 38 | PELH_1 | 196.44 | 0 | 4.44 | 140.49
CE | Solar | 38 | PEMB_1 | 391.32 | 0 | 8.84 | 279.87
CE | Solar | 38 | PENE_1 | 21.36 | 0 | 0.48 | 15.28
CE | Solar | 38 | PENN_1 | 5.9 | 0 | 0.13 | 4.22
CE | Solar | 38 | PENT_1 | 157.06 | 0 | 3.55 | 112.33
CE | Solar | 38 | PENW_1 | 70.69 | 0 | 1.6 | 50.56
CE | Solar | 38 | PERI_H | 3.88 | 0 | 0.09 | 2.77
CE | Solar | 38 | PERS_P | 8.84 | 0 | 0.2 | 6.32
CE | Solar | 38 | PITS_3 | 8.54 | 0 | 0.19 | 6.11
CE | Solar | 38 | POOB | 2.8 | 0 | 0.06 | 2
CE | Solar | 38 | POPP_3 | 22.49 | 0 | 0.51 | 16.08
CE | Solar | 38 | PORA_P | 21.66 | 0 | 0.49 | 15.49
CE | Solar | 38 | PORD | 24.04 | 0 | 0.54 | 17.19
CE | Solar | 38 | PYLE_1 | 61.3 | 0 | 1.39 | 43.84
CE | Solar | 38 | QUOI_P | 2.39 | 0 | 0.05 | 1.71
CE | Solar | 38 | RAIN_1 | 3.07 | 0 | 0.07 | 2.2
CE | Solar | 38 | RANN_P | 10.54 | 0 | 0.24 | 7.54
CE | Solar | 38 | RASS_1 | 167.44 | 0 | 3.78 | 119.75
CE | Solar | 38 | RATS_1 | 125.75 | 0 | 2.84 | 89.94
CE | Solar | 38 | RAYL_1 | 129.05 | 0 | 2.92 | 92.3
CE | Solar | 38 | REBR_3 | 5.34 | 0 | 0.12 | 3.82
CE | Solar | 38 | REDH | 35.74 | 0 | 0.81 | 25.56
CE | Solar | 38 | REDM_P | 7.96 | 0 | 0.18 | 5.69
CE | Solar | 38 | RICH1 | 124.06 | 0 | 2.8 | 88.73
CE | Solar | 38 | ROCH_1 | 8.18 | 0 | 0.18 | 5.85
CE | Solar | 38 | RUGEB1 | 80.91 | 0 | 1.83 | 57.87
CE | Solar | 38 | RYEH_1 | 42.72 | 0 | 0.97 | 30.55
CE | Solar | 38 | SALH_1 | 43.77 | 0 | 0.99 | 31.3
CE | Solar | 38 | SALT_1 | 35.66 | 0 | 0.81 | 25.5
CE | Solar | 38 | SBAR | 94.94 | 0 | 2.15 | 67.9
CE | Solar | 38 | SEAB1 | 229.61 | 0 | 5.19 | 164.22
CE | Solar | 38 | SELL_1 | 154.62 | 0 | 3.49 | 110.58
CE | Solar | 38 | SFEG_P | 12.82 | 0 | 0.29 | 9.17
CE | Solar | 38 | SFIL_P | 5.13 | 0 | 0.12 | 3.67
CE | Solar | 38 | SHEC_3 | 8.54 | 0 | 0.19 | 6.11
CE | Solar | 38 | SHRW_1 | 190.25 | 0 | 4.3 | 136.07
CE | Solar | 38 | SIGH | 2.8 | 0 | 0.06 | 2
CE | Solar | 38 | SJOW_1 | 3.88 | 0 | 0.09 | 2.77
CE | Solar | 38 | SKLGB1 | 11.23 | 0 | 0.25 | 8.03
CE | Solar | 38 | SLOY_P | 1.39 | 0 | 0.03 | 0.99
CE | Solar | 38 | SMAN_1 | 7.12 | 0 | 0.16 | 5.09
CE | Solar | 38 | SPEN_1 | 48.59 | 0 | 1.1 | 34.75
CE | Solar | 38 | SSHI_3 | 8.01 | 0 | 0.18 | 5.73
CE | Solar | 38 | STAH_1 | 32.52 | 0 | 0.73 | 23.26
CE | Solar | 38 | STAL_1 | 21.36 | 0 | 0.48 | 15.28
CE | Solar | 38 | STAY_1 | 362.71 | 0 | 8.2 | 259.41
CE | Solar | 38 | STEN_1 | 21.36 | 0 | 0.48 | 15.28
CE | Solar | 38 | STES_1 | 27.26 | 0 | 0.62 | 19.5
CE | Solar | 38 | STHA | 2.8 | 0 | 0.06 | 2
CE | Solar | 38 | STIR | 24.04 | 0 | 0.54 | 17.19
CE | Solar | 38 | STLE | 24.04 | 0 | 0.54 | 17.19
CE | Solar | 38 | STRI_P | 18.44 | 0 | 0.42 | 13.19
CE | Solar | 38 | SUND_1 | 138.61 | 0 | 3.13 | 99.13
CE | Solar | 38 | SWAN_1 | 255.78 | 0 | 5.78 | 182.93
CE | Solar | 38 | TARL_P | 8.43 | 0 | 0.19 | 6.03
CE | Solar | 38 | TAUN1 | 133.93 | 0 | 3.03 | 95.79
CE | Solar | 38 | TAYN_P | 16.35 | 0 | 0.37 | 11.69
CE | Solar | 38 | TELR | 2.8 | 0 | 0.06 | 2
CE | Solar | 38 | TEMP_3 | 8.54 | 0 | 0.19 | 6.11
CE | Solar | 38 | THOM_6 | 35.78 | 0 | 0.81 | 25.59
CE | Solar | 38 | THSO_P | 36.41 | 0 | 0.82 | 26.04
CE | Solar | 38 | THUR_6 | 8.54 | 0 | 0.19 | 6.11
CE | Solar | 38 | TILBB_1 | 107.63 | 0 | 2.43 | 76.98
CE | Solar | 38 | TONG | 2.8 | 0 | 0.06 | 2
CE | Solar | 38 | TOTT_1 | 5.34 | 0 | 0.12 | 3.82
CE | Solar | 38 | TRAW_1 | 39.22 | 0 | 0.89 | 28.05
CE | Solar | 38 | TUMB_P | 3.74 | 0 | 0.08 | 2.67
CE | Solar | 38 | TYNE_1 | 8.01 | 0 | 0.18 | 5.73
CE | Solar | 38 | TYNE_2 | 8.01 | 0 | 0.18 | 5.73
CE | Solar | 38 | UPPB_1 | 41.36 | 0 | 0.93 | 29.58
CE | Solar | 38 | UPPB_3 | 40.6 | 0 | 0.92 | 29.04
CE | Solar | 38 | USKM_1 | 50.05 | 0 | 1.13 | 35.8
CE | Solar | 38 | WALH_1 | 216.8 | 0 | 4.9 | 155.06
CE | Solar | 38 | WALP_1 | 110.02 | 0 | 2.49 | 78.69
CE | Solar | 38 | WALP_B | 298.22 | 0 | 6.74 | 213.29
CE | Solar | 38 | WARL_1 | 120.49 | 0 | 2.72 | 86.17
CE | Solar | 38 | WASF_1 | 5.89 | 0 | 0.13 | 4.21
CE | Solar | 38 | WATFS_1 | 4.75 | 0 | 0.11 | 3.4
CE | Solar | 38 | WBOL_6 | 13.58 | 0 | 0.31 | 9.71
CE | Solar | 38 | WBUR_1 | 206.52 | 0 | 4.67 | 147.7
CE | Solar | 38 | WFIE | 24.04 | 0 | 0.54 | 17.19
CE | Solar | 38 | WHAM_1 | 5.34 | 0 | 0.12 | 3.82
CE | Solar | 38 | WHGA_1 | 5.34 | 0 | 0.12 | 3.82
CE | Solar | 38 | WIBA_3 | 8.54 | 0 | 0.19 | 6.11
CE | Solar | 38 | WIEN_1 | 12.21 | 0 | 0.28 | 8.73
CE | Solar | 38 | WILL_1 | 80.85 | 0 | 1.83 | 57.82
CE | Solar | 38 | WIMBN1 | 14.24 | 0 | 0.32 | 10.18
CE | Solar | 38 | WIMBS1 | 14.24 | 0 | 0.32 | 10.18
CE | Solar | 38 | WISD_1 | 3.88 | 0 | 0.09 | 2.77
CE | Solar | 38 | WISD_6 | 3.88 | 0 | 0.09 | 2.77
CE | Solar | 38 | WISH | 2.8 | 0 | 0.06 | 2
CE | Solar | 38 | WMEL_1 | 8.54 | 0 | 0.19 | 6.11
CE | Solar | 38 | WTHU31 | 5.34 | 0 | 0.12 | 3.82
CE | Solar | 38 | WWEY_1 | 8.47 | 0 | 0.19 | 6.06
CE | Solar | 38 | WYLF_1 | 64.09 | 0 | 1.45 | 45.84
CE | Solar | 38 | WYMOM_1 | 69.55 | 0 | 1.57 | 49.74
CE | Solar | 39 | ABHA1 | 210.36 | 0 | 4.75 | 150.45
CE | Solar | 39 | ABNE_P | 23.21 | 0 | 0.52 | 16.6
CE | Solar | 39 | ABTH_1 | 77.18 | 0 | 1.74 | 55.2
CE | Solar | 39 | ACTL_2 | 3.98 | 0 | 0.09 | 2.85
CE | Solar | 39 | ACTL_C | 3.98 | 0 | 0.09 | 2.85
CE | Solar | 39 | ALNE_P | 12.47 | 0 | 0.28 | 8.92
CE | Solar | 39 | ALST_3 | 7.3 | 0 | 0.16 | 5.22
CE | Solar | 39 | ALVE1 | 319.77 | 0 | 7.23 | 228.7
CE | Solar | 39 | AMEM_1 | 45.3 | 0 | 1.02 | 32.4
CE | Solar | 39 | ARBR_P | 26.34 | 0 | 0.6 | 18.84
CE | Solar | 39 | ARDK_P | 4.17 | 0 | 0.09 | 2.98
CE | Solar | 39 | ARMO_P | 26.87 | 0 | 0.61 | 19.22
CE | Solar | 39 | AXMI1 | 261.97 | 0 | 5.92 | 187.36
CE | Solar | 39 | BAGA | 26.86 | 0 | 0.61 | 19.21
CE | Solar | 39 | BAIN | 26.86 | 0 | 0.61 | 19.21
CE | Solar | 39 | BARKC1 | 7.25 | 0 | 0.16 | 5.19
CE | Solar | 39 | BARKW3 | 5.48 | 0 | 0.12 | 3.92
CE | Solar | 39 | BEDDT1 | 6.26 | 0 | 0.14 | 4.48
CE | Solar | 39 | BEDD_1 | 6.26 | 0 | 0.14 | 4.48
CE | Solar | 39 | BERW | 3.12 | 0 | 0.07 | 2.23
CE | Solar | 39 | BESW_1 | 72.24 | 0 | 1.63 | 51.67
CE | Solar | 39 | BICF_1 | 476.48 | 0 | 10.77 | 340.78
CE | Solar | 39 | BIRK_1 | 7.3 | 0 | 0.16 | 5.22
CE | Solar | 39 | BISW_1 | 31.62 | 0 | 0.71 | 22.61
CE | Solar | 39 | BLYTB1 | 21.91 | 0 | 0.5 | 15.67
CE | Solar | 39 | BLYTH132 | 21.91 | 0 | 0.5 | 15.67
CE | Solar | 39 | BOAG_P | 3.09 | 0 | 0.07 | 2.21
CE | Solar | 39 | BOLN_1 | 93.05 | 0 | 2.1 | 66.55
CE | Solar | 39 | BONN | 26.86 | 0 | 0.61 | 19.21
CE | Solar | 39 | BOTW_1 | 158.28 | 0 | 3.58 | 113.2
CE | Solar | 39 | BRAC_P | 2.41 | 0 | 0.05 | 1.72
CE | Solar | 39 | BRAI_1 | 148.06 | 0 | 3.35 | 105.89
CE | Solar | 39 | BRAW_1 | 5.48 | 0 | 0.12 | 3.92
CE | Solar | 39 | BRED_1 | 8.48 | 0 | 0.19 | 6.06
CE | Solar | 39 | BRFO_1 | 184.19 | 0 | 4.16 | 131.73
CE | Solar | 39 | BRIM_1 | 43.81 | 0 | 0.99 | 31.33
CE | Solar | 39 | BRLE_1 | 108.48 | 0 | 2.45 | 77.58
CE | Solar | 39 | BROA_P | 0.96 | 0 | 0.02 | 0.69
CE | Solar | 39 | BROX | 3.12 | 0 | 0.07 | 2.23
CE | Solar | 39 | BRWA1 | 435.41 | 0 | 9.84 | 311.41
CE | Solar | 39 | BUMU_P | 0.8 | 0 | 0.02 | 0.57
CE | Solar | 39 | BURM_1 | 820.81 | 0 | 18.55 | 587.04
CE | Solar | 39 | BUSH_1 | 25.29 | 0 | 0.57 | 18.09
CE | Solar | 39 | BUST_1 | 25.04 | 0 | 0.57 | 17.91
CE | Solar | 39 | CAAD_P | 1.93 | 0 | 0.04 | 1.38
CE | Solar | 39 | CAFA | 3.12 | 0 | 0.07 | 2.23
CE | Solar | 39 | CAMB_01 | 39.61 | 0 | 0.9 | 28.33
CE | Solar | 39 | CANTN1 | 170.76 | 0 | 3.86 | 122.13
CE | Solar | 39 | CAPEA1 | 13.2 | 0 | 0.3 | 9.44
CE | Solar | 39 | CARE_1 | 22.63 | 0 | 0.51 | 16.18
CE | Solar | 39 | CARR_1 | 9.1 | 0 | 0.21 | 6.51
CE | Solar | 39 | CASS_P | 3.61 | 0 | 0.08 | 2.58
CE | Solar | 39 | CATY | 3.12 | 0 | 0.07 | 2.23
CE | Solar | 39 | CBNK_H | 3.98 | 0 | 0.09 | 2.85
CE | Solar | 39 | CELL_1 | 97.48 | 0 | 2.2 | 69.72
CE | Solar | 39 | CHAP | 3.12 | 0 | 0.07 | 2.23
CE | Solar | 39 | CHAS | 3.12 | 0 | 0.07 | 2.23
CE | Solar | 39 | CHIC_1 | 233.23 | 0 | 5.27 | 166.81
CE | Solar | 39 | CHSI_1 | 6.26 | 0 | 0.14 | 4.48
CE | Solar | 39 | CHTE_1 | 161.98 | 0 | 3.66 | 115.85
CE | Solar | 39 | CITR_1 | 3.98 | 0 | 0.09 | 2.85
CE | Solar | 39 | CLAC_P | 8.3 | 0 | 0.19 | 5.94
CE | Solar | 39 | CLAY_P | 0.8 | 0 | 0.02 | 0.57
CE | Solar | 39 | CLT03 | 39.11 | 0 | 0.88 | 27.97
CE | Solar | 39 | CLYM | 3.12 | 0 | 0.07 | 2.23
CE | Solar | 39 | COAT | 3.12 | 0 | 0.07 | 2.23
CE | Solar | 39 | CONQA1 | 141.88 | 0 | 3.21 | 101.47
CE | Solar | 39 | COUA_P | 5.13 | 0 | 0.12 | 3.67
CE | Solar | 39 | COVE_1 | 30.87 | 0 | 0.7 | 22.08
CE | Solar | 39 | COWL_1 | 466.42 | 0 | 10.54 | 333.58
CE | Solar | 39 | COYL | 3.12 | 0 | 0.07 | 2.23
CE | Solar | 39 | CREB_1 | 46.89 | 0 | 1.06 | 33.54
CE | Solar | 39 | CUMB | 26.86 | 0 | 0.61 | 19.21
CE | Solar | 39 | CUPA | 32.49 | 0 | 0.73 | 23.24
CE | Solar | 39 | DALM3 | 3.12 | 0 | 0.07 | 2.23
CE | Solar | 39 | DEVM | 3.12 | 0 | 0.07 | 2.23
CE | Solar | 39 | DEVO | 33.9 | 0 | 0.77 | 24.25
CE | Solar | 39 | DOUN_P | 10.11 | 0 | 0.23 | 7.23
CE | Solar | 39 | DRAK_1 | 109.63 | 0 | 2.48 | 78.41
CE | Solar | 39 | DRAX_1 | 21.91 | 0 | 0.5 | 15.67
CE | Solar | 39 | DRCR | 26.86 | 0 | 0.61 | 19.21
CE | Solar | 39 | DUDH_P | 2.41 | 0 | 0.05 | 1.72
CE | Solar | 39 | DUGR_P | 2.17 | 0 | 0.05 | 1.55
CE | Solar | 39 | DUNB | 3.12 | 0 | 0.07 | 2.23
CE | Solar | 39 | DUNF | 26.86 | 0 | 0.61 | 19.21
CE | Solar | 39 | DUNO_P | 26.86 | 0 | 0.61 | 19.21
CE | Solar | 39 | DYCE_P | 13.96 | 0 | 0.32 | 9.98
CE | Solar | 39 | EALI_6 | 3.98 | 0 | 0.09 | 2.85
CE | Solar | 39 | EASO_1 | 331.2 | 0 | 7.49 | 236.87
CE | Solar | 39 | EAST | 3.12 | 0 | 0.07 | 2.23
CE | Solar | 39 | ECCL | 3.12 | 0 | 0.07 | 2.23
CE | Solar | 39 | ECLA_1 | 219.42 | 0 | 4.96 | 156.93
CE | Solar | 39 | EKIL | 3.12 | 0 | 0.07 | 2.23
CE | Solar | 39 | EKIS | 3.12 | 0 | 0.07 | 2.23
CE | Solar | 39 | ELGI_P | 1.38 | 0 | 0.03 | 0.99
CE | Solar | 39 | ELLA_1 | 5.48 | 0 | 0.12 | 3.92
CE | Solar | 39 | ELST_1 | 4.87 | 0 | 0.11 | 3.48
CE | Solar | 39 | ENDE_1 | 97.49 | 0 | 2.2 | 69.72
CE | Solar | 39 | EXET1 | 220.06 | 0 | 4.97 | 157.39
CE | Solar | 39 | FASN_P | 2.01 | 0 | 0.05 | 1.44
CE | Solar | 39 | FAUG_P | 5.65 | 0 | 0.13 | 4.04
CE | Solar | 39 | FAWL_1 | 195.28 | 0 | 4.41 | 139.66
CE | Solar | 39 | FECK_6 | 174.76 | 0 | 3.95 | 124.99
CE | Solar | 39 | FERRA2 | 30.64 | 0 | 0.69 | 21.91
CE | Solar | 39 | FERRB1 | 27.81 | 0 | 0.63 | 19.89
CE | Solar | 39 | FIDD_P | 26.7 | 0 | 0.6 | 19.1
CE | Solar | 39 | FLEE_1 | 90.68 | 0 | 2.05 | 64.85
CE | Solar | 39 | FOUR_1 | 32.86 | 0 | 0.74 | 23.5
CE | Solar | 39 | FRAS_P | 1.28 | 0 | 0.03 | 0.92
CE | Solar | 39 | FROD_1 | 11.28 | 0 | 0.25 | 8.07
CE | Solar | 39 | FWIL_P | 22.92 | 0 | 0.52 | 16.39
CE | Solar | 39 | GALA | 3.12 | 0 | 0.07 | 2.23
CE | Solar | 39 | GIFF | 3.12 | 0 | 0.07 | 2.23
CE | Solar | 39 | GLLE | 3.12 | 0 | 0.07 | 2.23
CE | Solar | 39 | GLLU | 3.12 | 0 | 0.07 | 2.23
CE | Solar | 39 | GLNI | 26.86 | 0 | 0.61 | 19.21
CE | Solar | 39 | GLRO | 26.86 | 0 | 0.61 | 19.21
CE | Solar | 39 | GREE_H | 3.98 | 0 | 0.09 | 2.85
CE | Solar | 39 | GREN_1 | 536.68 | 0 | 12.13 | 383.83
CE | Solar | 39 | GRIW_1 | 98.07 | 0 | 2.22 | 70.14
CE | Solar | 39 | GRUB_P | 15.92 | 0 | 0.36 | 11.39
CE | Solar | 39 | G_EXTRA_11 | 3.12 | 0 | 0.07 | 2.23
CE | Solar | 39 | G_EXTRA_2 | 3.12 | 0 | 0.07 | 2.23
CE | Solar | 39 | G_EXTRA_5 | 3.12 | 0 | 0.07 | 2.23
CE | Solar | 39 | G_EXTRA_7 | 26.86 | 0 | 0.61 | 19.21
CE | Solar | 39 | G_EXTRA_9 | 3.12 | 0 | 0.07 | 2.23
CE | Solar | 39 | HACK_1 | 5.48 | 0 | 0.12 | 3.92
CE | Solar | 39 | HACK_6 | 5.48 | 0 | 0.12 | 3.92
CE | Solar | 39 | HAMHC1 | 54.98 | 0 | 1.24 | 39.32
CE | Solar | 39 | HARK_1 | 89.85 | 0 | 2.03 | 64.26
CE | Solar | 39 | HARM_6 | 8.21 | 0 | 0.19 | 5.87
CE | Solar | 39 | HAWI | 3.12 | 0 | 0.07 | 2.23
CE | Solar | 39 | HAWP_6 | 14.12 | 0 | 0.32 | 10.1
CE | Solar | 39 | HEYS1 | 32.86 | 0 | 0.74 | 23.5
CE | Solar | 39 | HEYS_1 | 58.87 | 0 | 1.33 | 42.1
CE | Solar | 39 | HUER | 3.12 | 0 | 0.07 | 2.23
CE | Solar | 39 | HURS_1 | 6.26 | 0 | 0.14 | 4.48
CE | Solar | 39 | HUTT_1 | 99.13 | 0 | 2.24 | 70.9
CE | Solar | 39 | IMPK_1 | 143.06 | 0 | 3.23 | 102.32
CE | Solar | 39 | INDQ1 | 482.52 | 0 | 10.9 | 345.1
CE | Solar | 39 | INKE | 26.86 | 0 | 0.61 | 19.21
CE | Solar | 39 | INNE_P | 4.01 | 0 | 0.09 | 2.87
CE | Solar | 39 | IROA1 | 263.03 | 0 | 5.94 | 188.12
CE | Solar | 39 | IRONB1 | 104.86 | 0 | 2.37 | 75
CE | Solar | 39 | IVER_1 | 4.87 | 0 | 0.11 | 3.48
CE | Solar | 39 | IVER_6 | 4.87 | 0 | 0.11 | 3.48
CE | Solar | 39 | JOHN | 3.12 | 0 | 0.07 | 2.23
CE | Solar | 39 | JORD_3 | 8.76 | 0 | 0.2 | 6.27
CE | Solar | 39 | KAIM | 3.12 | 0 | 0.07 | 2.23
CE | Solar | 39 | KEAD_1 | 81.48 | 0 | 1.84 | 58.27
CE | Solar | 39 | KEAR_1 | 5.48 | 0 | 0.12 | 3.92
CE | Solar | 39 | KEAR_3 | 17.63 | 0 | 0.4 | 12.61
CE | Solar | 39 | KEIT_P | 33.71 | 0 | 0.76 | 24.11
CE | Solar | 39 | KEMS_1 | 183.18 | 0 | 4.14 | 131.01
CE | Solar | 39 | KEOO | 3.12 | 0 | 0.07 | 2.23
CE | Solar | 39 | KIBY_1 | 1.79 | 0 | 0.04 | 1.28
CE | Solar | 39 | KIER | 26.86 | 0 | 0.61 | 19.21
CE | Solar | 39 | KIIN_P | 9.22 | 0 | 0.21 | 6.59
CE | Solar | 39 | KILS | 3.12 | 0 | 0.07 | 2.23
CE | Solar | 39 | KILT | 3.12 | 0 | 0.07 | 2.23
CE | Solar | 39 | KILW | 10.15 | 0 | 0.23 | 7.26
CE | Solar | 39 | KINO_1 | 75.94 | 0 | 1.72 | 54.31
CE | Solar | 39 | KINT_P | 26.14 | 0 | 0.59 | 18.7
CE | Solar | 39 | KIRKB1 | 5.48 | 0 | 0.12 | 3.92
CE | Solar | 39 | KITW_1 | 13.95 | 0 | 0.32 | 9.98
CE | Solar | 39 | KNAR | 28.63 | 0 | 0.65 | 20.48
CE | Solar | 39 | LACK_6 | 38.76 | 0 | 0.88 | 27.72
CE | Solar | 39 | LAIR_P | 8.98 | 0 | 0.2 | 6.42
CE | Solar | 39 | LALE1SG003 | 10.58 | 0 | 0.24 | 7.57
CE | Solar | 39 | LAND1 | 368.23 | 0 | 8.32 | 263.36
CE | Solar | 39 | LEGA_1 | 114.71 | 0 | 2.59 | 82.04
CE | Solar | 39 | LEVE | 26.86 | 0 | 0.61 | 19.21
CE | Solar | 39 | LING | 3.12 | 0 | 0.07 | 2.23
CE | Solar | 39 | LINM | 3.12 | 0 | 0.07 | 2.23
CE | Solar | 39 | LISD_1 | 2.94 | 0 | 0.07 | 2.1
CE | Solar | 39 | LITT_C | 6.26 | 0 | 0.14 | 4.48
CE | Solar | 39 | LITT_J | 6.26 | 0 | 0.14 | 4.48
CE | Solar | 39 | LODR_6 | 3.98 | 0 | 0.09 | 2.85
CE | Solar | 39 | LOUD_H | 4.87 | 0 | 0.11 | 3.48
CE | Solar | 39 | LOVE_1 | 284.12 | 0 | 6.42 | 203.2
CE | Solar | 39 | LUNA_P | 0.8 | 0 | 0.02 | 0.57
CE | Solar | 39 | MACC_3 | 33.7 | 0 | 0.76 | 24.1
CE | Solar | 39 | MACD_P | 29.48 | 0 | 0.67 | 21.08
CE | Solar | 39 | MAGA_6 | 51.8 | 0 | 1.17 | 37.05
CE | Solar | 39 | MANN_1 | 481.93 | 0 | 10.89 | 344.68
CE | Solar | 39 | MAYB | 3.12 | 0 | 0.07 | 2.23
CE | Solar | 39 | MELK_1 | 475.52 | 0 | 10.75 | 340.09
CE | Solar | 39 | MILC_P | 10.67 | 0 | 0.24 | 7.63
CE | Solar | 39 | MILH_1 | 16.66 | 0 | 0.38 | 11.92
CE | Solar | 39 | MITY_1 | 731.43 | 0 | 16.53 | 523.12
CE | Solar | 39 | MYBS_P | 21.79 | 0 | 0.49 | 15.58
CE | Solar | 39 | NEAR | 3.12 | 0 | 0.07 | 2.23
CE | Solar | 39 | NECE_1 | 25.04 | 0 | 0.57 | 17.91
CE | Solar | 39 | NEEP_3 | 8.76 | 0 | 0.2 | 6.27
CE | Solar | 39 | NETS | 3.12 | 0 | 0.07 | 2.23
CE | Solar | 39 | NEWX_6 | 14.6 | 0 | 0.33 | 10.44
CE | Solar | 39 | NFLE | 97.63 | 0 | 2.21 | 69.82
CE | Solar | 39 | NHYD_6 | 4.87 | 0 | 0.11 | 3.48
CE | Solar | 39 | NINF_1 | 100.53 | 0 | 2.27 | 71.9
CE | Solar | 39 | NORL_3 | 8.76 | 0 | 0.2 | 6.27
CE | Solar | 39 | NORM_1 | 629.59 | 0 | 14.23 | 450.28
CE | Solar | 39 | NORT_1 | 42.21 | 0 | 0.95 | 30.19
CE | Solar | 39 | NURS_1 | 311.37 | 0 | 7.04 | 222.69
CE | Solar | 39 | OCKH_1 | 12.52 | 0 | 0.28 | 8.95
CE | Solar | 39 | OFFE_3 | 8.21 | 0 | 0.19 | 5.87
CE | Solar | 39 | OLDB_1 | 12.52 | 0 | 0.28 | 8.95
CE | Solar | 39 | OSBA_1 | 30.67 | 0 | 0.69 | 21.94
CE | Solar | 39 | PADIB1 | 27.8 | 0 | 0.63 | 19.88
CE | Solar | 39 | PELH_1 | 197.53 | 0 | 4.46 | 141.27
CE | Solar | 39 | PEMB_1 | 394.58 | 0 | 8.92 | 282.2
CE | Solar | 39 | PENE_1 | 21.91 | 0 | 0.5 | 15.67
CE | Solar | 39 | PENN_1 | 5.9 | 0 | 0.13 | 4.22
CE | Solar | 39 | PENT_1 | 159.78 | 0 | 3.61 | 114.27
CE | Solar | 39 | PENW_1 | 71.23 | 0 | 1.61 | 50.94
CE | Solar | 39 | PERI_H | 3.98 | 0 | 0.09 | 2.85
CE | Solar | 39 | PERS_P | 10.23 | 0 | 0.23 | 7.32
CE | Solar | 39 | PITS_3 | 8.76 | 0 | 0.2 | 6.27
CE | Solar | 39 | POOB | 3.12 | 0 | 0.07 | 2.23
CE | Solar | 39 | POPP_3 | 22.76 | 0 | 0.51 | 16.28
CE | Solar | 39 | PORA_P | 25.07 | 0 | 0.57 | 17.93
CE | Solar | 39 | PORD | 26.86 | 0 | 0.61 | 19.21
CE | Solar | 39 | PYLE_1 | 61.85 | 0 | 1.4 | 44.24
CE | Solar | 39 | QUOI_P | 2.77 | 0 | 0.06 | 1.98
CE | Solar | 39 | RAIN_1 | 3.07 | 0 | 0.07 | 2.2
CE | Solar | 39 | RANN_P | 12.19 | 0 | 0.28 | 8.72
CE | Solar | 39 | RASS_1 | 170.7 | 0 | 3.86 | 122.08
CE | Solar | 39 | RATS_1 | 126.84 | 0 | 2.87 | 90.72
CE | Solar | 39 | RAYL_1 | 131.66 | 0 | 2.98 | 94.16
CE | Solar | 39 | REBR_3 | 5.48 | 0 | 0.12 | 3.92
CE | Solar | 39 | REDH | 38.55 | 0 | 0.87 | 27.57
CE | Solar | 39 | REDM_P | 9.22 | 0 | 0.21 | 6.59
CE | Solar | 39 | RICH1 | 125.37 | 0 | 2.83 | 89.66
CE | Solar | 39 | ROCH_1 | 8.31 | 0 | 0.19 | 5.94
CE | Solar | 39 | RUGEB1 | 82.54 | 0 | 1.87 | 59.03
CE | Solar | 39 | RYEH_1 | 43.81 | 0 | 0.99 | 31.33
CE | Solar | 39 | SALH_1 | 44.59 | 0 | 1.01 | 31.89
CE | Solar | 39 | SALT_1 | 36.38 | 0 | 0.82 | 26.02
CE | Solar | 39 | SBAR | 96.03 | 0 | 2.17 | 68.68
CE | Solar | 39 | SEAB1 | 232.87 | 0 | 5.26 | 166.55
CE | Solar | 39 | SELL_1 | 157.22 | 0 | 3.55 | 112.44
CE | Solar | 39 | SFEG_P | 14.84 | 0 | 0.34 | 10.61
CE | Solar | 39 | SFIL_P | 5.94 | 0 | 0.13 | 4.25
CE | Solar | 39 | SHEC_3 | 8.76 | 0 | 0.2 | 6.27
CE | Solar | 39 | SHRW_1 | 191.88 | 0 | 4.34 | 137.23
CE | Solar | 39 | SIGH | 3.12 | 0 | 0.07 | 2.23
CE | Solar | 39 | SJOW_1 | 3.98 | 0 | 0.09 | 2.85
CE | Solar | 39 | SKLGB1 | 11.37 | 0 | 0.26 | 8.13
CE | Solar | 39 | SLOY_P | 1.6 | 0 | 0.04 | 1.14
CE | Solar | 39 | SMAN_1 | 7.3 | 0 | 0.16 | 5.22
CE | Solar | 39 | SPEN_1 | 49.67 | 0 | 1.12 | 35.52
CE | Solar | 39 | SSHI_3 | 8.21 | 0 | 0.19 | 5.87
CE | Solar | 39 | STAH_1 | 33.07 | 0 | 0.75 | 23.65
CE | Solar | 39 | STAL_1 | 21.91 | 0 | 0.5 | 15.67
CE | Solar | 39 | STAY_1 | 368.14 | 0 | 8.32 | 263.29
CE | Solar | 39 | STEN_1 | 21.91 | 0 | 0.5 | 15.67
CE | Solar | 39 | STES_1 | 27.8 | 0 | 0.63 | 19.88
CE | Solar | 39 | STHA | 3.12 | 0 | 0.07 | 2.23
CE | Solar | 39 | STIR | 26.86 | 0 | 0.61 | 19.21
CE | Solar | 39 | STLE | 26.86 | 0 | 0.61 | 19.21
CE | Solar | 39 | STRI_P | 21.07 | 0 | 0.48 | 15.07
CE | Solar | 39 | SUND_1 | 140.78 | 0 | 3.18 | 100.69
CE | Solar | 39 | SWAN_1 | 259.04 | 0 | 5.85 | 185.27
CE | Solar | 39 | TARL_P | 8.91 | 0 | 0.2 | 6.37
CE | Solar | 39 | TAUN1 | 135.02 | 0 | 3.05 | 96.57
CE | Solar | 39 | TAYN_P | 18.92 | 0 | 0.43 | 13.53
CE | Solar | 39 | TELR | 3.12 | 0 | 0.07 | 2.23
CE | Solar | 39 | TEMP_3 | 8.76 | 0 | 0.2 | 6.27
CE | Solar | 39 | THOM_6 | 36.54 | 0 | 0.83 | 26.13
CE | Solar | 39 | THSO_P | 42.13 | 0 | 0.95 | 30.13
CE | Solar | 39 | THUR_6 | 8.76 | 0 | 0.2 | 6.27
CE | Solar | 39 | TILBB_1 | 110.24 | 0 | 2.49 | 78.84
CE | Solar | 39 | TONG | 3.12 | 0 | 0.07 | 2.23
CE | Solar | 39 | TOTT_1 | 5.48 | 0 | 0.12 | 3.92
CE | Solar | 39 | TRAW_1 | 39.76 | 0 | 0.9 | 28.44
CE | Solar | 39 | TUMB_P | 4.33 | 0 | 0.1 | 3.1
CE | Solar | 39 | TYNE_1 | 8.21 | 0 | 0.19 | 5.87
CE | Solar | 39 | TYNE_2 | 8.21 | 0 | 0.19 | 5.87
CE | Solar | 39 | UPPB_1 | 41.54 | 0 | 0.94 | 29.71
CE | Solar | 39 | UPPB_3 | 40.78 | 0 | 0.92 | 29.17
CE | Solar | 39 | USKM_1 | 50.23 | 0 | 1.14 | 35.92
CE | Solar | 39 | WALH_1 | 219.51 | 0 | 4.96 | 156.99
CE | Solar | 39 | WALP_1 | 112.19 | 0 | 2.54 | 80.24
CE | Solar | 39 | WALP_B | 300.39 | 0 | 6.79 | 214.84
CE | Solar | 39 | WARL_1 | 123.09 | 0 | 2.78 | 88.03
CE | Solar | 39 | WASF_1 | 5.89 | 0 | 0.13 | 4.21
CE | Solar | 39 | WATFS_1 | 4.87 | 0 | 0.11 | 3.48
CE | Solar | 39 | WBOL_6 | 13.78 | 0 | 0.31 | 9.86
CE | Solar | 39 | WBUR_1 | 208.7 | 0 | 4.72 | 149.26
CE | Solar | 39 | WFIE | 26.86 | 0 | 0.61 | 19.21
CE | Solar | 39 | WHAM_1 | 5.48 | 0 | 0.12 | 3.92
CE | Solar | 39 | WHGA_1 | 5.48 | 0 | 0.12 | 3.92
CE | Solar | 39 | WIBA_3 | 8.76 | 0 | 0.2 | 6.27
CE | Solar | 39 | WIEN_1 | 12.52 | 0 | 0.28 | 8.95
CE | Solar | 39 | WILL_1 | 81.47 | 0 | 1.84 | 58.27
CE | Solar | 39 | WIMBN1 | 14.6 | 0 | 0.33 | 10.44
CE | Solar | 39 | WIMBS1 | 14.6 | 0 | 0.33 | 10.44
CE | Solar | 39 | WISD_1 | 3.98 | 0 | 0.09 | 2.85
CE | Solar | 39 | WISD_6 | 3.98 | 0 | 0.09 | 2.85
CE | Solar | 39 | WISH | 3.12 | 0 | 0.07 | 2.23
CE | Solar | 39 | WMEL_1 | 8.76 | 0 | 0.2 | 6.27
CE | Solar | 39 | WTHU31 | 5.48 | 0 | 0.12 | 3.92
CE | Solar | 39 | WWEY_1 | 8.62 | 0 | 0.19 | 6.17
CE | Solar | 39 | WYLF_1 | 65.72 | 0 | 1.49 | 47
CE | Solar | 39 | WYMOM_1 | 70.64 | 0 | 1.6 | 50.52
CE | Solar | 40 | ABHA1 | 213.48 | 0 | 4.82 | 152.68
CE | Solar | 40 | ABNE_P | 23.91 | 0 | 0.54 | 17.1
CE | Solar | 40 | ABTH_1 | 77.37 | 0 | 1.75 | 55.34
CE | Solar | 40 | ACTL_2 | 4.09 | 0 | 0.09 | 2.93
CE | Solar | 40 | ACTL_C | 4.09 | 0 | 0.09 | 2.93
CE | Solar | 40 | ALNE_P | 13.17 | 0 | 0.3 | 9.42
CE | Solar | 40 | ALST_3 | 7.49 | 0 | 0.17 | 5.36
CE | Solar | 40 | ALVE1 | 322.89 | 0 | 7.3 | 230.93
CE | Solar | 40 | AMEM_1 | 45.42 | 0 | 1.03 | 32.48
CE | Solar | 40 | ARBR_P | 26.34 | 0 | 0.6 | 18.84
CE | Solar | 40 | ARDK_P | 4.4 | 0 | 0.1 | 3.15
CE | Solar | 40 | ARMO_P | 28.37 | 0 | 0.64 | 20.29
CE | Solar | 40 | AXMI1 | 266.12 | 0 | 6.01 | 190.33
CE | Solar | 40 | BAGA | 28.06 | 0 | 0.63 | 20.07
CE | Solar | 40 | BAIN | 28.06 | 0 | 0.63 | 20.07
CE | Solar | 40 | BARKC1 | 7.39 | 0 | 0.17 | 5.29
CE | Solar | 40 | BARKW3 | 5.62 | 0 | 0.13 | 4.02
CE | Solar | 40 | BEDDT1 | 6.42 | 0 | 0.15 | 4.59
CE | Solar | 40 | BEDD_1 | 6.42 | 0 | 0.15 | 4.59
CE | Solar | 40 | BERW | 3.26 | 0 | 0.07 | 2.33
CE | Solar | 40 | BESW_1 | 72.88 | 0 | 1.65 | 52.12
CE | Solar | 40 | BICF_1 | 484.4 | 0 | 10.95 | 346.44
CE | Solar | 40 | BIRK_1 | 7.49 | 0 | 0.17 | 5.36
CE | Solar | 40 | BISW_1 | 31.94 | 0 | 0.72 | 22.84
CE | Solar | 40 | BLYTB1 | 22.47 | 0 | 0.51 | 16.07
CE | Solar | 40 | BLYTH132 | 22.47 | 0 | 0.51 | 16.07
CE | Solar | 40 | BOAG_P | 3.26 | 0 | 0.07 | 2.33
CE | Solar | 40 | BOLN_1 | 93.61 | 0 | 2.12 | 66.95
CE | Solar | 40 | BONN | 28.06 | 0 | 0.63 | 20.07
CE | Solar | 40 | BOTW_1 | 160.83 | 0 | 3.63 | 115.03
CE | Solar | 40 | BRAC_P | 2.54 | 0 | 0.06 | 1.82
CE | Solar | 40 | BRAI_1 | 149.19 | 0 | 3.37 | 106.7
CE | Solar | 40 | BRAW_1 | 5.62 | 0 | 0.13 | 4.02
CE | Solar | 40 | BRED_1 | 8.67 | 0 | 0.2 | 6.2
CE | Solar | 40 | BRFO_1 | 185.2 | 0 | 4.19 | 132.46
CE | Solar | 40 | BRIM_1 | 44.94 | 0 | 1.02 | 32.14
CE | Solar | 40 | BRLE_1 | 109.61 | 0 | 2.48 | 78.39
CE | Solar | 40 | BROA_P | 1.02 | 0 | 0.02 | 0.73
CE | Solar | 40 | BROX | 3.26 | 0 | 0.07 | 2.33
CE | Solar | 40 | BRWA1 | 439.93 | 0 | 9.94 | 314.64
CE | Solar | 40 | BUMU_P | 0.85 | 0 | 0.02 | 0.61
CE | Solar | 40 | BURM_1 | 833.25 | 0 | 18.83 | 595.94
CE | Solar | 40 | BUSH_1 | 25.61 | 0 | 0.58 | 18.32
CE | Solar | 40 | BUST_1 | 25.68 | 0 | 0.58 | 18.37
CE | Solar | 40 | CAAD_P | 2.03 | 0 | 0.05 | 1.45
CE | Solar | 40 | CAFA | 3.26 | 0 | 0.07 | 2.33
CE | Solar | 40 | CAMB_01 | 40.17 | 0 | 0.91 | 28.73
CE | Solar | 40 | CANTN1 | 172.12 | 0 | 3.89 | 123.1
CE | Solar | 40 | CAPEA1 | 13.39 | 0 | 0.3 | 9.58
CE | Solar | 40 | CARE_1 | 22.82 | 0 | 0.52 | 16.32
CE | Solar | 40 | CARR_1 | 9.29 | 0 | 0.21 | 6.64
CE | Solar | 40 | CASS_P | 3.81 | 0 | 0.09 | 2.72
CE | Solar | 40 | CATY | 3.26 | 0 | 0.07 | 2.33
CE | Solar | 40 | CBNK_H | 4.09 | 0 | 0.09 | 2.93
CE | Solar | 40 | CELL_1 | 99.17 | 0 | 2.24 | 70.93
CE | Solar | 40 | CHAP | 3.26 | 0 | 0.07 | 2.33
CE | Solar | 40 | CHAS | 3.26 | 0 | 0.07 | 2.33
CE | Solar | 40 | CHIC_1 | 237.38 | 0 | 5.36 | 169.77
CE | Solar | 40 | CHSI_1 | 6.42 | 0 | 0.15 | 4.59
CE | Solar | 40 | CHTE_1 | 162.21 | 0 | 3.67 | 116.01
CE | Solar | 40 | CITR_1 | 4.09 | 0 | 0.09 | 2.93
CE | Solar | 40 | CLAC_P | 8.77 | 0 | 0.2 | 6.27
CE | Solar | 40 | CLAY_P | 0.85 | 0 | 0.02 | 0.61
CE | Solar | 40 | CLT03 | 40.12 | 0 | 0.91 | 28.69
CE | Solar | 40 | CLYM | 3.26 | 0 | 0.07 | 2.33
CE | Solar | 40 | COAT | 3.26 | 0 | 0.07 | 2.33
CE | Solar | 40 | CONQA1 | 142.45 | 0 | 3.22 | 101.88
CE | Solar | 40 | COUA_P | 5.42 | 0 | 0.12 | 3.88
CE | Solar | 40 | COVE_1 | 31.52 | 0 | 0.71 | 22.54
CE | Solar | 40 | COWL_1 | 470.95 | 0 | 10.64 | 336.82
CE | Solar | 40 | COYL | 3.26 | 0 | 0.07 | 2.33
CE | Solar | 40 | CREB_1 | 47.64 | 0 | 1.08 | 34.07
CE | Solar | 40 | CUMB | 28.06 | 0 | 0.63 | 20.07
CE | Solar | 40 | CUPA | 33.69 | 0 | 0.76 | 24.1
CE | Solar | 40 | DALM3 | 3.26 | 0 | 0.07 | 2.33
CE | Solar | 40 | DEVM | 3.26 | 0 | 0.07 | 2.33
CE | Solar | 40 | DEVO | 35.1 | 0 | 0.79 | 25.1
CE | Solar | 40 | DOUN_P | 10.68 | 0 | 0.24 | 7.64
CE | Solar | 40 | DRAK_1 | 109.95 | 0 | 2.48 | 78.64
CE | Solar | 40 | DRAX_1 | 22.47 | 0 | 0.51 | 16.07
CE | Solar | 40 | DRCR | 28.06 | 0 | 0.63 | 20.07
CE | Solar | 40 | DUDH_P | 2.54 | 0 | 0.06 | 1.82
CE | Solar | 40 | DUGR_P | 2.29 | 0 | 0.05 | 1.64
CE | Solar | 40 | DUNB | 3.26 | 0 | 0.07 | 2.33
CE | Solar | 40 | DUNF | 28.06 | 0 | 0.63 | 20.07
CE | Solar | 40 | DUNO_P | 28.06 | 0 | 0.63 | 20.07
CE | Solar | 40 | DYCE_P | 14.74 | 0 | 0.33 | 10.54
CE | Solar | 40 | EALI_6 | 4.09 | 0 | 0.09 | 2.93
CE | Solar | 40 | EASO_1 | 333.47 | 0 | 7.54 | 238.5
CE | Solar | 40 | EAST | 3.26 | 0 | 0.07 | 2.33
CE | Solar | 40 | ECCL | 3.26 | 0 | 0.07 | 2.33
CE | Solar | 40 | ECLA_1 | 221.68 | 0 | 5.01 | 158.55
CE | Solar | 40 | EKIL | 3.26 | 0 | 0.07 | 2.33
CE | Solar | 40 | EKIS | 3.26 | 0 | 0.07 | 2.33
CE | Solar | 40 | ELGI_P | 1.38 | 0 | 0.03 | 0.99
CE | Solar | 40 | ELLA_1 | 5.62 | 0 | 0.13 | 4.02
CE | Solar | 40 | ELST_1 | 4.99 | 0 | 0.11 | 3.57
CE | Solar | 40 | ENDE_1 | 98.62 | 0 | 2.23 | 70.53
CE | Solar | 40 | EXET1 | 223.18 | 0 | 5.04 | 159.62
CE | Solar | 40 | FASN_P | 2.12 | 0 | 0.05 | 1.52
CE | Solar | 40 | FAUG_P | 5.97 | 0 | 0.13 | 4.27
CE | Solar | 40 | FAWL_1 | 197.82 | 0 | 4.47 | 141.48
CE | Solar | 40 | FECK_6 | 175.4 | 0 | 3.96 | 125.45
CE | Solar | 40 | FERRA2 | 31.21 | 0 | 0.71 | 22.32
CE | Solar | 40 | FERRB1 | 28.37 | 0 | 0.64 | 20.29
CE | Solar | 40 | FIDD_P | 28.2 | 0 | 0.64 | 20.17
CE | Solar | 40 | FLEE_1 | 91.82 | 0 | 2.08 | 65.67
CE | Solar | 40 | FOUR_1 | 33.71 | 0 | 0.76 | 24.11
CE | Solar | 40 | FRAS_P | 1.36 | 0 | 0.03 | 0.97
CE | Solar | 40 | FROD_1 | 11.47 | 0 | 0.26 | 8.2
CE | Solar | 40 | FWIL_P | 24.21 | 0 | 0.55 | 17.31
CE | Solar | 40 | GALA | 3.26 | 0 | 0.07 | 2.33
CE | Solar | 40 | GIFF | 3.26 | 0 | 0.07 | 2.33
CE | Solar | 40 | GLLE | 3.26 | 0 | 0.07 | 2.33
CE | Solar | 40 | GLLU | 3.26 | 0 | 0.07 | 2.33
CE | Solar | 40 | GLNI | 28.06 | 0 | 0.63 | 20.07
CE | Solar | 40 | GLRO | 28.06 | 0 | 0.63 | 20.07
CE | Solar | 40 | GREE_H | 4.09 | 0 | 0.09 | 2.93
CE | Solar | 40 | GREN_1 | 543.71 | 0 | 12.29 | 388.86
CE | Solar | 40 | GRIW_1 | 99.77 | 0 | 2.25 | 71.36
CE | Solar | 40 | GRUB_P | 16.81 | 0 | 0.38 | 12.02
CE | Solar | 40 | G_EXTRA_11 | 3.26 | 0 | 0.07 | 2.33
CE | Solar | 40 | G_EXTRA_2 | 3.26 | 0 | 0.07 | 2.33
CE | Solar | 40 | G_EXTRA_5 | 3.26 | 0 | 0.07 | 2.33
CE | Solar | 40 | G_EXTRA_7 | 28.06 | 0 | 0.63 | 20.07
CE | Solar | 40 | G_EXTRA_9 | 3.26 | 0 | 0.07 | 2.33
CE | Solar | 40 | HACK_1 | 5.62 | 0 | 0.13 | 4.02
CE | Solar | 40 | HACK_6 | 5.62 | 0 | 0.13 | 4.02
CE | Solar | 40 | HAMHC1 | 55.62 | 0 | 1.26 | 39.78
CE | Solar | 40 | HARK_1 | 90.7 | 0 | 2.05 | 64.87
CE | Solar | 40 | HARM_6 | 8.43 | 0 | 0.19 | 6.03
CE | Solar | 40 | HAWI | 3.26 | 0 | 0.07 | 2.33
CE | Solar | 40 | HAWP_6 | 14.33 | 0 | 0.32 | 10.25
CE | Solar | 40 | HEYS1 | 33.71 | 0 | 0.76 | 24.11
CE | Solar | 40 | HEYS_1 | 59.72 | 0 | 1.35 | 42.71
CE | Solar | 40 | HUER | 3.26 | 0 | 0.07 | 2.33
CE | Solar | 40 | HURS_1 | 6.42 | 0 | 0.15 | 4.59
CE | Solar | 40 | HUTT_1 | 101.39 | 0 | 2.29 | 72.51
CE | Solar | 40 | IMPK_1 | 146.45 | 0 | 3.31 | 104.74
CE | Solar | 40 | INDQ1 | 485.65 | 0 | 10.98 | 347.34
CE | Solar | 40 | INKE | 28.06 | 0 | 0.63 | 20.07
CE | Solar | 40 | INNE_P | 4.23 | 0 | 0.1 | 3.03
CE | Solar | 40 | IROA1 | 266.98 | 0 | 6.03 | 190.94
CE | Solar | 40 | IRONB1 | 106.56 | 0 | 2.41 | 76.21
CE | Solar | 40 | IVER_1 | 4.99 | 0 | 0.11 | 3.57
CE | Solar | 40 | IVER_6 | 4.99 | 0 | 0.11 | 3.57
CE | Solar | 40 | JOHN | 3.26 | 0 | 0.07 | 2.33
CE | Solar | 40 | JORD_3 | 8.99 | 0 | 0.2 | 6.43
CE | Solar | 40 | KAIM | 3.26 | 0 | 0.07 | 2.33
CE | Solar | 40 | KEAD_1 | 82.23 | 0 | 1.86 | 58.81
CE | Solar | 40 | KEAR_1 | 5.62 | 0 | 0.13 | 4.02
CE | Solar | 40 | KEAR_3 | 17.77 | 0 | 0.4 | 12.71
CE | Solar | 40 | KEIT_P | 35.6 | 0 | 0.8 | 25.46
CE | Solar | 40 | KEMS_1 | 185.89 | 0 | 4.2 | 132.95
CE | Solar | 40 | KEOO | 3.26 | 0 | 0.07 | 2.33
CE | Solar | 40 | KIBY_1 | 1.79 | 0 | 0.04 | 1.28
CE | Solar | 40 | KIER | 28.06 | 0 | 0.63 | 20.07
CE | Solar | 40 | KIIN_P | 9.74 | 0 | 0.22 | 6.97
CE | Solar | 40 | KILS | 3.26 | 0 | 0.07 | 2.33
CE | Solar | 40 | KILT | 3.26 | 0 | 0.07 | 2.33
CE | Solar | 40 | KILW | 10.29 | 0 | 0.23 | 7.36
CE | Solar | 40 | KINO_1 | 77.29 | 0 | 1.75 | 55.28
CE | Solar | 40 | KINT_P | 27.49 | 0 | 0.62 | 19.66
CE | Solar | 40 | KIRKB1 | 5.62 | 0 | 0.13 | 4.02
CE | Solar | 40 | KITW_1 | 14.27 | 0 | 0.32 | 10.21
CE | Solar | 40 | KNAR | 28.91 | 0 | 0.65 | 20.68
CE | Solar | 40 | LACK_6 | 39.61 | 0 | 0.9 | 28.33
CE | Solar | 40 | LAIR_P | 9.49 | 0 | 0.21 | 6.79
CE | Solar | 40 | LALE1SG003 | 10.71 | 0 | 0.24 | 7.66
CE | Solar | 40 | LAND1 | 371.35 | 0 | 8.39 | 265.59
CE | Solar | 40 | LEGA_1 | 115.84 | 0 | 2.62 | 82.85
CE | Solar | 40 | LEVE | 28.06 | 0 | 0.63 | 20.07
CE | Solar | 40 | LING | 3.26 | 0 | 0.07 | 2.33
CE | Solar | 40 | LINM | 3.26 | 0 | 0.07 | 2.33
CE | Solar | 40 | LISD_1 | 2.94 | 0 | 0.07 | 2.1
CE | Solar | 40 | LITT_C | 6.42 | 0 | 0.15 | 4.59
CE | Solar | 40 | LITT_J | 6.42 | 0 | 0.15 | 4.59
CE | Solar | 40 | LODR_6 | 4.09 | 0 | 0.09 | 2.93
CE | Solar | 40 | LOUD_H | 4.99 | 0 | 0.11 | 3.57
CE | Solar | 40 | LOVE_1 | 286.67 | 0 | 6.48 | 205.03
CE | Solar | 40 | LUNA_P | 0.85 | 0 | 0.02 | 0.61
CE | Solar | 40 | MACC_3 | 34.27 | 0 | 0.77 | 24.51
CE | Solar | 40 | MACD_P | 30.98 | 0 | 0.7 | 22.16
CE | Solar | 40 | MAGA_6 | 52.36 | 0 | 1.18 | 37.45
CE | Solar | 40 | MANN_1 | 486.07 | 0 | 10.99 | 347.64
CE | Solar | 40 | MAYB | 3.26 | 0 | 0.07 | 2.33
CE | Solar | 40 | MELK_1 | 480.04 | 0 | 10.85 | 343.32
CE | Solar | 40 | MILC_P | 11.26 | 0 | 0.25 | 8.05
CE | Solar | 40 | MILH_1 | 16.78 | 0 | 0.38 | 12
CE | Solar | 40 | MITY_1 | 735.96 | 0 | 16.63 | 526.36
CE | Solar | 40 | MYBS_P | 23 | 0 | 0.52 | 16.45
CE | Solar | 40 | NEAR | 3.26 | 0 | 0.07 | 2.33
CE | Solar | 40 | NECE_1 | 25.68 | 0 | 0.58 | 18.37
CE | Solar | 40 | NEEP_3 | 8.99 | 0 | 0.2 | 6.43
CE | Solar | 40 | NETS | 3.26 | 0 | 0.07 | 2.33
CE | Solar | 40 | NEWX_6 | 14.98 | 0 | 0.34 | 10.71
CE | Solar | 40 | NFLE | 98.99 | 0 | 2.24 | 70.8
CE | Solar | 40 | NHYD_6 | 4.99 | 0 | 0.11 | 3.57
CE | Solar | 40 | NINF_1 | 101.09 | 0 | 2.28 | 72.3
CE | Solar | 40 | NORL_3 | 8.99 | 0 | 0.2 | 6.43
CE | Solar | 40 | NORM_1 | 637.5 | 0 | 14.41 | 455.94
CE | Solar | 40 | NORT_1 | 42.43 | 0 | 0.96 | 30.35
CE | Solar | 40 | NURS_1 | 313.92 | 0 | 7.09 | 224.52
CE | Solar | 40 | OCKH_1 | 12.84 | 0 | 0.29 | 9.18
CE | Solar | 40 | OFFE_3 | 8.43 | 0 | 0.19 | 6.03
CE | Solar | 40 | OLDB_1 | 12.84 | 0 | 0.29 | 9.18
CE | Solar | 40 | OSBA_1 | 31.46 | 0 | 0.71 | 22.5
CE | Solar | 40 | PADIB1 | 28.36 | 0 | 0.64 | 20.28
CE | Solar | 40 | PELH_1 | 198.66 | 0 | 4.49 | 142.08
CE | Solar | 40 | PEMB_1 | 397.97 | 0 | 8.99 | 284.63
CE | Solar | 40 | PENE_1 | 22.47 | 0 | 0.51 | 16.07
CE | Solar | 40 | PENN_1 | 5.9 | 0 | 0.13 | 4.22
CE | Solar | 40 | PENT_1 | 162.61 | 0 | 3.67 | 116.3
CE | Solar | 40 | PENW_1 | 71.8 | 0 | 1.62 | 51.35
CE | Solar | 40 | PERI_H | 4.09 | 0 | 0.09 | 2.93
CE | Solar | 40 | PERS_P | 10.8 | 0 | 0.24 | 7.72
CE | Solar | 40 | PITS_3 | 8.99 | 0 | 0.2 | 6.43
CE | Solar | 40 | POOB | 3.26 | 0 | 0.07 | 2.33
CE | Solar | 40 | POPP_3 | 23.04 | 0 | 0.52 | 16.48
CE | Solar | 40 | PORA_P | 26.47 | 0 | 0.6 | 18.93
CE | Solar | 40 | PORD | 28.06 | 0 | 0.63 | 20.07
CE | Solar | 40 | PYLE_1 | 62.41 | 0 | 1.41 | 44.64
CE | Solar | 40 | QUOI_P | 2.92 | 0 | 0.07 | 2.09
CE | Solar | 40 | RAIN_1 | 3.07 | 0 | 0.07 | 2.2
CE | Solar | 40 | RANN_P | 12.87 | 0 | 0.29 | 9.2
CE | Solar | 40 | RASS_1 | 174.09 | 0 | 3.93 | 124.51
CE | Solar | 40 | RATS_1 | 127.97 | 0 | 2.89 | 91.52
CE | Solar | 40 | RAYL_1 | 134.38 | 0 | 3.04 | 96.11
CE | Solar | 40 | REBR_3 | 5.62 | 0 | 0.13 | 4.02
CE | Solar | 40 | REDH | 39.75 | 0 | 0.9 | 28.43
CE | Solar | 40 | REDM_P | 9.73 | 0 | 0.22 | 6.96
CE | Solar | 40 | RICH1 | 126.72 | 0 | 2.86 | 90.63
CE | Solar | 40 | ROCH_1 | 8.45 | 0 | 0.19 | 6.04
CE | Solar | 40 | RUGEB1 | 84.23 | 0 | 1.9 | 60.24
CE | Solar | 40 | RYEH_1 | 44.94 | 0 | 1.02 | 32.14
CE | Solar | 40 | SALH_1 | 45.43 | 0 | 1.03 | 32.49
CE | Solar | 40 | SALT_1 | 37.13 | 0 | 0.84 | 26.56
CE | Solar | 40 | SBAR | 97.16 | 0 | 2.2 | 69.49
CE | Solar | 40 | SEAB1 | 236.26 | 0 | 5.34 | 168.97
CE | Solar | 40 | SELL_1 | 159.94 | 0 | 3.61 | 114.39
CE | Solar | 40 | SFEG_P | 15.67 | 0 | 0.35 | 11.21
CE | Solar | 40 | SFIL_P | 6.27 | 0 | 0.14 | 4.48
CE | Solar | 40 | SHEC_3 | 8.99 | 0 | 0.2 | 6.43
CE | Solar | 40 | SHRW_1 | 193.58 | 0 | 4.37 | 138.45
CE | Solar | 40 | SIGH | 3.26 | 0 | 0.07 | 2.33
CE | Solar | 40 | SJOW_1 | 4.09 | 0 | 0.09 | 2.93
CE | Solar | 40 | SKLGB1 | 11.51 | 0 | 0.26 | 8.23
CE | Solar | 40 | SLOY_P | 1.69 | 0 | 0.04 | 1.21
CE | Solar | 40 | SMAN_1 | 7.49 | 0 | 0.17 | 5.36
CE | Solar | 40 | SPEN_1 | 50.8 | 0 | 1.15 | 36.33
CE | Solar | 40 | SSHI_3 | 8.43 | 0 | 0.19 | 6.03
CE | Solar | 40 | STAH_1 | 33.63 | 0 | 0.76 | 24.05
CE | Solar | 40 | STAL_1 | 22.47 | 0 | 0.51 | 16.07
CE | Solar | 40 | STAY_1 | 373.79 | 0 | 8.45 | 267.33
CE | Solar | 40 | STEN_1 | 22.47 | 0 | 0.51 | 16.07
CE | Solar | 40 | STES_1 | 28.36 | 0 | 0.64 | 20.28
CE | Solar | 40 | STHA | 3.26 | 0 | 0.07 | 2.33
CE | Solar | 40 | STIR | 28.06 | 0 | 0.63 | 20.07
CE | Solar | 40 | STLE | 28.06 | 0 | 0.63 | 20.07
CE | Solar | 40 | STRI_P | 22.15 | 0 | 0.5 | 15.84
CE | Solar | 40 | SUND_1 | 143.04 | 0 | 3.23 | 102.3
CE | Solar | 40 | SWAN_1 | 262.43 | 0 | 5.93 | 187.69
CE | Solar | 40 | TARL_P | 9.11 | 0 | 0.21 | 6.52
CE | Solar | 40 | TAUN1 | 136.15 | 0 | 3.08 | 97.37
CE | Solar | 40 | TAYN_P | 19.98 | 0 | 0.45 | 14.29
CE | Solar | 40 | TELR | 3.26 | 0 | 0.07 | 2.33
CE | Solar | 40 | TEMP_3 | 8.99 | 0 | 0.2 | 6.43
CE | Solar | 40 | THOM_6 | 37.33 | 0 | 0.84 | 26.7
CE | Solar | 40 | THSO_P | 44.49 | 0 | 1.01 | 31.82
CE | Solar | 40 | THUR_6 | 8.99 | 0 | 0.2 | 6.43
CE | Solar | 40 | TILBB_1 | 112.95 | 0 | 2.55 | 80.78
CE | Solar | 40 | TONG | 3.26 | 0 | 0.07 | 2.33
CE | Solar | 40 | TOTT_1 | 5.62 | 0 | 0.13 | 4.02
CE | Solar | 40 | TRAW_1 | 40.33 | 0 | 0.91 | 28.84
CE | Solar | 40 | TUMB_P | 4.57 | 0 | 0.1 | 3.27
CE | Solar | 40 | TYNE_1 | 8.43 | 0 | 0.19 | 6.03
CE | Solar | 40 | TYNE_2 | 8.43 | 0 | 0.19 | 6.03
CE | Solar | 40 | UPPB_1 | 41.73 | 0 | 0.94 | 29.85
CE | Solar | 40 | UPPB_3 | 40.97 | 0 | 0.93 | 29.3
CE | Solar | 40 | USKM_1 | 50.42 | 0 | 1.14 | 36.06
CE | Solar | 40 | WALH_1 | 222.34 | 0 | 5.02 | 159.02
CE | Solar | 40 | WALP_1 | 114.45 | 0 | 2.59 | 81.85
CE | Solar | 40 | WALP_B | 302.65 | 0 | 6.84 | 216.46
CE | Solar | 40 | WARL_1 | 125.81 | 0 | 2.84 | 89.98
CE | Solar | 40 | WASF_1 | 5.89 | 0 | 0.13 | 4.21
CE | Solar | 40 | WATFS_1 | 4.99 | 0 | 0.11 | 3.57
CE | Solar | 40 | WBOL_6 | 13.99 | 0 | 0.32 | 10.01
CE | Solar | 40 | WBUR_1 | 210.96 | 0 | 4.77 | 150.88
CE | Solar | 40 | WFIE | 28.06 | 0 | 0.63 | 20.07
CE | Solar | 40 | WHAM_1 | 5.62 | 0 | 0.13 | 4.02
CE | Solar | 40 | WHGA_1 | 5.62 | 0 | 0.13 | 4.02
CE | Solar | 40 | WIBA_3 | 8.99 | 0 | 0.2 | 6.43
CE | Solar | 40 | WIEN_1 | 12.84 | 0 | 0.29 | 9.18
CE | Solar | 40 | WILL_1 | 82.12 | 0 | 1.86 | 58.73
CE | Solar | 40 | WIMBN1 | 14.98 | 0 | 0.34 | 10.71
CE | Solar | 40 | WIMBS1 | 14.98 | 0 | 0.34 | 10.71
CE | Solar | 40 | WISD_1 | 4.09 | 0 | 0.09 | 2.93
CE | Solar | 40 | WISD_6 | 4.09 | 0 | 0.09 | 2.93
CE | Solar | 40 | WISH | 3.26 | 0 | 0.07 | 2.33
CE | Solar | 40 | WMEL_1 | 8.99 | 0 | 0.2 | 6.43
CE | Solar | 40 | WTHU31 | 5.62 | 0 | 0.13 | 4.02
CE | Solar | 40 | WWEY_1 | 8.78 | 0 | 0.2 | 6.28
CE | Solar | 40 | WYLF_1 | 67.41 | 0 | 1.52 | 48.21
CE | Solar | 40 | WYMOM_1 | 71.77 | 0 | 1.62 | 51.33
CE | Wind | 17 | ABNE_P | 9.95 | 2.45 | 3.89 | 5.83
CE | Wind | 17 | ALNE_P | 4.6 | 1.13 | 1.8 | 2.7
CE | Wind | 17 | ALVE1 | 96.66 | 23.78 | 37.79 | 56.65
CE | Wind | 17 | ARMO_P | 24.6 | 6.05 | 9.62 | 14.42
CE | Wind | 17 | BAGA | 49.94 | 12.29 | 19.53 | 29.27
CE | Wind | 17 | BARKC1 | 10.89 | 2.68 | 4.26 | 6.38
CE | Wind | 17 | BERW | 105.24 | 25.89 | 41.15 | 61.68
CE | Wind | 17 | BICF_1 | 239.8 | 58.99 | 151.27 | 175.48
CE | Wind | 17 | BIRK_1 | 180 | 44.28 | 123.62 | 137.84
CE | Wind | 17 | BLYTB1 | 91.48 | 22.5 | 48.05 | 61.08
CE | Wind | 17 | BLYTH132 | 104.85 | 25.79 | 41 | 61.45
CE | Wind | 17 | BONN | 16.37 | 4.03 | 6.4 | 9.6
CE | Wind | 17 | BRAW_1 | 18.32 | 4.51 | 7.16 | 10.74
CE | Wind | 17 | BRFO_1 | 27.52 | 6.77 | 14.31 | 18.29
CE | Wind | 17 | BRLE_1 | 2.04 | 0.5 | 0.8 | 1.19
CE | Wind | 17 | BURM_1 | 26.47 | 6.51 | 10.35 | 15.51
CE | Wind | 17 | BUSH_1 | 4.07 | 1 | 1.59 | 2.39
CE | Wind | 17 | CANTN1 | 143.3 | 35.25 | 98.42 | 109.74
CE | Wind | 17 | CARE_1 | 2.34 | 0.58 | 0.92 | 1.37
CE | Wind | 17 | CHAP | 25.35 | 6.24 | 9.91 | 14.86
CE | Wind | 17 | CHTE_1 | 13.79 | 3.39 | 5.39 | 8.08
CE | Wind | 17 | CONQA1 | 40.06 | 9.85 | 15.66 | 23.48
CE | Wind | 17 | COUA_P | 6.4 | 1.57 | 2.5 | 3.75
CE | Wind | 17 | COVE_1 | 14.25 | 3.51 | 5.57 | 8.35
CE | Wind | 17 | COYL | 66.73 | 16.42 | 26.09 | 39.11
CE | Wind | 17 | CREB_1 | 130.71 | 32.15 | 51.11 | 76.61
CE | Wind | 17 | CUMB | 4.12 | 1.01 | 1.61 | 2.41
CE | Wind | 17 | DEVO | 71.36 | 17.56 | 27.9 | 41.83
CE | Wind | 17 | DOUN_P | 12.61 | 3.1 | 4.93 | 7.39
CE | Wind | 17 | DRAX_1 | 96.15 | 23.65 | 37.59 | 56.35
CE | Wind | 17 | DUNB | 14.23 | 3.5 | 5.56 | 8.34
CE | Wind | 17 | DYCE_P | 17.4 | 4.28 | 6.8 | 10.2
CE | Wind | 17 | EASO_1 | 109.23 | 26.87 | 42.71 | 64.02
CE | Wind | 17 | ECCL | 29.45 | 7.25 | 11.52 | 17.26
CE | Wind | 17 | ECLA_1 | 2.04 | 0.5 | 0.8 | 1.19
CE | Wind | 17 | EKIS | 69.41 | 17.07 | 27.14 | 40.68
CE | Wind | 17 | ELLA_1 | 7.63 | 1.88 | 2.99 | 4.47
CE | Wind | 17 | ENDE_1 | 34.71 | 8.54 | 13.57 | 20.35
CE | Wind | 17 | FECK_6 | 1.32 | 0.33 | 0.52 | 0.78
CE | Wind | 17 | FIDD_P | 45.39 | 11.17 | 17.75 | 26.6
CE | Wind | 17 | FOUR_1 | 111.52 | 27.43 | 43.6 | 65.36
CE | Wind | 17 | FRAS_P | 1.6 | 0.39 | 0.63 | 0.94
CE | Wind | 17 | FROD_1 | 51.26 | 12.61 | 20.04 | 30.04
CE | Wind | 17 | GALA | 17.71 | 4.36 | 6.93 | 10.38
CE | Wind | 17 | GIFF | 4.53 | 1.11 | 1.77 | 2.66
CE | Wind | 17 | GLLU | 76.31 | 18.77 | 29.84 | 44.72
CE | Wind | 17 | GLNI | 34.14 | 8.4 | 13.35 | 20.01
CE | Wind | 17 | GREN_1 | 166.85 | 41.04 | 65.24 | 97.79
CE | Wind | 17 | GRIW_1 | 77.37 | 19.03 | 30.25 | 45.35
CE | Wind | 17 | G_EXTRA_11 | 22.66 | 5.57 | 8.86 | 13.28
CE | Wind | 17 | G_EXTRA_12 | 11.18 | 2.75 | 4.37 | 6.55
CE | Wind | 17 | G_EXTRA_2 | 18.54 | 4.56 | 7.25 | 10.86
CE | Wind | 17 | G_EXTRA_8 | 55.51 | 13.65 | 21.7 | 32.53
CE | Wind | 17 | G_EXTRA_9 | 47.37 | 11.65 | 18.52 | 27.76
CE | Wind | 17 | HARK_1 | 75.39 | 18.55 | 29.48 | 44.19
CE | Wind | 17 | HARM_6 | 25.89 | 6.37 | 10.12 | 15.17
CE | Wind | 17 | HAWI | 16.48 | 4.05 | 6.44 | 9.66
CE | Wind | 17 | HAWP_6 | 36.14 | 8.89 | 14.13 | 21.18
CE | Wind | 17 | HEYS_1 | 60.79 | 14.96 | 23.77 | 35.63
CE | Wind | 17 | HUER | 24 | 5.9 | 16.48 | 18.38
CE | Wind | 17 | HUTT_1 | 79.81 | 19.63 | 31.21 | 46.78
CE | Wind | 17 | INDQ1 | 91.11 | 22.41 | 35.62 | 53.4
CE | Wind | 17 | INKE | 1.65 | 0.41 | 0.64 | 0.97
CE | Wind | 17 | IROA1 | 7.02 | 1.73 | 2.75 | 4.12
CE | Wind | 17 | KEAD_1 | 127.25 | 31.3 | 49.75 | 74.58
CE | Wind | 17 | KEIT_P | 23.09 | 5.68 | 9.03 | 13.53
CE | Wind | 17 | KEMS_1 | 13.03 | 3.21 | 5.09 | 7.64
CE | Wind | 17 | KILS | 14.73 | 3.62 | 5.76 | 8.63
CE | Wind | 17 | KILT | 5.15 | 1.27 | 2.01 | 3.02
CE | Wind | 17 | KINT_P | 28.2 | 6.94 | 11.03 | 16.53
CE | Wind | 17 | KIRKB1 | 16.29 | 4.01 | 6.37 | 9.55
CE | Wind | 17 | LACK_6 | 62.1 | 15.28 | 42.65 | 47.56
CE | Wind | 17 | LAIR_P | 7.5 | 1.85 | 2.93 | 4.4
CE | Wind | 17 | LAND1 | 7.74 | 1.9 | 3.03 | 4.53
CE | Wind | 17 | LEVE | 8.54 | 2.1 | 5.41 | 6.27
CE | Wind | 17 | LING | 62.35 | 15.34 | 24.38 | 36.55
CE | Wind | 17 | LINM | 82.28 | 20.24 | 32.17 | 48.22
CE | Wind | 17 | LISD_1 | 13.84 | 3.41 | 5.41 | 8.11
CE | Wind | 17 | MACD_P | 34 | 8.36 | 13.29 | 19.93
CE | Wind | 17 | MAGA_6 | 8.14 | 2 | 3.18 | 4.77
CE | Wind | 17 | MELK_1 | 2.04 | 0.5 | 0.8 | 1.19
CE | Wind | 17 | MILC_P | 4 | 0.98 | 1.56 | 2.34
CE | Wind | 17 | MITY_1 | 6.62 | 1.63 | 2.59 | 3.88
CE | Wind | 17 | MYBS_P | 25.59 | 6.3 | 10.01 | 15
CE | Wind | 17 | NEAR | 2.37 | 0.58 | 0.93 | 1.39
CE | Wind | 17 | NEEP_3 | 19.75 | 4.86 | 7.72 | 11.57
CE | Wind | 17 | NINF_1 | 7.63 | 1.88 | 2.99 | 4.47
CE | Wind | 17 | NORM_1 | 85.3 | 20.98 | 51.1 | 60.77
CE | Wind | 17 | NORT_1 | 49.68 | 12.22 | 19.42 | 29.12
CE | Wind | 17 | OFFE_3 | 5.25 | 1.29 | 2.05 | 3.08
CE | Wind | 17 | PADIB1 | 53.55 | 13.17 | 20.94 | 31.38
CE | Wind | 17 | PEMB_1 | 28.4 | 6.99 | 11.11 | 16.65
CE | Wind | 17 | PENT_1 | 75.88 | 18.67 | 47.42 | 55.26
CE | Wind | 17 | POOB | 6.18 | 1.52 | 2.42 | 3.62
CE | Wind | 17 | PORA_P | 15.9 | 3.91 | 6.22 | 9.32
CE | Wind | 17 | PYLE_1 | 124.45 | 30.61 | 48.66 | 72.94
CE | Wind | 17 | RAIN_1 | 1.02 | 0.25 | 0.4 | 0.6
CE | Wind | 17 | RASS_1 | 14.15 | 3.48 | 5.53 | 8.29
CE | Wind | 17 | RATS_1 | 10.79 | 2.65 | 4.22 | 6.32
CE | Wind | 17 | RAYL_1 | 59.76 | 14.7 | 23.36 | 35.02
CE | Wind | 17 | REDH | 26.16 | 6.43 | 10.23 | 15.33
CE | Wind | 17 | REDM_P | 11.49 | 2.83 | 4.49 | 6.73
CE | Wind | 17 | ROCH_1 | 116.97 | 28.77 | 45.73 | 68.55
CE | Wind | 17 | SALH_1 | 14.25 | 3.51 | 5.57 | 8.35
CE | Wind | 17 | SALT_1 | 63.22 | 15.55 | 24.72 | 37.05
CE | Wind | 17 | SBAR | 1.53 | 0.38 | 0.6 | 0.89
CE | Wind | 17 | SEAB1 | 28.71 | 7.06 | 11.22 | 16.83
CE | Wind | 17 | SELL_1 | 60.88 | 14.98 | 23.8 | 35.68
CE | Wind | 17 | SFEG_P | 18.5 | 4.55 | 7.23 | 10.84
CE | Wind | 17 | SHRW_1 | 65.2 | 16.04 | 25.49 | 38.22
CE | Wind | 17 | SKLGB1 | 10.43 | 2.57 | 4.08 | 6.12
CE | Wind | 17 | SPEN_1 | 32.58 | 8.01 | 12.74 | 19.09
CE | Wind | 17 | STAY_1 | 31.05 | 7.64 | 12.14 | 18.2
CE | Wind | 17 | STES_1 | 29.4 | 7.23 | 11.5 | 17.23
CE | Wind | 17 | STHA | 12.56 | 3.09 | 4.91 | 7.36
CE | Wind | 17 | STIR | 20.6 | 5.07 | 8.05 | 12.07
CE | Wind | 17 | STLE | 23.17 | 5.7 | 9.06 | 13.58
CE | Wind | 17 | STRI_P | 21.7 | 5.34 | 8.48 | 12.72
CE | Wind | 17 | SUND_1 | 3.87 | 0.95 | 1.51 | 2.27
CE | Wind | 17 | SWAN_1 | 96.3 | 23.69 | 37.65 | 56.44
CE | Wind | 17 | TARL_P | 4.4 | 1.08 | 1.72 | 2.58
CE | Wind | 17 | TAYN_P | 8 | 1.97 | 3.13 | 4.69
CE | Wind | 17 | THOM_6 | 61.28 | 15.08 | 23.96 | 35.92
CE | Wind | 17 | THSO_P | 47.2 | 11.61 | 18.46 | 27.66
CE | Wind | 17 | THUR_6 | 27.38 | 6.74 | 10.71 | 16.05
CE | Wind | 17 | TILBB_1 | 9.37 | 2.3 | 3.66 | 5.49
CE | Wind | 17 | TONG | 2.47 | 0.61 | 0.97 | 1.45
CE | Wind | 17 | TRAW_1 | 158.81 | 39.07 | 62.09 | 93.08
CE | Wind | 17 | UPPB_1 | 76.96 | 18.93 | 30.09 | 45.11
CE | Wind | 17 | UPPB_3 | 27.89 | 6.86 | 10.91 | 16.35
CE | Wind | 17 | USKM_1 | 6.41 | 1.58 | 2.51 | 3.76
CE | Wind | 17 | WALP_1 | 179.42 | 44.14 | 70.15 | 105.16
CE | Wind | 17 | WALP_B | 17.1 | 4.21 | 6.69 | 10.02
CE | Wind | 17 | WARL_1 | 1.02 | 0.25 | 0.4 | 0.6
CE | Wind | 17 | WASF_1 | 2.29 | 0.56 | 0.9 | 1.34
CE | Wind | 17 | WFIE | 17.61 | 4.33 | 6.89 | 10.32
CE | Wind | 17 | WILL_1 | 5.09 | 1.25 | 1.99 | 2.98
CE | Wind | 17 | WISH | 12.98 | 3.19 | 5.07 | 7.6
CE | Wind | 17 | WMEL_1 | 8.7 | 2.14 | 3.4 | 5.1
CE | Wind | 17 | WYLF_1 | 38.48 | 9.47 | 15.05 | 22.55
CE | Wind | 18 | ABNE_P | 10.13 | 2.49 | 3.96 | 5.94
CE | Wind | 18 | ALNE_P | 4.68 | 1.15 | 1.83 | 2.74
CE | Wind | 18 | ALVE1 | 100.04 | 24.61 | 39.12 | 58.63
CE | Wind | 18 | ARMO_P | 25.04 | 6.16 | 9.79 | 14.68
CE | Wind | 18 | BAGA | 50.48 | 12.42 | 19.74 | 29.58
CE | Wind | 18 | BARKC1 | 11.27 | 2.77 | 4.41 | 6.61
CE | Wind | 18 | BERW | 106.36 | 26.17 | 41.59 | 62.34
CE | Wind | 18 | BICF_1 | 241.39 | 59.38 | 151.89 | 176.41
CE | Wind | 18 | BIRK_1 | 180 | 44.28 | 123.62 | 137.84
CE | Wind | 18 | BLYTB1 | 93.23 | 22.94 | 48.73 | 62.1
CE | Wind | 18 | BLYTH132 | 108.52 | 26.7 | 42.43 | 63.61
CE | Wind | 18 | BONN | 16.55 | 4.07 | 6.47 | 9.7
CE | Wind | 18 | BRAW_1 | 18.97 | 4.67 | 7.42 | 11.12
CE | Wind | 18 | BRFO_1 | 28.07 | 6.9 | 14.52 | 18.61
CE | Wind | 18 | BRLE_1 | 2.11 | 0.52 | 0.82 | 1.24
CE | Wind | 18 | BURM_1 | 27.39 | 6.74 | 10.71 | 16.06
CE | Wind | 18 | BUSH_1 | 4.21 | 1.04 | 1.65 | 2.47
CE | Wind | 18 | CANTN1 | 143.3 | 35.25 | 98.42 | 109.74
CE | Wind | 18 | CARE_1 | 2.42 | 0.6 | 0.95 | 1.42
CE | Wind | 18 | CHAP | 25.62 | 6.3 | 10.02 | 15.01
CE | Wind | 18 | CHTE_1 | 14.28 | 3.51 | 5.58 | 8.37
CE | Wind | 18 | CONQA1 | 41.46 | 10.2 | 16.21 | 24.3
CE | Wind | 18 | COUA_P | 6.52 | 1.6 | 2.55 | 3.82
CE | Wind | 18 | COVE_1 | 14.75 | 3.63 | 5.77 | 8.65
CE | Wind | 18 | COYL | 67.44 | 16.59 | 26.37 | 39.53
CE | Wind | 18 | CREB_1 | 135.29 | 33.28 | 52.9 | 79.29
CE | Wind | 18 | CUMB | 4.16 | 1.02 | 1.63 | 2.44
CE | Wind | 18 | DEVO | 72.12 | 17.74 | 28.2 | 42.27
CE | Wind | 18 | DOUN_P | 12.84 | 3.16 | 5.02 | 7.52
CE | Wind | 18 | DRAX_1 | 99.52 | 24.48 | 38.91 | 58.33
CE | Wind | 18 | DUNB | 14.38 | 3.54 | 5.62 | 8.43
CE | Wind | 18 | DYCE_P | 17.71 | 4.36 | 6.93 | 10.38
CE | Wind | 18 | EASO_1 | 113.05 | 27.81 | 44.2 | 66.26
CE | Wind | 18 | ECCL | 29.77 | 7.32 | 11.64 | 17.45
CE | Wind | 18 | ECLA_1 | 2.11 | 0.52 | 0.82 | 1.24
CE | Wind | 18 | EKIS | 70.15 | 17.26 | 27.43 | 41.11
CE | Wind | 18 | ELLA_1 | 7.9 | 1.94 | 3.09 | 4.63
CE | Wind | 18 | ENDE_1 | 35.93 | 8.84 | 14.05 | 21.06
CE | Wind | 18 | FECK_6 | 1.37 | 0.34 | 0.54 | 0.8
CE | Wind | 18 | FIDD_P | 46.21 | 11.37 | 18.07 | 27.08
CE | Wind | 18 | FOUR_1 | 115.43 | 28.39 | 45.13 | 67.65
CE | Wind | 18 | FRAS_P | 1.63 | 0.4 | 0.64 | 0.95
CE | Wind | 18 | FROD_1 | 53.05 | 13.05 | 20.74 | 31.09
CE | Wind | 18 | GALA | 17.9 | 4.4 | 7 | 10.49
CE | Wind | 18 | GIFF | 4.58 | 1.13 | 1.79 | 2.68
CE | Wind | 18 | GLLU | 77.12 | 18.97 | 30.15 | 45.2
CE | Wind | 18 | GLNI | 34.5 | 8.49 | 13.49 | 20.22
CE | Wind | 18 | GREN_1 | 172.69 | 42.48 | 67.52 | 101.21
CE | Wind | 18 | GRIW_1 | 80.08 | 19.7 | 31.31 | 46.93
CE | Wind | 18 | G_EXTRA_11 | 22.9 | 5.63 | 8.95 | 13.42
CE | Wind | 18 | G_EXTRA_12 | 11.38 | 2.8 | 4.45 | 6.67
CE | Wind | 18 | G_EXTRA_2 | 18.73 | 4.61 | 7.32 | 10.98
CE | Wind | 18 | G_EXTRA_8 | 56.1 | 13.8 | 21.93 | 32.88
CE | Wind | 18 | G_EXTRA_9 | 47.87 | 11.78 | 18.72 | 28.06
CE | Wind | 18 | HARK_1 | 78.03 | 19.2 | 30.51 | 45.73
CE | Wind | 18 | HARM_6 | 26.79 | 6.59 | 10.48 | 15.7
CE | Wind | 18 | HAWI | 16.65 | 4.1 | 6.51 | 9.76
CE | Wind | 18 | HAWP_6 | 37.4 | 9.2 | 14.62 | 21.92
CE | Wind | 18 | HEYS_1 | 62.92 | 15.48 | 24.6 | 36.88
CE | Wind | 18 | HUER | 24 | 5.9 | 16.48 | 18.38
CE | Wind | 18 | HUTT_1 | 82.6 | 20.32 | 32.3 | 48.41
CE | Wind | 18 | INDQ1 | 94.3 | 23.2 | 36.87 | 55.27
CE | Wind | 18 | INKE | 1.67 | 0.41 | 0.65 | 0.98
CE | Wind | 18 | IROA1 | 7.27 | 1.79 | 2.84 | 4.26
CE | Wind | 18 | KEAD_1 | 131.7 | 32.4 | 51.5 | 77.19
CE | Wind | 18 | KEIT_P | 23.51 | 5.78 | 9.19 | 13.78
CE | Wind | 18 | KEMS_1 | 13.49 | 3.32 | 5.27 | 7.9
CE | Wind | 18 | KILS | 14.88 | 3.66 | 5.82 | 8.72
CE | Wind | 18 | KILT | 5.2 | 1.28 | 2.03 | 3.05
CE | Wind | 18 | KINT_P | 28.71 | 7.06 | 11.22 | 16.83
CE | Wind | 18 | KIRKB1 | 16.86 | 4.15 | 6.59 | 9.88
CE | Wind | 18 | LACK_6 | 62.1 | 15.28 | 42.65 | 47.56
CE | Wind | 18 | LAIR_P | 7.64 | 1.88 | 2.99 | 4.47
CE | Wind | 18 | LAND1 | 8.01 | 1.97 | 3.13 | 4.69
CE | Wind | 18 | LEVE | 8.56 | 2.11 | 5.42 | 6.28
CE | Wind | 18 | LING | 63.02 | 15.5 | 24.64 | 36.93
CE | Wind | 18 | LINM | 83.16 | 20.46 | 32.51 | 48.74
CE | Wind | 18 | LISD_1 | 14.33 | 3.53 | 5.6 | 8.4
CE | Wind | 18 | MACD_P | 34.61 | 8.51 | 13.53 | 20.29
CE | Wind | 18 | MAGA_6 | 8.43 | 2.07 | 3.3 | 4.94
CE | Wind | 18 | MELK_1 | 2.11 | 0.52 | 0.82 | 1.24
CE | Wind | 18 | MILC_P | 4.07 | 1 | 1.59 | 2.39
CE | Wind | 18 | MITY_1 | 6.85 | 1.68 | 2.68 | 4.01
CE | Wind | 18 | MYBS_P | 26.05 | 6.41 | 10.19 | 15.27
CE | Wind | 18 | NEAR | 2.39 | 0.59 | 0.94 | 1.4
CE | Wind | 18 | NEEP_3 | 20.44 | 5.03 | 7.99 | 11.98
CE | Wind | 18 | NINF_1 | 7.9 | 1.94 | 3.09 | 4.63
CE | Wind | 18 | NORM_1 | 86.18 | 21.2 | 51.45 | 61.29
CE | Wind | 18 | NORT_1 | 51.42 | 12.65 | 20.1 | 30.14
CE | Wind | 18 | OFFE_3 | 5.44 | 1.34 | 2.13 | 3.19
CE | Wind | 18 | PADIB1 | 55.42 | 13.63 | 21.67 | 32.48
CE | Wind | 18 | PEMB_1 | 29.4 | 7.23 | 11.49 | 17.23
CE | Wind | 18 | PENT_1 | 76.44 | 18.8 | 47.63 | 55.58
CE | Wind | 18 | POOB | 6.24 | 1.54 | 2.44 | 3.66
CE | Wind | 18 | PORA_P | 16.19 | 3.98 | 6.33 | 9.49
CE | Wind | 18 | PYLE_1 | 128.81 | 31.69 | 50.36 | 75.49
CE | Wind | 18 | RAIN_1 | 1.05 | 0.26 | 0.41 | 0.62
CE | Wind | 18 | RASS_1 | 14.65 | 3.6 | 5.73 | 8.58
CE | Wind | 18 | RATS_1 | 11.17 | 2.75 | 4.37 | 6.55
CE | Wind | 18 | RAYL_1 | 61.85 | 15.21 | 24.18 | 36.25
CE | Wind | 18 | REDH | 26.44 | 6.5 | 10.34 | 15.49
CE | Wind | 18 | REDM_P | 11.7 | 2.88 | 4.57 | 6.86
CE | Wind | 18 | ROCH_1 | 121.06 | 29.78 | 47.34 | 70.95
CE | Wind | 18 | SALH_1 | 14.75 | 3.63 | 5.77 | 8.65
CE | Wind | 18 | SALT_1 | 65.43 | 16.1 | 25.58 | 38.35
CE | Wind | 18 | SBAR | 1.58 | 0.39 | 0.62 | 0.93
CE | Wind | 18 | SEAB1 | 29.71 | 7.31 | 11.62 | 17.41
CE | Wind | 18 | SELL_1 | 63.01 | 15.5 | 24.64 | 36.93
CE | Wind | 18 | SFEG_P | 18.83 | 4.63 | 7.36 | 11.04
CE | Wind | 18 | SHRW_1 | 67.49 | 16.6 | 26.39 | 39.55
CE | Wind | 18 | SKLGB1 | 10.8 | 2.66 | 4.22 | 6.33
CE | Wind | 18 | SPEN_1 | 33.72 | 8.29 | 13.18 | 19.76
CE | Wind | 18 | STAY_1 | 32.14 | 7.91 | 12.57 | 18.83
CE | Wind | 18 | STES_1 | 30.43 | 7.49 | 11.9 | 17.83
CE | Wind | 18 | STHA | 12.7 | 3.12 | 4.96 | 7.44
CE | Wind | 18 | STIR | 20.82 | 5.12 | 8.14 | 12.2
CE | Wind | 18 | STLE | 23.42 | 5.76 | 9.16 | 13.72
CE | Wind | 18 | STRI_P | 22.09 | 5.43 | 8.64 | 12.95
CE | Wind | 18 | SUND_1 | 4 | 0.98 | 1.57 | 2.35
CE | Wind | 18 | SWAN_1 | 99.67 | 24.52 | 38.97 | 58.42
CE | Wind | 18 | TARL_P | 4.48 | 1.1 | 1.75 | 2.63
CE | Wind | 18 | TAYN_P | 8.14 | 2 | 3.18 | 4.77
CE | Wind | 18 | THOM_6 | 63.43 | 15.6 | 24.8 | 37.18
CE | Wind | 18 | THSO_P | 48.05 | 11.82 | 18.79 | 28.16
CE | Wind | 18 | THUR_6 | 28.34 | 6.97 | 11.08 | 16.61
CE | Wind | 18 | TILBB_1 | 9.69 | 2.38 | 3.79 | 5.68
CE | Wind | 18 | TONG | 2.5 | 0.61 | 0.98 | 1.46
CE | Wind | 18 | TRAW_1 | 164.37 | 40.43 | 64.27 | 96.34
CE | Wind | 18 | UPPB_1 | 79.65 | 19.6 | 31.14 | 46.69
CE | Wind | 18 | UPPB_3 | 28.87 | 7.1 | 11.29 | 16.92
CE | Wind | 18 | USKM_1 | 6.64 | 1.63 | 2.6 | 3.89
CE | Wind | 18 | WALP_1 | 185.7 | 45.68 | 72.61 | 108.84
CE | Wind | 18 | WALP_B | 17.7 | 4.35 | 6.92 | 10.37
CE | Wind | 18 | WARL_1 | 1.05 | 0.26 | 0.41 | 0.62
CE | Wind | 18 | WASF_1 | 2.37 | 0.58 | 0.93 | 1.39
CE | Wind | 18 | WFIE | 17.8 | 4.38 | 6.96 | 10.43
CE | Wind | 18 | WILL_1 | 5.27 | 1.3 | 2.06 | 3.09
CE | Wind | 18 | WISH | 13.11 | 3.23 | 5.13 | 7.69
CE | Wind | 18 | WMEL_1 | 9.01 | 2.22 | 3.52 | 5.28
CE | Wind | 18 | WYLF_1 | 39.83 | 9.8 | 15.57 | 23.34
CE | Wind | 19 | ABNE_P | 10.13 | 2.49 | 3.96 | 5.94
CE | Wind | 19 | ALNE_P | 4.68 | 1.15 | 1.83 | 2.74
CE | Wind | 19 | ALVE1 | 104.1 | 25.61 | 40.7 | 61.01
CE | Wind | 19 | ARMO_P | 25.04 | 6.16 | 9.79 | 14.68
CE | Wind | 19 | BAGA | 50.48 | 12.42 | 19.74 | 29.58
CE | Wind | 19 | BARKC1 | 11.73 | 2.89 | 4.59 | 6.88
CE | Wind | 19 | BERW | 106.36 | 26.17 | 41.59 | 62.34
CE | Wind | 19 | BICF_1 | 243.3 | 59.85 | 152.63 | 177.53
CE | Wind | 19 | BIRK_1 | 180 | 44.28 | 123.62 | 137.84
CE | Wind | 19 | BLYTB1 | 95.33 | 23.45 | 49.55 | 63.33
CE | Wind | 19 | BLYTH132 | 112.93 | 27.78 | 44.16 | 66.19
CE | Wind | 19 | BONN | 16.55 | 4.07 | 6.47 | 9.7
CE | Wind | 19 | BRAW_1 | 19.74 | 4.85 | 7.72 | 11.57
CE | Wind | 19 | BRFO_1 | 28.72 | 7.07 | 14.78 | 18.99
CE | Wind | 19 | BRLE_1 | 2.19 | 0.54 | 0.86 | 1.29
CE | Wind | 19 | BURM_1 | 28.51 | 7.01 | 11.15 | 16.71
CE | Wind | 19 | BUSH_1 | 4.39 | 1.08 | 1.71 | 2.57
CE | Wind | 19 | CANTN1 | 143.3 | 35.25 | 98.42 | 109.74
CE | Wind | 19 | CARE_1 | 2.52 | 0.62 | 0.99 | 1.48
CE | Wind | 19 | CHAP | 25.62 | 6.3 | 10.02 | 15.01
CE | Wind | 19 | CHTE_1 | 14.86 | 3.65 | 5.81 | 8.71
CE | Wind | 19 | CONQA1 | 43.14 | 10.61 | 16.87 | 25.29
CE | Wind | 19 | COUA_P | 6.52 | 1.6 | 2.55 | 3.82
CE | Wind | 19 | COVE_1 | 15.35 | 3.78 | 6 | 9
CE | Wind | 19 | COYL | 67.44 | 16.59 | 26.37 | 39.53
CE | Wind | 19 | CREB_1 | 140.78 | 34.63 | 55.04 | 82.51
CE | Wind | 19 | CUMB | 4.16 | 1.02 | 1.63 | 2.44
CE | Wind | 19 | DEVO | 72.12 | 17.74 | 28.2 | 42.27
CE | Wind | 19 | DOUN_P | 12.84 | 3.16 | 5.02 | 7.52
CE | Wind | 19 | DRAX_1 | 103.55 | 25.47 | 40.49 | 60.69
CE | Wind | 19 | DUNB | 14.38 | 3.54 | 5.62 | 8.43
CE | Wind | 19 | DYCE_P | 17.71 | 4.36 | 6.93 | 10.38
CE | Wind | 19 | EASO_1 | 117.64 | 28.94 | 46 | 68.95
CE | Wind | 19 | ECCL | 29.77 | 7.32 | 11.64 | 17.45
CE | Wind | 19 | ECLA_1 | 2.19 | 0.54 | 0.86 | 1.29
CE | Wind | 19 | EKIS | 70.15 | 17.26 | 27.43 | 41.11
CE | Wind | 19 | ELLA_1 | 8.22 | 2.02 | 3.22 | 4.82
CE | Wind | 19 | ENDE_1 | 37.39 | 9.2 | 14.62 | 21.91
CE | Wind | 19 | FECK_6 | 1.43 | 0.35 | 0.56 | 0.84
CE | Wind | 19 | FIDD_P | 46.21 | 11.37 | 18.07 | 27.08
CE | Wind | 19 | FOUR_1 | 120.11 | 29.55 | 46.96 | 70.4
CE | Wind | 19 | FRAS_P | 1.63 | 0.4 | 0.64 | 0.95
CE | Wind | 19 | FROD_1 | 55.2 | 13.58 | 21.58 | 32.35
CE | Wind | 19 | GALA | 17.9 | 4.4 | 7 | 10.49
CE | Wind | 19 | GIFF | 4.58 | 1.13 | 1.79 | 2.68
CE | Wind | 19 | GLLU | 77.12 | 18.97 | 30.15 | 45.2
CE | Wind | 19 | GLNI | 34.5 | 8.49 | 13.49 | 20.22
CE | Wind | 19 | GREN_1 | 179.7 | 44.21 | 70.26 | 105.32
CE | Wind | 19 | GRIW_1 | 83.33 | 20.5 | 32.58 | 48.84
CE | Wind | 19 | G_EXTRA_11 | 22.9 | 5.63 | 8.95 | 13.42
CE | Wind | 19 | G_EXTRA_12 | 11.38 | 2.8 | 4.45 | 6.67
CE | Wind | 19 | G_EXTRA_2 | 18.73 | 4.61 | 7.32 | 10.98
CE | Wind | 19 | G_EXTRA_8 | 56.1 | 13.8 | 21.93 | 32.88
CE | Wind | 19 | G_EXTRA_9 | 47.87 | 11.78 | 18.72 | 28.06
CE | Wind | 19 | HARK_1 | 81.2 | 19.97 | 31.75 | 47.59
CE | Wind | 19 | HARM_6 | 27.88 | 6.86 | 10.9 | 16.34
CE | Wind | 19 | HAWI | 16.65 | 4.1 | 6.51 | 9.76
CE | Wind | 19 | HAWP_6 | 38.92 | 9.57 | 15.22 | 22.81
CE | Wind | 19 | HEYS_1 | 65.48 | 16.11 | 25.6 | 38.38
CE | Wind | 19 | HUER | 24 | 5.9 | 16.48 | 18.38
CE | Wind | 19 | HUTT_1 | 85.96 | 21.15 | 33.61 | 50.38
CE | Wind | 19 | INDQ1 | 98.13 | 24.14 | 38.37 | 57.51
CE | Wind | 19 | INKE | 1.67 | 0.41 | 0.65 | 0.98
CE | Wind | 19 | IROA1 | 7.57 | 1.86 | 2.96 | 4.43
CE | Wind | 19 | KEAD_1 | 137.05 | 33.71 | 53.59 | 80.32
CE | Wind | 19 | KEIT_P | 23.51 | 5.78 | 9.19 | 13.78
CE | Wind | 19 | KEMS_1 | 14.03 | 3.45 | 5.49 | 8.23
CE | Wind | 19 | KILS | 14.88 | 3.66 | 5.82 | 8.72
CE | Wind | 19 | KILT | 5.2 | 1.28 | 2.03 | 3.05
CE | Wind | 19 | KINT_P | 28.71 | 7.06 | 11.22 | 16.83
CE | Wind | 19 | KIRKB1 | 17.54 | 4.32 | 6.86 | 10.28
CE | Wind | 19 | LACK_6 | 62.1 | 15.28 | 42.65 | 47.56
CE | Wind | 19 | LAIR_P | 7.64 | 1.88 | 2.99 | 4.47
CE | Wind | 19 | LAND1 | 8.33 | 2.05 | 3.26 | 4.88
CE | Wind | 19 | LEVE | 8.56 | 2.11 | 5.42 | 6.28
CE | Wind | 19 | LING | 63.02 | 15.5 | 24.64 | 36.93
CE | Wind | 19 | LINM | 83.16 | 20.46 | 32.51 | 48.74
CE | Wind | 19 | LISD_1 | 14.91 | 3.67 | 5.83 | 8.74
CE | Wind | 19 | MACD_P | 34.61 | 8.51 | 13.53 | 20.29
CE | Wind | 19 | MAGA_6 | 8.77 | 2.16 | 3.43 | 5.14
CE | Wind | 19 | MELK_1 | 2.19 | 0.54 | 0.86 | 1.29
CE | Wind | 19 | MILC_P | 4.07 | 1 | 1.59 | 2.39
CE | Wind | 19 | MITY_1 | 7.13 | 1.75 | 2.79 | 4.18
CE | Wind | 19 | MYBS_P | 26.05 | 6.41 | 10.19 | 15.27
CE | Wind | 19 | NEAR | 2.39 | 0.59 | 0.94 | 1.4
CE | Wind | 19 | NEEP_3 | 21.27 | 5.23 | 8.32 | 12.47
CE | Wind | 19 | NINF_1 | 8.22 | 2.02 | 3.22 | 4.82
CE | Wind | 19 | NORM_1 | 87.25 | 21.46 | 51.86 | 61.92
CE | Wind | 19 | NORT_1 | 53.5 | 13.16 | 20.92 | 31.36
CE | Wind | 19 | OFFE_3 | 5.66 | 1.39 | 2.21 | 3.32
CE | Wind | 19 | PADIB1 | 57.67 | 14.19 | 22.55 | 33.8
CE | Wind | 19 | PEMB_1 | 30.59 | 7.52 | 11.96 | 17.93
CE | Wind | 19 | PENT_1 | 77.1 | 18.97 | 47.9 | 55.97
CE | Wind | 19 | POOB | 6.24 | 1.54 | 2.44 | 3.66
CE | Wind | 19 | PORA_P | 16.19 | 3.98 | 6.33 | 9.49
CE | Wind | 19 | PYLE_1 | 134.03 | 32.97 | 52.41 | 78.56
CE | Wind | 19 | RAIN_1 | 1.1 | 0.27 | 0.43 | 0.64
CE | Wind | 19 | RASS_1 | 15.24 | 3.75 | 5.96 | 8.93
CE | Wind | 19 | RATS_1 | 11.62 | 2.86 | 4.54 | 6.81
CE | Wind | 19 | RAYL_1 | 64.36 | 15.83 | 25.16 | 37.72
CE | Wind | 19 | REDH | 26.44 | 6.5 | 10.34 | 15.49
CE | Wind | 19 | REDM_P | 11.7 | 2.88 | 4.57 | 6.86
CE | Wind | 19 | ROCH_1 | 125.98 | 30.99 | 49.26 | 73.83
CE | Wind | 19 | SALH_1 | 15.35 | 3.78 | 6 | 9
CE | Wind | 19 | SALT_1 | 68.09 | 16.75 | 26.62 | 39.91
CE | Wind | 19 | SBAR | 1.64 | 0.4 | 0.64 | 0.96
CE | Wind | 19 | SEAB1 | 30.92 | 7.61 | 12.09 | 18.12
CE | Wind | 19 | SELL_1 | 65.56 | 16.13 | 25.64 | 38.43
CE | Wind | 19 | SFEG_P | 18.83 | 4.63 | 7.36 | 11.04
CE | Wind | 19 | SHRW_1 | 70.22 | 17.28 | 27.46 | 41.16
CE | Wind | 19 | SKLGB1 | 11.24 | 2.76 | 4.39 | 6.59
CE | Wind | 19 | SPEN_1 | 35.08 | 8.63 | 13.72 | 20.56
CE | Wind | 19 | STAY_1 | 33.44 | 8.23 | 13.08 | 19.6
CE | Wind | 19 | STES_1 | 31.66 | 7.79 | 12.38 | 18.56
CE | Wind | 19 | STHA | 12.7 | 3.12 | 4.96 | 7.44
CE | Wind | 19 | STIR | 20.82 | 5.12 | 8.14 | 12.2
CE | Wind | 19 | STLE | 23.42 | 5.76 | 9.16 | 13.72
CE | Wind | 19 | STRI_P | 22.09 | 5.43 | 8.64 | 12.95
CE | Wind | 19 | SUND_1 | 4.17 | 1.02 | 1.63 | 2.44
CE | Wind | 19 | SWAN_1 | 103.72 | 25.51 | 40.55 | 60.79
CE | Wind | 19 | TARL_P | 4.48 | 1.1 | 1.75 | 2.63
CE | Wind | 19 | TAYN_P | 8.14 | 2 | 3.18 | 4.77
CE | Wind | 19 | THOM_6 | 66 | 16.24 | 25.81 | 38.68
CE | Wind | 19 | THSO_P | 48.05 | 11.82 | 18.79 | 28.16
CE | Wind | 19 | THUR_6 | 29.49 | 7.26 | 11.53 | 17.29
CE | Wind | 19 | TILBB_1 | 10.09 | 2.48 | 3.94 | 5.91
CE | Wind | 19 | TONG | 2.5 | 0.61 | 0.98 | 1.46
CE | Wind | 19 | TRAW_1 | 171.04 | 42.08 | 66.88 | 100.25
CE | Wind | 19 | UPPB_1 | 82.89 | 20.39 | 32.41 | 48.58
CE | Wind | 19 | UPPB_3 | 30.04 | 7.39 | 11.75 | 17.61
CE | Wind | 19 | USKM_1 | 6.91 | 1.7 | 2.7 | 4.05
CE | Wind | 19 | WALP_1 | 193.24 | 47.54 | 75.56 | 113.26
CE | Wind | 19 | WALP_B | 18.42 | 4.53 | 7.2 | 10.8
CE | Wind | 19 | WARL_1 | 1.1 | 0.27 | 0.43 | 0.64
CE | Wind | 19 | WASF_1 | 2.47 | 0.61 | 0.96 | 1.45
CE | Wind | 19 | WFIE | 17.8 | 4.38 | 6.96 | 10.43
CE | Wind | 19 | WILL_1 | 5.48 | 1.35 | 2.14 | 3.21
CE | Wind | 19 | WISH | 13.11 | 3.23 | 5.13 | 7.69
CE | Wind | 19 | WMEL_1 | 9.37 | 2.31 | 3.67 | 5.49
CE | Wind | 19 | WYLF_1 | 41.44 | 10.2 | 16.2 | 24.29
CE | Wind | 20 | ABNE_P | 10.31 | 2.54 | 4.03 | 6.04
CE | Wind | 20 | ALNE_P | 4.77 | 1.17 | 1.86 | 2.79
CE | Wind | 20 | ALVE1 | 105.82 | 26.03 | 41.37 | 62.02
CE | Wind | 20 | ARMO_P | 25.48 | 6.27 | 9.96 | 14.94
CE | Wind | 20 | BAGA | 51.37 | 12.64 | 20.09 | 30.11
CE | Wind | 20 | BARKC1 | 11.92 | 2.93 | 4.66 | 6.99
CE | Wind | 20 | BERW | 108.24 | 26.63 | 42.32 | 63.44
CE | Wind | 20 | BICF_1 | 244.1 | 60.05 | 152.95 | 178
CE | Wind | 20 | BIRK_1 | 180 | 44.28 | 123.62 | 137.84
CE | Wind | 20 | BLYTB1 | 96.22 | 23.67 | 49.9 | 63.85
CE | Wind | 20 | BLYTH132 | 114.79 | 28.24 | 44.88 | 67.28
CE | Wind | 20 | BONN | 16.84 | 4.14 | 6.58 | 9.87
CE | Wind | 20 | BRAW_1 | 20.06 | 4.93 | 7.84 | 11.76
CE | Wind | 20 | BRFO_1 | 29 | 7.13 | 14.89 | 19.15
CE | Wind | 20 | BRLE_1 | 2.23 | 0.55 | 0.87 | 1.31
CE | Wind | 20 | BURM_1 | 28.98 | 7.13 | 11.33 | 16.98
CE | Wind | 20 | BUSH_1 | 4.46 | 1.1 | 1.74 | 2.61
CE | Wind | 20 | CANTN1 | 143.3 | 35.25 | 98.42 | 109.74
CE | Wind | 20 | CARE_1 | 2.56 | 0.63 | 1 | 1.5
CE | Wind | 20 | CHAP | 26.07 | 6.41 | 10.19 | 15.28
CE | Wind | 20 | CHTE_1 | 15.1 | 3.71 | 5.9 | 8.85
CE | Wind | 20 | CONQA1 | 43.85 | 10.79 | 17.15 | 25.7
CE | Wind | 20 | COUA_P | 6.63 | 1.63 | 2.59 | 3.89
CE | Wind | 20 | COVE_1 | 15.6 | 3.84 | 6.1 | 9.14
CE | Wind | 20 | COYL | 68.63 | 16.88 | 26.84 | 40.23
CE | Wind | 20 | CREB_1 | 143.1 | 35.2 | 55.95 | 83.87
CE | Wind | 20 | CUMB | 4.24 | 1.04 | 1.66 | 2.48
CE | Wind | 20 | DEVO | 73.4 | 18.06 | 28.7 | 43.02
CE | Wind | 20 | DOUN_P | 13.06 | 3.21 | 5.11 | 7.66
CE | Wind | 20 | DRAX_1 | 105.26 | 25.89 | 41.16 | 61.69
CE | Wind | 20 | DUNB | 14.64 | 3.6 | 5.72 | 8.58
CE | Wind | 20 | DYCE_P | 18.02 | 4.43 | 7.05 | 10.56
CE | Wind | 20 | EASO_1 | 119.58 | 29.42 | 46.76 | 70.09
CE | Wind | 20 | ECCL | 30.29 | 7.45 | 11.84 | 17.75
CE | Wind | 20 | ECLA_1 | 2.23 | 0.55 | 0.87 | 1.31
CE | Wind | 20 | EKIS | 71.39 | 17.56 | 27.91 | 41.84
CE | Wind | 20 | ELLA_1 | 8.36 | 2.06 | 3.27 | 4.9
CE | Wind | 20 | ENDE_1 | 38 | 9.35 | 14.86 | 22.27
CE | Wind | 20 | FECK_6 | 1.45 | 0.36 | 0.57 | 0.85
CE | Wind | 20 | FIDD_P | 47.02 | 11.57 | 18.38 | 27.56
CE | Wind | 20 | FOUR_1 | 122.09 | 30.03 | 47.74 | 71.56
CE | Wind | 20 | FRAS_P | 1.66 | 0.41 | 0.65 | 0.97
CE | Wind | 20 | FROD_1 | 56.11 | 13.8 | 21.94 | 32.89
CE | Wind | 20 | GALA | 18.22 | 4.48 | 7.12 | 10.68
CE | Wind | 20 | GIFF | 4.66 | 1.15 | 1.82 | 2.73
CE | Wind | 20 | GLLU | 78.48 | 19.31 | 30.69 | 46
CE | Wind | 20 | GLNI | 35.11 | 8.64 | 13.73 | 20.58
CE | Wind | 20 | GREN_1 | 182.66 | 44.93 | 71.42 | 107.06
CE | Wind | 20 | GRIW_1 | 84.7 | 20.84 | 33.12 | 49.64
CE | Wind | 20 | G_EXTRA_11 | 23.3 | 5.73 | 9.11 | 13.66
CE | Wind | 20 | G_EXTRA_12 | 11.58 | 2.85 | 4.53 | 6.79
CE | Wind | 20 | G_EXTRA_13 | 32.82 | 8.07 | 12.83 | 19.24
CE | Wind | 20 | G_EXTRA_2 | 19.06 | 4.69 | 7.45 | 11.17
CE | Wind | 20 | G_EXTRA_8 | 57.09 | 14.04 | 22.32 | 33.46
CE | Wind | 20 | G_EXTRA_9 | 48.72 | 11.99 | 19.05 | 28.56
CE | Wind | 20 | HARK_1 | 82.54 | 20.3 | 32.27 | 48.37
CE | Wind | 20 | HARM_6 | 28.34 | 6.97 | 11.08 | 16.61
CE | Wind | 20 | HAWI | 16.95 | 4.17 | 6.63 | 9.93
CE | Wind | 20 | HAWP_6 | 39.56 | 9.73 | 15.47 | 23.19
CE | Wind | 20 | HEYS_1 | 66.56 | 16.37 | 26.02 | 39.01
CE | Wind | 20 | HUER | 24 | 5.9 | 16.48 | 18.38
CE | Wind | 20 | HUTT_1 | 87.37 | 21.49 | 34.16 | 51.21
CE | Wind | 20 | INDQ1 | 99.74 | 24.54 | 39 | 58.46
CE | Wind | 20 | INKE | 1.69 | 0.42 | 0.66 | 0.99
CE | Wind | 20 | IROA1 | 7.69 | 1.89 | 3.01 | 4.51
CE | Wind | 20 | KEAD_1 | 139.31 | 34.27 | 54.47 | 81.65
CE | Wind | 20 | KEIT_P | 23.92 | 5.88 | 9.35 | 14.02
CE | Wind | 20 | KEMS_1 | 14.26 | 3.51 | 5.58 | 8.36
CE | Wind | 20 | KILS | 15.15 | 3.73 | 5.92 | 8.88
CE | Wind | 20 | KILT | 5.3 | 1.3 | 2.07 | 3.1
CE | Wind | 20 | KINT_P | 5.55 | 1.37 | 2.17 | 3.25
CE | Wind | 20 | KIRKB1 | 17.83 | 4.39 | 6.97 | 10.45
CE | Wind | 20 | LACK_6 | 62.1 | 15.28 | 42.65 | 47.56
CE | Wind | 20 | LAIR_P | 7.77 | 1.91 | 3.04 | 4.55
CE | Wind | 20 | LAND1 | 8.47 | 2.08 | 3.31 | 4.96
CE | Wind | 20 | LEVE | 8.59 | 2.11 | 5.43 | 6.29
CE | Wind | 20 | LING | 64.13 | 15.78 | 25.08 | 37.59
CE | Wind | 20 | LINM | 84.63 | 20.82 | 33.09 | 49.6
CE | Wind | 20 | LISD_1 | 15.16 | 3.73 | 5.93 | 8.88
CE | Wind | 20 | MACD_P | 26.06 | 6.41 | 10.19 | 15.28
CE | Wind | 20 | MAGA_6 | 8.92 | 2.19 | 3.49 | 5.23
CE | Wind | 20 | MELK_1 | 2.23 | 0.55 | 0.87 | 1.31
CE | Wind | 20 | MILC_P | 4.14 | 1.02 | 1.62 | 2.43
CE | Wind | 20 | MITY_1 | 7.24 | 1.78 | 2.83 | 4.25
CE | Wind | 20 | MYBS_P | 26.51 | 6.52 | 10.36 | 15.54
CE | Wind | 20 | NEAR | 2.44 | 0.6 | 0.95 | 1.43
CE | Wind | 20 | NEEP_3 | 21.62 | 5.32 | 8.45 | 12.67
CE | Wind | 20 | NINF_1 | 8.36 | 2.06 | 3.27 | 4.9
CE | Wind | 20 | NORM_1 | 87.69 | 21.57 | 52.04 | 62.18
CE | Wind | 20 | NORT_1 | 54.39 | 13.38 | 21.26 | 31.88
CE | Wind | 20 | OFFE_3 | 5.75 | 1.41 | 2.25 | 3.37
CE | Wind | 20 | PADIB1 | 58.62 | 14.42 | 22.92 | 34.36
CE | Wind | 20 | PEMB_1 | 31.09 | 7.65 | 12.16 | 18.22
CE | Wind | 20 | PENT_1 | 77.39 | 19.04 | 48.01 | 56.14
CE | Wind | 20 | POOB | 6.35 | 1.56 | 2.48 | 3.72
CE | Wind | 20 | PORA_P | 16.47 | 4.05 | 6.44 | 9.65
CE | Wind | 20 | PYLE_1 | 136.24 | 33.52 | 53.27 | 79.85
CE | Wind | 20 | RAIN_1 | 1.11 | 0.27 | 0.44 | 0.65
CE | Wind | 20 | RASS_1 | 15.49 | 3.81 | 6.06 | 9.08
CE | Wind | 20 | RATS_1 | 11.81 | 2.91 | 4.62 | 6.92
CE | Wind | 20 | RAYL_1 | 65.42 | 16.09 | 25.58 | 38.34
CE | Wind | 20 | REDH | 26.9 | 6.62 | 10.52 | 15.77
CE | Wind | 20 | REDM_P | 11.9 | 2.93 | 4.65 | 6.98
CE | Wind | 20 | ROCH_1 | 128.05 | 31.5 | 50.07 | 75.05
CE | Wind | 20 | SALH_1 | 15.6 | 3.84 | 6.1 | 9.14
CE | Wind | 20 | SALT_1 | 69.21 | 17.03 | 27.06 | 40.56
CE | Wind | 20 | SBAR | 1.67 | 0.41 | 0.65 | 0.98
CE | Wind | 20 | SEAB1 | 31.43 | 7.73 | 12.29 | 18.42
CE | Wind | 20 | SELL_1 | 66.64 | 16.39 | 26.06 | 39.06
CE | Wind | 20 | SFEG_P | 19.16 | 4.71 | 7.49 | 11.23
CE | Wind | 20 | SHRW_1 | 71.38 | 17.56 | 27.91 | 41.84
CE | Wind | 20 | SKLGB1 | 11.42 | 2.81 | 4.47 | 6.7
CE | Wind | 20 | SPEN_1 | 35.66 | 8.77 | 13.94 | 20.9
CE | Wind | 20 | STAY_1 | 33.99 | 8.36 | 13.29 | 19.92
CE | Wind | 20 | STES_1 | 32.19 | 7.92 | 12.58 | 18.86
CE | Wind | 20 | STHA | 12.92 | 3.18 | 5.05 | 7.57
CE | Wind | 20 | STIR | 21.18 | 5.21 | 8.28 | 12.42
CE | Wind | 20 | STLE | 23.83 | 5.86 | 9.32 | 13.97
CE | Wind | 20 | STRI_P | 22.48 | 5.53 | 8.79 | 13.17
CE | Wind | 20 | SUND_1 | 4.23 | 1.04 | 1.66 | 2.48
CE | Wind | 20 | SWAN_1 | 105.43 | 25.94 | 41.22 | 61.79
CE | Wind | 20 | TARL_P | 4.56 | 1.12 | 1.78 | 2.67
CE | Wind | 20 | TAYN_P | 8.29 | 2.04 | 3.24 | 4.86
CE | Wind | 20 | THOM_6 | 67.09 | 16.5 | 26.23 | 39.32
CE | Wind | 20 | THSO_P | 48.89 | 12.03 | 19.12 | 28.66
CE | Wind | 20 | THUR_6 | 29.98 | 7.37 | 11.72 | 17.57
CE | Wind | 20 | TILBB_1 | 10.25 | 2.52 | 4.01 | 6.01
CE | Wind | 20 | TONG | 2.54 | 0.63 | 0.99 | 1.49
CE | Wind | 20 | TRAW_1 | 173.85 | 42.77 | 67.98 | 101.9
CE | Wind | 20 | UPPB_1 | 84.25 | 20.73 | 32.94 | 49.38
CE | Wind | 20 | UPPB_3 | 30.54 | 7.51 | 11.94 | 17.9
CE | Wind | 20 | USKM_1 | 7.02 | 1.73 | 2.75 | 4.12
CE | Wind | 20 | WALP_1 | 196.42 | 48.32 | 76.8 | 115.12
CE | Wind | 20 | WALP_B | 18.72 | 4.61 | 7.32 | 10.97
CE | Wind | 20 | WARL_1 | 1.11 | 0.27 | 0.44 | 0.65
CE | Wind | 20 | WASF_1 | 2.51 | 0.62 | 0.98 | 1.47
CE | Wind | 20 | WFIE | 18.11 | 4.46 | 7.08 | 10.62
CE | Wind | 20 | WILL_1 | 5.57 | 1.37 | 2.18 | 3.27
CE | Wind | 20 | WISH | 13.35 | 3.28 | 5.22 | 7.82
CE | Wind | 20 | WMEL_1 | 9.53 | 2.34 | 3.73 | 5.58
CE | Wind | 20 | WYLF_1 | 42.13 | 10.36 | 16.47 | 24.69
CE | Wind | 21 | ABNE_P | 10.42 | 2.56 | 4.08 | 6.11
CE | Wind | 21 | ALNE_P | 4.82 | 1.19 | 1.88 | 2.82
CE | Wind | 21 | ALVE1 | 107.02 | 26.33 | 41.85 | 62.73
CE | Wind | 21 | ARMO_P | 25.77 | 6.34 | 10.08 | 15.11
CE | Wind | 21 | BAGA | 51.95 | 12.78 | 20.31 | 30.45
CE | Wind | 21 | BARKC1 | 12.06 | 2.97 | 4.72 | 7.07
CE | Wind | 21 | BERW | 109.48 | 26.93 | 42.81 | 64.16
CE | Wind | 21 | BICF_1 | 244.67 | 60.19 | 153.17 | 178.34
CE | Wind | 21 | BIRK_1 | 180 | 44.28 | 123.62 | 137.84
CE | Wind | 21 | BLYTB1 | 96.84 | 23.82 | 50.14 | 64.22
CE | Wind | 21 | BLYTH132 | 116.1 | 28.56 | 45.39 | 68.04
CE | Wind | 21 | BONN | 17.03 | 4.19 | 6.66 | 9.98
CE | Wind | 21 | BRAW_1 | 20.29 | 4.99 | 7.93 | 11.89
CE | Wind | 21 | BRFO_1 | 29.19 | 7.18 | 14.96 | 19.26
CE | Wind | 21 | BRLE_1 | 2.25 | 0.55 | 0.88 | 1.32
CE | Wind | 21 | BURM_1 | 29.31 | 7.21 | 11.46 | 17.18
CE | Wind | 21 | BUSH_1 | 4.51 | 1.11 | 1.76 | 2.64
CE | Wind | 21 | CANTN1 | 143.3 | 35.25 | 98.42 | 109.74
CE | Wind | 21 | CARE_1 | 2.59 | 0.64 | 1.01 | 1.52
CE | Wind | 21 | CHAP | 26.37 | 6.49 | 10.31 | 15.45
CE | Wind | 21 | CHTE_1 | 15.27 | 3.76 | 5.97 | 8.95
CE | Wind | 21 | CONQA1 | 44.35 | 10.91 | 17.34 | 26
CE | Wind | 21 | COUA_P | 6.71 | 1.65 | 2.62 | 3.93
CE | Wind | 21 | COVE_1 | 15.78 | 3.88 | 6.17 | 9.25
CE | Wind | 21 | COYL | 69.41 | 17.08 | 27.14 | 40.68
CE | Wind | 21 | CREB_1 | 144.73 | 35.6 | 56.59 | 84.82
CE | Wind | 21 | CUMB | 4.28 | 1.05 | 1.68 | 2.51
CE | Wind | 21 | DEVO | 74.23 | 18.26 | 29.03 | 43.51
CE | Wind | 21 | DOUN_P | 13.21 | 3.25 | 5.17 | 7.74
CE | Wind | 21 | DRAX_1 | 106.46 | 26.19 | 41.63 | 62.4
CE | Wind | 21 | DUNB | 14.8 | 3.64 | 5.79 | 8.68
CE | Wind | 21 | DYCE_P | 18.23 | 4.48 | 7.13 | 10.68
CE | Wind | 21 | EASO_1 | 120.94 | 29.75 | 47.29 | 70.88
CE | Wind | 21 | ECCL | 30.64 | 7.54 | 11.98 | 17.96
CE | Wind | 21 | ECLA_1 | 2.25 | 0.55 | 0.88 | 1.32
CE | Wind | 21 | EKIS | 72.2 | 17.76 | 28.23 | 42.32
CE | Wind | 21 | ELLA_1 | 8.45 | 2.08 | 3.31 | 4.95
CE | Wind | 21 | ENDE_1 | 38.44 | 9.46 | 15.03 | 22.53
CE | Wind | 21 | FECK_6 | 1.47 | 0.36 | 0.57 | 0.86
CE | Wind | 21 | FIDD_P | 47.55 | 11.7 | 18.59 | 27.87
CE | Wind | 21 | FOUR_1 | 123.48 | 30.38 | 48.28 | 72.37
CE | Wind | 21 | FRAS_P | 1.68 | 0.41 | 0.66 | 0.98
CE | Wind | 21 | FROD_1 | 56.75 | 13.96 | 22.19 | 33.26
CE | Wind | 21 | GALA | 18.42 | 4.53 | 7.2 | 10.8
CE | Wind | 21 | GIFF | 4.71 | 1.16 | 1.84 | 2.76
CE | Wind | 21 | GLLU | 79.38 | 19.53 | 31.04 | 46.52
CE | Wind | 21 | GLNI | 35.51 | 8.74 | 13.88 | 20.81
CE | Wind | 21 | GREN_1 | 184.74 | 45.45 | 72.23 | 108.28
CE | Wind | 21 | GRIW_1 | 85.66 | 21.07 | 33.49 | 50.21
CE | Wind | 21 | G_EXTRA_11 | 23.57 | 5.8 | 9.21 | 13.81
CE | Wind | 21 | G_EXTRA_12 | 11.71 | 2.88 | 4.58 | 6.87
CE | Wind | 21 | G_EXTRA_13 | 33.19 | 8.17 | 12.98 | 19.45
CE | Wind | 21 | G_EXTRA_2 | 19.28 | 4.74 | 7.54 | 11.3
CE | Wind | 21 | G_EXTRA_8 | 57.74 | 14.2 | 22.58 | 33.84
CE | Wind | 21 | G_EXTRA_9 | 49.28 | 12.12 | 19.27 | 28.88
CE | Wind | 21 | HARK_1 | 83.48 | 20.54 | 32.64 | 48.93
CE | Wind | 21 | HARM_6 | 28.66 | 7.05 | 11.21 | 16.8
CE | Wind | 21 | HAWI | 17.14 | 4.22 | 6.7 | 10.05
CE | Wind | 21 | HAWP_6 | 40.01 | 9.84 | 15.65 | 23.45
CE | Wind | 21 | HEYS_1 | 67.31 | 16.56 | 26.32 | 39.45
CE | Wind | 21 | HUER | 24 | 5.9 | 16.48 | 18.38
CE | Wind | 21 | HUTT_1 | 88.37 | 21.74 | 34.55 | 51.79
CE | Wind | 21 | INDQ1 | 100.88 | 24.82 | 39.44 | 59.13
CE | Wind | 21 | INKE | 1.71 | 0.42 | 0.67 | 1
CE | Wind | 21 | IROA1 | 7.78 | 1.91 | 3.04 | 4.56
CE | Wind | 21 | KEAD_1 | 140.89 | 34.66 | 55.09 | 82.58
CE | Wind | 21 | KEIT_P | 24.19 | 5.95 | 9.46 | 14.18
CE | Wind | 21 | KEMS_1 | 14.43 | 3.55 | 5.64 | 8.46
CE | Wind | 21 | KILS | 15.32 | 3.77 | 5.99 | 8.98
CE | Wind | 21 | KILT | 5.36 | 1.32 | 2.09 | 3.14
CE | Wind | 21 | KINT_P | 5.61 | 1.38 | 2.19 | 3.29
CE | Wind | 21 | KIRKB1 | 18.03 | 4.44 | 7.05 | 10.57
CE | Wind | 21 | LACK_6 | 62.1 | 15.28 | 42.65 | 47.56
CE | Wind | 21 | LAIR_P | 7.86 | 1.93 | 3.07 | 4.61
CE | Wind | 21 | LAND1 | 8.57 | 2.11 | 3.35 | 5.02
CE | Wind | 21 | LEVE | 8.61 | 2.12 | 5.44 | 6.3
CE | Wind | 21 | LING | 64.86 | 15.96 | 25.36 | 38.02
CE | Wind | 21 | LINM | 85.59 | 21.06 | 33.47 | 50.16
CE | Wind | 21 | LISD_1 | 15.33 | 3.77 | 5.99 | 8.98
CE | Wind | 21 | MACD_P | 26.36 | 6.48 | 10.31 | 15.45
CE | Wind | 21 | MAGA_6 | 9.02 | 2.22 | 3.53 | 5.28
CE | Wind | 21 | MELK_1 | 2.25 | 0.55 | 0.88 | 1.32
CE | Wind | 21 | MILC_P | 4.19 | 1.03 | 1.64 | 2.46
CE | Wind | 21 | MITY_1 | 7.33 | 1.8 | 2.86 | 4.29
CE | Wind | 21 | MYBS_P | 26.81 | 6.6 | 10.48 | 15.71
CE | Wind | 21 | NEAR | 2.46 | 0.61 | 0.96 | 1.44
CE | Wind | 21 | NEEP_3 | 21.87 | 5.38 | 8.55 | 12.82
CE | Wind | 21 | NINF_1 | 8.45 | 2.08 | 3.31 | 4.95
CE | Wind | 21 | NORM_1 | 88.01 | 21.65 | 52.16 | 62.36
CE | Wind | 21 | NORT_1 | 55 | 13.53 | 21.51 | 32.24
CE | Wind | 21 | OFFE_3 | 5.82 | 1.43 | 2.27 | 3.41
CE | Wind | 21 | PADIB1 | 59.29 | 14.58 | 23.18 | 34.75
CE | Wind | 21 | PEMB_1 | 31.45 | 7.74 | 12.3 | 18.43
CE | Wind | 21 | PENT_1 | 77.58 | 19.09 | 48.08 | 56.25
CE | Wind | 21 | POOB | 6.43 | 1.58 | 2.51 | 3.77
CE | Wind | 21 | PORA_P | 16.66 | 4.1 | 6.51 | 9.76
CE | Wind | 21 | PYLE_1 | 137.79 | 33.9 | 53.88 | 80.76
CE | Wind | 21 | RAIN_1 | 1.13 | 0.28 | 0.44 | 0.66
CE | Wind | 21 | RASS_1 | 15.67 | 3.85 | 6.13 | 9.18
CE | Wind | 21 | RATS_1 | 11.95 | 2.94 | 4.67 | 7
CE | Wind | 21 | RAYL_1 | 66.16 | 16.28 | 25.87 | 38.78
CE | Wind | 21 | REDH | 27.21 | 6.69 | 10.64 | 15.95
CE | Wind | 21 | REDM_P | 12.04 | 2.96 | 4.71 | 7.06
CE | Wind | 21 | ROCH_1 | 129.51 | 31.86 | 50.64 | 75.91
CE | Wind | 21 | SALH_1 | 15.78 | 3.88 | 6.17 | 9.25
CE | Wind | 21 | SALT_1 | 70 | 17.22 | 27.37 | 41.02
CE | Wind | 21 | SBAR | 1.69 | 0.42 | 0.66 | 0.99
CE | Wind | 21 | SEAB1 | 31.79 | 7.82 | 12.43 | 18.63
CE | Wind | 21 | SELL_1 | 67.4 | 16.58 | 26.35 | 39.5
CE | Wind | 21 | SFEG_P | 19.38 | 4.77 | 7.58 | 11.36
CE | Wind | 21 | SHRW_1 | 72.19 | 17.76 | 28.23 | 42.31
CE | Wind | 21 | SKLGB1 | 11.55 | 2.84 | 4.52 | 6.77
CE | Wind | 21 | SPEN_1 | 36.07 | 8.87 | 14.1 | 21.14
CE | Wind | 21 | STAY_1 | 34.38 | 8.46 | 13.44 | 20.15
CE | Wind | 21 | STES_1 | 32.55 | 8.01 | 12.73 | 19.08
CE | Wind | 21 | STHA | 13.07 | 3.21 | 5.11 | 7.66
CE | Wind | 21 | STIR | 21.42 | 5.27 | 8.38 | 12.56
CE | Wind | 21 | STLE | 24.1 | 5.93 | 9.42 | 14.13
CE | Wind | 21 | STRI_P | 22.73 | 5.59 | 8.89 | 13.32
CE | Wind | 21 | SUND_1 | 4.28 | 1.05 | 1.67 | 2.51
CE | Wind | 21 | SWAN_1 | 106.63 | 26.23 | 41.69 | 62.49
CE | Wind | 21 | TARL_P | 4.61 | 1.13 | 1.8 | 2.7
CE | Wind | 21 | TAYN_P | 8.38 | 2.06 | 3.28 | 4.91
CE | Wind | 21 | THOM_6 | 67.85 | 16.69 | 26.53 | 39.77
CE | Wind | 21 | THSO_P | 49.45 | 12.16 | 19.34 | 28.98
CE | Wind | 21 | THUR_6 | 30.32 | 7.46 | 11.86 | 17.77
CE | Wind | 21 | TILBB_1 | 10.37 | 2.55 | 4.05 | 6.08
CE | Wind | 21 | TONG | 2.57 | 0.63 | 1.01 | 1.51
CE | Wind | 21 | TRAW_1 | 175.83 | 43.26 | 68.75 | 103.06
CE | Wind | 21 | UPPB_1 | 85.21 | 20.96 | 33.32 | 49.94
CE | Wind | 21 | UPPB_3 | 30.88 | 7.6 | 12.08 | 18.1
CE | Wind | 21 | USKM_1 | 7.1 | 1.75 | 2.78 | 4.16
CE | Wind | 21 | WALP_1 | 198.66 | 48.87 | 77.68 | 116.43
CE | Wind | 21 | WALP_B | 18.94 | 4.66 | 7.4 | 11.1
CE | Wind | 21 | WARL_1 | 1.13 | 0.28 | 0.44 | 0.66
CE | Wind | 21 | WASF_1 | 2.54 | 0.62 | 0.99 | 1.49
CE | Wind | 21 | WFIE | 18.32 | 4.51 | 7.16 | 10.74
CE | Wind | 21 | WILL_1 | 5.64 | 1.39 | 2.2 | 3.3
CE | Wind | 21 | WISH | 13.5 | 3.32 | 5.28 | 7.91
CE | Wind | 21 | WMEL_1 | 9.64 | 2.37 | 3.77 | 5.65
CE | Wind | 21 | WYLF_1 | 42.61 | 10.48 | 16.66 | 24.97
CE | Wind | 22 | ABNE_P | 10.55 | 2.59 | 4.12 | 6.18
CE | Wind | 22 | ALNE_P | 4.88 | 1.2 | 1.91 | 2.86
CE | Wind | 22 | ALVE1 | 108.28 | 26.64 | 42.34 | 63.46
CE | Wind | 22 | ARMO_P | 26.08 | 6.41 | 10.2 | 15.28
CE | Wind | 22 | BAGA | 52.56 | 12.93 | 20.55 | 30.81
CE | Wind | 22 | BARKC1 | 12.2 | 3 | 4.77 | 7.15
CE | Wind | 22 | BERW | 110.76 | 27.25 | 43.31 | 64.92
CE | Wind | 22 | BICF_1 | 245.26 | 60.33 | 153.4 | 178.68
CE | Wind | 22 | BIRK_1 | 180 | 44.28 | 123.62 | 137.84
CE | Wind | 22 | BLYTB1 | 97.49 | 23.98 | 50.4 | 64.6
CE | Wind | 22 | BLYTH132 | 117.46 | 28.89 | 45.93 | 68.84
CE | Wind | 22 | BONN | 17.23 | 4.24 | 6.74 | 10.1
CE | Wind | 22 | BRAW_1 | 20.53 | 5.05 | 8.03 | 12.03
CE | Wind | 22 | BRFO_1 | 29.39 | 7.23 | 15.04 | 19.38
CE | Wind | 22 | BRLE_1 | 2.28 | 0.56 | 0.89 | 1.34
CE | Wind | 22 | BURM_1 | 29.65 | 7.29 | 11.59 | 17.38
CE | Wind | 22 | BUSH_1 | 4.56 | 1.12 | 1.78 | 2.67
CE | Wind | 22 | CANTN1 | 143.3 | 35.25 | 98.42 | 109.74
CE | Wind | 22 | CARE_1 | 2.62 | 0.65 | 1.03 | 1.54
CE | Wind | 22 | CHAP | 26.68 | 6.56 | 10.43 | 15.63
CE | Wind | 22 | CHTE_1 | 15.45 | 3.8 | 6.04 | 9.06
CE | Wind | 22 | CONQA1 | 44.87 | 11.04 | 17.55 | 26.3
CE | Wind | 22 | COUA_P | 6.78 | 1.67 | 2.65 | 3.98
CE | Wind | 22 | COVE_1 | 15.97 | 3.93 | 6.24 | 9.36
CE | Wind | 22 | COYL | 70.23 | 17.28 | 27.46 | 41.16
CE | Wind | 22 | CREB_1 | 146.42 | 36.02 | 57.25 | 85.82
CE | Wind | 22 | CUMB | 4.34 | 1.07 | 1.7 | 2.54
CE | Wind | 22 | DEVO | 75.11 | 18.48 | 29.37 | 44.02
CE | Wind | 22 | DOUN_P | 13.37 | 3.29 | 5.23 | 7.83
CE | Wind | 22 | DRAX_1 | 107.71 | 26.5 | 42.11 | 63.13
CE | Wind | 22 | DUNB | 14.98 | 3.68 | 5.86 | 8.78
CE | Wind | 22 | DYCE_P | 18.44 | 4.54 | 7.21 | 10.81
CE | Wind | 22 | EASO_1 | 122.36 | 30.1 | 47.84 | 71.72
CE | Wind | 22 | ECCL | 31 | 7.63 | 12.12 | 18.17
CE | Wind | 22 | ECLA_1 | 2.28 | 0.56 | 0.89 | 1.34
CE | Wind | 22 | EKIS | 73.05 | 17.97 | 28.56 | 42.81
CE | Wind | 22 | ELLA_1 | 8.55 | 2.1 | 3.34 | 5.01
CE | Wind | 22 | ENDE_1 | 38.89 | 9.57 | 15.2 | 22.79
CE | Wind | 22 | FECK_6 | 1.48 | 0.36 | 0.58 | 0.87
CE | Wind | 22 | FIDD_P | 48.11 | 11.84 | 18.81 | 28.2
CE | Wind | 22 | FOUR_1 | 124.93 | 30.73 | 48.85 | 73.22
CE | Wind | 22 | FRAS_P | 1.7 | 0.42 | 0.66 | 0.99
CE | Wind | 22 | FROD_1 | 57.42 | 14.12 | 22.45 | 33.65
CE | Wind | 22 | GALA | 18.64 | 4.59 | 7.29 | 10.93
CE | Wind | 22 | GIFF | 4.77 | 1.17 | 1.86 | 2.79
CE | Wind | 22 | GLLU | 80.31 | 19.76 | 31.4 | 47.07
CE | Wind | 22 | GLNI | 35.93 | 8.84 | 14.05 | 21.06
CE | Wind | 22 | GREN_1 | 186.91 | 45.98 | 73.08 | 109.55
CE | Wind | 22 | GRIW_1 | 86.67 | 21.32 | 33.89 | 50.8
CE | Wind | 22 | G_EXTRA_11 | 23.84 | 5.87 | 9.32 | 13.97
CE | Wind | 22 | G_EXTRA_12 | 11.85 | 2.92 | 4.63 | 6.95
CE | Wind | 22 | G_EXTRA_13 | 33.58 | 8.26 | 13.13 | 19.68
CE | Wind | 22 | G_EXTRA_2 | 19.51 | 4.8 | 7.63 | 11.43
CE | Wind | 22 | G_EXTRA_8 | 58.42 | 14.37 | 22.84 | 34.24
CE | Wind | 22 | G_EXTRA_9 | 49.85 | 12.26 | 19.49 | 29.22
CE | Wind | 22 | HARK_1 | 84.46 | 20.78 | 33.02 | 49.5
CE | Wind | 22 | HARM_6 | 29 | 7.13 | 11.34 | 17
CE | Wind | 22 | HAWI | 17.34 | 4.27 | 6.78 | 10.16
CE | Wind | 22 | HAWP_6 | 40.48 | 9.96 | 15.83 | 23.73
CE | Wind | 22 | HEYS_1 | 68.1 | 16.75 | 26.63 | 39.92
CE | Wind | 22 | HUER | 24 | 5.9 | 16.48 | 18.38
CE | Wind | 22 | HUTT_1 | 89.4 | 21.99 | 34.96 | 52.4
CE | Wind | 22 | INDQ1 | 102.06 | 25.11 | 39.91 | 59.82
CE | Wind | 22 | INKE | 1.73 | 0.43 | 0.68 | 1.02
CE | Wind | 22 | IROA1 | 7.87 | 1.94 | 3.08 | 4.61
CE | Wind | 22 | KEAD_1 | 142.55 | 35.07 | 55.74 | 83.55
CE | Wind | 22 | KEIT_P | 24.47 | 6.02 | 9.57 | 14.34
CE | Wind | 22 | KEMS_1 | 14.6 | 3.59 | 5.71 | 8.56
CE | Wind | 22 | KILS | 15.5 | 3.81 | 6.06 | 9.08
CE | Wind | 22 | KILT | 5.42 | 1.33 | 2.12 | 3.18
CE | Wind | 22 | KINT_P | 5.68 | 1.4 | 2.22 | 3.33
CE | Wind | 22 | KIRKB1 | 18.25 | 4.49 | 7.13 | 10.69
CE | Wind | 22 | LACK_6 | 62.1 | 15.28 | 42.65 | 47.56
CE | Wind | 22 | LAIR_P | 7.95 | 1.96 | 3.11 | 4.66
CE | Wind | 22 | LAND1 | 8.67 | 2.13 | 3.39 | 5.08
CE | Wind | 22 | LEVE | 8.63 | 2.12 | 5.44 | 6.31
CE | Wind | 22 | LING | 65.62 | 16.14 | 25.66 | 38.46
CE | Wind | 22 | LINM | 86.59 | 21.3 | 33.86 | 50.75
CE | Wind | 22 | LISD_1 | 15.51 | 3.82 | 6.06 | 9.09
CE | Wind | 22 | MACD_P | 26.67 | 6.56 | 10.43 | 15.63
CE | Wind | 22 | MAGA_6 | 9.12 | 2.24 | 3.57 | 5.35
CE | Wind | 22 | MELK_1 | 2.28 | 0.56 | 0.89 | 1.34
CE | Wind | 22 | MILC_P | 4.24 | 1.04 | 1.66 | 2.49
CE | Wind | 22 | MITY_1 | 7.41 | 1.82 | 2.9 | 4.34
CE | Wind | 22 | MYBS_P | 27.12 | 6.67 | 10.61 | 15.9
CE | Wind | 22 | NEAR | 2.49 | 0.61 | 0.97 | 1.46
CE | Wind | 22 | NEEP_3 | 22.12 | 5.44 | 8.65 | 12.97
CE | Wind | 22 | NINF_1 | 8.55 | 2.1 | 3.34 | 5.01
CE | Wind | 22 | NORM_1 | 88.34 | 21.73 | 52.29 | 62.56
CE | Wind | 22 | NORT_1 | 55.65 | 13.69 | 21.76 | 32.62
CE | Wind | 22 | OFFE_3 | 5.88 | 1.45 | 2.3 | 3.45
CE | Wind | 22 | PADIB1 | 59.98 | 14.76 | 23.45 | 35.16
CE | Wind | 22 | PEMB_1 | 31.82 | 7.83 | 12.44 | 18.65
CE | Wind | 22 | PENT_1 | 77.79 | 19.14 | 48.16 | 56.37
CE | Wind | 22 | POOB | 6.5 | 1.6 | 2.54 | 3.81
CE | Wind | 22 | PORA_P | 16.85 | 4.15 | 6.59 | 9.88
CE | Wind | 22 | PYLE_1 | 139.41 | 34.29 | 54.51 | 81.71
CE | Wind | 22 | RAIN_1 | 1.14 | 0.28 | 0.45 | 0.67
CE | Wind | 22 | RASS_1 | 15.85 | 3.9 | 6.2 | 9.29
CE | Wind | 22 | RATS_1 | 12.09 | 2.97 | 4.73 | 7.08
CE | Wind | 22 | RAYL_1 | 66.94 | 16.47 | 26.17 | 39.23
CE | Wind | 22 | REDH | 27.53 | 6.77 | 10.76 | 16.13
CE | Wind | 22 | REDM_P | 12.18 | 3 | 4.76 | 7.14
CE | Wind | 22 | ROCH_1 | 131.03 | 32.23 | 51.23 | 76.8
CE | Wind | 22 | SALH_1 | 15.97 | 3.93 | 6.24 | 9.36
CE | Wind | 22 | SALT_1 | 70.82 | 17.42 | 27.69 | 41.51
CE | Wind | 22 | SBAR | 1.71 | 0.42 | 0.67 | 1
CE | Wind | 22 | SEAB1 | 32.16 | 7.91 | 12.57 | 18.85
CE | Wind | 22 | SELL_1 | 68.19 | 16.78 | 26.66 | 39.97
CE | Wind | 22 | SFEG_P | 19.61 | 4.82 | 7.67 | 11.49
CE | Wind | 22 | SHRW_1 | 73.04 | 17.97 | 28.56 | 42.81
CE | Wind | 22 | SKLGB1 | 11.69 | 2.88 | 4.57 | 6.85
CE | Wind | 22 | SPEN_1 | 36.49 | 8.98 | 14.27 | 21.39
CE | Wind | 22 | STAY_1 | 34.78 | 8.56 | 13.6 | 20.39
CE | Wind | 22 | STES_1 | 32.93 | 8.1 | 12.88 | 19.3
CE | Wind | 22 | STHA | 13.22 | 3.25 | 5.17 | 7.75
CE | Wind | 22 | STIR | 21.68 | 5.33 | 8.48 | 12.7
CE | Wind | 22 | STLE | 24.39 | 6 | 9.53 | 14.29
CE | Wind | 22 | STRI_P | 23 | 5.66 | 8.99 | 13.48
CE | Wind | 22 | SUND_1 | 4.33 | 1.07 | 1.69 | 2.54
CE | Wind | 22 | SWAN_1 | 107.88 | 26.54 | 42.18 | 63.23
CE | Wind | 22 | TARL_P | 4.66 | 1.15 | 1.82 | 2.73
CE | Wind | 22 | TAYN_P | 8.48 | 2.09 | 3.32 | 4.97
CE | Wind | 22 | THOM_6 | 68.65 | 16.89 | 26.84 | 40.24
CE | Wind | 22 | THSO_P | 50.03 | 12.31 | 19.56 | 29.32
CE | Wind | 22 | THUR_6 | 30.68 | 7.55 | 11.99 | 17.98
CE | Wind | 22 | TILBB_1 | 10.49 | 2.58 | 4.1 | 6.15
CE | Wind | 22 | TONG | 2.6 | 0.64 | 1.02 | 1.52
CE | Wind | 22 | TRAW_1 | 177.9 | 43.76 | 69.56 | 104.27
CE | Wind | 22 | UPPB_1 | 86.21 | 21.21 | 33.71 | 50.53
CE | Wind | 22 | UPPB_3 | 31.25 | 7.69 | 12.22 | 18.31
CE | Wind | 22 | USKM_1 | 7.18 | 1.77 | 2.81 | 4.21
CE | Wind | 22 | WALP_1 | 200.99 | 49.44 | 78.59 | 117.8
CE | Wind | 22 | WALP_B | 19.16 | 4.71 | 7.49 | 11.23
CE | Wind | 22 | WARL_1 | 1.14 | 0.28 | 0.45 | 0.67
CE | Wind | 22 | WASF_1 | 2.57 | 0.63 | 1 | 1.5
CE | Wind | 22 | WFIE | 18.53 | 4.56 | 7.25 | 10.86
CE | Wind | 22 | WILL_1 | 5.7 | 1.4 | 2.23 | 3.34
CE | Wind | 22 | WISH | 13.66 | 3.36 | 5.34 | 8
CE | Wind | 22 | WMEL_1 | 9.75 | 2.4 | 3.81 | 5.71
CE | Wind | 22 | WYLF_1 | 43.11 | 10.6 | 16.85 | 25.26
CE | Wind | 23 | ABNE_P | 10.73 | 2.64 | 4.19 | 6.29
CE | Wind | 23 | ALNE_P | 4.96 | 1.22 | 1.94 | 2.91
CE | Wind | 23 | ALVE1 | 110.14 | 27.09 | 43.06 | 64.55
CE | Wind | 23 | ARMO_P | 26.52 | 6.52 | 10.37 | 15.55
CE | Wind | 23 | BAGA | 53.47 | 13.15 | 20.9 | 31.34
CE | Wind | 23 | BARKC1 | 12.41 | 3.05 | 4.85 | 7.27
CE | Wind | 23 | BERW | 112.66 | 27.72 | 44.05 | 66.03
CE | Wind | 23 | BICF_1 | 246.13 | 60.55 | 153.74 | 179.19
CE | Wind | 23 | BIRK_1 | 180 | 44.28 | 123.62 | 137.84
CE | Wind | 23 | BLYTB1 | 98.45 | 24.22 | 50.77 | 65.16
CE | Wind | 23 | BLYTH132 | 119.47 | 29.39 | 46.71 | 70.02
CE | Wind | 23 | BONN | 17.53 | 4.31 | 6.85 | 10.27
CE | Wind | 23 | BRAW_1 | 20.88 | 5.14 | 8.16 | 12.24
CE | Wind | 23 | BRFO_1 | 29.69 | 7.3 | 15.16 | 19.56
CE | Wind | 23 | BRLE_1 | 2.32 | 0.57 | 0.91 | 1.36
CE | Wind | 23 | BURM_1 | 30.16 | 7.42 | 11.79 | 17.68
CE | Wind | 23 | BUSH_1 | 4.64 | 1.14 | 1.81 | 2.72
CE | Wind | 23 | CANTN1 | 143.3 | 35.25 | 98.42 | 109.74
CE | Wind | 23 | CARE_1 | 2.67 | 0.66 | 1.04 | 1.56
CE | Wind | 23 | CHAP | 27.13 | 6.67 | 10.61 | 15.9
CE | Wind | 23 | CHTE_1 | 15.72 | 3.87 | 6.15 | 9.21
CE | Wind | 23 | CONQA1 | 45.64 | 11.23 | 17.85 | 26.75
CE | Wind | 23 | COUA_P | 6.9 | 1.7 | 2.7 | 4.04
CE | Wind | 23 | COVE_1 | 16.24 | 3.99 | 6.35 | 9.52
CE | Wind | 23 | COYL | 71.43 | 17.57 | 27.93 | 41.87
CE | Wind | 23 | CREB_1 | 148.94 | 36.64 | 58.23 | 87.29
CE | Wind | 23 | CUMB | 4.41 | 1.08 | 1.72 | 2.58
CE | Wind | 23 | DEVO | 76.39 | 18.79 | 29.87 | 44.77
CE | Wind | 23 | DOUN_P | 13.6 | 3.34 | 5.32 | 7.97
CE | Wind | 23 | DRAX_1 | 109.56 | 26.95 | 42.84 | 64.21
CE | Wind | 23 | DUNB | 15.23 | 3.75 | 5.96 | 8.93
CE | Wind | 23 | DYCE_P | 18.76 | 4.62 | 7.34 | 11
CE | Wind | 23 | EASO_1 | 124.46 | 30.62 | 48.66 | 72.95
CE | Wind | 23 | ECCL | 31.53 | 7.76 | 12.33 | 18.48
CE | Wind | 23 | ECLA_1 | 2.32 | 0.57 | 0.91 | 1.36
CE | Wind | 23 | EKIS | 74.3 | 18.28 | 29.05 | 43.55
CE | Wind | 23 | ELLA_1 | 8.7 | 2.14 | 3.4 | 5.1
CE | Wind | 23 | ENDE_1 | 39.55 | 9.73 | 15.47 | 23.18
CE | Wind | 23 | FECK_6 | 1.51 | 0.37 | 0.59 | 0.88
CE | Wind | 23 | FIDD_P | 48.94 | 12.04 | 19.14 | 28.68
CE | Wind | 23 | FOUR_1 | 127.07 | 31.26 | 49.68 | 74.48
CE | Wind | 23 | FRAS_P | 1.73 | 0.42 | 0.67 | 1.01
CE | Wind | 23 | FROD_1 | 58.4 | 14.37 | 22.84 | 34.23
CE | Wind | 23 | GALA | 18.96 | 4.66 | 7.41 | 11.11
CE | Wind | 23 | GIFF | 4.85 | 1.19 | 1.9 | 2.84
CE | Wind | 23 | GLLU | 81.69 | 20.09 | 31.94 | 47.88
CE | Wind | 23 | GLNI | 36.54 | 8.99 | 14.29 | 21.42
CE | Wind | 23 | GREN_1 | 190.11 | 46.77 | 74.33 | 111.43
CE | Wind | 23 | GRIW_1 | 88.15 | 21.69 | 34.47 | 51.67
CE | Wind | 23 | G_EXTRA_11 | 24.25 | 5.97 | 9.48 | 14.21
CE | Wind | 23 | G_EXTRA_12 | 12.05 | 2.97 | 4.71 | 7.06
CE | Wind | 23 | G_EXTRA_13 | 34.16 | 8.4 | 13.36 | 20.02
CE | Wind | 23 | G_EXTRA_2 | 19.84 | 4.88 | 7.76 | 11.63
CE | Wind | 23 | G_EXTRA_8 | 59.42 | 14.62 | 23.23 | 34.82
CE | Wind | 23 | G_EXTRA_9 | 50.71 | 12.47 | 19.83 | 29.72
CE | Wind | 23 | HARK_1 | 85.9 | 21.13 | 33.59 | 50.35
CE | Wind | 23 | HARM_6 | 29.5 | 7.26 | 11.53 | 17.29
CE | Wind | 23 | HAWI | 17.64 | 4.34 | 6.9 | 10.34
CE | Wind | 23 | HAWP_6 | 41.18 | 10.13 | 16.1 | 24.13
CE | Wind | 23 | HEYS_1 | 69.27 | 17.04 | 27.09 | 40.6
CE | Wind | 23 | HUER | 24 | 5.9 | 16.48 | 18.38
CE | Wind | 23 | HUTT_1 | 90.94 | 22.37 | 35.56 | 53.3
CE | Wind | 23 | INDQ1 | 103.81 | 25.54 | 40.59 | 60.85
CE | Wind | 23 | INKE | 1.76 | 0.43 | 0.69 | 1.03
CE | Wind | 23 | IROA1 | 8 | 1.97 | 3.13 | 4.69
CE | Wind | 23 | KEAD_1 | 144.99 | 35.67 | 56.69 | 84.98
CE | Wind | 23 | KEIT_P | 24.9 | 6.12 | 9.73 | 14.59
CE | Wind | 23 | KEMS_1 | 14.85 | 3.65 | 5.81 | 8.7
CE | Wind | 23 | KILS | 15.76 | 3.88 | 6.16 | 9.24
CE | Wind | 23 | KILT | 5.51 | 1.36 | 2.16 | 3.23
CE | Wind | 23 | KINT_P | 5.78 | 1.42 | 2.26 | 3.39
CE | Wind | 23 | KIRKB1 | 18.56 | 4.57 | 7.26 | 10.88
CE | Wind | 23 | LACK_6 | 62.1 | 15.28 | 42.65 | 47.56
CE | Wind | 23 | LAIR_P | 8.09 | 1.99 | 3.16 | 4.74
CE | Wind | 23 | LAND1 | 8.82 | 2.17 | 3.45 | 5.17
CE | Wind | 23 | LEVE | 8.65 | 2.13 | 5.45 | 6.33
CE | Wind | 23 | LING | 66.75 | 16.42 | 26.1 | 39.12
CE | Wind | 23 | LINM | 88.08 | 21.67 | 34.44 | 51.62
CE | Wind | 23 | LISD_1 | 15.78 | 3.88 | 6.17 | 9.25
CE | Wind | 23 | MACD_P | 27.13 | 6.67 | 10.61 | 15.9
CE | Wind | 23 | MAGA_6 | 9.28 | 2.28 | 3.63 | 5.44
CE | Wind | 23 | MELK_1 | 2.32 | 0.57 | 0.91 | 1.36
CE | Wind | 23 | MILC_P | 4.31 | 1.06 | 1.69 | 2.53
CE | Wind | 23 | MITY_1 | 7.54 | 1.85 | 2.95 | 4.42
CE | Wind | 23 | MYBS_P | 27.59 | 6.79 | 10.79 | 16.17
CE | Wind | 23 | NEAR | 2.54 | 0.62 | 0.99 | 1.49
CE | Wind | 23 | NEEP_3 | 22.5 | 5.54 | 8.8 | 13.19
CE | Wind | 23 | NINF_1 | 8.7 | 2.14 | 3.4 | 5.1
CE | Wind | 23 | NORM_1 | 88.82 | 21.85 | 52.48 | 62.84
CE | Wind | 23 | NORT_1 | 56.6 | 13.92 | 22.13 | 33.18
CE | Wind | 23 | OFFE_3 | 5.99 | 1.47 | 2.34 | 3.51
CE | Wind | 23 | PADIB1 | 61.01 | 15.01 | 23.86 | 35.76
CE | Wind | 23 | PEMB_1 | 32.36 | 7.96 | 12.65 | 18.97
CE | Wind | 23 | PENT_1 | 78.09 | 19.21 | 48.28 | 56.55
CE | Wind | 23 | POOB | 6.61 | 1.63 | 2.59 | 3.88
CE | Wind | 23 | PORA_P | 17.14 | 4.22 | 6.7 | 10.05
CE | Wind | 23 | PYLE_1 | 141.8 | 34.88 | 55.44 | 83.11
CE | Wind | 23 | RAIN_1 | 1.16 | 0.29 | 0.45 | 0.68
CE | Wind | 23 | RASS_1 | 16.12 | 3.97 | 6.3 | 9.45
CE | Wind | 23 | RATS_1 | 12.3 | 3.02 | 4.81 | 7.21
CE | Wind | 23 | RAYL_1 | 68.09 | 16.75 | 26.62 | 39.91
CE | Wind | 23 | REDH | 28 | 6.89 | 10.95 | 16.41
CE | Wind | 23 | REDM_P | 12.39 | 3.05 | 4.84 | 7.26
CE | Wind | 23 | ROCH_1 | 133.28 | 32.79 | 52.11 | 78.11
CE | Wind | 23 | SALH_1 | 16.24 | 3.99 | 6.35 | 9.52
CE | Wind | 23 | SALT_1 | 72.03 | 17.72 | 28.16 | 42.22
CE | Wind | 23 | SBAR | 1.74 | 0.43 | 0.68 | 1.02
CE | Wind | 23 | SEAB1 | 32.71 | 8.05 | 12.79 | 19.17
CE | Wind | 23 | SELL_1 | 69.36 | 17.06 | 27.12 | 40.65
CE | Wind | 23 | SFEG_P | 19.95 | 4.91 | 7.8 | 11.69
CE | Wind | 23 | SHRW_1 | 74.29 | 18.28 | 29.05 | 43.54
CE | Wind | 23 | SKLGB1 | 11.89 | 2.92 | 4.65 | 6.97
CE | Wind | 23 | SPEN_1 | 37.12 | 9.13 | 14.51 | 21.75
CE | Wind | 23 | STAY_1 | 35.38 | 8.7 | 13.83 | 20.74
CE | Wind | 23 | STES_1 | 33.5 | 8.24 | 13.1 | 19.63
CE | Wind | 23 | STHA | 13.45 | 3.31 | 5.26 | 7.88
CE | Wind | 23 | STIR | 22.05 | 5.42 | 8.62 | 12.92
CE | Wind | 23 | STLE | 24.8 | 6.1 | 9.7 | 14.54
CE | Wind | 23 | STRI_P | 23.4 | 5.76 | 9.15 | 13.71
CE | Wind | 23 | SUND_1 | 4.41 | 1.08 | 1.72 | 2.58
CE | Wind | 23 | SWAN_1 | 109.73 | 26.99 | 42.9 | 64.31
CE | Wind | 23 | TARL_P | 4.74 | 1.17 | 1.85 | 2.78
CE | Wind | 23 | TAYN_P | 8.63 | 2.12 | 3.37 | 5.06
CE | Wind | 23 | THOM_6 | 69.83 | 17.18 | 27.3 | 40.93
CE | Wind | 23 | THSO_P | 50.89 | 12.52 | 19.9 | 29.83
CE | Wind | 23 | THUR_6 | 31.2 | 7.68 | 12.2 | 18.29
CE | Wind | 23 | TILBB_1 | 10.67 | 2.63 | 4.17 | 6.25
CE | Wind | 23 | TONG | 2.65 | 0.65 | 1.03 | 1.55
CE | Wind | 23 | TRAW_1 | 180.95 | 44.51 | 70.75 | 106.05
CE | Wind | 23 | UPPB_1 | 87.69 | 21.57 | 34.29 | 51.4
CE | Wind | 23 | UPPB_3 | 31.78 | 7.82 | 12.43 | 18.63
CE | Wind | 23 | USKM_1 | 7.31 | 1.8 | 2.86 | 4.28
CE | Wind | 23 | WALP_1 | 204.44 | 50.29 | 79.94 | 119.82
CE | Wind | 23 | WALP_B | 19.49 | 4.79 | 7.62 | 11.42
CE | Wind | 23 | WARL_1 | 1.16 | 0.29 | 0.45 | 0.68
CE | Wind | 23 | WASF_1 | 2.61 | 0.64 | 1.02 | 1.53
CE | Wind | 23 | WFIE | 18.85 | 4.64 | 7.37 | 11.05
CE | Wind | 23 | WILL_1 | 5.8 | 1.43 | 2.27 | 3.4
CE | Wind | 23 | WISH | 13.89 | 3.42 | 5.43 | 8.14
CE | Wind | 23 | WMEL_1 | 9.92 | 2.44 | 3.88 | 5.81
CE | Wind | 23 | WYLF_1 | 43.85 | 10.79 | 17.14 | 25.7
CE | Wind | 24 | ABNE_P | 10.95 | 2.69 | 4.28 | 6.42
CE | Wind | 24 | ALNE_P | 5.06 | 1.25 | 1.98 | 2.97
CE | Wind | 24 | ALVE1 | 112.42 | 27.65 | 43.96 | 65.89
CE | Wind | 24 | ARMO_P | 27.07 | 6.66 | 10.59 | 15.87
CE | Wind | 24 | BAGA | 54.57 | 13.42 | 21.34 | 31.99
CE | Wind | 24 | BARKC1 | 12.67 | 3.12 | 4.95 | 7.42
CE | Wind | 24 | BERW | 115 | 28.29 | 44.96 | 67.4
CE | Wind | 24 | BICF_1 | 247.21 | 60.81 | 154.16 | 179.82
CE | Wind | 24 | BIRK_1 | 180 | 44.28 | 123.62 | 137.84
CE | Wind | 24 | BLYTB1 | 99.63 | 24.51 | 51.23 | 65.85
CE | Wind | 24 | BLYTH132 | 121.95 | 30 | 47.68 | 71.47
CE | Wind | 24 | BONN | 17.89 | 4.4 | 7 | 10.49
CE | Wind | 24 | BRAW_1 | 21.31 | 5.24 | 8.33 | 12.49
CE | Wind | 24 | BRFO_1 | 30.06 | 7.39 | 15.3 | 19.77
CE | Wind | 24 | BRLE_1 | 2.37 | 0.58 | 0.93 | 1.39
CE | Wind | 24 | BURM_1 | 30.78 | 7.57 | 12.04 | 18.04
CE | Wind | 24 | BUSH_1 | 4.74 | 1.17 | 1.85 | 2.78
CE | Wind | 24 | CANTN1 | 143.3 | 35.25 | 98.42 | 109.74
CE | Wind | 24 | CARE_1 | 2.72 | 0.67 | 1.06 | 1.6
CE | Wind | 24 | CHAP | 27.7 | 6.81 | 10.83 | 16.23
CE | Wind | 24 | CHTE_1 | 16.04 | 3.95 | 6.27 | 9.4
CE | Wind | 24 | CONQA1 | 46.59 | 11.46 | 18.22 | 27.31
CE | Wind | 24 | COUA_P | 7.04 | 1.73 | 2.75 | 4.13
CE | Wind | 24 | COVE_1 | 16.58 | 4.08 | 6.48 | 9.71
CE | Wind | 24 | COYL | 72.91 | 17.94 | 28.51 | 42.73
CE | Wind | 24 | CREB_1 | 152.02 | 37.4 | 59.44 | 89.1
CE | Wind | 24 | CUMB | 4.5 | 1.11 | 1.76 | 2.64
CE | Wind | 24 | DEVO | 77.98 | 19.18 | 30.49 | 45.7
CE | Wind | 24 | DOUN_P | 13.88 | 3.41 | 5.43 | 8.13
CE | Wind | 24 | DRAX_1 | 111.83 | 27.51 | 43.72 | 65.54
CE | Wind | 24 | DUNB | 15.55 | 3.83 | 6.08 | 9.11
CE | Wind | 24 | DYCE_P | 19.15 | 4.71 | 7.49 | 11.22
CE | Wind | 24 | EASO_1 | 127.04 | 31.25 | 49.67 | 74.46
CE | Wind | 24 | ECCL | 32.18 | 7.92 | 12.58 | 18.86
CE | Wind | 24 | ECLA_1 | 2.37 | 0.58 | 0.93 | 1.39
CE | Wind | 24 | EKIS | 75.84 | 18.66 | 29.65 | 44.45
CE | Wind | 24 | ELLA_1 | 8.88 | 2.18 | 3.47 | 5.2
CE | Wind | 24 | ENDE_1 | 40.37 | 9.93 | 15.79 | 23.66
CE | Wind | 24 | FECK_6 | 1.54 | 0.38 | 0.6 | 0.9
CE | Wind | 24 | FIDD_P | 49.95 | 12.29 | 19.53 | 29.28
CE | Wind | 24 | FOUR_1 | 129.7 | 31.91 | 50.71 | 76.02
CE | Wind | 24 | FRAS_P | 1.76 | 0.43 | 0.69 | 1.03
CE | Wind | 24 | FROD_1 | 59.61 | 14.66 | 23.31 | 34.94
CE | Wind | 24 | GALA | 19.35 | 4.76 | 7.57 | 11.34
CE | Wind | 24 | GIFF | 4.95 | 1.22 | 1.94 | 2.9
CE | Wind | 24 | GLLU | 83.38 | 20.51 | 32.6 | 48.87
CE | Wind | 24 | GLNI | 37.3 | 9.18 | 14.58 | 21.86
CE | Wind | 24 | GREN_1 | 194.05 | 47.74 | 75.87 | 113.73
CE | Wind | 24 | GRIW_1 | 89.98 | 22.14 | 35.18 | 52.74
CE | Wind | 24 | G_EXTRA_11 | 24.75 | 6.09 | 9.68 | 14.51
CE | Wind | 24 | G_EXTRA_12 | 12.3 | 3.03 | 4.81 | 7.21
CE | Wind | 24 | G_EXTRA_13 | 34.87 | 8.58 | 13.63 | 20.44
CE | Wind | 24 | G_EXTRA_2 | 20.25 | 4.98 | 7.92 | 11.87
CE | Wind | 24 | G_EXTRA_8 | 60.65 | 14.92 | 23.71 | 35.55
CE | Wind | 24 | G_EXTRA_9 | 51.76 | 12.73 | 20.24 | 30.34
CE | Wind | 24 | HARK_1 | 87.68 | 21.57 | 34.28 | 51.39
CE | Wind | 24 | HARM_6 | 30.11 | 7.41 | 11.77 | 17.65
CE | Wind | 24 | HAWI | 18 | 4.43 | 7.04 | 10.55
CE | Wind | 24 | HAWP_6 | 42.03 | 10.34 | 16.43 | 24.63
CE | Wind | 24 | HEYS_1 | 70.71 | 17.39 | 27.65 | 41.44
CE | Wind | 24 | HUER | 24 | 5.9 | 16.48 | 18.38
CE | Wind | 24 | HUTT_1 | 92.82 | 22.83 | 36.29 | 54.4
CE | Wind | 24 | INDQ1 | 105.97 | 26.07 | 41.43 | 62.11
CE | Wind | 24 | INKE | 1.8 | 0.44 | 0.7 | 1.06
CE | Wind | 24 | IROA1 | 8.17 | 2.01 | 3.19 | 4.79
CE | Wind | 24 | KEAD_1 | 148 | 36.41 | 57.87 | 86.74
CE | Wind | 24 | KEIT_P | 25.41 | 6.25 | 9.94 | 14.89
CE | Wind | 24 | KEMS_1 | 15.15 | 3.73 | 5.93 | 8.88
CE | Wind | 24 | KILS | 16.09 | 3.96 | 6.29 | 9.43
CE | Wind | 24 | KILT | 5.63 | 1.38 | 2.2 | 3.3
CE | Wind | 24 | KINT_P | 5.9 | 1.45 | 2.31 | 3.46
CE | Wind | 24 | KIRKB1 | 18.94 | 4.66 | 7.41 | 11.1
CE | Wind | 24 | LACK_6 | 62.1 | 15.28 | 42.65 | 47.56
CE | Wind | 24 | LAIR_P | 8.25 | 2.03 | 3.23 | 4.84
CE | Wind | 24 | LAND1 | 9 | 2.21 | 3.52 | 5.27
CE | Wind | 24 | LEVE | 8.69 | 2.14 | 5.47 | 6.35
CE | Wind | 24 | LING | 68.13 | 16.76 | 26.64 | 39.93
CE | Wind | 24 | LINM | 89.9 | 22.12 | 35.15 | 52.69
CE | Wind | 24 | LISD_1 | 16.1 | 3.96 | 6.3 | 9.44
CE | Wind | 24 | MACD_P | 27.69 | 6.81 | 10.83 | 16.23
CE | Wind | 24 | MAGA_6 | 9.47 | 2.33 | 3.7 | 5.55
CE | Wind | 24 | MELK_1 | 2.37 | 0.58 | 0.93 | 1.39
CE | Wind | 24 | MILC_P | 4.4 | 1.08 | 1.72 | 2.58
CE | Wind | 24 | MITY_1 | 7.7 | 1.89 | 3.01 | 4.51
CE | Wind | 24 | MYBS_P | 28.16 | 6.93 | 11.01 | 16.51
CE | Wind | 24 | NEAR | 2.59 | 0.64 | 1.01 | 1.52
CE | Wind | 24 | NEEP_3 | 22.97 | 5.65 | 8.98 | 13.46
CE | Wind | 24 | NINF_1 | 8.88 | 2.18 | 3.47 | 5.2
CE | Wind | 24 | NORM_1 | 89.42 | 22 | 52.71 | 63.19
CE | Wind | 24 | NORT_1 | 57.78 | 14.21 | 22.59 | 33.86
CE | Wind | 24 | OFFE_3 | 6.11 | 1.5 | 2.39 | 3.58
CE | Wind | 24 | PADIB1 | 62.28 | 15.32 | 24.35 | 36.5
CE | Wind | 24 | PEMB_1 | 33.03 | 8.13 | 12.92 | 19.36
CE | Wind | 24 | PENT_1 | 78.47 | 19.3 | 48.43 | 56.77
CE | Wind | 24 | POOB | 6.75 | 1.66 | 2.64 | 3.96
CE | Wind | 24 | PORA_P | 17.5 | 4.3 | 6.84 | 10.26
CE | Wind | 24 | PYLE_1 | 144.74 | 35.61 | 56.59 | 84.83
CE | Wind | 24 | RAIN_1 | 1.18 | 0.29 | 0.46 | 0.69
CE | Wind | 24 | RASS_1 | 16.46 | 4.05 | 6.43 | 9.65
CE | Wind | 24 | RATS_1 | 12.55 | 3.09 | 4.91 | 7.36
CE | Wind | 24 | RAYL_1 | 69.5 | 17.1 | 27.17 | 40.73
CE | Wind | 24 | REDH | 28.58 | 7.03 | 11.17 | 16.75
CE | Wind | 24 | REDM_P | 12.65 | 3.11 | 4.94 | 7.41
CE | Wind | 24 | ROCH_1 | 136.04 | 33.47 | 53.19 | 79.73
CE | Wind | 24 | SALH_1 | 16.58 | 4.08 | 6.48 | 9.71
CE | Wind | 24 | SALT_1 | 73.52 | 18.09 | 28.75 | 43.09
CE | Wind | 24 | SBAR | 1.78 | 0.44 | 0.69 | 1.04
CE | Wind | 24 | SEAB1 | 33.39 | 8.21 | 13.05 | 19.57
CE | Wind | 24 | SELL_1 | 70.8 | 17.42 | 27.68 | 41.5
CE | Wind | 24 | SFEG_P | 20.36 | 5.01 | 7.96 | 11.93
CE | Wind | 24 | SHRW_1 | 75.83 | 18.65 | 29.65 | 44.45
CE | Wind | 24 | SKLGB1 | 12.14 | 2.99 | 4.75 | 7.11
CE | Wind | 24 | SPEN_1 | 37.89 | 9.32 | 14.81 | 22.21
CE | Wind | 24 | STAY_1 | 36.11 | 8.88 | 14.12 | 21.16
CE | Wind | 24 | STES_1 | 34.19 | 8.41 | 13.37 | 20.04
CE | Wind | 24 | STHA | 13.73 | 3.38 | 5.37 | 8.05
CE | Wind | 24 | STIR | 22.5 | 5.54 | 8.8 | 13.19
CE | Wind | 24 | STLE | 25.32 | 6.23 | 9.9 | 14.84
CE | Wind | 24 | STRI_P | 23.88 | 5.87 | 9.34 | 14
CE | Wind | 24 | SUND_1 | 4.5 | 1.11 | 1.76 | 2.64
CE | Wind | 24 | SWAN_1 | 112 | 27.55 | 43.79 | 65.65
CE | Wind | 24 | TARL_P | 4.84 | 1.19 | 1.89 | 2.84
CE | Wind | 24 | TAYN_P | 8.8 | 2.17 | 3.44 | 5.16
CE | Wind | 24 | THOM_6 | 71.27 | 17.53 | 27.87 | 41.77
CE | Wind | 24 | THSO_P | 51.94 | 12.78 | 20.31 | 30.44
CE | Wind | 24 | THUR_6 | 31.85 | 7.83 | 12.45 | 18.67
CE | Wind | 24 | TILBB_1 | 10.89 | 2.68 | 4.26 | 6.38
CE | Wind | 24 | TONG | 2.7 | 0.66 | 1.06 | 1.58
CE | Wind | 24 | TRAW_1 | 184.7 | 45.44 | 72.22 | 108.25
CE | Wind | 24 | UPPB_1 | 89.51 | 22.02 | 35 | 52.46
CE | Wind | 24 | UPPB_3 | 32.44 | 7.98 | 12.68 | 19.01
CE | Wind | 24 | USKM_1 | 7.46 | 1.83 | 2.92 | 4.37
CE | Wind | 24 | WALP_1 | 208.67 | 51.33 | 81.59 | 122.3
CE | Wind | 24 | WALP_B | 19.89 | 4.89 | 7.78 | 11.66
CE | Wind | 24 | WARL_1 | 1.18 | 0.29 | 0.46 | 0.69
CE | Wind | 24 | WASF_1 | 2.66 | 0.66 | 1.04 | 1.56
CE | Wind | 24 | WFIE | 19.24 | 4.73 | 7.52 | 11.28
CE | Wind | 24 | WILL_1 | 5.92 | 1.46 | 2.31 | 3.47
CE | Wind | 24 | WISH | 14.18 | 3.49 | 5.54 | 8.31
CE | Wind | 24 | WMEL_1 | 10.12 | 2.49 | 3.96 | 5.93
CE | Wind | 24 | WYLF_1 | 44.75 | 11.01 | 17.5 | 26.23
CE | Wind | 25 | ABNE_P | 11.2 | 2.76 | 4.38 | 6.56
CE | Wind | 25 | ALNE_P | 5.18 | 1.27 | 2.02 | 3.04
CE | Wind | 25 | ALVE1 | 115.01 | 28.29 | 44.97 | 67.41
CE | Wind | 25 | ARMO_P | 27.7 | 6.81 | 10.83 | 16.23
CE | Wind | 25 | BAGA | 55.83 | 13.73 | 21.83 | 32.72
CE | Wind | 25 | BARKC1 | 12.96 | 3.19 | 5.07 | 7.6
CE | Wind | 25 | BERW | 117.64 | 28.94 | 46 | 68.95
CE | Wind | 25 | BICF_1 | 248.42 | 61.11 | 154.64 | 180.53
CE | Wind | 25 | BIRK_1 | 180 | 44.28 | 123.62 | 137.84
CE | Wind | 25 | BLYTB1 | 100.97 | 24.84 | 51.76 | 66.64
CE | Wind | 25 | BLYTH132 | 124.76 | 30.69 | 48.78 | 73.12
CE | Wind | 25 | BONN | 18.3 | 4.5 | 7.16 | 10.73
CE | Wind | 25 | BRAW_1 | 21.8 | 5.36 | 8.52 | 12.78
CE | Wind | 25 | BRFO_1 | 30.47 | 7.5 | 15.46 | 20.02
CE | Wind | 25 | BRLE_1 | 2.42 | 0.6 | 0.95 | 1.42
CE | Wind | 25 | BURM_1 | 31.49 | 7.75 | 12.31 | 18.46
CE | Wind | 25 | BUSH_1 | 4.84 | 1.19 | 1.89 | 2.84
CE | Wind | 25 | CANTN1 | 143.3 | 35.25 | 98.42 | 109.74
CE | Wind | 25 | CARE_1 | 2.79 | 0.69 | 1.09 | 1.63
CE | Wind | 25 | CHAP | 28.33 | 6.97 | 11.08 | 16.61
CE | Wind | 25 | CHTE_1 | 16.41 | 4.04 | 6.42 | 9.62
CE | Wind | 25 | CONQA1 | 47.66 | 11.72 | 18.64 | 27.93
CE | Wind | 25 | COUA_P | 7.21 | 1.77 | 2.82 | 4.22
CE | Wind | 25 | COVE_1 | 16.96 | 4.17 | 6.63 | 9.94
CE | Wind | 25 | COYL | 74.59 | 18.35 | 29.17 | 43.72
CE | Wind | 25 | CREB_1 | 155.52 | 38.26 | 60.81 | 91.15
CE | Wind | 25 | CUMB | 4.6 | 1.13 | 1.8 | 2.7
CE | Wind | 25 | DEVO | 79.77 | 19.62 | 31.19 | 46.75
CE | Wind | 25 | DOUN_P | 14.2 | 3.49 | 5.55 | 8.32
CE | Wind | 25 | DRAX_1 | 114.4 | 28.14 | 44.73 | 67.05
CE | Wind | 25 | DUNB | 15.91 | 3.91 | 6.22 | 9.32
CE | Wind | 25 | DYCE_P | 19.59 | 4.82 | 7.66 | 11.48
CE | Wind | 25 | EASO_1 | 129.97 | 31.97 | 50.82 | 76.17
CE | Wind | 25 | ECCL | 32.92 | 8.1 | 12.87 | 19.3
CE | Wind | 25 | ECLA_1 | 2.42 | 0.6 | 0.95 | 1.42
CE | Wind | 25 | EKIS | 77.59 | 19.09 | 30.34 | 45.47
CE | Wind | 25 | ELLA_1 | 9.08 | 2.23 | 3.55 | 5.32
CE | Wind | 25 | ENDE_1 | 41.3 | 10.16 | 16.15 | 24.21
CE | Wind | 25 | FECK_6 | 1.57 | 0.39 | 0.62 | 0.92
CE | Wind | 25 | FIDD_P | 51.1 | 12.57 | 19.98 | 29.95
CE | Wind | 25 | FOUR_1 | 132.69 | 32.64 | 51.88 | 77.77
CE | Wind | 25 | FRAS_P | 1.8 | 0.44 | 0.7 | 1.06
CE | Wind | 25 | FROD_1 | 60.99 | 15 | 23.85 | 35.74
CE | Wind | 25 | GALA | 19.8 | 4.87 | 7.74 | 11.6
CE | Wind | 25 | GIFF | 5.06 | 1.25 | 1.98 | 2.97
CE | Wind | 25 | GLLU | 85.3 | 20.98 | 33.35 | 49.99
CE | Wind | 25 | GLNI | 38.16 | 9.39 | 14.92 | 22.37
CE | Wind | 25 | GREN_1 | 198.52 | 48.84 | 77.62 | 116.35
CE | Wind | 25 | GRIW_1 | 92.05 | 22.65 | 35.99 | 53.95
CE | Wind | 25 | G_EXTRA_11 | 25.32 | 6.23 | 9.9 | 14.84
CE | Wind | 25 | G_EXTRA_12 | 12.59 | 3.1 | 4.92 | 7.38
CE | Wind | 25 | G_EXTRA_13 | 35.67 | 8.77 | 13.95 | 20.91
CE | Wind | 25 | G_EXTRA_2 | 20.72 | 5.1 | 8.1 | 12.14
CE | Wind | 25 | G_EXTRA_8 | 62.05 | 15.26 | 24.26 | 36.36
CE | Wind | 25 | G_EXTRA_9 | 52.95 | 13.03 | 20.7 | 31.03
CE | Wind | 25 | HARK_1 | 89.7 | 22.07 | 35.07 | 52.58
CE | Wind | 25 | HARM_6 | 30.8 | 7.58 | 12.04 | 18.05
CE | Wind | 25 | HAWI | 18.42 | 4.53 | 7.2 | 10.79
CE | Wind | 25 | HAWP_6 | 43 | 10.58 | 16.81 | 25.2
CE | Wind | 25 | HEYS_1 | 72.33 | 17.79 | 28.28 | 42.4
CE | Wind | 25 | HUER | 24 | 5.9 | 16.48 | 18.38
CE | Wind | 25 | HUTT_1 | 94.96 | 23.36 | 37.13 | 55.66
CE | Wind | 25 | INDQ1 | 108.41 | 26.67 | 42.39 | 63.54
CE | Wind | 25 | INKE | 1.84 | 0.45 | 0.72 | 1.08
CE | Wind | 25 | IROA1 | 8.36 | 2.06 | 3.27 | 4.9
CE | Wind | 25 | KEAD_1 | 151.4 | 37.25 | 59.2 | 88.74
CE | Wind | 25 | KEIT_P | 26 | 6.4 | 10.16 | 15.24
CE | Wind | 25 | KEMS_1 | 15.5 | 3.81 | 6.06 | 9.09
CE | Wind | 25 | KILS | 16.46 | 4.05 | 6.44 | 9.65
CE | Wind | 25 | KILT | 5.76 | 1.42 | 2.25 | 3.37
CE | Wind | 25 | KINT_P | 6.03 | 1.48 | 2.36 | 3.54
CE | Wind | 25 | KIRKB1 | 19.38 | 4.77 | 7.58 | 11.36
CE | Wind | 25 | LACK_6 | 62.1 | 15.28 | 42.65 | 47.56
CE | Wind | 25 | LAIR_P | 8.44 | 2.08 | 3.3 | 4.95
CE | Wind | 25 | LAND1 | 9.21 | 2.26 | 3.6 | 5.4
CE | Wind | 25 | LEVE | 8.73 | 2.15 | 5.48 | 6.37
CE | Wind | 25 | LING | 69.7 | 17.15 | 27.25 | 40.85
CE | Wind | 25 | LINM | 91.97 | 22.63 | 35.96 | 53.91
CE | Wind | 25 | LISD_1 | 16.47 | 4.05 | 6.44 | 9.65
CE | Wind | 25 | MACD_P | 28.33 | 6.97 | 11.08 | 16.6
CE | Wind | 25 | MAGA_6 | 9.69 | 2.38 | 3.79 | 5.68
CE | Wind | 25 | MELK_1 | 2.42 | 0.6 | 0.95 | 1.42
CE | Wind | 25 | MILC_P | 4.5 | 1.11 | 1.76 | 2.64
CE | Wind | 25 | MITY_1 | 7.87 | 1.94 | 3.08 | 4.61
CE | Wind | 25 | MYBS_P | 28.81 | 7.09 | 11.26 | 16.89
CE | Wind | 25 | NEAR | 2.65 | 0.65 | 1.04 | 1.55
CE | Wind | 25 | NEEP_3 | 23.5 | 5.78 | 9.19 | 13.77
CE | Wind | 25 | NINF_1 | 9.08 | 2.23 | 3.55 | 5.32
CE | Wind | 25 | NORM_1 | 90.1 | 22.16 | 52.98 | 63.59
CE | Wind | 25 | NORT_1 | 59.11 | 14.54 | 23.11 | 34.64
CE | Wind | 25 | OFFE_3 | 6.25 | 1.54 | 2.44 | 3.66
CE | Wind | 25 | PADIB1 | 63.71 | 15.67 | 24.91 | 37.34
CE | Wind | 25 | PEMB_1 | 33.79 | 8.31 | 13.21 | 19.81
CE | Wind | 25 | PENT_1 | 78.9 | 19.41 | 48.6 | 57.02
CE | Wind | 25 | POOB | 6.91 | 1.7 | 2.7 | 4.05
CE | Wind | 25 | PORA_P | 17.9 | 4.4 | 7 | 10.49
CE | Wind | 25 | PYLE_1 | 148.07 | 36.43 | 57.9 | 86.79
CE | Wind | 25 | RAIN_1 | 1.21 | 0.3 | 0.47 | 0.71
CE | Wind | 25 | RASS_1 | 16.84 | 4.14 | 6.58 | 9.87
CE | Wind | 25 | RATS_1 | 12.84 | 3.16 | 5.02 | 7.52
CE | Wind | 25 | RAYL_1 | 71.1 | 17.49 | 27.8 | 41.67
CE | Wind | 25 | REDH | 29.24 | 7.19 | 11.43 | 17.14
CE | Wind | 25 | REDM_P | 12.94 | 3.18 | 5.06 | 7.58
CE | Wind | 25 | ROCH_1 | 139.17 | 34.24 | 54.42 | 81.57
CE | Wind | 25 | SALH_1 | 16.96 | 4.17 | 6.63 | 9.94
CE | Wind | 25 | SALT_1 | 75.22 | 18.5 | 29.41 | 44.09
CE | Wind | 25 | SBAR | 1.82 | 0.45 | 0.71 | 1.06
CE | Wind | 25 | SEAB1 | 34.16 | 8.4 | 13.36 | 20.02
CE | Wind | 25 | SELL_1 | 72.43 | 17.82 | 28.32 | 42.45
CE | Wind | 25 | SFEG_P | 20.83 | 5.12 | 8.14 | 12.21
CE | Wind | 25 | SHRW_1 | 77.58 | 19.08 | 30.33 | 45.47
CE | Wind | 25 | SKLGB1 | 12.42 | 3.05 | 4.85 | 7.28
CE | Wind | 25 | SPEN_1 | 38.76 | 9.53 | 15.15 | 22.72
CE | Wind | 25 | STAY_1 | 36.94 | 9.09 | 14.44 | 21.65
CE | Wind | 25 | STES_1 | 34.98 | 8.61 | 13.68 | 20.5
CE | Wind | 25 | STHA | 14.04 | 3.45 | 5.49 | 8.23
CE | Wind | 25 | STIR | 23.02 | 5.66 | 9 | 13.49
CE | Wind | 25 | STLE | 25.9 | 6.37 | 10.13 | 15.18
CE | Wind | 25 | STRI_P | 24.43 | 6.01 | 9.55 | 14.32
CE | Wind | 25 | SUND_1 | 4.6 | 1.13 | 1.8 | 2.7
CE | Wind | 25 | SWAN_1 | 114.58 | 28.19 | 44.8 | 67.16
CE | Wind | 25 | TARL_P | 4.95 | 1.22 | 1.94 | 2.9
CE | Wind | 25 | TAYN_P | 9.01 | 2.22 | 3.52 | 5.28
CE | Wind | 25 | THOM_6 | 72.92 | 17.94 | 28.51 | 42.74
CE | Wind | 25 | THSO_P | 53.14 | 13.07 | 20.78 | 31.15
CE | Wind | 25 | THUR_6 | 32.58 | 8.02 | 12.74 | 19.1
CE | Wind | 25 | TILBB_1 | 11.14 | 2.74 | 4.36 | 6.53
CE | Wind | 25 | TONG | 2.76 | 0.68 | 1.08 | 1.62
CE | Wind | 25 | TRAW_1 | 188.95 | 46.48 | 73.88 | 110.74
CE | Wind | 25 | UPPB_1 | 91.57 | 22.53 | 35.8 | 53.67
CE | Wind | 25 | UPPB_3 | 33.19 | 8.16 | 12.98 | 19.45
CE | Wind | 25 | USKM_1 | 7.63 | 1.88 | 2.98 | 4.47
CE | Wind | 25 | WALP_1 | 213.48 | 52.52 | 83.47 | 125.12
CE | Wind | 25 | WALP_B | 20.35 | 5.01 | 7.96 | 11.93
CE | Wind | 25 | WARL_1 | 1.21 | 0.3 | 0.47 | 0.71
CE | Wind | 25 | WASF_1 | 2.73 | 0.67 | 1.07 | 1.6
CE | Wind | 25 | WFIE | 19.68 | 4.84 | 7.7 | 11.54
CE | Wind | 25 | WILL_1 | 6.06 | 1.49 | 2.37 | 3.55
CE | Wind | 25 | WISH | 14.5 | 3.57 | 5.67 | 8.5
CE | Wind | 25 | WMEL_1 | 10.36 | 2.55 | 4.05 | 6.07
CE | Wind | 25 | WYLF_1 | 45.78 | 11.26 | 17.9 | 26.83
CE | Wind | 26 | ABNE_P | 11.52 | 2.83 | 4.5 | 6.75
CE | Wind | 26 | ALNE_P | 5.33 | 1.31 | 2.08 | 3.12
CE | Wind | 26 | ALVE1 | 118.25 | 29.09 | 46.24 | 69.31
CE | Wind | 26 | ARMO_P | 28.48 | 7.01 | 11.14 | 16.69
CE | Wind | 26 | BAGA | 57.41 | 14.12 | 22.45 | 33.65
CE | Wind | 26 | BARKC1 | 13.33 | 3.28 | 5.21 | 7.81
CE | Wind | 26 | BERW | 120.97 | 29.76 | 47.3 | 70.9
CE | Wind | 26 | BICF_1 | 249.95 | 61.49 | 155.23 | 181.43
CE | Wind | 26 | BIRK_1 | 180 | 44.28 | 123.62 | 137.84
CE | Wind | 26 | BLYTB1 | 102.65 | 25.25 | 52.41 | 67.62
CE | Wind | 26 | BLYTH132 | 128.28 | 31.56 | 50.16 | 75.18
CE | Wind | 26 | BONN | 18.82 | 4.63 | 7.36 | 11.03
CE | Wind | 26 | BRAW_1 | 22.42 | 5.51 | 8.77 | 13.14
CE | Wind | 26 | BRFO_1 | 30.99 | 7.62 | 15.67 | 20.32
CE | Wind | 26 | BRLE_1 | 2.49 | 0.61 | 0.97 | 1.46
CE | Wind | 26 | BURM_1 | 32.38 | 7.97 | 12.66 | 18.98
CE | Wind | 26 | BUSH_1 | 4.98 | 1.23 | 1.95 | 2.92
CE | Wind | 26 | CANTN1 | 143.3 | 35.25 | 98.42 | 109.74
CE | Wind | 26 | CARE_1 | 2.86 | 0.7 | 1.12 | 1.68
CE | Wind | 26 | CHAP | 29.13 | 7.17 | 11.39 | 17.08
CE | Wind | 26 | CHTE_1 | 16.88 | 4.15 | 6.6 | 9.89
CE | Wind | 26 | CONQA1 | 49.01 | 12.06 | 19.16 | 28.72
CE | Wind | 26 | COUA_P | 7.41 | 1.82 | 2.9 | 4.34
CE | Wind | 26 | COVE_1 | 17.44 | 4.29 | 6.82 | 10.22
CE | Wind | 26 | COYL | 76.7 | 18.87 | 29.99 | 44.95
CE | Wind | 26 | CREB_1 | 159.91 | 39.34 | 62.53 | 93.73
CE | Wind | 26 | CUMB | 4.73 | 1.16 | 1.85 | 2.77
CE | Wind | 26 | DEVO | 82.03 | 20.18 | 32.07 | 48.08
CE | Wind | 26 | DOUN_P | 14.6 | 3.59 | 5.71 | 8.56
CE | Wind | 26 | DRAX_1 | 117.63 | 28.94 | 45.99 | 68.94
CE | Wind | 26 | DUNB | 16.36 | 4.02 | 6.4 | 9.59
CE | Wind | 26 | DYCE_P | 20.14 | 4.96 | 7.88 | 11.81
CE | Wind | 26 | EASO_1 | 133.63 | 32.87 | 52.25 | 78.32
CE | Wind | 26 | ECCL | 33.85 | 8.33 | 13.24 | 19.84
CE | Wind | 26 | ECLA_1 | 2.49 | 0.61 | 0.97 | 1.46
CE | Wind | 26 | EKIS | 79.78 | 19.63 | 31.19 | 46.76
CE | Wind | 26 | ELLA_1 | 9.34 | 2.3 | 3.65 | 5.47
CE | Wind | 26 | ENDE_1 | 42.47 | 10.45 | 16.61 | 24.89
CE | Wind | 26 | FECK_6 | 1.62 | 0.4 | 0.63 | 0.95
CE | Wind | 26 | FIDD_P | 52.55 | 12.93 | 20.55 | 30.8
CE | Wind | 26 | FOUR_1 | 136.44 | 33.56 | 53.35 | 79.97
CE | Wind | 26 | FRAS_P | 1.85 | 0.46 | 0.72 | 1.09
CE | Wind | 26 | FROD_1 | 62.71 | 15.43 | 24.52 | 36.75
CE | Wind | 26 | GALA | 20.36 | 5.01 | 7.96 | 11.93
CE | Wind | 26 | GIFF | 5.21 | 1.28 | 2.04 | 3.05
CE | Wind | 26 | GLLU | 87.71 | 21.58 | 34.29 | 51.4
CE | Wind | 26 | GLNI | 39.24 | 9.65 | 15.34 | 23
CE | Wind | 26 | GREN_1 | 204.13 | 50.22 | 79.81 | 119.64
CE | Wind | 26 | GRIW_1 | 94.65 | 23.28 | 37.01 | 55.48
CE | Wind | 26 | G_EXTRA_11 | 26.04 | 6.41 | 10.18 | 15.26
CE | Wind | 26 | G_EXTRA_12 | 12.94 | 3.18 | 5.06 | 7.59
CE | Wind | 26 | G_EXTRA_13 | 36.68 | 9.02 | 14.34 | 21.5
CE | Wind | 26 | G_EXTRA_2 | 21.31 | 5.24 | 8.33 | 12.49
CE | Wind | 26 | G_EXTRA_8 | 63.8 | 15.69 | 24.94 | 37.39
CE | Wind | 26 | G_EXTRA_9 | 54.45 | 13.39 | 21.29 | 31.91
CE | Wind | 26 | HARK_1 | 92.24 | 22.69 | 36.06 | 54.06
CE | Wind | 26 | HARM_6 | 31.67 | 7.79 | 12.38 | 18.56
CE | Wind | 26 | HAWI | 18.94 | 4.66 | 7.4 | 11.1
CE | Wind | 26 | HAWP_6 | 44.21 | 10.88 | 17.29 | 25.91
CE | Wind | 26 | HEYS_1 | 74.38 | 18.3 | 29.08 | 43.59
CE | Wind | 26 | HUER | 24 | 5.9 | 16.48 | 18.38
CE | Wind | 26 | HUTT_1 | 97.64 | 24.02 | 38.18 | 57.23
CE | Wind | 26 | INDQ1 | 111.47 | 27.42 | 43.58 | 65.33
CE | Wind | 26 | INKE | 1.89 | 0.47 | 0.74 | 1.11
CE | Wind | 26 | IROA1 | 8.59 | 2.11 | 3.36 | 5.04
CE | Wind | 26 | KEAD_1 | 155.68 | 38.3 | 60.87 | 91.24
CE | Wind | 26 | KEIT_P | 26.73 | 6.58 | 10.45 | 15.67
CE | Wind | 26 | KEMS_1 | 15.94 | 3.92 | 6.23 | 9.34
CE | Wind | 26 | KILS | 16.93 | 4.16 | 6.62 | 9.92
CE | Wind | 26 | KILT | 5.92 | 1.46 | 2.31 | 3.47
CE | Wind | 26 | KINT_P | 6.2 | 1.53 | 2.43 | 3.64
CE | Wind | 26 | KIRKB1 | 19.93 | 4.9 | 7.79 | 11.68
CE | Wind | 26 | LACK_6 | 62.1 | 15.28 | 42.65 | 47.56
CE | Wind | 26 | LAIR_P | 8.68 | 2.14 | 3.39 | 5.09
CE | Wind | 26 | LAND1 | 9.47 | 2.33 | 3.7 | 5.55
CE | Wind | 26 | LEVE | 8.78 | 2.16 | 5.5 | 6.4
CE | Wind | 26 | LING | 71.67 | 17.63 | 28.02 | 42
CE | Wind | 26 | LINM | 94.57 | 23.26 | 36.98 | 55.43
CE | Wind | 26 | LISD_1 | 16.94 | 4.17 | 6.62 | 9.93
CE | Wind | 26 | MACD_P | 29.13 | 7.17 | 11.39 | 17.07
CE | Wind | 26 | MAGA_6 | 9.96 | 2.45 | 3.9 | 5.84
CE | Wind | 26 | MELK_1 | 2.49 | 0.61 | 0.97 | 1.46
CE | Wind | 26 | MILC_P | 4.63 | 1.14 | 1.81 | 2.71
CE | Wind | 26 | MITY_1 | 8.1 | 1.99 | 3.17 | 4.74
CE | Wind | 26 | MYBS_P | 29.62 | 7.29 | 11.58 | 17.36
CE | Wind | 26 | NEAR | 2.72 | 0.67 | 1.06 | 1.6
CE | Wind | 26 | NEEP_3 | 24.16 | 5.94 | 9.45 | 14.16
CE | Wind | 26 | NINF_1 | 9.34 | 2.3 | 3.65 | 5.47
CE | Wind | 26 | NORM_1 | 90.95 | 22.37 | 53.31 | 64.09
CE | Wind | 26 | NORT_1 | 60.78 | 14.95 | 23.76 | 35.62
CE | Wind | 26 | OFFE_3 | 6.43 | 1.58 | 2.51 | 3.77
CE | Wind | 26 | PADIB1 | 65.51 | 16.12 | 25.61 | 38.4
CE | Wind | 26 | PEMB_1 | 34.75 | 8.55 | 13.59 | 20.37
CE | Wind | 26 | PENT_1 | 79.43 | 19.54 | 48.8 | 57.34
CE | Wind | 26 | POOB | 7.1 | 1.75 | 2.78 | 4.16
CE | Wind | 26 | PORA_P | 18.41 | 4.53 | 7.2 | 10.79
CE | Wind | 26 | PYLE_1 | 152.25 | 37.45 | 59.53 | 89.24
CE | Wind | 26 | RAIN_1 | 1.25 | 0.31 | 0.49 | 0.73
CE | Wind | 26 | RASS_1 | 17.31 | 4.26 | 6.77 | 10.15
CE | Wind | 26 | RATS_1 | 13.2 | 3.25 | 5.16 | 7.74
CE | Wind | 26 | RAYL_1 | 73.11 | 17.98 | 28.58 | 42.85
CE | Wind | 26 | REDH | 30.06 | 7.4 | 11.76 | 17.62
CE | Wind | 26 | REDM_P | 13.3 | 3.27 | 5.2 | 7.8
CE | Wind | 26 | ROCH_1 | 143.1 | 35.2 | 55.95 | 83.87
CE | Wind | 26 | SALH_1 | 17.44 | 4.29 | 6.82 | 10.22
CE | Wind | 26 | SALT_1 | 77.34 | 19.03 | 30.24 | 45.33
CE | Wind | 26 | SBAR | 1.87 | 0.46 | 0.73 | 1.09
CE | Wind | 26 | SEAB1 | 35.12 | 8.64 | 13.73 | 20.58
CE | Wind | 26 | SELL_1 | 74.48 | 18.32 | 29.12 | 43.65
CE | Wind | 26 | SFEG_P | 21.42 | 5.27 | 8.37 | 12.55
CE | Wind | 26 | SHRW_1 | 79.77 | 19.62 | 31.19 | 46.75
CE | Wind | 26 | SKLGB1 | 12.77 | 3.14 | 4.99 | 7.48
CE | Wind | 26 | SPEN_1 | 39.85 | 9.8 | 15.58 | 23.36
CE | Wind | 26 | STAY_1 | 37.99 | 9.34 | 14.85 | 22.26
CE | Wind | 26 | STES_1 | 35.97 | 8.85 | 14.06 | 21.08
CE | Wind | 26 | STHA | 14.44 | 3.55 | 5.65 | 8.46
CE | Wind | 26 | STIR | 23.67 | 5.82 | 9.26 | 13.87
CE | Wind | 26 | STLE | 26.63 | 6.55 | 10.41 | 15.61
CE | Wind | 26 | STRI_P | 25.12 | 6.18 | 9.82 | 14.72
CE | Wind | 26 | SUND_1 | 4.73 | 1.16 | 1.85 | 2.77
CE | Wind | 26 | SWAN_1 | 117.82 | 28.98 | 46.07 | 69.05
CE | Wind | 26 | TARL_P | 5.09 | 1.25 | 1.99 | 2.99
CE | Wind | 26 | TAYN_P | 9.26 | 2.28 | 3.62 | 5.43
CE | Wind | 26 | THOM_6 | 74.97 | 18.44 | 29.32 | 43.94
CE | Wind | 26 | THSO_P | 54.64 | 13.44 | 21.36 | 32.03
CE | Wind | 26 | THUR_6 | 33.5 | 8.24 | 13.1 | 19.64
CE | Wind | 26 | TILBB_1 | 11.46 | 2.82 | 4.48 | 6.72
CE | Wind | 26 | TONG | 2.84 | 0.7 | 1.11 | 1.66
CE | Wind | 26 | TRAW_1 | 194.29 | 47.79 | 75.97 | 113.87
CE | Wind | 26 | UPPB_1 | 94.15 | 23.16 | 36.81 | 55.18
CE | Wind | 26 | UPPB_3 | 34.12 | 8.39 | 13.34 | 20
CE | Wind | 26 | USKM_1 | 7.85 | 1.93 | 3.07 | 4.6
CE | Wind | 26 | WALP_1 | 219.51 | 54 | 85.83 | 128.65
CE | Wind | 26 | WALP_B | 20.92 | 5.15 | 8.18 | 12.26
CE | Wind | 26 | WARL_1 | 1.25 | 0.31 | 0.49 | 0.73
CE | Wind | 26 | WASF_1 | 2.8 | 0.69 | 1.1 | 1.64
CE | Wind | 26 | WFIE | 20.24 | 4.98 | 7.91 | 11.86
CE | Wind | 26 | WILL_1 | 6.23 | 1.53 | 2.43 | 3.65
CE | Wind | 26 | WISH | 14.91 | 3.67 | 5.83 | 8.74
CE | Wind | 26 | WMEL_1 | 10.65 | 2.62 | 4.16 | 6.24
CE | Wind | 26 | WYLF_1 | 47.08 | 11.58 | 18.41 | 27.59
CE | Wind | 27 | ABNE_P | 11.93 | 2.93 | 4.66 | 6.99
CE | Wind | 27 | ALNE_P | 5.52 | 1.36 | 2.16 | 3.23
CE | Wind | 27 | ALVE1 | 122.5 | 30.13 | 47.9 | 71.8
CE | Wind | 27 | ARMO_P | 29.5 | 7.26 | 11.53 | 17.29
CE | Wind | 27 | BAGA | 59.47 | 14.63 | 23.25 | 34.85
CE | Wind | 27 | BARKC1 | 13.8 | 3.4 | 5.4 | 8.09
CE | Wind | 27 | BERW | 125.31 | 30.83 | 49 | 73.44
CE | Wind | 27 | BICF_1 | 251.94 | 61.98 | 156.01 | 182.6
CE | Wind | 27 | BIRK_1 | 180 | 44.28 | 123.62 | 137.84
CE | Wind | 27 | BLYTB1 | 104.85 | 25.79 | 53.27 | 68.91
CE | Wind | 27 | BLYTH132 | 132.88 | 32.69 | 51.96 | 77.88
CE | Wind | 27 | BONN | 19.5 | 4.8 | 7.62 | 11.43
CE | Wind | 27 | BRAW_1 | 23.22 | 5.71 | 9.08 | 13.61
CE | Wind | 27 | BRFO_1 | 31.67 | 7.79 | 15.93 | 20.72
CE | Wind | 27 | BRLE_1 | 2.58 | 0.63 | 1.01 | 1.51
CE | Wind | 27 | BURM_1 | 33.54 | 8.25 | 13.12 | 19.66
CE | Wind | 27 | BUSH_1 | 5.16 | 1.27 | 2.02 | 3.02
CE | Wind | 27 | CANTN1 | 143.3 | 35.25 | 98.42 | 109.74
CE | Wind | 27 | CARE_1 | 2.97 | 0.73 | 1.16 | 1.74
CE | Wind | 27 | CHAP | 30.18 | 7.42 | 11.8 | 17.69
CE | Wind | 27 | CHTE_1 | 17.48 | 4.3 | 6.84 | 10.25
CE | Wind | 27 | CONQA1 | 50.77 | 12.49 | 19.85 | 29.75
CE | Wind | 27 | COUA_P | 7.67 | 1.89 | 3 | 4.5
CE | Wind | 27 | COVE_1 | 18.06 | 4.44 | 7.06 | 10.59
CE | Wind | 27 | COYL | 79.45 | 19.55 | 31.07 | 46.57
CE | Wind | 27 | CREB_1 | 165.65 | 40.75 | 64.77 | 97.09
CE | Wind | 27 | CUMB | 4.9 | 1.21 | 1.92 | 2.87
CE | Wind | 27 | DEVO | 84.97 | 20.9 | 33.22 | 49.8
CE | Wind | 27 | DOUN_P | 15.12 | 3.72 | 5.91 | 8.86
CE | Wind | 27 | DRAX_1 | 121.85 | 29.98 | 47.64 | 71.42
CE | Wind | 27 | DUNB | 16.94 | 4.17 | 6.63 | 9.93
CE | Wind | 27 | DYCE_P | 20.87 | 5.13 | 8.16 | 12.23
CE | Wind | 27 | EASO_1 | 138.43 | 34.05 | 54.13 | 81.13
CE | Wind | 27 | ECCL | 35.07 | 8.63 | 13.71 | 20.55
CE | Wind | 27 | ECLA_1 | 2.58 | 0.63 | 1.01 | 1.51
CE | Wind | 27 | EKIS | 82.64 | 20.33 | 32.31 | 48.44
CE | Wind | 27 | ELLA_1 | 9.68 | 2.38 | 3.78 | 5.67
CE | Wind | 27 | ENDE_1 | 43.99 | 10.82 | 17.2 | 25.78
CE | Wind | 27 | FECK_6 | 1.68 | 0.41 | 0.66 | 0.98
CE | Wind | 27 | FIDD_P | 54.43 | 13.39 | 21.28 | 31.9
CE | Wind | 27 | FOUR_1 | 141.33 | 34.77 | 55.26 | 82.84
CE | Wind | 27 | FRAS_P | 1.92 | 0.47 | 0.75 | 1.12
CE | Wind | 27 | FROD_1 | 64.96 | 15.98 | 25.4 | 38.07
CE | Wind | 27 | GALA | 21.09 | 5.19 | 8.25 | 12.36
CE | Wind | 27 | GIFF | 5.39 | 1.33 | 2.11 | 3.16
CE | Wind | 27 | GLLU | 90.85 | 22.35 | 35.52 | 53.25
CE | Wind | 27 | GLNI | 40.65 | 10 | 15.89 | 23.82
CE | Wind | 27 | GREN_1 | 211.45 | 52.02 | 82.68 | 123.93
CE | Wind | 27 | GRIW_1 | 98.05 | 24.12 | 38.34 | 57.47
CE | Wind | 27 | G_EXTRA_11 | 26.97 | 6.64 | 10.55 | 15.81
CE | Wind | 27 | G_EXTRA_12 | 13.41 | 3.3 | 5.24 | 7.86
CE | Wind | 27 | G_EXTRA_13 | 37.99 | 9.35 | 14.86 | 22.27
CE | Wind | 27 | G_EXTRA_2 | 22.07 | 5.43 | 8.63 | 12.94
CE | Wind | 27 | G_EXTRA_8 | 66.09 | 16.26 | 25.84 | 38.73
CE | Wind | 27 | G_EXTRA_9 | 56.4 | 13.87 | 22.05 | 33.06
CE | Wind | 27 | HARK_1 | 95.55 | 23.5 | 37.36 | 56
CE | Wind | 27 | HARM_6 | 32.81 | 8.07 | 12.83 | 19.23
CE | Wind | 27 | HAWI | 19.62 | 4.83 | 7.67 | 11.5
CE | Wind | 27 | HAWP_6 | 45.8 | 11.27 | 17.91 | 26.84
CE | Wind | 27 | HEYS_1 | 77.05 | 18.95 | 30.13 | 45.16
CE | Wind | 27 | HUER | 24 | 5.9 | 16.48 | 18.38
CE | Wind | 27 | HUTT_1 | 101.15 | 24.88 | 39.55 | 59.28
CE | Wind | 27 | INDQ1 | 115.47 | 28.4 | 45.15 | 67.68
CE | Wind | 27 | INKE | 1.96 | 0.48 | 0.77 | 1.15
CE | Wind | 27 | IROA1 | 8.9 | 2.19 | 3.48 | 5.22
CE | Wind | 27 | KEAD_1 | 161.27 | 39.67 | 63.06 | 94.52
CE | Wind | 27 | KEIT_P | 27.69 | 6.81 | 10.83 | 16.23
CE | Wind | 27 | KEMS_1 | 16.51 | 4.06 | 6.46 | 9.68
CE | Wind | 27 | KILS | 17.53 | 4.31 | 6.86 | 10.28
CE | Wind | 27 | KILT | 6.13 | 1.51 | 2.4 | 3.59
CE | Wind | 27 | KINT_P | 6.43 | 1.58 | 2.51 | 3.77
CE | Wind | 27 | KIRKB1 | 20.64 | 5.08 | 8.07 | 12.1
CE | Wind | 27 | LACK_6 | 62.1 | 15.28 | 42.65 | 47.56
CE | Wind | 27 | LAIR_P | 8.99 | 2.21 | 3.52 | 5.27
CE | Wind | 27 | LAND1 | 9.81 | 2.41 | 3.83 | 5.75
CE | Wind | 27 | LEVE | 8.84 | 2.17 | 5.53 | 6.44
CE | Wind | 27 | LING | 74.24 | 18.26 | 29.03 | 43.51
CE | Wind | 27 | LINM | 97.97 | 24.1 | 38.3 | 57.42
CE | Wind | 27 | LISD_1 | 17.55 | 4.32 | 6.86 | 10.28
CE | Wind | 27 | MACD_P | 30.17 | 7.42 | 11.8 | 17.68
CE | Wind | 27 | MAGA_6 | 10.32 | 2.54 | 4.04 | 6.05
CE | Wind | 27 | MELK_1 | 2.58 | 0.63 | 1.01 | 1.51
CE | Wind | 27 | MILC_P | 4.8 | 1.18 | 1.88 | 2.81
CE | Wind | 27 | MITY_1 | 8.39 | 2.06 | 3.28 | 4.91
CE | Wind | 27 | MYBS_P | 30.69 | 7.55 | 12 | 17.99
CE | Wind | 27 | NEAR | 2.82 | 0.69 | 1.1 | 1.65
CE | Wind | 27 | NEEP_3 | 25.03 | 6.16 | 9.79 | 14.67
CE | Wind | 27 | NINF_1 | 9.68 | 2.38 | 3.78 | 5.67
CE | Wind | 27 | NORM_1 | 92.06 | 22.65 | 53.74 | 64.74
CE | Wind | 27 | NORT_1 | 62.96 | 15.49 | 24.62 | 36.9
CE | Wind | 27 | OFFE_3 | 6.66 | 1.64 | 2.6 | 3.9
CE | Wind | 27 | PADIB1 | 67.86 | 16.69 | 26.53 | 39.77
CE | Wind | 27 | PEMB_1 | 35.99 | 8.85 | 14.07 | 21.1
CE | Wind | 27 | PENT_1 | 80.13 | 19.71 | 49.08 | 57.74
CE | Wind | 27 | POOB | 7.36 | 1.81 | 2.88 | 4.31
CE | Wind | 27 | PORA_P | 19.07 | 4.69 | 7.46 | 11.18
CE | Wind | 27 | PYLE_1 | 157.72 | 38.8 | 61.67 | 92.44
CE | Wind | 27 | RAIN_1 | 1.29 | 0.32 | 0.5 | 0.76
CE | Wind | 27 | RASS_1 | 17.93 | 4.41 | 7.01 | 10.51
CE | Wind | 27 | RATS_1 | 13.68 | 3.36 | 5.35 | 8.02
CE | Wind | 27 | RAYL_1 | 75.73 | 18.63 | 29.61 | 44.39
CE | Wind | 27 | REDH | 31.14 | 7.66 | 12.18 | 18.25
CE | Wind | 27 | REDM_P | 13.78 | 3.39 | 5.39 | 8.08
CE | Wind | 27 | ROCH_1 | 148.24 | 36.47 | 57.96 | 86.88
CE | Wind | 27 | SALH_1 | 18.06 | 4.44 | 7.06 | 10.59
CE | Wind | 27 | SALT_1 | 80.12 | 19.71 | 31.33 | 46.96
CE | Wind | 27 | SBAR | 1.94 | 0.48 | 0.76 | 1.13
CE | Wind | 27 | SEAB1 | 36.38 | 8.95 | 14.23 | 21.32
CE | Wind | 27 | SELL_1 | 77.15 | 18.98 | 30.17 | 45.22
CE | Wind | 27 | SFEG_P | 22.19 | 5.46 | 8.67 | 13
CE | Wind | 27 | SHRW_1 | 82.63 | 20.33 | 32.31 | 48.43
CE | Wind | 27 | SKLGB1 | 13.22 | 3.25 | 5.17 | 7.75
CE | Wind | 27 | SPEN_1 | 41.28 | 10.16 | 16.14 | 24.2
CE | Wind | 27 | STAY_1 | 39.35 | 9.68 | 15.39 | 23.06
CE | Wind | 27 | STES_1 | 37.26 | 9.17 | 14.57 | 21.84
CE | Wind | 27 | STHA | 14.96 | 3.68 | 5.85 | 8.77
CE | Wind | 27 | STIR | 24.52 | 6.03 | 9.59 | 14.37
CE | Wind | 27 | STLE | 27.59 | 6.79 | 10.79 | 16.17
CE | Wind | 27 | STRI_P | 26.02 | 6.4 | 10.17 | 15.25
CE | Wind | 27 | SUND_1 | 4.9 | 1.21 | 1.92 | 2.87
CE | Wind | 27 | SWAN_1 | 122.05 | 30.02 | 47.72 | 71.53
CE | Wind | 27 | TARL_P | 5.28 | 1.3 | 2.06 | 3.09
CE | Wind | 27 | TAYN_P | 9.59 | 2.36 | 3.75 | 5.62
CE | Wind | 27 | THOM_6 | 77.67 | 19.11 | 30.37 | 45.52
CE | Wind | 27 | THSO_P | 56.6 | 13.92 | 22.13 | 33.17
CE | Wind | 27 | THUR_6 | 34.7 | 8.54 | 13.57 | 20.34
CE | Wind | 27 | TILBB_1 | 11.87 | 2.92 | 4.64 | 6.96
CE | Wind | 27 | TONG | 2.94 | 0.72 | 1.15 | 1.72
CE | Wind | 27 | TRAW_1 | 201.26 | 49.51 | 78.69 | 117.96
CE | Wind | 27 | UPPB_1 | 97.53 | 23.99 | 38.14 | 57.16
CE | Wind | 27 | UPPB_3 | 35.35 | 8.7 | 13.82 | 20.72
CE | Wind | 27 | USKM_1 | 8.13 | 2 | 3.18 | 4.76
CE | Wind | 27 | WALP_1 | 227.39 | 55.94 | 88.91 | 133.27
CE | Wind | 27 | WALP_B | 21.67 | 5.33 | 8.47 | 12.7
CE | Wind | 27 | WARL_1 | 1.29 | 0.32 | 0.5 | 0.76
CE | Wind | 27 | WASF_1 | 2.9 | 0.71 | 1.13 | 1.7
CE | Wind | 27 | WFIE | 20.97 | 5.16 | 8.2 | 12.29
CE | Wind | 27 | WILL_1 | 6.45 | 1.59 | 2.52 | 3.78
CE | Wind | 27 | WISH | 15.45 | 3.8 | 6.04 | 9.05
CE | Wind | 27 | WMEL_1 | 11.03 | 2.71 | 4.31 | 6.47
CE | Wind | 27 | WYLF_1 | 48.77 | 12 | 19.07 | 28.58
CE | Wind | 28 | ABNE_P | 12.43 | 3.06 | 4.86 | 7.28
CE | Wind | 28 | ALNE_P | 5.75 | 1.41 | 2.25 | 3.37
CE | Wind | 28 | ALVE1 | 127.6 | 31.39 | 49.89 | 74.79
CE | Wind | 28 | ARMO_P | 30.73 | 7.56 | 12.02 | 18.01
CE | Wind | 28 | BAGA | 61.94 | 15.24 | 24.22 | 36.31
CE | Wind | 28 | BARKC1 | 14.38 | 3.54 | 5.62 | 8.43
CE | Wind | 28 | BERW | 130.53 | 32.11 | 51.04 | 76.5
CE | Wind | 28 | BICF_1 | 254.34 | 62.57 | 156.95 | 184
CE | Wind | 28 | BIRK_1 | 180 | 44.28 | 123.62 | 137.84
CE | Wind | 28 | BLYTB1 | 107.49 | 26.44 | 54.3 | 70.45
CE | Wind | 28 | BLYTH132 | 138.42 | 34.05 | 54.12 | 81.13
CE | Wind | 28 | BONN | 20.31 | 5 | 7.94 | 11.9
CE | Wind | 28 | BRAW_1 | 24.19 | 5.95 | 9.46 | 14.18
CE | Wind | 28 | BRFO_1 | 32.49 | 7.99 | 16.25 | 21.2
CE | Wind | 28 | BRLE_1 | 2.69 | 0.66 | 1.05 | 1.58
CE | Wind | 28 | BURM_1 | 34.94 | 8.6 | 13.66 | 20.48
CE | Wind | 28 | BUSH_1 | 5.38 | 1.32 | 2.1 | 3.15
CE | Wind | 28 | CANTN1 | 143.3 | 35.25 | 98.42 | 109.74
CE | Wind | 28 | CARE_1 | 3.09 | 0.76 | 1.21 | 1.81
CE | Wind | 28 | CHAP | 31.44 | 7.73 | 12.29 | 18.43
CE | Wind | 28 | CHTE_1 | 18.21 | 4.48 | 7.12 | 10.67
CE | Wind | 28 | CONQA1 | 52.88 | 13.01 | 20.68 | 30.99
CE | Wind | 28 | COUA_P | 7.99 | 1.97 | 3.13 | 4.69
CE | Wind | 28 | COVE_1 | 18.81 | 4.63 | 7.36 | 11.03
CE | Wind | 28 | COYL | 82.76 | 20.36 | 32.36 | 48.51
CE | Wind | 28 | CREB_1 | 172.56 | 42.45 | 67.47 | 101.14
CE | Wind | 28 | CUMB | 5.11 | 1.26 | 2 | 2.99
CE | Wind | 28 | DEVO | 88.51 | 21.77 | 34.61 | 51.88
CE | Wind | 28 | DOUN_P | 15.75 | 3.88 | 6.16 | 9.23
CE | Wind | 28 | DRAX_1 | 126.93 | 31.23 | 49.63 | 74.39
CE | Wind | 28 | DUNB | 17.65 | 4.34 | 6.9 | 10.35
CE | Wind | 28 | DYCE_P | 21.74 | 5.35 | 8.5 | 12.74
CE | Wind | 28 | EASO_1 | 144.2 | 35.47 | 56.38 | 84.52
CE | Wind | 28 | ECCL | 36.53 | 8.99 | 14.28 | 21.41
CE | Wind | 28 | ECLA_1 | 2.69 | 0.66 | 1.05 | 1.58
CE | Wind | 28 | EKIS | 86.08 | 21.18 | 33.66 | 50.45
CE | Wind | 28 | ELLA_1 | 10.08 | 2.48 | 3.94 | 5.91
CE | Wind | 28 | ENDE_1 | 45.83 | 11.27 | 17.92 | 26.86
CE | Wind | 28 | FECK_6 | 1.75 | 0.43 | 0.68 | 1.02
CE | Wind | 28 | FIDD_P | 56.7 | 13.95 | 22.17 | 33.23
CE | Wind | 28 | FOUR_1 | 147.22 | 36.22 | 57.56 | 86.29
CE | Wind | 28 | FRAS_P | 2 | 0.49 | 0.78 | 1.17
CE | Wind | 28 | FROD_1 | 67.67 | 16.65 | 26.46 | 39.66
CE | Wind | 28 | GALA | 21.97 | 5.4 | 8.59 | 12.88
CE | Wind | 28 | GIFF | 5.62 | 1.38 | 2.2 | 3.29
CE | Wind | 28 | GLLU | 94.64 | 23.28 | 37 | 55.47
CE | Wind | 28 | GLNI | 42.34 | 10.42 | 16.55 | 24.82
CE | Wind | 28 | GREN_1 | 220.26 | 54.19 | 86.12 | 129.1
CE | Wind | 28 | GRIW_1 | 102.14 | 25.13 | 39.94 | 59.86
CE | Wind | 28 | G_EXTRA_11 | 28.1 | 6.91 | 10.99 | 16.47
CE | Wind | 28 | G_EXTRA_12 | 13.97 | 3.44 | 5.46 | 8.19
CE | Wind | 28 | G_EXTRA_13 | 39.58 | 9.74 | 15.47 | 23.2
CE | Wind | 28 | G_EXTRA_2 | 22.99 | 5.66 | 8.99 | 13.47
CE | Wind | 28 | G_EXTRA_8 | 68.84 | 16.94 | 26.92 | 40.35
CE | Wind | 28 | G_EXTRA_9 | 58.75 | 14.45 | 22.97 | 34.43
CE | Wind | 28 | HARK_1 | 99.53 | 24.48 | 38.92 | 58.33
CE | Wind | 28 | HARM_6 | 34.18 | 8.41 | 13.36 | 20.03
CE | Wind | 28 | HAWI | 20.44 | 5.03 | 7.99 | 11.98
CE | Wind | 28 | HAWP_6 | 47.71 | 11.74 | 18.65 | 27.96
CE | Wind | 28 | HEYS_1 | 80.26 | 19.74 | 31.38 | 47.04
CE | Wind | 28 | HUER | 24 | 5.9 | 16.48 | 18.38
CE | Wind | 28 | HUTT_1 | 105.36 | 25.92 | 41.2 | 61.75
CE | Wind | 28 | INDQ1 | 120.28 | 29.59 | 47.03 | 70.5
CE | Wind | 28 | INKE | 2.04 | 0.5 | 0.8 | 1.2
CE | Wind | 28 | IROA1 | 9.27 | 2.28 | 3.63 | 5.43
CE | Wind | 28 | KEAD_1 | 167.99 | 41.32 | 65.68 | 98.46
CE | Wind | 28 | KEIT_P | 28.84 | 7.1 | 11.28 | 16.91
CE | Wind | 28 | KEMS_1 | 17.2 | 4.23 | 6.73 | 10.08
CE | Wind | 28 | KILS | 18.26 | 4.49 | 7.14 | 10.7
CE | Wind | 28 | KILT | 6.39 | 1.57 | 2.5 | 3.74
CE | Wind | 28 | KINT_P | 6.69 | 1.65 | 2.62 | 3.92
CE | Wind | 28 | KIRKB1 | 21.5 | 5.29 | 8.41 | 12.6
CE | Wind | 28 | LACK_6 | 62.1 | 15.28 | 42.65 | 47.56
CE | Wind | 28 | LAIR_P | 9.37 | 2.3 | 3.66 | 5.49
CE | Wind | 28 | LAND1 | 10.21 | 2.51 | 3.99 | 5.99
CE | Wind | 28 | LEVE | 8.92 | 2.19 | 5.56 | 6.48
CE | Wind | 28 | LING | 77.34 | 19.02 | 30.24 | 45.33
CE | Wind | 28 | LINM | 102.05 | 25.1 | 39.9 | 59.81
CE | Wind | 28 | LISD_1 | 18.28 | 4.5 | 7.15 | 10.71
CE | Wind | 28 | MACD_P | 31.43 | 7.73 | 12.29 | 18.42
CE | Wind | 28 | MAGA_6 | 10.75 | 2.64 | 4.2 | 6.3
CE | Wind | 28 | MELK_1 | 2.69 | 0.66 | 1.05 | 1.58
CE | Wind | 28 | MILC_P | 5 | 1.23 | 1.95 | 2.93
CE | Wind | 28 | MITY_1 | 8.74 | 2.15 | 3.42 | 5.12
CE | Wind | 28 | MYBS_P | 31.97 | 7.86 | 12.5 | 18.74
CE | Wind | 28 | NEAR | 2.94 | 0.72 | 1.15 | 1.72
CE | Wind | 28 | NEEP_3 | 26.07 | 6.41 | 10.19 | 15.28
CE | Wind | 28 | NINF_1 | 10.08 | 2.48 | 3.94 | 5.91
CE | Wind | 28 | NORM_1 | 93.4 | 22.98 | 54.27 | 65.52
CE | Wind | 28 | NORT_1 | 65.58 | 16.13 | 25.64 | 38.44
CE | Wind | 28 | OFFE_3 | 6.93 | 1.71 | 2.71 | 4.06
CE | Wind | 28 | PADIB1 | 70.69 | 17.39 | 27.64 | 41.43
CE | Wind | 28 | PEMB_1 | 37.49 | 9.22 | 14.66 | 21.98
CE | Wind | 28 | PENT_1 | 80.96 | 19.92 | 49.41 | 58.24
CE | Wind | 28 | POOB | 7.66 | 1.89 | 3 | 4.49
CE | Wind | 28 | PORA_P | 19.86 | 4.89 | 7.77 | 11.64
CE | Wind | 28 | PYLE_1 | 164.29 | 40.42 | 64.24 | 96.29
CE | Wind | 28 | RAIN_1 | 1.34 | 0.33 | 0.53 | 0.79
CE | Wind | 28 | RASS_1 | 18.68 | 4.6 | 7.3 | 10.95
CE | Wind | 28 | RATS_1 | 14.25 | 3.5 | 5.57 | 8.35
CE | Wind | 28 | RAYL_1 | 78.89 | 19.41 | 30.84 | 46.24
CE | Wind | 28 | REDH | 32.44 | 7.98 | 12.68 | 19.01
CE | Wind | 28 | REDM_P | 14.35 | 3.53 | 5.61 | 8.41
CE | Wind | 28 | ROCH_1 | 154.41 | 37.99 | 60.38 | 90.5
CE | Wind | 28 | SALH_1 | 18.81 | 4.63 | 7.36 | 11.03
CE | Wind | 28 | SALT_1 | 83.46 | 20.53 | 32.63 | 48.91
CE | Wind | 28 | SBAR | 2.02 | 0.5 | 0.79 | 1.18
CE | Wind | 28 | SEAB1 | 37.9 | 9.32 | 14.82 | 22.21
CE | Wind | 28 | SELL_1 | 80.37 | 19.77 | 31.42 | 47.1
CE | Wind | 28 | SFEG_P | 23.11 | 5.69 | 9.04 | 13.54
CE | Wind | 28 | SHRW_1 | 86.08 | 21.17 | 33.66 | 50.45
CE | Wind | 28 | SKLGB1 | 13.77 | 3.39 | 5.39 | 8.07
CE | Wind | 28 | SPEN_1 | 43 | 10.58 | 16.81 | 25.21
CE | Wind | 28 | STAY_1 | 40.99 | 10.08 | 16.03 | 24.02
CE | Wind | 28 | STES_1 | 38.81 | 9.55 | 15.18 | 22.75
CE | Wind | 28 | STHA | 15.58 | 3.83 | 6.09 | 9.13
CE | Wind | 28 | STIR | 25.54 | 6.28 | 9.99 | 14.97
CE | Wind | 28 | STLE | 28.74 | 7.07 | 11.24 | 16.84
CE | Wind | 28 | STRI_P | 27.11 | 6.67 | 10.6 | 15.89
CE | Wind | 28 | SUND_1 | 5.11 | 1.26 | 2 | 2.99
CE | Wind | 28 | SWAN_1 | 127.13 | 31.27 | 49.71 | 74.51
CE | Wind | 28 | TARL_P | 5.5 | 1.35 | 2.15 | 3.22
CE | Wind | 28 | TAYN_P | 9.99 | 2.46 | 3.91 | 5.86
CE | Wind | 28 | THOM_6 | 80.9 | 19.9 | 31.63 | 47.42
CE | Wind | 28 | THSO_P | 58.96 | 14.5 | 23.05 | 34.56
CE | Wind | 28 | THUR_6 | 36.15 | 8.89 | 14.13 | 21.19
CE | Wind | 28 | TILBB_1 | 12.36 | 3.04 | 4.83 | 7.25
CE | Wind | 28 | TONG | 3.07 | 0.75 | 1.2 | 1.8
CE | Wind | 28 | TRAW_1 | 209.65 | 51.57 | 81.97 | 122.87
CE | Wind | 28 | UPPB_1 | 101.6 | 24.99 | 39.73 | 59.55
CE | Wind | 28 | UPPB_3 | 36.82 | 9.06 | 14.4 | 21.58
CE | Wind | 28 | USKM_1 | 8.47 | 2.08 | 3.31 | 4.96
CE | Wind | 28 | WALP_1 | 236.86 | 58.27 | 92.61 | 138.82
CE | Wind | 28 | WALP_B | 22.58 | 5.55 | 8.83 | 13.23
CE | Wind | 28 | WARL_1 | 1.34 | 0.33 | 0.53 | 0.79
CE | Wind | 28 | WASF_1 | 3.02 | 0.74 | 1.18 | 1.77
CE | Wind | 28 | WFIE | 21.84 | 5.37 | 8.54 | 12.8
CE | Wind | 28 | WILL_1 | 6.72 | 1.65 | 2.63 | 3.94
CE | Wind | 28 | WISH | 16.09 | 3.96 | 6.29 | 9.43
CE | Wind | 28 | WMEL_1 | 11.49 | 2.83 | 4.49 | 6.73
CE | Wind | 28 | WYLF_1 | 50.8 | 12.5 | 19.86 | 29.77
CE | Wind | 29 | ABNE_P | 13.01 | 3.2 | 5.09 | 7.62
CE | Wind | 29 | ALNE_P | 6.01 | 1.48 | 2.35 | 3.52
CE | Wind | 29 | ALVE1 | 133.54 | 32.85 | 52.21 | 78.27
CE | Wind | 29 | ARMO_P | 32.16 | 7.91 | 12.57 | 18.85
CE | Wind | 29 | BAGA | 64.83 | 15.95 | 25.35 | 38
CE | Wind | 29 | BARKC1 | 15.05 | 3.7 | 5.88 | 8.82
CE | Wind | 29 | BERW | 136.6 | 33.6 | 53.41 | 80.06
CE | Wind | 29 | BICF_1 | 257.13 | 63.25 | 158.04 | 185.64
CE | Wind | 29 | BIRK_1 | 180 | 44.28 | 123.62 | 137.84
CE | Wind | 29 | BLYTB1 | 110.56 | 27.2 | 55.5 | 72.25
CE | Wind | 29 | BLYTH132 | 144.86 | 35.64 | 56.64 | 84.9
CE | Wind | 29 | BONN | 21.25 | 5.23 | 8.31 | 12.46
CE | Wind | 29 | BRAW_1 | 25.32 | 6.23 | 9.9 | 14.84
CE | Wind | 29 | BRFO_1 | 33.45 | 8.23 | 16.63 | 21.76
CE | Wind | 29 | BRLE_1 | 2.81 | 0.69 | 1.1 | 1.65
CE | Wind | 29 | BURM_1 | 36.57 | 9 | 14.3 | 21.43
CE | Wind | 29 | BUSH_1 | 5.63 | 1.38 | 2.2 | 3.3
CE | Wind | 29 | CANTN1 | 143.3 | 35.25 | 98.42 | 109.74
CE | Wind | 29 | CARE_1 | 3.23 | 0.8 | 1.26 | 1.9
CE | Wind | 29 | CHAP | 32.9 | 8.09 | 12.86 | 19.28
CE | Wind | 29 | CHTE_1 | 19.06 | 4.69 | 7.45 | 11.17
CE | Wind | 29 | CONQA1 | 55.34 | 13.61 | 21.64 | 32.44
CE | Wind | 29 | COUA_P | 8.37 | 2.06 | 3.27 | 4.9
CE | Wind | 29 | COVE_1 | 19.69 | 4.84 | 7.7 | 11.54
CE | Wind | 29 | COYL | 86.61 | 21.31 | 33.87 | 50.76
CE | Wind | 29 | CREB_1 | 180.59 | 44.42 | 70.61 | 105.84
CE | Wind | 29 | CUMB | 5.35 | 1.32 | 2.09 | 3.13
CE | Wind | 29 | DEVO | 92.63 | 22.79 | 36.22 | 54.29
CE | Wind | 29 | DOUN_P | 16.49 | 4.06 | 6.45 | 9.66
CE | Wind | 29 | DRAX_1 | 132.84 | 32.68 | 51.94 | 77.86
CE | Wind | 29 | DUNB | 18.47 | 4.54 | 7.22 | 10.83
CE | Wind | 29 | DYCE_P | 22.75 | 5.6 | 8.89 | 13.33
CE | Wind | 29 | EASO_1 | 150.91 | 37.12 | 59.01 | 88.45
CE | Wind | 29 | ECCL | 38.23 | 9.4 | 14.95 | 22.41
CE | Wind | 29 | ECLA_1 | 2.81 | 0.69 | 1.1 | 1.65
CE | Wind | 29 | EKIS | 90.09 | 22.16 | 35.23 | 52.8
CE | Wind | 29 | ELLA_1 | 10.55 | 2.59 | 4.12 | 6.18
CE | Wind | 29 | ENDE_1 | 47.96 | 11.8 | 18.75 | 28.11
CE | Wind | 29 | FECK_6 | 1.83 | 0.45 | 0.71 | 1.07
CE | Wind | 29 | FIDD_P | 59.34 | 14.6 | 23.2 | 34.78
CE | Wind | 29 | FOUR_1 | 154.08 | 37.9 | 60.24 | 90.3
CE | Wind | 29 | FRAS_P | 2.09 | 0.51 | 0.82 | 1.23
CE | Wind | 29 | FROD_1 | 70.81 | 17.42 | 27.69 | 41.5
CE | Wind | 29 | GALA | 22.99 | 5.66 | 8.99 | 13.47
CE | Wind | 29 | GIFF | 5.88 | 1.45 | 2.3 | 3.45
CE | Wind | 29 | GLLU | 99.05 | 24.37 | 38.73 | 58.05
CE | Wind | 29 | GLNI | 44.31 | 10.9 | 17.33 | 25.97
CE | Wind | 29 | GREN_1 | 230.52 | 56.71 | 90.13 | 135.1
CE | Wind | 29 | GRIW_1 | 106.89 | 26.29 | 41.79 | 62.65
CE | Wind | 29 | G_EXTRA_11 | 29.41 | 7.23 | 11.5 | 17.23
CE | Wind | 29 | G_EXTRA_12 | 14.62 | 3.6 | 5.71 | 8.57
CE | Wind | 29 | G_EXTRA_13 | 41.42 | 10.19 | 16.19 | 24.28
CE | Wind | 29 | G_EXTRA_2 | 24.06 | 5.92 | 9.41 | 14.1
CE | Wind | 29 | G_EXTRA_8 | 72.04 | 17.72 | 28.17 | 42.23
CE | Wind | 29 | G_EXTRA_9 | 61.49 | 15.13 | 24.04 | 36.04
CE | Wind | 29 | HARK_1 | 104.16 | 25.62 | 40.73 | 61.05
CE | Wind | 29 | HARM_6 | 35.77 | 8.8 | 13.98 | 20.96
CE | Wind | 29 | HAWI | 21.39 | 5.26 | 8.36 | 12.53
CE | Wind | 29 | HAWP_6 | 49.93 | 12.28 | 19.52 | 29.26
CE | Wind | 29 | HEYS_1 | 83.99 | 20.66 | 32.84 | 49.23
CE | Wind | 29 | HUER | 24 | 5.9 | 16.48 | 18.38
CE | Wind | 29 | HUTT_1 | 110.26 | 27.13 | 43.11 | 64.63
CE | Wind | 29 | INDQ1 | 125.88 | 30.97 | 49.22 | 73.78
CE | Wind | 29 | INKE | 2.14 | 0.53 | 0.84 | 1.25
CE | Wind | 29 | IROA1 | 9.7 | 2.39 | 3.79 | 5.69
CE | Wind | 29 | KEAD_1 | 175.8 | 43.25 | 68.74 | 103.04
CE | Wind | 29 | KEIT_P | 30.19 | 7.43 | 11.8 | 17.69
CE | Wind | 29 | KEMS_1 | 18 | 4.43 | 7.04 | 10.55
CE | Wind | 29 | KILS | 19.11 | 4.7 | 7.47 | 11.2
CE | Wind | 29 | KILT | 6.68 | 1.64 | 2.61 | 3.92
CE | Wind | 29 | KINT_P | 7 | 1.72 | 2.74 | 4.11
CE | Wind | 29 | KIRKB1 | 22.5 | 5.54 | 8.8 | 13.19
CE | Wind | 29 | LACK_6 | 62.1 | 15.28 | 42.65 | 47.56
CE | Wind | 29 | LAIR_P | 9.8 | 2.41 | 3.83 | 5.75
CE | Wind | 29 | LAND1 | 10.69 | 2.63 | 4.18 | 6.26
CE | Wind | 29 | LEVE | 9 | 2.22 | 5.59 | 6.54
CE | Wind | 29 | LING | 80.93 | 19.91 | 31.65 | 47.44
CE | Wind | 29 | LINM | 106.8 | 26.27 | 41.76 | 62.59
CE | Wind | 29 | LISD_1 | 19.13 | 4.71 | 7.48 | 11.21
CE | Wind | 29 | MACD_P | 32.89 | 8.09 | 12.86 | 19.28
CE | Wind | 29 | MAGA_6 | 11.25 | 2.77 | 4.4 | 6.59
CE | Wind | 29 | MELK_1 | 2.81 | 0.69 | 1.1 | 1.65
CE | Wind | 29 | MILC_P | 5.23 | 1.29 | 2.04 | 3.06
CE | Wind | 29 | MITY_1 | 9.14 | 2.25 | 3.57 | 5.36
CE | Wind | 29 | MYBS_P | 33.45 | 8.23 | 13.08 | 19.61
CE | Wind | 29 | NEAR | 3.07 | 0.76 | 1.2 | 1.8
CE | Wind | 29 | NEEP_3 | 27.28 | 6.71 | 10.67 | 15.99
CE | Wind | 29 | NINF_1 | 10.55 | 2.59 | 4.12 | 6.18
CE | Wind | 29 | NORM_1 | 94.95 | 23.36 | 54.87 | 66.43
CE | Wind | 29 | NORT_1 | 68.63 | 16.88 | 26.84 | 40.23
CE | Wind | 29 | OFFE_3 | 7.26 | 1.79 | 2.84 | 4.25
CE | Wind | 29 | PADIB1 | 73.98 | 18.2 | 28.93 | 43.36
CE | Wind | 29 | PEMB_1 | 39.24 | 9.65 | 15.34 | 23
CE | Wind | 29 | PENT_1 | 81.94 | 20.16 | 49.79 | 58.81
CE | Wind | 29 | POOB | 8.02 | 1.97 | 3.14 | 4.7
CE | Wind | 29 | PORA_P | 20.79 | 5.11 | 8.13 | 12.18
CE | Wind | 29 | PYLE_1 | 171.94 | 42.3 | 67.23 | 100.77
CE | Wind | 29 | RAIN_1 | 1.41 | 0.35 | 0.55 | 0.82
CE | Wind | 29 | RASS_1 | 19.55 | 4.81 | 7.64 | 11.46
CE | Wind | 29 | RATS_1 | 14.91 | 3.67 | 5.83 | 8.74
CE | Wind | 29 | RAYL_1 | 82.56 | 20.31 | 32.28 | 48.39
CE | Wind | 29 | REDH | 33.95 | 8.35 | 13.27 | 19.9
CE | Wind | 29 | REDM_P | 15.02 | 3.7 | 5.87 | 8.8
CE | Wind | 29 | ROCH_1 | 161.6 | 39.75 | 63.19 | 94.71
CE | Wind | 29 | SALH_1 | 19.69 | 4.84 | 7.7 | 11.54
CE | Wind | 29 | SALT_1 | 87.34 | 21.49 | 34.15 | 51.19
CE | Wind | 29 | SBAR | 2.11 | 0.52 | 0.82 | 1.24
CE | Wind | 29 | SEAB1 | 39.66 | 9.76 | 15.51 | 23.25
CE | Wind | 29 | SELL_1 | 84.11 | 20.69 | 32.89 | 49.29
CE | Wind | 29 | SFEG_P | 24.19 | 5.95 | 9.46 | 14.17
CE | Wind | 29 | SHRW_1 | 90.08 | 22.16 | 35.22 | 52.8
CE | Wind | 29 | SKLGB1 | 14.42 | 3.55 | 5.64 | 8.45
CE | Wind | 29 | SPEN_1 | 45.01 | 11.07 | 17.6 | 26.38
CE | Wind | 29 | STAY_1 | 42.9 | 10.55 | 16.77 | 25.14
CE | Wind | 29 | STES_1 | 40.62 | 9.99 | 15.88 | 23.81
CE | Wind | 29 | STHA | 16.31 | 4.01 | 6.38 | 9.56
CE | Wind | 29 | STIR | 26.73 | 6.58 | 10.45 | 15.67
CE | Wind | 29 | STLE | 30.07 | 7.4 | 11.76 | 17.63
CE | Wind | 29 | STRI_P | 28.37 | 6.98 | 11.09 | 16.63
CE | Wind | 29 | SUND_1 | 5.34 | 1.31 | 2.09 | 3.13
CE | Wind | 29 | SWAN_1 | 133.05 | 32.73 | 52.02 | 77.98
CE | Wind | 29 | TARL_P | 5.75 | 1.42 | 2.25 | 3.37
CE | Wind | 29 | TAYN_P | 10.46 | 2.57 | 4.09 | 6.13
CE | Wind | 29 | THOM_6 | 84.67 | 20.83 | 33.11 | 49.62
CE | Wind | 29 | THSO_P | 61.7 | 15.18 | 24.13 | 36.17
CE | Wind | 29 | THUR_6 | 37.83 | 9.31 | 14.79 | 22.17
CE | Wind | 29 | TILBB_1 | 12.94 | 3.18 | 5.06 | 7.58
CE | Wind | 29 | TONG | 3.21 | 0.79 | 1.25 | 1.88
CE | Wind | 29 | TRAW_1 | 219.4 | 53.97 | 85.79 | 128.59
CE | Wind | 29 | UPPB_1 | 106.33 | 26.16 | 41.57 | 62.32
CE | Wind | 29 | UPPB_3 | 38.54 | 9.48 | 15.07 | 22.59
CE | Wind | 29 | USKM_1 | 8.86 | 2.18 | 3.46 | 5.19
CE | Wind | 29 | WALP_1 | 247.88 | 60.98 | 96.92 | 145.29
CE | Wind | 29 | WALP_B | 23.63 | 5.81 | 9.24 | 13.85
CE | Wind | 29 | WARL_1 | 1.41 | 0.35 | 0.55 | 0.82
CE | Wind | 29 | WASF_1 | 3.16 | 0.78 | 1.24 | 1.85
CE | Wind | 29 | WFIE | 22.86 | 5.62 | 8.94 | 13.4
CE | Wind | 29 | WILL_1 | 7.03 | 1.73 | 2.75 | 4.12
CE | Wind | 29 | WISH | 16.84 | 4.14 | 6.59 | 9.87
CE | Wind | 29 | WMEL_1 | 12.03 | 2.96 | 4.7 | 7.05
CE | Wind | 29 | WYLF_1 | 53.16 | 13.08 | 20.79 | 31.16
CE | Wind | 30 | ABNE_P | 13.66 | 3.36 | 5.34 | 8
CE | Wind | 30 | ALNE_P | 6.31 | 1.55 | 2.47 | 3.7
CE | Wind | 30 | ALVE1 | 140.21 | 34.49 | 54.82 | 82.18
CE | Wind | 30 | ARMO_P | 33.77 | 8.31 | 13.2 | 19.79
CE | Wind | 30 | BAGA | 68.06 | 16.74 | 26.61 | 39.89
CE | Wind | 30 | BARKC1 | 15.8 | 3.89 | 6.18 | 9.26
CE | Wind | 30 | BERW | 143.43 | 35.28 | 56.08 | 84.06
CE | Wind | 30 | BICF_1 | 260.26 | 64.02 | 159.26 | 187.47
CE | Wind | 30 | BIRK_1 | 180 | 44.28 | 123.62 | 137.84
CE | Wind | 30 | BLYTB1 | 114 | 28.05 | 56.85 | 74.28
CE | Wind | 30 | BLYTH132 | 152.1 | 37.42 | 59.47 | 89.14
CE | Wind | 30 | BONN | 22.31 | 5.49 | 8.72 | 13.08
CE | Wind | 30 | BRAW_1 | 26.58 | 6.54 | 10.39 | 15.58
CE | Wind | 30 | BRFO_1 | 34.52 | 8.49 | 17.05 | 22.39
CE | Wind | 30 | BRLE_1 | 2.95 | 0.73 | 1.15 | 1.73
CE | Wind | 30 | BURM_1 | 38.39 | 9.44 | 15.01 | 22.5
CE | Wind | 30 | BUSH_1 | 5.91 | 1.45 | 2.31 | 3.46
CE | Wind | 30 | CANTN1 | 143.3 | 35.25 | 98.42 | 109.74
CE | Wind | 30 | CARE_1 | 3.4 | 0.84 | 1.33 | 1.99
CE | Wind | 30 | CHAP | 34.54 | 8.5 | 13.51 | 20.25
CE | Wind | 30 | CHTE_1 | 20.01 | 4.92 | 7.82 | 11.73
CE | Wind | 30 | CONQA1 | 58.11 | 14.29 | 22.72 | 34.06
CE | Wind | 30 | COUA_P | 8.78 | 2.16 | 3.43 | 5.15
CE | Wind | 30 | COVE_1 | 20.67 | 5.09 | 8.08 | 12.12
CE | Wind | 30 | COYL | 90.94 | 22.37 | 35.56 | 53.3
CE | Wind | 30 | CREB_1 | 189.6 | 46.64 | 74.13 | 111.13
CE | Wind | 30 | CUMB | 5.61 | 1.38 | 2.19 | 3.29
CE | Wind | 30 | DEVO | 97.25 | 23.92 | 38.03 | 57
CE | Wind | 30 | DOUN_P | 17.31 | 4.26 | 6.77 | 10.14
CE | Wind | 30 | DRAX_1 | 139.47 | 34.31 | 54.53 | 81.74
CE | Wind | 30 | DUNB | 19.39 | 4.77 | 7.58 | 11.37
CE | Wind | 30 | DYCE_P | 23.88 | 5.88 | 9.34 | 14
CE | Wind | 30 | EASO_1 | 158.45 | 38.98 | 61.95 | 92.87
CE | Wind | 30 | ECCL | 40.14 | 9.87 | 15.69 | 23.52
CE | Wind | 30 | ECLA_1 | 2.95 | 0.73 | 1.15 | 1.73
CE | Wind | 30 | EKIS | 94.59 | 23.27 | 36.98 | 55.44
CE | Wind | 30 | ELLA_1 | 11.07 | 2.72 | 4.33 | 6.49
CE | Wind | 30 | ENDE_1 | 50.35 | 12.39 | 19.69 | 29.51
CE | Wind | 30 | FECK_6 | 1.92 | 0.47 | 0.75 | 1.13
CE | Wind | 30 | FIDD_P | 62.3 | 15.33 | 24.36 | 36.51
CE | Wind | 30 | FOUR_1 | 161.77 | 39.8 | 63.25 | 94.81
CE | Wind | 30 | FRAS_P | 2.2 | 0.54 | 0.86 | 1.29
CE | Wind | 30 | FROD_1 | 74.35 | 18.29 | 29.07 | 43.58
CE | Wind | 30 | GALA | 24.14 | 5.94 | 9.44 | 14.15
CE | Wind | 30 | GIFF | 6.17 | 1.52 | 2.41 | 3.62
CE | Wind | 30 | GLLU | 103.99 | 25.58 | 40.66 | 60.95
CE | Wind | 30 | GLNI | 46.52 | 11.44 | 18.19 | 27.27
CE | Wind | 30 | GREN_1 | 242.02 | 59.54 | 94.63 | 141.85
CE | Wind | 30 | GRIW_1 | 112.23 | 27.61 | 43.88 | 65.78
CE | Wind | 30 | G_EXTRA_11 | 30.87 | 7.6 | 12.07 | 18.1
CE | Wind | 30 | G_EXTRA_12 | 15.35 | 3.77 | 6 | 8.99
CE | Wind | 30 | G_EXTRA_13 | 43.49 | 10.7 | 17 | 25.49
CE | Wind | 30 | G_EXTRA_2 | 25.26 | 6.21 | 9.88 | 14.81
CE | Wind | 30 | G_EXTRA_8 | 75.64 | 18.61 | 29.58 | 44.33
CE | Wind | 30 | G_EXTRA_9 | 64.56 | 15.88 | 25.24 | 37.84
CE | Wind | 30 | HARK_1 | 109.36 | 26.9 | 42.76 | 64.1
CE | Wind | 30 | HARM_6 | 37.55 | 9.24 | 14.68 | 22.01
CE | Wind | 30 | HAWI | 22.45 | 5.52 | 8.78 | 13.16
CE | Wind | 30 | HAWP_6 | 52.42 | 12.9 | 20.5 | 30.72
CE | Wind | 30 | HEYS_1 | 88.19 | 21.69 | 34.48 | 51.69
CE | Wind | 30 | HUER | 24 | 5.9 | 16.48 | 18.38
CE | Wind | 30 | HUTT_1 | 115.77 | 28.48 | 45.27 | 67.85
CE | Wind | 30 | INDQ1 | 132.16 | 32.51 | 51.68 | 77.46
CE | Wind | 30 | INKE | 2.25 | 0.55 | 0.88 | 1.32
CE | Wind | 30 | IROA1 | 10.19 | 2.51 | 3.98 | 5.97
CE | Wind | 30 | KEAD_1 | 184.58 | 45.41 | 72.17 | 108.18
CE | Wind | 30 | KEIT_P | 31.69 | 7.8 | 12.39 | 18.58
CE | Wind | 30 | KEMS_1 | 18.9 | 4.65 | 7.39 | 11.08
CE | Wind | 30 | KILS | 20.07 | 4.94 | 7.85 | 11.76
CE | Wind | 30 | KILT | 7.02 | 1.73 | 2.74 | 4.11
CE | Wind | 30 | KINT_P | 7.35 | 1.81 | 2.88 | 4.31
CE | Wind | 30 | KIRKB1 | 23.63 | 5.81 | 9.24 | 13.85
CE | Wind | 30 | LACK_6 | 62.1 | 15.28 | 42.65 | 47.56
CE | Wind | 30 | LAIR_P | 10.29 | 2.53 | 4.03 | 6.03
CE | Wind | 30 | LAND1 | 11.22 | 2.76 | 4.39 | 6.58
CE | Wind | 30 | LEVE | 9.11 | 2.24 | 5.63 | 6.59
CE | Wind | 30 | LING | 84.98 | 20.9 | 33.23 | 49.8
CE | Wind | 30 | LINM | 112.13 | 27.58 | 43.84 | 65.72
CE | Wind | 30 | LISD_1 | 20.08 | 4.94 | 7.85 | 11.77
CE | Wind | 30 | MACD_P | 34.53 | 8.5 | 13.5 | 20.24
CE | Wind | 30 | MAGA_6 | 11.81 | 2.91 | 4.62 | 6.92
CE | Wind | 30 | MELK_1 | 2.95 | 0.73 | 1.15 | 1.73
CE | Wind | 30 | MILC_P | 5.49 | 1.35 | 2.15 | 3.22
CE | Wind | 30 | MITY_1 | 9.6 | 2.36 | 3.75 | 5.63
CE | Wind | 30 | MYBS_P | 35.12 | 8.64 | 13.73 | 20.59
CE | Wind | 30 | NEAR | 3.23 | 0.79 | 1.26 | 1.89
CE | Wind | 30 | NEEP_3 | 28.65 | 7.05 | 11.2 | 16.79
CE | Wind | 30 | NINF_1 | 11.07 | 2.72 | 4.33 | 6.49
CE | Wind | 30 | NORM_1 | 96.7 | 23.79 | 55.56 | 67.45
CE | Wind | 30 | NORT_1 | 72.06 | 17.73 | 28.18 | 42.24
CE | Wind | 30 | OFFE_3 | 7.62 | 1.87 | 2.98 | 4.47
CE | Wind | 30 | PADIB1 | 77.67 | 19.11 | 30.37 | 45.52
CE | Wind | 30 | PEMB_1 | 41.2 | 10.13 | 16.11 | 24.15
CE | Wind | 30 | PENT_1 | 83.04 | 20.43 | 50.22 | 59.45
CE | Wind | 30 | POOB | 8.42 | 2.07 | 3.29 | 4.94
CE | Wind | 30 | PORA_P | 21.82 | 5.37 | 8.53 | 12.79
CE | Wind | 30 | PYLE_1 | 180.52 | 44.41 | 70.58 | 105.8
CE | Wind | 30 | RAIN_1 | 1.48 | 0.36 | 0.58 | 0.87
CE | Wind | 30 | RASS_1 | 20.53 | 5.05 | 8.03 | 12.03
CE | Wind | 30 | RATS_1 | 15.65 | 3.85 | 6.12 | 9.17
CE | Wind | 30 | RAYL_1 | 86.68 | 21.32 | 33.89 | 50.8
CE | Wind | 30 | REDH | 35.65 | 8.77 | 13.94 | 20.89
CE | Wind | 30 | REDM_P | 15.77 | 3.88 | 6.17 | 9.24
CE | Wind | 30 | ROCH_1 | 169.67 | 41.74 | 66.34 | 99.44
CE | Wind | 30 | SALH_1 | 20.67 | 5.09 | 8.08 | 12.12
CE | Wind | 30 | SALT_1 | 91.7 | 22.56 | 35.85 | 53.75
CE | Wind | 30 | SBAR | 2.21 | 0.54 | 0.87 | 1.3
CE | Wind | 30 | SEAB1 | 41.64 | 10.24 | 16.28 | 24.41
CE | Wind | 30 | SELL_1 | 88.3 | 21.72 | 34.53 | 51.76
CE | Wind | 30 | SFEG_P | 25.39 | 6.25 | 9.93 | 14.88
CE | Wind | 30 | SHRW_1 | 94.58 | 23.27 | 36.98 | 55.43
CE | Wind | 30 | SKLGB1 | 15.14 | 3.72 | 5.92 | 8.87
CE | Wind | 30 | SPEN_1 | 47.25 | 11.62 | 18.48 | 27.7
CE | Wind | 30 | STAY_1 | 45.04 | 11.08 | 17.61 | 26.4
CE | Wind | 30 | STES_1 | 42.65 | 10.49 | 16.67 | 24.99
CE | Wind | 30 | STHA | 17.12 | 4.21 | 6.69 | 10.03
CE | Wind | 30 | STIR | 28.07 | 6.9 | 10.97 | 16.45
CE | Wind | 30 | STLE | 31.58 | 7.77 | 12.35 | 18.51
CE | Wind | 30 | STRI_P | 29.79 | 7.33 | 11.65 | 17.46
CE | Wind | 30 | SUND_1 | 5.61 | 1.38 | 2.19 | 3.29
CE | Wind | 30 | SWAN_1 | 139.69 | 34.36 | 54.62 | 81.87
CE | Wind | 30 | TARL_P | 6.04 | 1.49 | 2.36 | 3.54
CE | Wind | 30 | TAYN_P | 10.98 | 2.7 | 4.29 | 6.44
CE | Wind | 30 | THOM_6 | 88.9 | 21.87 | 34.76 | 52.1
CE | Wind | 30 | THSO_P | 64.79 | 15.94 | 25.33 | 37.97
CE | Wind | 30 | THUR_6 | 39.72 | 9.77 | 15.53 | 23.28
CE | Wind | 30 | TILBB_1 | 13.59 | 3.34 | 5.31 | 7.96
CE | Wind | 30 | TONG | 3.37 | 0.83 | 1.32 | 1.97
CE | Wind | 30 | TRAW_1 | 230.36 | 56.67 | 90.07 | 135.01
CE | Wind | 30 | UPPB_1 | 111.64 | 27.46 | 43.65 | 65.43
CE | Wind | 30 | UPPB_3 | 40.46 | 9.95 | 15.82 | 23.71
CE | Wind | 30 | USKM_1 | 9.3 | 2.29 | 3.64 | 5.45
CE | Wind | 30 | WALP_1 | 260.26 | 64.02 | 101.76 | 152.54
CE | Wind | 30 | WALP_B | 24.81 | 6.1 | 9.7 | 14.54
CE | Wind | 30 | WARL_1 | 1.48 | 0.36 | 0.58 | 0.87
CE | Wind | 30 | WASF_1 | 3.32 | 0.82 | 1.3 | 1.95
CE | Wind | 30 | WFIE | 24 | 5.9 | 9.38 | 14.07
CE | Wind | 30 | WILL_1 | 7.38 | 1.82 | 2.89 | 4.33
CE | Wind | 30 | WISH | 17.68 | 4.35 | 6.91 | 10.36
CE | Wind | 30 | WMEL_1 | 12.63 | 3.11 | 4.94 | 7.4
CE | Wind | 30 | WYLF_1 | 55.82 | 13.73 | 21.82 | 32.71
CE | Wind | 31 | ABNE_P | 14.33 | 3.53 | 5.6 | 8.4
CE | Wind | 31 | ALNE_P | 6.63 | 1.63 | 2.59 | 3.88
CE | Wind | 31 | ALVE1 | 147.14 | 36.2 | 57.53 | 86.24
CE | Wind | 31 | ARMO_P | 35.43 | 8.72 | 13.85 | 20.77
CE | Wind | 31 | BAGA | 71.43 | 17.57 | 27.93 | 41.86
CE | Wind | 31 | BARKC1 | 16.58 | 4.08 | 6.48 | 9.72
CE | Wind | 31 | BERW | 150.51 | 37.03 | 58.85 | 88.22
CE | Wind | 31 | BICF_1 | 263.51 | 64.82 | 160.54 | 189.38
CE | Wind | 31 | BIRK_1 | 180 | 44.28 | 123.62 | 137.84
CE | Wind | 31 | BLYTB1 | 117.59 | 28.93 | 58.25 | 76.38
CE | Wind | 31 | BLYTH132 | 159.61 | 39.26 | 62.41 | 93.55
CE | Wind | 31 | BONN | 23.42 | 5.76 | 9.16 | 13.72
CE | Wind | 31 | BRAW_1 | 27.89 | 6.86 | 10.91 | 16.35
CE | Wind | 31 | BRFO_1 | 35.63 | 8.77 | 17.48 | 23.04
CE | Wind | 31 | BRLE_1 | 3.1 | 0.76 | 1.21 | 1.82
CE | Wind | 31 | BURM_1 | 40.29 | 9.91 | 15.75 | 23.61
CE | Wind | 31 | BUSH_1 | 6.2 | 1.52 | 2.42 | 3.63
CE | Wind | 31 | CANTN1 | 143.3 | 35.25 | 98.42 | 109.74
CE | Wind | 31 | CARE_1 | 3.56 | 0.88 | 1.39 | 2.09
CE | Wind | 31 | CHAP | 36.25 | 8.92 | 14.17 | 21.25
CE | Wind | 31 | CHTE_1 | 21 | 5.17 | 8.21 | 12.31
CE | Wind | 31 | CONQA1 | 60.98 | 15 | 23.84 | 35.74
CE | Wind | 31 | COUA_P | 9.22 | 2.27 | 3.6 | 5.4
CE | Wind | 31 | COVE_1 | 21.69 | 5.34 | 8.48 | 12.72
CE | Wind | 31 | COYL | 95.43 | 23.48 | 37.31 | 55.93
CE | Wind | 31 | CREB_1 | 198.97 | 48.95 | 77.8 | 116.62
CE | Wind | 31 | CUMB | 5.89 | 1.45 | 2.3 | 3.45
CE | Wind | 31 | DEVO | 102.06 | 25.11 | 39.91 | 59.82
CE | Wind | 31 | DOUN_P | 18.16 | 4.47 | 7.1 | 10.65
CE | Wind | 31 | DRAX_1 | 146.36 | 36.01 | 57.23 | 85.78
CE | Wind | 31 | DUNB | 20.35 | 5.01 | 7.96 | 11.93
CE | Wind | 31 | DYCE_P | 25.06 | 6.17 | 9.8 | 14.69
CE | Wind | 31 | EASO_1 | 166.27 | 40.9 | 65.01 | 97.45
CE | Wind | 31 | ECCL | 42.12 | 10.36 | 16.47 | 24.69
CE | Wind | 31 | ECLA_1 | 3.1 | 0.76 | 1.21 | 1.82
CE | Wind | 31 | EKIS | 99.26 | 24.42 | 38.81 | 58.18
CE | Wind | 31 | ELLA_1 | 11.62 | 2.86 | 4.54 | 6.81
CE | Wind | 31 | ENDE_1 | 52.84 | 13 | 20.66 | 30.97
CE | Wind | 31 | FECK_6 | 2.01 | 0.5 | 0.79 | 1.18
CE | Wind | 31 | FIDD_P | 65.38 | 16.08 | 25.56 | 38.32
CE | Wind | 31 | FOUR_1 | 169.76 | 41.76 | 66.38 | 99.5
CE | Wind | 31 | FRAS_P | 2.3 | 0.57 | 0.9 | 1.35
CE | Wind | 31 | FROD_1 | 78.02 | 19.19 | 30.51 | 45.73
CE | Wind | 31 | GALA | 25.33 | 6.23 | 9.9 | 14.85
CE | Wind | 31 | GIFF | 6.48 | 1.59 | 2.53 | 3.8
CE | Wind | 31 | GLLU | 109.13 | 26.85 | 42.67 | 63.96
CE | Wind | 31 | GLNI | 48.82 | 12.01 | 19.09 | 28.61
CE | Wind | 31 | GREN_1 | 253.98 | 62.48 | 99.31 | 148.86
CE | Wind | 31 | GRIW_1 | 117.77 | 28.97 | 46.05 | 69.03
CE | Wind | 31 | G_EXTRA_11 | 32.4 | 7.97 | 12.67 | 18.99
CE | Wind | 31 | G_EXTRA_12 | 16.1 | 3.96 | 6.3 | 9.44
CE | Wind | 31 | G_EXTRA_13 | 45.64 | 11.23 | 17.84 | 26.75
CE | Wind | 31 | G_EXTRA_2 | 26.51 | 6.52 | 10.37 | 15.54
CE | Wind | 31 | G_EXTRA_8 | 79.38 | 19.53 | 31.04 | 46.52
CE | Wind | 31 | G_EXTRA_9 | 67.75 | 16.67 | 26.49 | 39.71
CE | Wind | 31 | HARK_1 | 114.77 | 28.23 | 44.87 | 67.26
CE | Wind | 31 | HARM_6 | 39.41 | 9.69 | 15.41 | 23.1
CE | Wind | 31 | HAWI | 23.56 | 5.8 | 9.21 | 13.81
CE | Wind | 31 | HAWP_6 | 55.01 | 13.53 | 21.51 | 32.24
CE | Wind | 31 | HEYS_1 | 92.54 | 22.77 | 36.18 | 54.24
CE | Wind | 31 | HUER | 24 | 5.9 | 16.48 | 18.38
CE | Wind | 31 | HUTT_1 | 121.49 | 29.89 | 47.5 | 71.21
CE | Wind | 31 | INDQ1 | 138.69 | 34.12 | 54.23 | 81.29
CE | Wind | 31 | INKE | 2.36 | 0.58 | 0.92 | 1.38
CE | Wind | 31 | IROA1 | 10.69 | 2.63 | 4.18 | 6.27
CE | Wind | 31 | KEAD_1 | 193.7 | 47.65 | 75.74 | 113.53
CE | Wind | 31 | KEIT_P | 33.26 | 8.18 | 13 | 19.49
CE | Wind | 31 | KEMS_1 | 19.84 | 4.88 | 7.76 | 11.63
CE | Wind | 31 | KILS | 21.06 | 5.18 | 8.23 | 12.34
CE | Wind | 31 | KILT | 7.36 | 1.81 | 2.88 | 4.32
CE | Wind | 31 | KINT_P | 7.72 | 1.9 | 3.02 | 4.52
CE | Wind | 31 | KIRKB1 | 24.79 | 6.1 | 9.69 | 14.53
CE | Wind | 31 | LACK_6 | 62.1 | 15.28 | 42.65 | 47.56
CE | Wind | 31 | LAIR_P | 10.8 | 2.66 | 4.22 | 6.33
CE | Wind | 31 | LAND1 | 11.78 | 2.9 | 4.6 | 6.9
CE | Wind | 31 | LEVE | 9.21 | 2.27 | 5.67 | 6.66
CE | Wind | 31 | LING | 89.17 | 21.94 | 34.87 | 52.26
CE | Wind | 31 | LINM | 117.67 | 28.95 | 46.01 | 68.97
CE | Wind | 31 | LISD_1 | 21.07 | 5.18 | 8.24 | 12.35
CE | Wind | 31 | MACD_P | 36.24 | 8.92 | 14.17 | 21.24
CE | Wind | 31 | MAGA_6 | 12.4 | 3.05 | 4.85 | 7.27
CE | Wind | 31 | MELK_1 | 3.1 | 0.76 | 1.21 | 1.82
CE | Wind | 31 | MILC_P | 5.76 | 1.42 | 2.25 | 3.38
CE | Wind | 31 | MITY_1 | 10.07 | 2.48 | 3.94 | 5.9
CE | Wind | 31 | MYBS_P | 36.86 | 9.07 | 14.41 | 21.6
CE | Wind | 31 | NEAR | 3.39 | 0.83 | 1.32 | 1.99
CE | Wind | 31 | NEEP_3 | 30.06 | 7.4 | 11.75 | 17.62
CE | Wind | 31 | NINF_1 | 11.62 | 2.86 | 4.54 | 6.81
CE | Wind | 31 | NORM_1 | 98.51 | 24.23 | 56.26 | 68.52
CE | Wind | 31 | NORT_1 | 75.62 | 18.6 | 29.57 | 44.32
CE | Wind | 31 | OFFE_3 | 8 | 1.97 | 3.13 | 4.69
CE | Wind | 31 | PADIB1 | 81.51 | 20.05 | 31.87 | 47.77
CE | Wind | 31 | PEMB_1 | 43.23 | 10.64 | 16.9 | 25.34
CE | Wind | 31 | PENT_1 | 84.17 | 20.71 | 50.66 | 60.12
CE | Wind | 31 | POOB | 8.84 | 2.17 | 3.46 | 5.18
CE | Wind | 31 | PORA_P | 22.9 | 5.63 | 8.95 | 13.42
CE | Wind | 31 | PYLE_1 | 189.44 | 46.6 | 74.07 | 111.03
CE | Wind | 31 | RAIN_1 | 1.55 | 0.38 | 0.61 | 0.91
CE | Wind | 31 | RASS_1 | 21.54 | 5.3 | 8.42 | 12.62
CE | Wind | 31 | RATS_1 | 16.43 | 4.04 | 6.42 | 9.63
CE | Wind | 31 | RAYL_1 | 90.96 | 22.38 | 35.57 | 53.31
CE | Wind | 31 | REDH | 37.41 | 9.2 | 14.63 | 21.92
CE | Wind | 31 | REDM_P | 16.55 | 4.07 | 6.47 | 9.7
CE | Wind | 31 | ROCH_1 | 178.05 | 43.8 | 69.62 | 104.36
CE | Wind | 31 | SALH_1 | 21.69 | 5.34 | 8.48 | 12.72
CE | Wind | 31 | SALT_1 | 96.23 | 23.67 | 37.63 | 56.4
CE | Wind | 31 | SBAR | 2.32 | 0.57 | 0.91 | 1.36
CE | Wind | 31 | SEAB1 | 43.7 | 10.75 | 17.09 | 25.61
CE | Wind | 31 | SELL_1 | 92.67 | 22.8 | 36.23 | 54.31
CE | Wind | 31 | SFEG_P | 26.65 | 6.56 | 10.42 | 15.62
CE | Wind | 31 | SHRW_1 | 99.25 | 24.42 | 38.81 | 58.17
CE | Wind | 31 | SKLGB1 | 15.88 | 3.91 | 6.21 | 9.31
CE | Wind | 31 | SPEN_1 | 49.59 | 12.2 | 19.39 | 29.06
CE | Wind | 31 | STAY_1 | 47.26 | 11.63 | 18.48 | 27.7
CE | Wind | 31 | STES_1 | 44.75 | 11.01 | 17.5 | 26.23
CE | Wind | 31 | STHA | 17.97 | 4.42 | 7.03 | 10.53
CE | Wind | 31 | STIR | 29.45 | 7.25 | 11.52 | 17.26
CE | Wind | 31 | STLE | 33.14 | 8.15 | 12.96 | 19.42
CE | Wind | 31 | STRI_P | 31.26 | 7.69 | 12.22 | 18.32
CE | Wind | 31 | SUND_1 | 5.89 | 1.45 | 2.3 | 3.45
CE | Wind | 31 | SWAN_1 | 146.59 | 36.06 | 57.32 | 85.92
CE | Wind | 31 | TARL_P | 6.34 | 1.56 | 2.48 | 3.71
CE | Wind | 31 | TAYN_P | 11.52 | 2.83 | 4.51 | 6.75
CE | Wind | 31 | THOM_6 | 93.29 | 22.95 | 36.48 | 54.68
CE | Wind | 31 | THSO_P | 67.99 | 16.72 | 26.58 | 39.85
CE | Wind | 31 | THUR_6 | 41.68 | 10.25 | 16.3 | 24.43
CE | Wind | 31 | TILBB_1 | 14.26 | 3.51 | 5.57 | 8.36
CE | Wind | 31 | TONG | 3.53 | 0.87 | 1.38 | 2.07
CE | Wind | 31 | TRAW_1 | 241.74 | 59.47 | 94.52 | 141.68
CE | Wind | 31 | UPPB_1 | 117.15 | 28.82 | 45.81 | 68.66
CE | Wind | 31 | UPPB_3 | 42.46 | 10.45 | 16.6 | 24.89
CE | Wind | 31 | USKM_1 | 9.76 | 2.4 | 3.82 | 5.72
CE | Wind | 31 | WALP_1 | 273.12 | 67.19 | 106.79 | 160.08
CE | Wind | 31 | WALP_B | 26.03 | 6.4 | 10.18 | 15.26
CE | Wind | 31 | WARL_1 | 1.55 | 0.38 | 0.61 | 0.91
CE | Wind | 31 | WASF_1 | 3.49 | 0.86 | 1.36 | 2.04
CE | Wind | 31 | WFIE | 25.18 | 6.2 | 9.85 | 14.76
CE | Wind | 31 | WILL_1 | 7.75 | 1.91 | 3.03 | 4.54
CE | Wind | 31 | WISH | 18.56 | 4.56 | 7.26 | 10.88
CE | Wind | 31 | WMEL_1 | 13.25 | 3.26 | 5.18 | 7.77
CE | Wind | 31 | WYLF_1 | 58.58 | 14.41 | 22.9 | 34.33
CE | Wind | 32 | ABNE_P | 15 | 3.69 | 5.86 | 8.79
CE | Wind | 32 | ALNE_P | 6.93 | 1.71 | 2.71 | 4.06
CE | Wind | 32 | ALVE1 | 153.97 | 37.88 | 60.2 | 90.24
CE | Wind | 32 | ARMO_P | 37.08 | 9.12 | 14.5 | 21.73
CE | Wind | 32 | BAGA | 74.74 | 18.39 | 29.22 | 43.81
CE | Wind | 32 | BARKC1 | 17.35 | 4.27 | 6.78 | 10.17
CE | Wind | 32 | BERW | 157.5 | 38.74 | 61.58 | 92.31
CE | Wind | 32 | BICF_1 | 266.72 | 65.61 | 161.79 | 191.26
CE | Wind | 32 | BIRK_1 | 180 | 44.28 | 123.62 | 137.84
CE | Wind | 32 | BLYTB1 | 121.12 | 29.8 | 59.63 | 78.45
CE | Wind | 32 | BLYTH132 | 167.02 | 41.09 | 65.3 | 97.89
CE | Wind | 32 | BONN | 24.5 | 6.03 | 9.58 | 14.36
CE | Wind | 32 | BRAW_1 | 29.19 | 7.18 | 11.41 | 17.11
CE | Wind | 32 | BRFO_1 | 36.73 | 9.04 | 17.91 | 23.68
CE | Wind | 32 | BRLE_1 | 3.24 | 0.8 | 1.27 | 1.9
CE | Wind | 32 | BURM_1 | 42.16 | 10.37 | 16.48 | 24.71
CE | Wind | 32 | BUSH_1 | 6.49 | 1.6 | 2.54 | 3.8
CE | Wind | 32 | CANTN1 | 143.3 | 35.25 | 98.42 | 109.74
CE | Wind | 32 | CARE_1 | 3.73 | 0.92 | 1.46 | 2.19
CE | Wind | 32 | CHAP | 37.93 | 9.33 | 14.83 | 22.23
CE | Wind | 32 | CHTE_1 | 21.97 | 5.41 | 8.59 | 12.88
CE | Wind | 32 | CONQA1 | 63.81 | 15.7 | 24.95 | 37.4
CE | Wind | 32 | COUA_P | 9.65 | 2.37 | 3.77 | 5.65
CE | Wind | 32 | COVE_1 | 22.7 | 5.58 | 8.88 | 13.31
CE | Wind | 32 | COYL | 99.86 | 24.57 | 39.05 | 58.53
CE | Wind | 32 | CREB_1 | 208.21 | 51.22 | 81.41 | 122.03
CE | Wind | 32 | CUMB | 6.16 | 1.52 | 2.41 | 3.61
CE | Wind | 32 | DEVO | 106.8 | 26.27 | 41.76 | 62.59
CE | Wind | 32 | DOUN_P | 19.01 | 4.68 | 7.43 | 11.14
CE | Wind | 32 | DRAX_1 | 153.16 | 37.68 | 59.88 | 89.76
CE | Wind | 32 | DUNB | 21.3 | 5.24 | 8.33 | 12.48
CE | Wind | 32 | DYCE_P | 26.23 | 6.45 | 10.25 | 15.37
CE | Wind | 32 | EASO_1 | 173.99 | 42.8 | 68.03 | 101.98
CE | Wind | 32 | ECCL | 44.07 | 10.84 | 17.23 | 25.83
CE | Wind | 32 | ECLA_1 | 3.24 | 0.8 | 1.27 | 1.9
CE | Wind | 32 | EKIS | 103.87 | 25.55 | 40.61 | 60.88
CE | Wind | 32 | ELLA_1 | 12.16 | 2.99 | 4.76 | 7.13
CE | Wind | 32 | ENDE_1 | 55.3 | 13.6 | 21.62 | 32.41
CE | Wind | 32 | FECK_6 | 2.11 | 0.52 | 0.82 | 1.24
CE | Wind | 32 | FIDD_P | 68.41 | 16.83 | 26.75 | 40.1
CE | Wind | 32 | FOUR_1 | 177.64 | 43.7 | 69.46 | 104.12
CE | Wind | 32 | FRAS_P | 2.41 | 0.59 | 0.94 | 1.41
CE | Wind | 32 | FROD_1 | 81.65 | 20.08 | 31.92 | 47.85
CE | Wind | 32 | GALA | 26.51 | 6.52 | 10.36 | 15.54
CE | Wind | 32 | GIFF | 6.78 | 1.67 | 2.65 | 3.97
CE | Wind | 32 | GLLU | 114.19 | 28.09 | 44.65 | 66.93
CE | Wind | 32 | GLNI | 51.09 | 12.57 | 19.97 | 29.94
CE | Wind | 32 | GREN_1 | 265.77 | 65.38 | 103.92 | 155.77
CE | Wind | 32 | GRIW_1 | 123.24 | 30.32 | 48.19 | 72.23
CE | Wind | 32 | G_EXTRA_11 | 33.9 | 8.34 | 13.26 | 19.87
CE | Wind | 32 | G_EXTRA_12 | 16.85 | 4.15 | 6.59 | 9.88
CE | Wind | 32 | G_EXTRA_13 | 47.75 | 11.75 | 18.67 | 27.99
CE | Wind | 32 | G_EXTRA_2 | 27.74 | 6.82 | 10.85 | 16.26
CE | Wind | 32 | G_EXTRA_8 | 83.06 | 20.43 | 32.48 | 48.68
CE | Wind | 32 | G_EXTRA_9 | 70.89 | 17.44 | 27.72 | 41.55
CE | Wind | 32 | HARK_1 | 120.09 | 29.54 | 46.96 | 70.39
CE | Wind | 32 | HARM_6 | 41.24 | 10.14 | 16.12 | 24.17
CE | Wind | 32 | HAWI | 24.66 | 6.07 | 9.64 | 14.45
CE | Wind | 32 | HAWP_6 | 57.57 | 14.16 | 22.51 | 33.74
CE | Wind | 32 | HEYS_1 | 96.84 | 23.82 | 37.86 | 56.76
CE | Wind | 32 | HUER | 24 | 5.9 | 16.48 | 18.38
CE | Wind | 32 | HUTT_1 | 127.13 | 31.27 | 49.71 | 74.51
CE | Wind | 32 | INDQ1 | 145.13 | 35.7 | 56.75 | 85.06
CE | Wind | 32 | INKE | 2.47 | 0.61 | 0.96 | 1.45
CE | Wind | 32 | IROA1 | 11.19 | 2.75 | 4.37 | 6.56
CE | Wind | 32 | KEAD_1 | 202.69 | 49.86 | 79.25 | 118.8
CE | Wind | 32 | KEIT_P | 34.8 | 8.56 | 13.61 | 20.4
CE | Wind | 32 | KEMS_1 | 20.76 | 5.11 | 8.12 | 12.17
CE | Wind | 32 | KILS | 22.04 | 5.42 | 8.62 | 12.92
CE | Wind | 32 | KILT | 7.71 | 1.9 | 3.01 | 4.52
CE | Wind | 32 | KINT_P | 8.08 | 1.99 | 3.16 | 4.73
CE | Wind | 32 | KIRKB1 | 25.94 | 6.38 | 10.14 | 15.21
CE | Wind | 32 | LACK_6 | 62.1 | 15.28 | 42.65 | 47.56
CE | Wind | 32 | LAIR_P | 11.3 | 2.78 | 4.42 | 6.63
CE | Wind | 32 | LAND1 | 12.32 | 3.03 | 4.82 | 7.22
CE | Wind | 32 | LEVE | 9.31 | 2.29 | 5.71 | 6.72
CE | Wind | 32 | LING | 93.31 | 22.95 | 36.49 | 54.69
CE | Wind | 32 | LINM | 123.13 | 30.29 | 48.14 | 72.17
CE | Wind | 32 | LISD_1 | 22.05 | 5.43 | 8.62 | 12.93
CE | Wind | 32 | MACD_P | 37.92 | 9.33 | 14.83 | 22.23
CE | Wind | 32 | MAGA_6 | 12.97 | 3.19 | 5.07 | 7.6
CE | Wind | 32 | MELK_1 | 3.24 | 0.8 | 1.27 | 1.9
CE | Wind | 32 | MILC_P | 6.03 | 1.48 | 2.36 | 3.53
CE | Wind | 32 | MITY_1 | 10.54 | 2.59 | 4.12 | 6.18
CE | Wind | 32 | MYBS_P | 38.57 | 9.49 | 15.08 | 22.61
CE | Wind | 32 | NEAR | 3.54 | 0.87 | 1.39 | 2.08
CE | Wind | 32 | NEEP_3 | 31.46 | 7.74 | 12.3 | 18.44
CE | Wind | 32 | NINF_1 | 12.16 | 2.99 | 4.76 | 7.13
CE | Wind | 32 | NORM_1 | 100.3 | 24.67 | 56.96 | 69.57
CE | Wind | 32 | NORT_1 | 79.13 | 19.47 | 30.94 | 46.38
CE | Wind | 32 | OFFE_3 | 8.37 | 2.06 | 3.27 | 4.9
CE | Wind | 32 | PADIB1 | 85.29 | 20.98 | 33.35 | 49.99
CE | Wind | 32 | PEMB_1 | 45.24 | 11.13 | 17.69 | 26.52
CE | Wind | 32 | PENT_1 | 85.3 | 20.98 | 51.1 | 60.77
CE | Wind | 32 | POOB | 9.25 | 2.27 | 3.62 | 5.42
CE | Wind | 32 | PORA_P | 23.97 | 5.9 | 9.37 | 14.05
CE | Wind | 32 | PYLE_1 | 198.24 | 48.77 | 77.51 | 116.19
CE | Wind | 32 | RAIN_1 | 1.62 | 0.4 | 0.63 | 0.95
CE | Wind | 32 | RASS_1 | 22.54 | 5.54 | 8.81 | 13.21
CE | Wind | 32 | RATS_1 | 17.19 | 4.23 | 6.72 | 10.07
CE | Wind | 32 | RAYL_1 | 95.19 | 23.42 | 37.22 | 55.79
CE | Wind | 32 | REDH | 39.14 | 9.63 | 15.31 | 22.94
CE | Wind | 32 | REDM_P | 17.32 | 4.26 | 6.77 | 10.15
CE | Wind | 32 | ROCH_1 | 186.32 | 45.83 | 72.85 | 109.2
CE | Wind | 32 | SALH_1 | 22.7 | 5.58 | 8.88 | 13.31
CE | Wind | 32 | SALT_1 | 100.7 | 24.77 | 39.37 | 59.02
CE | Wind | 32 | SBAR | 2.43 | 0.6 | 0.95 | 1.43
CE | Wind | 32 | SEAB1 | 45.73 | 11.25 | 17.88 | 26.8
CE | Wind | 32 | SELL_1 | 96.97 | 23.85 | 37.91 | 56.83
CE | Wind | 32 | SFEG_P | 27.88 | 6.86 | 10.9 | 16.34
CE | Wind | 32 | SHRW_1 | 103.86 | 25.55 | 40.61 | 60.87
CE | Wind | 32 | SKLGB1 | 16.62 | 4.09 | 6.5 | 9.74
CE | Wind | 32 | SPEN_1 | 51.89 | 12.76 | 20.29 | 30.41
CE | Wind | 32 | STAY_1 | 49.46 | 12.17 | 19.34 | 28.99
CE | Wind | 32 | STES_1 | 46.83 | 11.52 | 18.31 | 27.45
CE | Wind | 32 | STHA | 18.8 | 4.63 | 7.35 | 11.02
CE | Wind | 32 | STIR | 30.82 | 7.58 | 12.05 | 18.06
CE | Wind | 32 | STLE | 34.67 | 8.53 | 13.56 | 20.32
CE | Wind | 32 | STRI_P | 32.71 | 8.05 | 12.79 | 19.17
CE | Wind | 32 | SUND_1 | 6.16 | 1.52 | 2.41 | 3.61
CE | Wind | 32 | SWAN_1 | 153.4 | 37.74 | 59.98 | 89.91
CE | Wind | 32 | TARL_P | 6.63 | 1.63 | 2.59 | 3.89
CE | Wind | 32 | TAYN_P | 12.06 | 2.97 | 4.71 | 7.07
CE | Wind | 32 | THOM_6 | 97.62 | 24.01 | 38.17 | 57.21
CE | Wind | 32 | THSO_P | 71.14 | 17.5 | 27.82 | 41.7
CE | Wind | 32 | THUR_6 | 43.62 | 10.73 | 17.06 | 25.57
CE | Wind | 32 | TILBB_1 | 14.92 | 3.67 | 5.83 | 8.74
CE | Wind | 32 | TONG | 3.7 | 0.91 | 1.45 | 2.17
CE | Wind | 32 | TRAW_1 | 252.96 | 62.23 | 98.91 | 148.26
CE | Wind | 32 | UPPB_1 | 122.59 | 30.16 | 47.93 | 71.85
CE | Wind | 32 | UPPB_3 | 44.43 | 10.93 | 17.37 | 26.04
CE | Wind | 32 | USKM_1 | 10.22 | 2.51 | 3.99 | 5.99
CE | Wind | 32 | WALP_1 | 285.8 | 70.31 | 111.75 | 167.51
CE | Wind | 32 | WALP_B | 27.24 | 6.7 | 10.65 | 15.97
CE | Wind | 32 | WARL_1 | 1.62 | 0.4 | 0.63 | 0.95
CE | Wind | 32 | WASF_1 | 3.65 | 0.9 | 1.43 | 2.14
CE | Wind | 32 | WFIE | 26.35 | 6.48 | 10.3 | 15.45
CE | Wind | 32 | WILL_1 | 8.11 | 1.99 | 3.17 | 4.75
CE | Wind | 32 | WISH | 19.42 | 4.78 | 7.59 | 11.38
CE | Wind | 32 | WMEL_1 | 13.86 | 3.41 | 5.42 | 8.13
CE | Wind | 32 | WYLF_1 | 61.29 | 15.08 | 23.97 | 35.92
CE | Wind | 33 | ABNE_P | 15.67 | 3.86 | 6.13 | 9.19
CE | Wind | 33 | ALNE_P | 7.25 | 1.78 | 2.83 | 4.25
CE | Wind | 33 | ALVE1 | 160.93 | 39.59 | 62.92 | 94.32
CE | Wind | 33 | ARMO_P | 38.76 | 9.53 | 15.15 | 22.71
CE | Wind | 33 | BAGA | 78.12 | 19.22 | 30.55 | 45.79
CE | Wind | 33 | BARKC1 | 18.14 | 4.46 | 7.09 | 10.63
CE | Wind | 33 | BERW | 164.62 | 40.5 | 64.37 | 96.49
CE | Wind | 33 | BICF_1 | 269.99 | 66.42 | 163.07 | 193.18
CE | Wind | 33 | BIRK_1 | 180 | 44.28 | 123.62 | 137.84
CE | Wind | 33 | BLYTB1 | 124.72 | 30.68 | 61.04 | 80.56
CE | Wind | 33 | BLYTH132 | 174.58 | 42.95 | 68.26 | 102.32
CE | Wind | 33 | BONN | 25.61 | 6.3 | 10.01 | 15.01
CE | Wind | 33 | BRAW_1 | 30.51 | 7.51 | 11.93 | 17.88
CE | Wind | 33 | BRFO_1 | 37.85 | 9.31 | 18.35 | 24.34
CE | Wind | 33 | BRLE_1 | 3.39 | 0.83 | 1.33 | 1.99
CE | Wind | 33 | BURM_1 | 44.07 | 10.84 | 17.23 | 25.83
CE | Wind | 33 | BUSH_1 | 6.78 | 1.67 | 2.65 | 3.97
CE | Wind | 33 | CANTN1 | 143.3 | 35.25 | 98.42 | 109.74
CE | Wind | 33 | CARE_1 | 3.9 | 0.96 | 1.52 | 2.28
CE | Wind | 33 | CHAP | 39.65 | 9.75 | 15.5 | 23.24
CE | Wind | 33 | CHTE_1 | 22.97 | 5.65 | 8.98 | 13.46
CE | Wind | 33 | CONQA1 | 66.69 | 16.41 | 26.08 | 39.09
CE | Wind | 33 | COUA_P | 10.08 | 2.48 | 3.94 | 5.91
CE | Wind | 33 | COVE_1 | 23.73 | 5.84 | 9.28 | 13.91
CE | Wind | 33 | COYL | 104.38 | 25.68 | 40.81 | 61.18
CE | Wind | 33 | CREB_1 | 217.63 | 53.54 | 85.09 | 127.55
CE | Wind | 33 | CUMB | 6.44 | 1.59 | 2.52 | 3.78
CE | Wind | 33 | DEVO | 111.63 | 27.46 | 43.65 | 65.43
CE | Wind | 33 | DOUN_P | 19.87 | 4.89 | 7.77 | 11.64
CE | Wind | 33 | DRAX_1 | 160.08 | 39.38 | 62.59 | 93.83
CE | Wind | 33 | DUNB | 22.26 | 5.48 | 8.7 | 13.05
CE | Wind | 33 | DYCE_P | 27.41 | 6.74 | 10.72 | 16.07
CE | Wind | 33 | EASO_1 | 181.86 | 44.74 | 71.11 | 106.59
CE | Wind | 33 | ECCL | 46.07 | 11.33 | 18.01 | 27
CE | Wind | 33 | ECLA_1 | 3.39 | 0.83 | 1.33 | 1.99
CE | Wind | 33 | EKIS | 108.57 | 26.71 | 42.45 | 63.63
CE | Wind | 33 | ELLA_1 | 12.71 | 3.13 | 4.97 | 7.45
CE | Wind | 33 | ENDE_1 | 57.8 | 14.22 | 22.6 | 33.87
CE | Wind | 33 | FECK_6 | 2.2 | 0.54 | 0.86 | 1.29
CE | Wind | 33 | FIDD_P | 71.51 | 17.59 | 27.96 | 41.91
CE | Wind | 33 | FOUR_1 | 185.68 | 45.68 | 72.6 | 108.83
CE | Wind | 33 | FRAS_P | 2.52 | 0.62 | 0.99 | 1.48
CE | Wind | 33 | FROD_1 | 85.34 | 20.99 | 33.37 | 50.02
CE | Wind | 33 | GALA | 27.71 | 6.82 | 10.83 | 16.24
CE | Wind | 33 | GIFF | 7.09 | 1.74 | 2.77 | 4.15
CE | Wind | 33 | GLLU | 119.36 | 29.36 | 46.67 | 69.96
CE | Wind | 33 | GLNI | 53.4 | 13.14 | 20.88 | 31.3
CE | Wind | 33 | GREN_1 | 277.8 | 68.34 | 108.62 | 162.82
CE | Wind | 33 | GRIW_1 | 128.81 | 31.69 | 50.37 | 75.5
CE | Wind | 33 | G_EXTRA_11 | 35.44 | 8.72 | 13.86 | 20.77
CE | Wind | 33 | G_EXTRA_12 | 17.61 | 4.33 | 6.89 | 10.32
CE | Wind | 33 | G_EXTRA_13 | 49.91 | 12.28 | 19.52 | 29.25
CE | Wind | 33 | G_EXTRA_2 | 28.99 | 7.13 | 11.34 | 16.99
CE | Wind | 33 | G_EXTRA_8 | 86.82 | 21.36 | 33.95 | 50.89
CE | Wind | 33 | G_EXTRA_9 | 74.1 | 18.23 | 28.97 | 43.43
CE | Wind | 33 | HARK_1 | 125.53 | 30.88 | 49.08 | 73.57
CE | Wind | 33 | HARM_6 | 43.1 | 10.6 | 16.85 | 25.26
CE | Wind | 33 | HAWI | 25.77 | 6.34 | 10.08 | 15.11
CE | Wind | 33 | HAWP_6 | 60.17 | 14.8 | 23.53 | 35.27
CE | Wind | 33 | HEYS_1 | 101.22 | 24.9 | 39.58 | 59.33
CE | Wind | 33 | HUER | 24 | 5.9 | 16.48 | 18.38
CE | Wind | 33 | HUTT_1 | 132.88 | 32.69 | 51.96 | 77.88
CE | Wind | 33 | INDQ1 | 151.69 | 37.32 | 59.31 | 88.91
CE | Wind | 33 | INKE | 2.58 | 0.63 | 1.01 | 1.51
CE | Wind | 33 | IROA1 | 11.69 | 2.88 | 4.57 | 6.85
CE | Wind | 33 | KEAD_1 | 211.86 | 52.12 | 82.84 | 124.17
CE | Wind | 33 | KEIT_P | 36.38 | 8.95 | 14.22 | 21.32
CE | Wind | 33 | KEMS_1 | 21.69 | 5.34 | 8.48 | 12.72
CE | Wind | 33 | KILS | 23.03 | 5.67 | 9.01 | 13.5
CE | Wind | 33 | KILT | 8.05 | 1.98 | 3.15 | 4.72
CE | Wind | 33 | KINT_P | 8.44 | 2.08 | 3.3 | 4.95
CE | Wind | 33 | KIRKB1 | 27.12 | 6.67 | 10.6 | 15.89
CE | Wind | 33 | LACK_6 | 62.1 | 15.28 | 42.65 | 47.56
CE | Wind | 33 | LAIR_P | 11.82 | 2.91 | 4.62 | 6.93
CE | Wind | 33 | LAND1 | 12.88 | 3.17 | 5.04 | 7.55
CE | Wind | 33 | LEVE | 9.42 | 2.32 | 5.75 | 6.78
CE | Wind | 33 | LING | 97.53 | 23.99 | 38.14 | 57.16
CE | Wind | 33 | LINM | 128.7 | 31.66 | 50.32 | 75.43
CE | Wind | 33 | LISD_1 | 23.05 | 5.67 | 9.01 | 13.51
CE | Wind | 33 | MACD_P | 39.64 | 9.75 | 15.5 | 23.23
CE | Wind | 33 | MAGA_6 | 13.56 | 3.34 | 5.3 | 7.95
CE | Wind | 33 | MELK_1 | 3.39 | 0.83 | 1.33 | 1.99
CE | Wind | 33 | MILC_P | 6.3 | 1.55 | 2.46 | 3.69
CE | Wind | 33 | MITY_1 | 11.02 | 2.71 | 4.31 | 6.46
CE | Wind | 33 | MYBS_P | 40.32 | 9.92 | 15.76 | 23.63
CE | Wind | 33 | NEAR | 3.7 | 0.91 | 1.45 | 2.17
CE | Wind | 33 | NEEP_3 | 32.88 | 8.09 | 12.86 | 19.27
CE | Wind | 33 | NINF_1 | 12.71 | 3.13 | 4.97 | 7.45
CE | Wind | 33 | NORM_1 | 102.12 | 25.12 | 57.68 | 70.63
CE | Wind | 33 | NORT_1 | 82.71 | 20.35 | 32.34 | 48.48
CE | Wind | 33 | OFFE_3 | 8.75 | 2.15 | 3.42 | 5.13
CE | Wind | 33 | PADIB1 | 89.15 | 21.93 | 34.86 | 52.25
CE | Wind | 33 | PEMB_1 | 47.29 | 11.63 | 18.49 | 27.72
CE | Wind | 33 | PENT_1 | 86.44 | 21.26 | 51.55 | 61.44
CE | Wind | 33 | POOB | 9.66 | 2.38 | 3.78 | 5.66
CE | Wind | 33 | PORA_P | 25.05 | 6.16 | 9.79 | 14.68
CE | Wind | 33 | PYLE_1 | 207.2 | 50.97 | 81.02 | 121.44
CE | Wind | 33 | RAIN_1 | 1.69 | 0.42 | 0.66 | 0.99
CE | Wind | 33 | RASS_1 | 23.56 | 5.8 | 9.21 | 13.81
CE | Wind | 33 | RATS_1 | 17.97 | 4.42 | 7.02 | 10.53
CE | Wind | 33 | RAYL_1 | 99.49 | 24.47 | 38.9 | 58.31
CE | Wind | 33 | REDH | 40.91 | 10.06 | 16 | 23.98
CE | Wind | 33 | REDM_P | 18.1 | 4.45 | 7.08 | 10.61
CE | Wind | 33 | ROCH_1 | 194.75 | 47.91 | 76.15 | 114.14
CE | Wind | 33 | SALH_1 | 23.73 | 5.84 | 9.28 | 13.91
CE | Wind | 33 | SALT_1 | 105.25 | 25.89 | 41.15 | 61.69
CE | Wind | 33 | SBAR | 2.54 | 0.63 | 0.99 | 1.49
CE | Wind | 33 | SEAB1 | 47.8 | 11.76 | 18.69 | 28.01
CE | Wind | 33 | SELL_1 | 101.36 | 24.93 | 39.63 | 59.4
CE | Wind | 33 | SFEG_P | 29.15 | 7.17 | 11.4 | 17.08
CE | Wind | 33 | SHRW_1 | 108.56 | 26.71 | 42.45 | 63.63
CE | Wind | 33 | SKLGB1 | 17.37 | 4.27 | 6.79 | 10.18
CE | Wind | 33 | SPEN_1 | 54.24 | 13.34 | 21.21 | 31.79
CE | Wind | 33 | STAY_1 | 51.69 | 12.72 | 20.21 | 30.3
CE | Wind | 33 | STES_1 | 48.95 | 12.04 | 19.14 | 28.69
CE | Wind | 33 | STHA | 19.65 | 4.83 | 7.68 | 11.52
CE | Wind | 33 | STIR | 32.22 | 7.93 | 12.6 | 18.88
CE | Wind | 33 | STLE | 36.24 | 8.92 | 14.17 | 21.24
CE | Wind | 33 | STRI_P | 34.19 | 8.41 | 13.37 | 20.04
CE | Wind | 33 | SUND_1 | 6.44 | 1.58 | 2.52 | 3.77
CE | Wind | 33 | SWAN_1 | 160.34 | 39.44 | 62.69 | 93.97
CE | Wind | 33 | TARL_P | 6.93 | 1.71 | 2.71 | 4.06
CE | Wind | 33 | TAYN_P | 12.6 | 3.1 | 4.93 | 7.39
CE | Wind | 33 | THOM_6 | 102.03 | 25.1 | 39.9 | 59.8
CE | Wind | 33 | THSO_P | 74.36 | 18.29 | 29.08 | 43.58
CE | Wind | 33 | THUR_6 | 45.59 | 11.22 | 17.83 | 26.72
CE | Wind | 33 | TILBB_1 | 15.59 | 3.84 | 6.1 | 9.14
CE | Wind | 33 | TONG | 3.87 | 0.95 | 1.51 | 2.27
CE | Wind | 33 | TRAW_1 | 264.41 | 65.04 | 103.38 | 154.97
CE | Wind | 33 | UPPB_1 | 128.14 | 31.52 | 50.1 | 75.1
CE | Wind | 33 | UPPB_3 | 46.44 | 11.42 | 18.16 | 27.22
CE | Wind | 33 | USKM_1 | 10.68 | 2.63 | 4.18 | 6.26
CE | Wind | 33 | WALP_1 | 298.73 | 73.49 | 116.8 | 175.08
CE | Wind | 33 | WALP_B | 28.47 | 7 | 11.13 | 16.69
CE | Wind | 33 | WARL_1 | 1.69 | 0.42 | 0.66 | 0.99
CE | Wind | 33 | WASF_1 | 3.81 | 0.94 | 1.49 | 2.24
CE | Wind | 33 | WFIE | 27.54 | 6.78 | 10.77 | 16.14
CE | Wind | 33 | WILL_1 | 8.47 | 2.08 | 3.31 | 4.97
CE | Wind | 33 | WISH | 20.3 | 4.99 | 7.94 | 11.9
CE | Wind | 33 | WMEL_1 | 14.49 | 3.56 | 5.67 | 8.49
CE | Wind | 33 | WYLF_1 | 64.07 | 15.76 | 25.05 | 37.55
CE | Wind | 34 | ABNE_P | 16.4 | 4.03 | 6.41 | 9.61
CE | Wind | 34 | ALNE_P | 7.58 | 1.87 | 2.96 | 4.44
CE | Wind | 34 | ALVE1 | 168.37 | 41.42 | 65.83 | 98.68
CE | Wind | 34 | ARMO_P | 40.55 | 9.97 | 15.85 | 23.76
CE | Wind | 34 | BAGA | 81.73 | 20.11 | 31.96 | 47.9
CE | Wind | 34 | BARKC1 | 18.97 | 4.67 | 7.42 | 11.12
CE | Wind | 34 | BERW | 172.23 | 42.37 | 67.34 | 100.94
CE | Wind | 34 | BICF_1 | 273.49 | 67.28 | 164.44 | 195.22
CE | Wind | 34 | BIRK_1 | 180 | 44.28 | 123.62 | 137.84
CE | Wind | 34 | BLYTB1 | 128.57 | 31.63 | 62.54 | 82.81
CE | Wind | 34 | BLYTH132 | 182.64 | 44.93 | 71.41 | 107.05
CE | Wind | 34 | BONN | 26.8 | 6.59 | 10.48 | 15.7
CE | Wind | 34 | BRAW_1 | 31.92 | 7.85 | 12.48 | 18.71
CE | Wind | 34 | BRFO_1 | 39.04 | 9.6 | 18.81 | 25.04
CE | Wind | 34 | BRLE_1 | 3.55 | 0.87 | 1.39 | 2.08
CE | Wind | 34 | BURM_1 | 46.1 | 11.34 | 18.03 | 27.02
CE | Wind | 34 | BUSH_1 | 7.09 | 1.74 | 2.77 | 4.16
CE | Wind | 34 | CANTN1 | 143.3 | 35.25 | 98.42 | 109.74
CE | Wind | 34 | CARE_1 | 4.08 | 1 | 1.59 | 2.39
CE | Wind | 34 | CHAP | 41.48 | 10.2 | 16.22 | 24.31
CE | Wind | 34 | CHTE_1 | 24.03 | 5.91 | 9.39 | 14.08
CE | Wind | 34 | CONQA1 | 69.78 | 17.17 | 27.28 | 40.9
CE | Wind | 34 | COUA_P | 10.55 | 2.59 | 4.12 | 6.18
CE | Wind | 34 | COVE_1 | 24.83 | 6.11 | 9.71 | 14.55
CE | Wind | 34 | COYL | 109.2 | 26.86 | 42.7 | 64
CE | Wind | 34 | CREB_1 | 227.68 | 56.01 | 89.02 | 133.44
CE | Wind | 34 | CUMB | 6.74 | 1.66 | 2.64 | 3.95
CE | Wind | 34 | DEVO | 116.79 | 28.73 | 45.66 | 68.45
CE | Wind | 34 | DOUN_P | 20.78 | 5.11 | 8.13 | 12.18
CE | Wind | 34 | DRAX_1 | 167.48 | 41.2 | 65.49 | 98.16
CE | Wind | 34 | DUNB | 23.29 | 5.73 | 9.11 | 13.65
CE | Wind | 34 | DYCE_P | 28.68 | 7.06 | 11.21 | 16.81
CE | Wind | 34 | EASO_1 | 190.27 | 46.81 | 74.39 | 111.52
CE | Wind | 34 | ECCL | 48.2 | 11.86 | 18.85 | 28.25
CE | Wind | 34 | ECLA_1 | 3.55 | 0.87 | 1.39 | 2.08
CE | Wind | 34 | EKIS | 113.58 | 27.94 | 44.41 | 66.57
CE | Wind | 34 | ELLA_1 | 13.3 | 3.27 | 5.2 | 7.79
CE | Wind | 34 | ENDE_1 | 60.47 | 14.87 | 23.64 | 35.44
CE | Wind | 34 | FECK_6 | 2.31 | 0.57 | 0.9 | 1.35
CE | Wind | 34 | FIDD_P | 74.81 | 18.4 | 29.25 | 43.85
CE | Wind | 34 | FOUR_1 | 194.26 | 47.79 | 75.95 | 113.85
CE | Wind | 34 | FRAS_P | 2.64 | 0.65 | 1.03 | 1.55
CE | Wind | 34 | FROD_1 | 89.28 | 21.96 | 34.91 | 52.33
CE | Wind | 34 | GALA | 28.99 | 7.13 | 11.33 | 16.99
CE | Wind | 34 | GIFF | 7.42 | 1.82 | 2.9 | 4.35
CE | Wind | 34 | GLLU | 124.88 | 30.72 | 48.83 | 73.19
CE | Wind | 34 | GLNI | 55.87 | 13.74 | 21.84 | 32.74
CE | Wind | 34 | GREN_1 | 290.63 | 71.5 | 113.64 | 170.34
CE | Wind | 34 | GRIW_1 | 134.77 | 33.15 | 52.69 | 78.99
CE | Wind | 34 | G_EXTRA_11 | 37.08 | 9.12 | 14.5 | 21.73
CE | Wind | 34 | G_EXTRA_12 | 18.43 | 4.53 | 7.21 | 10.8
CE | Wind | 34 | G_EXTRA_13 | 52.22 | 12.85 | 20.42 | 30.61
CE | Wind | 34 | G_EXTRA_2 | 30.33 | 7.46 | 11.86 | 17.78
CE | Wind | 34 | G_EXTRA_8 | 90.83 | 22.35 | 35.52 | 53.24
CE | Wind | 34 | G_EXTRA_9 | 77.52 | 19.07 | 30.31 | 45.43
CE | Wind | 34 | HARK_1 | 131.33 | 32.31 | 51.35 | 76.97
CE | Wind | 34 | HARM_6 | 45.09 | 11.09 | 17.63 | 26.43
CE | Wind | 34 | HAWI | 26.96 | 6.63 | 10.54 | 15.8
CE | Wind | 34 | HAWP_6 | 62.95 | 15.49 | 24.61 | 36.89
CE | Wind | 34 | HEYS_1 | 105.9 | 26.05 | 41.41 | 62.07
CE | Wind | 34 | HUER | 24 | 5.9 | 16.48 | 18.38
CE | Wind | 34 | HUTT_1 | 139.02 | 34.2 | 54.36 | 81.48
CE | Wind | 34 | INDQ1 | 158.7 | 39.04 | 62.05 | 93.02
CE | Wind | 34 | INKE | 2.7 | 0.66 | 1.05 | 1.58
CE | Wind | 34 | IROA1 | 12.24 | 3.01 | 4.78 | 7.17
CE | Wind | 34 | KEAD_1 | 221.65 | 54.53 | 86.67 | 129.91
CE | Wind | 34 | KEIT_P | 38.06 | 9.36 | 14.88 | 22.31
CE | Wind | 34 | KEMS_1 | 22.7 | 5.58 | 8.87 | 13.3
CE | Wind | 34 | KILS | 24.1 | 5.93 | 9.42 | 14.12
CE | Wind | 34 | KILT | 8.43 | 2.07 | 3.29 | 4.94
CE | Wind | 34 | KINT_P | 8.83 | 2.17 | 3.45 | 5.18
CE | Wind | 34 | KIRKB1 | 28.37 | 6.98 | 11.09 | 16.63
CE | Wind | 34 | LACK_6 | 62.1 | 15.28 | 42.65 | 47.56
CE | Wind | 34 | LAIR_P | 12.36 | 3.04 | 4.83 | 7.25
CE | Wind | 34 | LAND1 | 13.48 | 3.32 | 5.27 | 7.9
CE | Wind | 34 | LEVE | 9.53 | 2.34 | 5.8 | 6.84
CE | Wind | 34 | LING | 102.04 | 25.1 | 39.9 | 59.81
CE | Wind | 34 | LINM | 134.65 | 33.12 | 52.65 | 78.92
CE | Wind | 34 | LISD_1 | 24.12 | 5.93 | 9.43 | 14.13
CE | Wind | 34 | MACD_P | 41.47 | 10.2 | 16.21 | 24.31
CE | Wind | 34 | MAGA_6 | 14.19 | 3.49 | 5.55 | 8.31
CE | Wind | 34 | MELK_1 | 3.55 | 0.87 | 1.39 | 2.08
CE | Wind | 34 | MILC_P | 6.59 | 1.62 | 2.58 | 3.86
CE | Wind | 34 | MITY_1 | 11.53 | 2.84 | 4.51 | 6.76
CE | Wind | 34 | MYBS_P | 42.18 | 10.38 | 16.49 | 24.72
CE | Wind | 34 | NEAR | 3.88 | 0.95 | 1.52 | 2.27
CE | Wind | 34 | NEEP_3 | 34.4 | 8.46 | 13.45 | 20.16
CE | Wind | 34 | NINF_1 | 13.3 | 3.27 | 5.2 | 7.79
CE | Wind | 34 | NORM_1 | 104.06 | 25.6 | 58.44 | 71.77
CE | Wind | 34 | NORT_1 | 86.53 | 21.29 | 33.83 | 50.72
CE | Wind | 34 | OFFE_3 | 9.15 | 2.25 | 3.58 | 5.36
CE | Wind | 34 | PADIB1 | 93.27 | 22.94 | 36.47 | 54.67
CE | Wind | 34 | PEMB_1 | 49.47 | 12.17 | 19.34 | 29
CE | Wind | 34 | PENT_1 | 87.66 | 21.56 | 52.02 | 62.16
CE | Wind | 34 | POOB | 10.11 | 2.49 | 3.95 | 5.93
CE | Wind | 34 | PORA_P | 26.21 | 6.45 | 10.25 | 15.36
CE | Wind | 34 | PYLE_1 | 216.78 | 53.33 | 84.76 | 127.05
CE | Wind | 34 | RAIN_1 | 1.77 | 0.44 | 0.69 | 1.04
CE | Wind | 34 | RASS_1 | 24.65 | 6.06 | 9.64 | 14.45
CE | Wind | 34 | RATS_1 | 18.8 | 4.62 | 7.35 | 11.02
CE | Wind | 34 | RAYL_1 | 104.09 | 25.61 | 40.7 | 61.01
CE | Wind | 34 | REDH | 42.8 | 10.53 | 16.74 | 25.09
CE | Wind | 34 | REDM_P | 18.94 | 4.66 | 7.4 | 11.1
CE | Wind | 34 | ROCH_1 | 203.74 | 50.12 | 79.66 | 119.41
CE | Wind | 34 | SALH_1 | 24.83 | 6.11 | 9.71 | 14.55
CE | Wind | 34 | SALT_1 | 110.12 | 27.09 | 43.06 | 64.54
CE | Wind | 34 | SBAR | 2.66 | 0.65 | 1.04 | 1.56
CE | Wind | 34 | SEAB1 | 50.01 | 12.3 | 19.55 | 29.31
CE | Wind | 34 | SELL_1 | 106.04 | 26.09 | 41.46 | 62.15
CE | Wind | 34 | SFEG_P | 30.49 | 7.5 | 11.92 | 17.87
CE | Wind | 34 | SHRW_1 | 113.58 | 27.94 | 44.41 | 66.57
CE | Wind | 34 | SKLGB1 | 18.18 | 4.47 | 7.11 | 10.65
CE | Wind | 34 | SPEN_1 | 56.74 | 13.96 | 22.19 | 33.26
CE | Wind | 34 | STAY_1 | 54.08 | 13.3 | 21.15 | 31.7
CE | Wind | 34 | STES_1 | 51.21 | 12.6 | 20.02 | 30.01
CE | Wind | 34 | STHA | 20.56 | 5.06 | 8.04 | 12.05
CE | Wind | 34 | STIR | 33.7 | 8.29 | 13.18 | 19.75
CE | Wind | 34 | STLE | 37.92 | 9.33 | 14.83 | 22.22
CE | Wind | 34 | STRI_P | 35.77 | 8.8 | 13.98 | 20.96
CE | Wind | 34 | SUND_1 | 6.74 | 1.66 | 2.63 | 3.95
CE | Wind | 34 | SWAN_1 | 167.75 | 41.27 | 65.59 | 98.32
CE | Wind | 34 | TARL_P | 7.25 | 1.78 | 2.84 | 4.25
CE | Wind | 34 | TAYN_P | 13.19 | 3.24 | 5.16 | 7.73
CE | Wind | 34 | THOM_6 | 106.75 | 26.26 | 41.74 | 62.57
CE | Wind | 34 | THSO_P | 77.8 | 19.14 | 30.42 | 45.6
CE | Wind | 34 | THUR_6 | 47.7 | 11.73 | 18.65 | 27.96
CE | Wind | 34 | TILBB_1 | 16.31 | 4.01 | 6.38 | 9.56
CE | Wind | 34 | TONG | 4.04 | 0.99 | 1.58 | 2.37
CE | Wind | 34 | TRAW_1 | 276.62 | 68.05 | 108.16 | 162.13
CE | Wind | 34 | UPPB_1 | 134.06 | 32.98 | 52.42 | 78.57
CE | Wind | 34 | UPPB_3 | 48.59 | 11.95 | 19 | 28.48
CE | Wind | 34 | USKM_1 | 11.17 | 2.75 | 4.37 | 6.55
CE | Wind | 34 | WALP_1 | 312.53 | 76.88 | 122.2 | 183.17
CE | Wind | 34 | WALP_B | 29.79 | 7.33 | 11.65 | 17.46
CE | Wind | 34 | WARL_1 | 1.77 | 0.44 | 0.69 | 1.04
CE | Wind | 34 | WASF_1 | 3.99 | 0.98 | 1.56 | 2.34
CE | Wind | 34 | WFIE | 28.82 | 7.09 | 11.27 | 16.89
CE | Wind | 34 | WILL_1 | 8.87 | 2.18 | 3.47 | 5.2
CE | Wind | 34 | WISH | 21.23 | 5.22 | 8.3 | 12.45
CE | Wind | 34 | WMEL_1 | 15.16 | 3.73 | 5.93 | 8.89
CE | Wind | 34 | WYLF_1 | 67.03 | 16.49 | 26.21 | 39.29
CE | Wind | 35 | ABNE_P | 17.17 | 4.22 | 6.71 | 10.06
CE | Wind | 35 | ALNE_P | 7.94 | 1.95 | 3.1 | 4.65
CE | Wind | 35 | ALVE1 | 176.31 | 43.37 | 68.94 | 103.34
CE | Wind | 35 | ARMO_P | 42.46 | 10.45 | 16.6 | 24.89
CE | Wind | 35 | BAGA | 85.59 | 21.06 | 33.47 | 50.16
CE | Wind | 35 | BARKC1 | 19.87 | 4.89 | 7.77 | 11.65
CE | Wind | 35 | BERW | 180.36 | 44.37 | 70.52 | 105.71
CE | Wind | 35 | BICF_1 | 277.22 | 68.2 | 165.9 | 197.41
CE | Wind | 35 | BIRK_1 | 180 | 44.28 | 123.62 | 137.84
CE | Wind | 35 | BLYTB1 | 132.67 | 32.64 | 64.15 | 85.22
CE | Wind | 35 | BLYTH132 | 191.26 | 47.05 | 74.78 | 112.1
CE | Wind | 35 | BONN | 28.06 | 6.9 | 10.97 | 16.45
CE | Wind | 35 | BRAW_1 | 33.42 | 8.22 | 13.07 | 19.59
CE | Wind | 35 | BRFO_1 | 40.32 | 9.92 | 19.31 | 25.79
CE | Wind | 35 | BRLE_1 | 3.71 | 0.91 | 1.45 | 2.18
CE | Wind | 35 | BURM_1 | 48.28 | 11.88 | 18.88 | 28.3
CE | Wind | 35 | BUSH_1 | 7.43 | 1.83 | 2.9 | 4.35
CE | Wind | 35 | CANTN1 | 143.3 | 35.25 | 98.42 | 109.74
CE | Wind | 35 | CARE_1 | 4.27 | 1.05 | 1.67 | 2.5
CE | Wind | 35 | CHAP | 43.44 | 10.69 | 16.98 | 25.46
CE | Wind | 35 | CHTE_1 | 25.16 | 6.19 | 9.84 | 14.75
CE | Wind | 35 | CONQA1 | 73.07 | 17.98 | 28.57 | 42.83
CE | Wind | 35 | COUA_P | 11.05 | 2.72 | 4.32 | 6.47
CE | Wind | 35 | COVE_1 | 26 | 6.4 | 10.16 | 15.24
CE | Wind | 35 | COYL | 114.36 | 28.13 | 44.71 | 67.02
CE | Wind | 35 | CREB_1 | 238.43 | 58.65 | 93.23 | 139.74
CE | Wind | 35 | CUMB | 7.06 | 1.74 | 2.76 | 4.14
CE | Wind | 35 | DEVO | 122.3 | 30.09 | 47.82 | 71.68
CE | Wind | 35 | DOUN_P | 21.77 | 5.35 | 8.51 | 12.76
CE | Wind | 35 | DRAX_1 | 175.39 | 43.14 | 68.58 | 102.79
CE | Wind | 35 | DUNB | 24.39 | 6 | 9.54 | 14.29
CE | Wind | 35 | DYCE_P | 30.03 | 7.39 | 11.74 | 17.6
CE | Wind | 35 | EASO_1 | 199.25 | 49.01 | 77.91 | 116.78
CE | Wind | 35 | ECCL | 50.47 | 12.42 | 19.73 | 29.58
CE | Wind | 35 | ECLA_1 | 3.71 | 0.91 | 1.45 | 2.18
CE | Wind | 35 | EKIS | 118.95 | 29.26 | 46.51 | 69.71
CE | Wind | 35 | ELLA_1 | 13.93 | 3.43 | 5.45 | 8.16
CE | Wind | 35 | ENDE_1 | 63.32 | 15.58 | 24.76 | 37.11
CE | Wind | 35 | FECK_6 | 2.41 | 0.59 | 0.94 | 1.41
CE | Wind | 35 | FIDD_P | 78.35 | 19.27 | 30.63 | 45.92
CE | Wind | 35 | FOUR_1 | 203.43 | 50.04 | 79.54 | 119.23
CE | Wind | 35 | FRAS_P | 2.76 | 0.68 | 1.08 | 1.62
CE | Wind | 35 | FROD_1 | 93.5 | 23 | 36.56 | 54.8
CE | Wind | 35 | GALA | 30.35 | 7.47 | 11.87 | 17.79
CE | Wind | 35 | GIFF | 7.76 | 1.91 | 3.04 | 4.55
CE | Wind | 35 | GLLU | 130.77 | 32.17 | 51.13 | 76.64
CE | Wind | 35 | GLNI | 58.5 | 14.39 | 22.87 | 34.29
CE | Wind | 35 | GREN_1 | 304.35 | 74.87 | 119 | 178.38
CE | Wind | 35 | GRIW_1 | 141.13 | 34.72 | 55.18 | 82.71
CE | Wind | 35 | G_EXTRA_11 | 38.82 | 9.55 | 15.18 | 22.76
CE | Wind | 35 | G_EXTRA_12 | 19.3 | 4.75 | 7.55 | 11.31
CE | Wind | 35 | G_EXTRA_13 | 54.68 | 13.45 | 21.38 | 32.05
CE | Wind | 35 | G_EXTRA_2 | 31.77 | 7.81 | 12.42 | 18.62
CE | Wind | 35 | G_EXTRA_8 | 95.12 | 23.4 | 37.19 | 55.75
CE | Wind | 35 | G_EXTRA_9 | 81.18 | 19.97 | 31.74 | 47.58
CE | Wind | 35 | HARK_1 | 137.52 | 33.83 | 53.77 | 80.6
CE | Wind | 35 | HARM_6 | 47.22 | 11.62 | 18.46 | 27.68
CE | Wind | 35 | HAWI | 28.24 | 6.95 | 11.04 | 16.55
CE | Wind | 35 | HAWP_6 | 65.92 | 16.22 | 25.77 | 38.64
CE | Wind | 35 | HEYS_1 | 110.9 | 27.28 | 43.36 | 65
CE | Wind | 35 | HUER | 24 | 5.9 | 16.48 | 18.38
CE | Wind | 35 | HUTT_1 | 145.58 | 35.81 | 56.92 | 85.33
CE | Wind | 35 | INDQ1 | 166.19 | 40.88 | 64.98 | 97.41
CE | Wind | 35 | INKE | 2.82 | 0.69 | 1.1 | 1.65
CE | Wind | 35 | IROA1 | 12.81 | 3.15 | 5.01 | 7.51
CE | Wind | 35 | KEAD_1 | 232.11 | 57.1 | 90.76 | 136.04
CE | Wind | 35 | KEIT_P | 39.85 | 9.8 | 15.58 | 23.36
CE | Wind | 35 | KEMS_1 | 23.77 | 5.85 | 9.29 | 13.93
CE | Wind | 35 | KILS | 25.24 | 6.21 | 9.87 | 14.79
CE | Wind | 35 | KILT | 8.82 | 2.17 | 3.45 | 5.17
CE | Wind | 35 | KINT_P | 9.25 | 2.28 | 3.62 | 5.42
CE | Wind | 35 | KIRKB1 | 29.71 | 7.31 | 11.62 | 17.41
CE | Wind | 35 | LACK_6 | 62.1 | 15.28 | 42.65 | 47.56
CE | Wind | 35 | LAIR_P | 12.95 | 3.18 | 5.06 | 7.59
CE | Wind | 35 | LAND1 | 14.11 | 3.47 | 5.52 | 8.27
CE | Wind | 35 | LEVE | 9.65 | 2.37 | 5.84 | 6.91
CE | Wind | 35 | LING | 106.86 | 26.29 | 41.78 | 62.63
CE | Wind | 35 | LINM | 141 | 34.69 | 55.13 | 82.64
CE | Wind | 35 | LISD_1 | 25.25 | 6.21 | 9.87 | 14.8
CE | Wind | 35 | MACD_P | 43.43 | 10.68 | 16.98 | 25.45
CE | Wind | 35 | MAGA_6 | 14.86 | 3.65 | 5.81 | 8.71
CE | Wind | 35 | MELK_1 | 3.71 | 0.91 | 1.45 | 2.18
CE | Wind | 35 | MILC_P | 6.9 | 1.7 | 2.7 | 4.05
CE | Wind | 35 | MITY_1 | 12.07 | 2.97 | 4.72 | 7.07
CE | Wind | 35 | MYBS_P | 44.17 | 10.87 | 17.27 | 25.89
CE | Wind | 35 | NEAR | 4.06 | 1 | 1.59 | 2.38
CE | Wind | 35 | NEEP_3 | 36.02 | 8.86 | 14.09 | 21.11
CE | Wind | 35 | NINF_1 | 13.93 | 3.43 | 5.45 | 8.16
CE | Wind | 35 | NORM_1 | 106.14 | 26.11 | 59.25 | 72.99
CE | Wind | 35 | NORT_1 | 90.62 | 22.29 | 35.43 | 53.11
CE | Wind | 35 | OFFE_3 | 9.58 | 2.36 | 3.75 | 5.62
CE | Wind | 35 | PADIB1 | 97.67 | 24.03 | 38.19 | 57.25
CE | Wind | 35 | PEMB_1 | 51.81 | 12.74 | 20.26 | 30.36
CE | Wind | 35 | PENT_1 | 88.97 | 21.89 | 52.53 | 62.93
CE | Wind | 35 | POOB | 10.59 | 2.6 | 4.14 | 6.21
CE | Wind | 35 | PORA_P | 27.44 | 6.75 | 10.73 | 16.08
CE | Wind | 35 | PYLE_1 | 227.01 | 55.84 | 88.76 | 133.05
CE | Wind | 35 | RAIN_1 | 1.86 | 0.46 | 0.73 | 1.09
CE | Wind | 35 | RASS_1 | 25.81 | 6.35 | 10.09 | 15.13
CE | Wind | 35 | RATS_1 | 19.68 | 4.84 | 7.7 | 11.54
CE | Wind | 35 | RAYL_1 | 109 | 26.81 | 42.62 | 63.89
CE | Wind | 35 | REDH | 44.82 | 11.03 | 17.53 | 26.27
CE | Wind | 35 | REDM_P | 19.83 | 4.88 | 7.75 | 11.62
CE | Wind | 35 | ROCH_1 | 213.36 | 52.49 | 83.42 | 125.05
CE | Wind | 35 | SALH_1 | 26 | 6.4 | 10.16 | 15.24
CE | Wind | 35 | SALT_1 | 115.31 | 28.37 | 45.09 | 67.59
CE | Wind | 35 | SBAR | 2.79 | 0.69 | 1.09 | 1.63
CE | Wind | 35 | SEAB1 | 52.37 | 12.88 | 20.47 | 30.69
CE | Wind | 35 | SELL_1 | 111.04 | 27.32 | 43.42 | 65.08
CE | Wind | 35 | SFEG_P | 31.93 | 7.86 | 12.49 | 18.72
CE | Wind | 35 | SHRW_1 | 118.94 | 29.26 | 46.5 | 69.71
CE | Wind | 35 | SKLGB1 | 19.03 | 4.68 | 7.44 | 11.16
CE | Wind | 35 | SPEN_1 | 59.42 | 14.62 | 23.23 | 34.83
CE | Wind | 35 | STAY_1 | 56.64 | 13.93 | 22.14 | 33.19
CE | Wind | 35 | STES_1 | 53.63 | 13.19 | 20.97 | 31.43
CE | Wind | 35 | STHA | 21.53 | 5.3 | 8.42 | 12.62
CE | Wind | 35 | STIR | 35.3 | 8.68 | 13.8 | 20.69
CE | Wind | 35 | STLE | 39.71 | 9.77 | 15.53 | 23.27
CE | Wind | 35 | STRI_P | 37.46 | 9.21 | 14.64 | 21.95
CE | Wind | 35 | SUND_1 | 7.06 | 1.74 | 2.76 | 4.14
CE | Wind | 35 | SWAN_1 | 175.66 | 43.21 | 68.68 | 102.96
CE | Wind | 35 | TARL_P | 7.59 | 1.87 | 2.97 | 4.45
CE | Wind | 35 | TAYN_P | 13.81 | 3.4 | 5.4 | 8.09
CE | Wind | 35 | THOM_6 | 111.79 | 27.5 | 43.71 | 65.52
CE | Wind | 35 | THSO_P | 81.47 | 20.04 | 31.85 | 47.75
CE | Wind | 35 | THUR_6 | 49.95 | 12.29 | 19.53 | 29.28
CE | Wind | 35 | TILBB_1 | 17.08 | 4.2 | 6.68 | 10.01
CE | Wind | 35 | TONG | 4.24 | 1.04 | 1.66 | 2.48
CE | Wind | 35 | TRAW_1 | 289.68 | 71.26 | 113.26 | 169.78
CE | Wind | 35 | UPPB_1 | 140.38 | 34.53 | 54.89 | 82.28
CE | Wind | 35 | UPPB_3 | 50.88 | 12.52 | 19.89 | 29.82
CE | Wind | 35 | USKM_1 | 11.7 | 2.88 | 4.57 | 6.86
CE | Wind | 35 | WALP_1 | 327.28 | 80.51 | 127.97 | 191.82
CE | Wind | 35 | WALP_B | 31.2 | 7.67 | 12.2 | 18.28
CE | Wind | 35 | WARL_1 | 1.86 | 0.46 | 0.73 | 1.09
CE | Wind | 35 | WASF_1 | 4.18 | 1.03 | 1.63 | 2.45
CE | Wind | 35 | WFIE | 30.18 | 7.42 | 11.8 | 17.69
CE | Wind | 35 | WILL_1 | 9.28 | 2.28 | 3.63 | 5.44
CE | Wind | 35 | WISH | 22.24 | 5.47 | 8.69 | 13.03
CE | Wind | 35 | WMEL_1 | 15.88 | 3.91 | 6.21 | 9.31
CE | Wind | 35 | WYLF_1 | 70.19 | 17.27 | 27.44 | 41.14
CE | Wind | 36 | ABNE_P | 18 | 4.43 | 7.04 | 10.55
CE | Wind | 36 | ALNE_P | 8.32 | 2.05 | 3.25 | 4.88
CE | Wind | 36 | ALVE1 | 184.81 | 45.46 | 72.26 | 108.32
CE | Wind | 36 | ARMO_P | 44.51 | 10.95 | 17.4 | 26.09
CE | Wind | 36 | BAGA | 89.72 | 22.07 | 35.08 | 52.58
CE | Wind | 36 | BARKC1 | 20.83 | 5.12 | 8.14 | 12.21
CE | Wind | 36 | BERW | 189.05 | 46.51 | 73.92 | 110.8
CE | Wind | 36 | BICF_1 | 281.21 | 69.18 | 167.46 | 199.75
CE | Wind | 36 | BIRK_1 | 180 | 44.28 | 123.62 | 137.84
CE | Wind | 36 | BLYTB1 | 137.07 | 33.72 | 65.87 | 87.79
CE | Wind | 36 | BLYTH132 | 200.48 | 49.32 | 78.39 | 117.5
CE | Wind | 36 | BONN | 29.41 | 7.24 | 11.5 | 17.24
CE | Wind | 36 | BRAW_1 | 35.04 | 8.62 | 13.7 | 20.53
CE | Wind | 36 | BRFO_1 | 41.68 | 10.25 | 19.85 | 26.59
CE | Wind | 36 | BRLE_1 | 3.89 | 0.96 | 1.52 | 2.28
CE | Wind | 36 | BURM_1 | 50.61 | 12.45 | 19.79 | 29.66
CE | Wind | 36 | BUSH_1 | 7.79 | 1.92 | 3.04 | 4.56
CE | Wind | 36 | CANTN1 | 143.3 | 35.25 | 98.42 | 109.74
CE | Wind | 36 | CARE_1 | 4.48 | 1.1 | 1.75 | 2.62
CE | Wind | 36 | CHAP | 45.53 | 11.2 | 17.8 | 26.69
CE | Wind | 36 | CHTE_1 | 26.37 | 6.49 | 10.31 | 15.46
CE | Wind | 36 | CONQA1 | 76.59 | 18.84 | 29.95 | 44.89
CE | Wind | 36 | COUA_P | 11.58 | 2.85 | 4.53 | 6.79
CE | Wind | 36 | COVE_1 | 27.25 | 6.7 | 10.65 | 15.97
CE | Wind | 36 | COYL | 119.87 | 29.49 | 46.87 | 70.25
CE | Wind | 36 | CREB_1 | 249.92 | 61.48 | 97.72 | 146.48
CE | Wind | 36 | CUMB | 7.4 | 1.82 | 2.89 | 4.34
CE | Wind | 36 | DEVO | 128.19 | 31.54 | 50.12 | 75.13
CE | Wind | 36 | DOUN_P | 22.81 | 5.61 | 8.92 | 13.37
CE | Wind | 36 | DRAX_1 | 183.84 | 45.22 | 71.88 | 107.75
CE | Wind | 36 | DUNB | 25.56 | 6.29 | 10 | 14.98
CE | Wind | 36 | DYCE_P | 31.48 | 7.74 | 12.31 | 18.45
CE | Wind | 36 | EASO_1 | 208.85 | 51.38 | 81.66 | 122.41
CE | Wind | 36 | ECCL | 52.9 | 13.01 | 20.69 | 31.01
CE | Wind | 36 | ECLA_1 | 3.89 | 0.96 | 1.52 | 2.28
CE | Wind | 36 | EKIS | 124.68 | 30.67 | 48.75 | 73.07
CE | Wind | 36 | ELLA_1 | 14.6 | 3.59 | 5.71 | 8.56
CE | Wind | 36 | ENDE_1 | 66.37 | 16.33 | 25.95 | 38.9
CE | Wind | 36 | FECK_6 | 2.53 | 0.62 | 0.99 | 1.48
CE | Wind | 36 | FIDD_P | 82.12 | 20.2 | 32.11 | 48.13
CE | Wind | 36 | FOUR_1 | 213.23 | 52.45 | 83.37 | 124.97
CE | Wind | 36 | FRAS_P | 2.89 | 0.71 | 1.13 | 1.7
CE | Wind | 36 | FROD_1 | 98 | 24.11 | 38.32 | 57.44
CE | Wind | 36 | GALA | 31.82 | 7.83 | 12.44 | 18.65
CE | Wind | 36 | GIFF | 8.14 | 2 | 3.18 | 4.77
CE | Wind | 36 | GLLU | 137.07 | 33.72 | 53.59 | 80.34
CE | Wind | 36 | GLNI | 61.32 | 15.09 | 23.98 | 35.94
CE | Wind | 36 | GREN_1 | 319.02 | 78.48 | 124.73 | 186.97
CE | Wind | 36 | GRIW_1 | 147.93 | 36.39 | 57.84 | 86.7
CE | Wind | 36 | G_EXTRA_11 | 40.7 | 10.01 | 15.91 | 23.85
CE | Wind | 36 | G_EXTRA_12 | 20.23 | 4.98 | 7.91 | 11.86
CE | Wind | 36 | G_EXTRA_13 | 57.32 | 14.1 | 22.41 | 33.59
CE | Wind | 36 | G_EXTRA_2 | 33.3 | 8.19 | 13.02 | 19.52
CE | Wind | 36 | G_EXTRA_8 | 99.7 | 24.53 | 38.98 | 58.44
CE | Wind | 36 | G_EXTRA_9 | 85.09 | 20.93 | 33.27 | 49.87
CE | Wind | 36 | HARK_1 | 144.15 | 35.46 | 56.36 | 84.49
CE | Wind | 36 | HARM_6 | 49.5 | 12.18 | 19.35 | 29.01
CE | Wind | 36 | HAWI | 29.6 | 7.28 | 11.57 | 17.35
CE | Wind | 36 | HAWP_6 | 69.1 | 17 | 27.02 | 40.5
CE | Wind | 36 | HEYS_1 | 116.24 | 28.59 | 45.45 | 68.13
CE | Wind | 36 | HUER | 24 | 5.9 | 16.48 | 18.38
CE | Wind | 36 | HUTT_1 | 152.6 | 37.54 | 59.67 | 89.44
CE | Wind | 36 | INDQ1 | 174.2 | 42.85 | 68.11 | 102.1
CE | Wind | 36 | INKE | 2.96 | 0.73 | 1.16 | 1.73
CE | Wind | 36 | IROA1 | 13.43 | 3.3 | 5.25 | 7.87
CE | Wind | 36 | KEAD_1 | 243.3 | 59.85 | 95.13 | 142.6
CE | Wind | 36 | KEIT_P | 41.77 | 10.28 | 16.33 | 24.48
CE | Wind | 36 | KEMS_1 | 24.91 | 6.13 | 9.74 | 14.6
CE | Wind | 36 | KILS | 26.45 | 6.51 | 10.34 | 15.5
CE | Wind | 36 | KILT | 9.25 | 2.28 | 3.62 | 5.42
CE | Wind | 36 | KINT_P | 9.69 | 2.38 | 3.79 | 5.68
CE | Wind | 36 | KIRKB1 | 31.14 | 7.66 | 12.18 | 18.25
CE | Wind | 36 | LACK_6 | 62.1 | 15.28 | 42.65 | 47.56
CE | Wind | 36 | LAIR_P | 13.57 | 3.34 | 5.31 | 7.95
CE | Wind | 36 | LAND1 | 14.79 | 3.64 | 5.78 | 8.67
CE | Wind | 36 | LEVE | 9.77 | 2.4 | 5.89 | 6.99
CE | Wind | 36 | LING | 112.01 | 27.55 | 43.79 | 65.65
CE | Wind | 36 | LINM | 147.8 | 36.36 | 57.79 | 86.63
CE | Wind | 36 | LISD_1 | 26.47 | 6.51 | 10.35 | 15.51
CE | Wind | 36 | MACD_P | 45.52 | 11.2 | 17.8 | 26.68
CE | Wind | 36 | MAGA_6 | 15.57 | 3.83 | 6.09 | 9.13
CE | Wind | 36 | MELK_1 | 3.89 | 0.96 | 1.52 | 2.28
CE | Wind | 36 | MILC_P | 7.24 | 1.78 | 2.83 | 4.24
CE | Wind | 36 | MITY_1 | 12.65 | 3.11 | 4.95 | 7.42
CE | Wind | 36 | MYBS_P | 46.3 | 11.39 | 18.1 | 27.14
CE | Wind | 36 | NEAR | 4.25 | 1.05 | 1.66 | 2.49
CE | Wind | 36 | NEEP_3 | 37.76 | 9.29 | 14.76 | 22.13
CE | Wind | 36 | NINF_1 | 14.6 | 3.59 | 5.71 | 8.56
CE | Wind | 36 | NORM_1 | 108.37 | 26.66 | 60.12 | 74.3
CE | Wind | 36 | NORT_1 | 94.98 | 23.37 | 37.14 | 55.67
CE | Wind | 36 | OFFE_3 | 10.04 | 2.47 | 3.93 | 5.89
CE | Wind | 36 | PADIB1 | 102.38 | 25.19 | 40.03 | 60.01
CE | Wind | 36 | PEMB_1 | 54.3 | 13.36 | 21.23 | 31.83
CE | Wind | 36 | PENT_1 | 90.36 | 22.23 | 53.08 | 63.74
CE | Wind | 36 | POOB | 11.1 | 2.73 | 4.34 | 6.51
CE | Wind | 36 | PORA_P | 28.77 | 7.08 | 11.25 | 16.86
CE | Wind | 36 | PYLE_1 | 237.95 | 58.54 | 93.04 | 139.46
CE | Wind | 36 | RAIN_1 | 1.95 | 0.48 | 0.76 | 1.14
CE | Wind | 36 | RASS_1 | 27.05 | 6.66 | 10.58 | 15.86
CE | Wind | 36 | RATS_1 | 20.63 | 5.08 | 8.07 | 12.09
CE | Wind | 36 | RAYL_1 | 114.25 | 28.11 | 44.67 | 66.96
CE | Wind | 36 | REDH | 46.99 | 11.56 | 18.37 | 27.54
CE | Wind | 36 | REDM_P | 20.79 | 5.11 | 8.13 | 12.18
CE | Wind | 36 | ROCH_1 | 223.64 | 55.02 | 87.44 | 131.08
CE | Wind | 36 | SALH_1 | 27.25 | 6.7 | 10.65 | 15.97
CE | Wind | 36 | SALT_1 | 120.87 | 29.73 | 47.26 | 70.84
CE | Wind | 36 | SBAR | 2.92 | 0.72 | 1.14 | 1.71
CE | Wind | 36 | SEAB1 | 54.89 | 13.5 | 21.46 | 32.17
CE | Wind | 36 | SELL_1 | 116.39 | 28.63 | 45.51 | 68.22
CE | Wind | 36 | SFEG_P | 33.47 | 8.23 | 13.09 | 19.62
CE | Wind | 36 | SHRW_1 | 124.67 | 30.67 | 48.74 | 73.07
CE | Wind | 36 | SKLGB1 | 19.95 | 4.91 | 7.8 | 11.69
CE | Wind | 36 | SPEN_1 | 62.28 | 15.32 | 24.35 | 36.51
CE | Wind | 36 | STAY_1 | 59.37 | 14.6 | 23.21 | 34.79
CE | Wind | 36 | STES_1 | 56.21 | 13.83 | 21.98 | 32.95
CE | Wind | 36 | STHA | 22.57 | 5.55 | 8.82 | 13.23
CE | Wind | 36 | STIR | 37 | 9.1 | 14.47 | 21.68
CE | Wind | 36 | STLE | 41.62 | 10.24 | 16.27 | 24.39
CE | Wind | 36 | STRI_P | 39.26 | 9.66 | 15.35 | 23.01
CE | Wind | 36 | SUND_1 | 7.4 | 1.82 | 2.89 | 4.33
CE | Wind | 36 | SWAN_1 | 184.13 | 45.3 | 71.99 | 107.92
CE | Wind | 36 | TARL_P | 7.96 | 1.96 | 3.11 | 4.67
CE | Wind | 36 | TAYN_P | 14.47 | 3.56 | 5.66 | 8.48
CE | Wind | 36 | THOM_6 | 117.17 | 28.82 | 45.81 | 68.68
CE | Wind | 36 | THSO_P | 85.39 | 21.01 | 33.39 | 50.05
CE | Wind | 36 | THUR_6 | 52.36 | 12.88 | 20.47 | 30.69
CE | Wind | 36 | TILBB_1 | 17.91 | 4.41 | 7 | 10.5
CE | Wind | 36 | TONG | 4.44 | 1.09 | 1.74 | 2.6
CE | Wind | 36 | TRAW_1 | 303.64 | 74.7 | 118.72 | 177.96
CE | Wind | 36 | UPPB_1 | 147.15 | 36.2 | 57.53 | 86.24
CE | Wind | 36 | UPPB_3 | 53.33 | 13.12 | 20.85 | 31.26
CE | Wind | 36 | USKM_1 | 12.26 | 3.02 | 4.79 | 7.19
CE | Wind | 36 | WALP_1 | 343.05 | 84.39 | 134.13 | 201.06
CE | Wind | 36 | WALP_B | 32.7 | 8.04 | 12.79 | 19.17
CE | Wind | 36 | WARL_1 | 1.95 | 0.48 | 0.76 | 1.14
CE | Wind | 36 | WASF_1 | 4.38 | 1.08 | 1.71 | 2.57
CE | Wind | 36 | WFIE | 31.63 | 7.78 | 12.37 | 18.54
CE | Wind | 36 | WILL_1 | 9.73 | 2.39 | 3.81 | 5.7
CE | Wind | 36 | WISH | 23.31 | 5.73 | 9.11 | 13.66
CE | Wind | 36 | WMEL_1 | 16.64 | 4.09 | 6.51 | 9.75
CE | Wind | 36 | WYLF_1 | 73.57 | 18.1 | 28.77 | 43.12
CE | Wind | 37 | ABNE_P | 18.89 | 4.65 | 7.38 | 11.07
CE | Wind | 37 | ALNE_P | 8.73 | 2.15 | 3.41 | 5.12
CE | Wind | 37 | ALVE1 | 193.9 | 47.7 | 75.82 | 113.65
CE | Wind | 37 | ARMO_P | 46.7 | 11.49 | 18.26 | 27.37
CE | Wind | 37 | BAGA | 94.13 | 23.16 | 36.8 | 55.17
CE | Wind | 37 | BARKC1 | 21.85 | 5.38 | 8.54 | 12.81
CE | Wind | 37 | BERW | 198.35 | 48.79 | 77.55 | 116.25
CE | Wind | 37 | BICF_1 | 285.48 | 70.23 | 169.13 | 202.25
CE | Wind | 37 | BIRK_1 | 180 | 44.28 | 123.62 | 137.84
CE | Wind | 37 | BLYTB1 | 141.77 | 34.88 | 67.71 | 90.55
CE | Wind | 37 | BLYTH132 | 210.34 | 51.74 | 82.24 | 123.28
CE | Wind | 37 | BONN | 30.86 | 7.59 | 12.07 | 18.09
CE | Wind | 37 | BRAW_1 | 36.76 | 9.04 | 14.37 | 21.54
CE | Wind | 37 | BRFO_1 | 43.14 | 10.61 | 20.42 | 27.44
CE | Wind | 37 | BRLE_1 | 4.08 | 1 | 1.6 | 2.39
CE | Wind | 37 | BURM_1 | 53.1 | 13.06 | 20.76 | 31.12
CE | Wind | 37 | BUSH_1 | 8.17 | 2.01 | 3.19 | 4.79
CE | Wind | 37 | CANTN1 | 143.3 | 35.25 | 98.42 | 109.74
CE | Wind | 37 | CARE_1 | 4.7 | 1.16 | 1.84 | 2.75
CE | Wind | 37 | CHAP | 47.77 | 11.75 | 18.68 | 28
CE | Wind | 37 | CHTE_1 | 27.67 | 6.81 | 10.82 | 16.22
CE | Wind | 37 | CONQA1 | 80.36 | 19.77 | 31.42 | 47.1
CE | Wind | 37 | COUA_P | 12.15 | 2.99 | 4.75 | 7.12
CE | Wind | 37 | COVE_1 | 28.59 | 7.03 | 11.18 | 16.76
CE | Wind | 37 | COYL | 125.76 | 30.94 | 49.17 | 73.71
CE | Wind | 37 | CREB_1 | 262.21 | 64.5 | 102.52 | 153.68
CE | Wind | 37 | CUMB | 7.76 | 1.91 | 3.04 | 4.55
CE | Wind | 37 | DEVO | 134.5 | 33.09 | 52.59 | 78.83
CE | Wind | 37 | DOUN_P | 23.94 | 5.89 | 9.36 | 14.03
CE | Wind | 37 | DRAX_1 | 192.88 | 47.45 | 75.42 | 113.05
CE | Wind | 37 | DUNB | 26.82 | 6.6 | 10.49 | 15.72
CE | Wind | 37 | DYCE_P | 33.03 | 8.13 | 12.91 | 19.36
CE | Wind | 37 | EASO_1 | 219.12 | 53.9 | 85.68 | 128.43
CE | Wind | 37 | ECCL | 55.51 | 13.65 | 21.7 | 32.53
CE | Wind | 37 | ECLA_1 | 4.08 | 1 | 1.6 | 2.39
CE | Wind | 37 | EKIS | 130.81 | 32.18 | 51.15 | 76.67
CE | Wind | 37 | ELLA_1 | 15.32 | 3.77 | 5.99 | 8.98
CE | Wind | 37 | ENDE_1 | 69.64 | 17.13 | 27.23 | 40.81
CE | Wind | 37 | FECK_6 | 2.65 | 0.65 | 1.04 | 1.56
CE | Wind | 37 | FIDD_P | 86.16 | 21.2 | 33.69 | 50.5
CE | Wind | 37 | FOUR_1 | 223.72 | 55.03 | 87.47 | 131.12
CE | Wind | 37 | FRAS_P | 3.04 | 0.75 | 1.19 | 1.78
CE | Wind | 37 | FROD_1 | 102.82 | 25.29 | 40.2 | 60.26
CE | Wind | 37 | GALA | 33.38 | 8.21 | 13.05 | 19.57
CE | Wind | 37 | GIFF | 8.54 | 2.1 | 3.34 | 5.01
CE | Wind | 37 | GLLU | 143.81 | 35.38 | 56.23 | 84.29
CE | Wind | 37 | GLNI | 64.34 | 15.83 | 25.16 | 37.71
CE | Wind | 37 | GREN_1 | 334.71 | 82.34 | 130.87 | 196.17
CE | Wind | 37 | GRIW_1 | 155.2 | 38.18 | 60.68 | 90.96
CE | Wind | 37 | G_EXTRA_11 | 42.7 | 10.5 | 16.69 | 25.03
CE | Wind | 37 | G_EXTRA_12 | 21.22 | 5.22 | 8.3 | 12.44
CE | Wind | 37 | G_EXTRA_13 | 60.14 | 14.79 | 23.51 | 35.25
CE | Wind | 37 | G_EXTRA_2 | 34.93 | 8.59 | 13.66 | 20.48
CE | Wind | 37 | G_EXTRA_8 | 104.61 | 25.73 | 40.9 | 61.31
CE | Wind | 37 | G_EXTRA_9 | 89.28 | 21.96 | 34.91 | 52.33
CE | Wind | 37 | HARK_1 | 151.24 | 37.21 | 59.14 | 88.64
CE | Wind | 37 | HARM_6 | 51.93 | 12.78 | 20.31 | 30.44
CE | Wind | 37 | HAWI | 31.05 | 7.64 | 12.14 | 18.2
CE | Wind | 37 | HAWP_6 | 72.5 | 17.83 | 28.35 | 42.49
CE | Wind | 37 | HEYS_1 | 121.96 | 30 | 47.69 | 71.48
CE | Wind | 37 | HUER | 24 | 5.9 | 16.48 | 18.38
CE | Wind | 37 | HUTT_1 | 160.1 | 39.39 | 62.6 | 93.84
CE | Wind | 37 | INDQ1 | 182.77 | 44.96 | 71.46 | 107.12
CE | Wind | 37 | INKE | 3.11 | 0.76 | 1.21 | 1.82
CE | Wind | 37 | IROA1 | 14.09 | 3.47 | 5.51 | 8.26
CE | Wind | 37 | KEAD_1 | 255.27 | 62.8 | 99.81 | 149.61
CE | Wind | 37 | KEIT_P | 43.83 | 10.78 | 17.14 | 25.69
CE | Wind | 37 | KEMS_1 | 26.14 | 6.43 | 10.22 | 15.32
CE | Wind | 37 | KILS | 27.75 | 6.83 | 10.85 | 16.27
CE | Wind | 37 | KILT | 9.7 | 2.39 | 3.79 | 5.69
CE | Wind | 37 | KINT_P | 10.17 | 2.5 | 3.98 | 5.96
CE | Wind | 37 | KIRKB1 | 32.67 | 8.04 | 12.78 | 19.15
CE | Wind | 37 | LACK_6 | 62.1 | 15.28 | 42.65 | 47.56
CE | Wind | 37 | LAIR_P | 14.24 | 3.5 | 5.57 | 8.34
CE | Wind | 37 | LAND1 | 15.52 | 3.82 | 6.07 | 9.1
CE | Wind | 37 | LEVE | 9.91 | 2.44 | 5.95 | 7.07
CE | Wind | 37 | LING | 117.52 | 28.91 | 45.95 | 68.88
CE | Wind | 37 | LINM | 155.07 | 38.15 | 60.63 | 90.89
CE | Wind | 37 | LISD_1 | 27.77 | 6.83 | 10.86 | 16.28
CE | Wind | 37 | MACD_P | 47.76 | 11.75 | 18.67 | 27.99
CE | Wind | 37 | MAGA_6 | 16.34 | 4.02 | 6.39 | 9.58
CE | Wind | 37 | MELK_1 | 4.08 | 1 | 1.6 | 2.39
CE | Wind | 37 | MILC_P | 7.59 | 1.87 | 2.97 | 4.45
CE | Wind | 37 | MITY_1 | 13.27 | 3.27 | 5.19 | 7.78
CE | Wind | 37 | MYBS_P | 48.58 | 11.95 | 18.99 | 28.47
CE | Wind | 37 | NEAR | 4.46 | 1.1 | 1.75 | 2.62
CE | Wind | 37 | NEEP_3 | 39.62 | 9.75 | 15.49 | 23.22
CE | Wind | 37 | NINF_1 | 15.32 | 3.77 | 5.99 | 8.98
CE | Wind | 37 | NORM_1 | 110.75 | 27.24 | 61.05 | 75.69
CE | Wind | 37 | NORT_1 | 99.66 | 24.52 | 38.97 | 58.41
CE | Wind | 37 | OFFE_3 | 10.54 | 2.59 | 4.12 | 6.18
CE | Wind | 37 | PADIB1 | 107.42 | 26.42 | 42 | 62.96
CE | Wind | 37 | PEMB_1 | 56.98 | 14.02 | 22.28 | 33.39
CE | Wind | 37 | PENT_1 | 91.86 | 22.6 | 53.66 | 64.62
CE | Wind | 37 | POOB | 11.64 | 2.86 | 4.55 | 6.83
CE | Wind | 37 | PORA_P | 30.18 | 7.42 | 11.8 | 17.69
CE | Wind | 37 | PYLE_1 | 249.65 | 61.41 | 97.61 | 146.32
CE | Wind | 37 | RAIN_1 | 2.04 | 0.5 | 0.8 | 1.2
CE | Wind | 37 | RASS_1 | 28.39 | 6.98 | 11.1 | 16.64
CE | Wind | 37 | RATS_1 | 21.65 | 5.33 | 8.46 | 12.69
CE | Wind | 37 | RAYL_1 | 119.87 | 29.49 | 46.87 | 70.26
CE | Wind | 37 | REDH | 49.3 | 12.13 | 19.27 | 28.89
CE | Wind | 37 | REDM_P | 21.81 | 5.37 | 8.53 | 12.78
CE | Wind | 37 | ROCH_1 | 234.64 | 57.72 | 91.75 | 137.52
CE | Wind | 37 | SALH_1 | 28.59 | 7.03 | 11.18 | 16.76
CE | Wind | 37 | SALT_1 | 126.82 | 31.2 | 49.59 | 74.33
CE | Wind | 37 | SBAR | 3.06 | 0.75 | 1.2 | 1.8
CE | Wind | 37 | SEAB1 | 57.59 | 14.17 | 22.52 | 33.75
CE | Wind | 37 | SELL_1 | 122.12 | 30.04 | 47.75 | 71.57
CE | Wind | 37 | SFEG_P | 35.12 | 8.64 | 13.73 | 20.58
CE | Wind | 37 | SHRW_1 | 130.8 | 32.18 | 51.14 | 76.66
CE | Wind | 37 | SKLGB1 | 20.93 | 5.15 | 8.18 | 12.27
CE | Wind | 37 | SPEN_1 | 65.35 | 16.08 | 25.55 | 38.3
CE | Wind | 37 | STAY_1 | 62.29 | 15.32 | 24.35 | 36.51
CE | Wind | 37 | STES_1 | 58.98 | 14.51 | 23.06 | 34.57
CE | Wind | 37 | STHA | 23.68 | 5.82 | 9.26 | 13.88
CE | Wind | 37 | STIR | 38.82 | 9.55 | 15.18 | 22.75
CE | Wind | 37 | STLE | 43.67 | 10.74 | 17.07 | 25.59
CE | Wind | 37 | STRI_P | 41.19 | 10.13 | 16.11 | 24.14
CE | Wind | 37 | SUND_1 | 7.76 | 1.91 | 3.03 | 4.55
CE | Wind | 37 | SWAN_1 | 193.19 | 47.52 | 75.54 | 113.23
CE | Wind | 37 | TARL_P | 8.35 | 2.05 | 3.27 | 4.9
CE | Wind | 37 | TAYN_P | 15.19 | 3.74 | 5.94 | 8.9
CE | Wind | 37 | THOM_6 | 122.94 | 30.24 | 48.07 | 72.05
CE | Wind | 37 | THSO_P | 89.6 | 22.04 | 35.03 | 52.51
CE | Wind | 37 | THUR_6 | 54.93 | 13.51 | 21.48 | 32.2
CE | Wind | 37 | TILBB_1 | 18.79 | 4.62 | 7.35 | 11.01
CE | Wind | 37 | TONG | 4.66 | 1.15 | 1.82 | 2.73
CE | Wind | 37 | TRAW_1 | 318.57 | 78.37 | 124.56 | 186.72
CE | Wind | 37 | UPPB_1 | 154.39 | 37.98 | 60.37 | 90.49
CE | Wind | 37 | UPPB_3 | 55.95 | 13.76 | 21.88 | 32.8
CE | Wind | 37 | USKM_1 | 12.87 | 3.16 | 5.03 | 7.54
CE | Wind | 37 | WALP_1 | 359.93 | 88.54 | 140.73 | 210.95
CE | Wind | 37 | WALP_B | 34.31 | 8.44 | 13.41 | 20.11
CE | Wind | 37 | WARL_1 | 2.04 | 0.5 | 0.8 | 1.2
CE | Wind | 37 | WASF_1 | 4.59 | 1.13 | 1.8 | 2.69
CE | Wind | 37 | WFIE | 33.19 | 8.16 | 12.98 | 19.45
CE | Wind | 37 | WILL_1 | 10.21 | 2.51 | 3.99 | 5.98
CE | Wind | 37 | WISH | 24.45 | 6.02 | 9.56 | 14.33
CE | Wind | 37 | WMEL_1 | 17.46 | 4.3 | 6.83 | 10.23
CE | Wind | 37 | WYLF_1 | 77.19 | 18.99 | 30.18 | 45.24
CE | Wind | 38 | ABNE_P | 19.83 | 4.88 | 7.75 | 11.62
CE | Wind | 38 | ALNE_P | 9.17 | 2.26 | 3.59 | 5.37
CE | Wind | 38 | ALVE1 | 203.64 | 50.09 | 79.62 | 119.35
CE | Wind | 38 | ARMO_P | 49.04 | 12.06 | 19.17 | 28.74
CE | Wind | 38 | BAGA | 98.85 | 24.32 | 38.65 | 57.94
CE | Wind | 38 | BARKC1 | 22.95 | 5.65 | 8.97 | 13.45
CE | Wind | 38 | BERW | 208.31 | 51.24 | 81.45 | 122.09
CE | Wind | 38 | BICF_1 | 290.05 | 71.35 | 170.91 | 204.93
CE | Wind | 38 | BIRK_1 | 180 | 44.28 | 123.62 | 137.84
CE | Wind | 38 | BLYTB1 | 146.8 | 36.11 | 69.68 | 93.5
CE | Wind | 38 | BLYTH132 | 220.9 | 54.34 | 86.37 | 129.47
CE | Wind | 38 | BONN | 32.41 | 7.97 | 12.67 | 18.99
CE | Wind | 38 | BRAW_1 | 38.6 | 9.5 | 15.09 | 22.63
CE | Wind | 38 | BRFO_1 | 44.71 | 11 | 21.03 | 28.36
CE | Wind | 38 | BRLE_1 | 4.29 | 1.06 | 1.68 | 2.51
CE | Wind | 38 | BURM_1 | 55.76 | 13.72 | 21.8 | 32.68
CE | Wind | 38 | BUSH_1 | 8.58 | 2.11 | 3.35 | 5.03
CE | Wind | 38 | CANTN1 | 143.3 | 35.25 | 98.42 | 109.74
CE | Wind | 38 | CARE_1 | 4.93 | 1.21 | 1.93 | 2.89
CE | Wind | 38 | CHAP | 50.17 | 12.34 | 19.62 | 29.4
CE | Wind | 38 | CHTE_1 | 29.06 | 7.15 | 11.36 | 17.03
CE | Wind | 38 | CONQA1 | 84.39 | 20.76 | 33 | 49.46
CE | Wind | 38 | COUA_P | 12.76 | 3.14 | 4.99 | 7.48
CE | Wind | 38 | COVE_1 | 30.03 | 7.39 | 11.74 | 17.6
CE | Wind | 38 | COYL | 132.08 | 32.49 | 51.64 | 77.41
CE | Wind | 38 | CREB_1 | 275.37 | 67.74 | 107.67 | 161.4
CE | Wind | 38 | CUMB | 8.15 | 2.01 | 3.19 | 4.78
CE | Wind | 38 | DEVO | 141.25 | 34.75 | 55.23 | 82.79
CE | Wind | 38 | DOUN_P | 25.14 | 6.18 | 9.83 | 14.73
CE | Wind | 38 | DRAX_1 | 202.56 | 49.83 | 79.2 | 118.72
CE | Wind | 38 | DUNB | 28.17 | 6.93 | 11.01 | 16.51
CE | Wind | 38 | DYCE_P | 34.69 | 8.53 | 13.56 | 20.33
CE | Wind | 38 | EASO_1 | 230.12 | 56.61 | 89.98 | 134.87
CE | Wind | 38 | ECCL | 58.29 | 14.34 | 22.79 | 34.17
CE | Wind | 38 | ECLA_1 | 4.29 | 1.06 | 1.68 | 2.51
CE | Wind | 38 | EKIS | 137.38 | 33.79 | 53.71 | 80.52
CE | Wind | 38 | ELLA_1 | 16.08 | 3.96 | 6.29 | 9.43
CE | Wind | 38 | ENDE_1 | 73.13 | 17.99 | 28.59 | 42.86
CE | Wind | 38 | FECK_6 | 2.79 | 0.69 | 1.09 | 1.63
CE | Wind | 38 | FIDD_P | 90.49 | 22.26 | 35.38 | 53.03
CE | Wind | 38 | FOUR_1 | 234.95 | 57.8 | 91.86 | 137.7
CE | Wind | 38 | FRAS_P | 3.19 | 0.78 | 1.25 | 1.87
CE | Wind | 38 | FROD_1 | 107.98 | 26.56 | 42.22 | 63.29
CE | Wind | 38 | GALA | 35.06 | 8.62 | 13.71 | 20.55
CE | Wind | 38 | GIFF | 8.97 | 2.21 | 3.51 | 5.26
CE | Wind | 38 | GLLU | 151.03 | 37.15 | 59.05 | 88.52
CE | Wind | 38 | GLNI | 67.57 | 16.62 | 26.42 | 39.6
CE | Wind | 38 | GREN_1 | 351.51 | 86.47 | 137.44 | 206.02
CE | Wind | 38 | GRIW_1 | 162.99 | 40.1 | 63.73 | 95.53
CE | Wind | 38 | G_EXTRA_11 | 44.84 | 11.03 | 17.53 | 26.28
CE | Wind | 38 | G_EXTRA_12 | 22.29 | 5.48 | 8.71 | 13.06
CE | Wind | 38 | G_EXTRA_13 | 63.16 | 15.54 | 24.69 | 37.02
CE | Wind | 38 | G_EXTRA_2 | 36.69 | 9.03 | 14.35 | 21.5
CE | Wind | 38 | G_EXTRA_8 | 109.86 | 27.03 | 42.96 | 64.39
CE | Wind | 38 | G_EXTRA_9 | 93.76 | 23.06 | 36.66 | 54.95
CE | Wind | 38 | HARK_1 | 158.83 | 39.07 | 62.1 | 93.09
CE | Wind | 38 | HARM_6 | 54.54 | 13.42 | 21.32 | 31.97
CE | Wind | 38 | HAWI | 32.61 | 8.02 | 12.75 | 19.11
CE | Wind | 38 | HAWP_6 | 76.14 | 18.73 | 29.77 | 44.62
CE | Wind | 38 | HEYS_1 | 128.08 | 31.51 | 50.08 | 75.07
CE | Wind | 38 | HUER | 24 | 5.9 | 16.48 | 18.38
CE | Wind | 38 | HUTT_1 | 168.14 | 41.36 | 65.74 | 98.55
CE | Wind | 38 | INDQ1 | 191.95 | 47.22 | 75.05 | 112.5
CE | Wind | 38 | INKE | 3.26 | 0.8 | 1.28 | 1.91
CE | Wind | 38 | IROA1 | 14.8 | 3.64 | 5.79 | 8.67
CE | Wind | 38 | KEAD_1 | 268.08 | 65.95 | 104.82 | 157.12
CE | Wind | 38 | KEIT_P | 46.03 | 11.32 | 18 | 26.98
CE | Wind | 38 | KEMS_1 | 27.45 | 6.75 | 10.73 | 16.09
CE | Wind | 38 | KILS | 29.15 | 7.17 | 11.4 | 17.08
CE | Wind | 38 | KILT | 10.19 | 2.51 | 3.98 | 5.97
CE | Wind | 38 | KINT_P | 10.68 | 2.63 | 4.18 | 6.26
CE | Wind | 38 | KIRKB1 | 34.31 | 8.44 | 13.42 | 20.11
CE | Wind | 38 | LACK_6 | 62.1 | 15.28 | 42.65 | 47.56
CE | Wind | 38 | LAIR_P | 14.95 | 3.68 | 5.85 | 8.76
CE | Wind | 38 | LAND1 | 16.3 | 4.01 | 6.37 | 9.55
CE | Wind | 38 | LEVE | 10.06 | 2.47 | 6 | 7.15
CE | Wind | 38 | LING | 123.42 | 30.36 | 48.26 | 72.33
CE | Wind | 38 | LINM | 162.86 | 40.06 | 63.68 | 95.45
CE | Wind | 38 | LISD_1 | 29.17 | 7.18 | 11.4 | 17.1
CE | Wind | 38 | MACD_P | 50.16 | 12.34 | 19.61 | 29.4
CE | Wind | 38 | MAGA_6 | 17.16 | 4.22 | 6.71 | 10.06
CE | Wind | 38 | MELK_1 | 4.29 | 1.06 | 1.68 | 2.51
CE | Wind | 38 | MILC_P | 7.97 | 1.96 | 3.12 | 4.67
CE | Wind | 38 | MITY_1 | 13.94 | 3.43 | 5.45 | 8.17
CE | Wind | 38 | MYBS_P | 51.01 | 12.55 | 19.95 | 29.9
CE | Wind | 38 | NEAR | 4.69 | 1.15 | 1.83 | 2.75
CE | Wind | 38 | NEEP_3 | 41.61 | 10.24 | 16.27 | 24.39
CE | Wind | 38 | NINF_1 | 16.08 | 3.96 | 6.29 | 9.43
CE | Wind | 38 | NORM_1 | 113.29 | 27.87 | 62.05 | 77.18
CE | Wind | 38 | NORT_1 | 104.66 | 25.75 | 40.92 | 61.34
CE | Wind | 38 | OFFE_3 | 11.07 | 2.72 | 4.33 | 6.49
CE | Wind | 38 | PADIB1 | 112.81 | 27.75 | 44.11 | 66.12
CE | Wind | 38 | PEMB_1 | 59.84 | 14.72 | 23.4 | 35.07
CE | Wind | 38 | PENT_1 | 93.46 | 22.99 | 54.29 | 65.56
CE | Wind | 38 | POOB | 12.23 | 3.01 | 4.78 | 7.17
CE | Wind | 38 | PORA_P | 31.7 | 7.8 | 12.39 | 18.58
CE | Wind | 38 | PYLE_1 | 262.18 | 64.5 | 102.51 | 153.67
CE | Wind | 38 | RAIN_1 | 2.14 | 0.53 | 0.84 | 1.26
CE | Wind | 38 | RASS_1 | 29.81 | 7.33 | 11.66 | 17.47
CE | Wind | 38 | RATS_1 | 22.73 | 5.59 | 8.89 | 13.32
CE | Wind | 38 | RAYL_1 | 125.89 | 30.97 | 49.22 | 73.79
CE | Wind | 38 | REDH | 51.77 | 12.74 | 20.24 | 30.34
CE | Wind | 38 | REDM_P | 22.91 | 5.63 | 8.96 | 13.42
CE | Wind | 38 | ROCH_1 | 246.42 | 60.62 | 96.35 | 144.43
CE | Wind | 38 | SALH_1 | 30.03 | 7.39 | 11.74 | 17.6
CE | Wind | 38 | SALT_1 | 133.18 | 32.76 | 52.07 | 78.06
CE | Wind | 38 | SBAR | 3.22 | 0.79 | 1.26 | 1.89
CE | Wind | 38 | SEAB1 | 60.48 | 14.88 | 23.65 | 35.45
CE | Wind | 38 | SELL_1 | 128.25 | 31.55 | 50.15 | 75.17
CE | Wind | 38 | SFEG_P | 36.88 | 9.07 | 14.42 | 21.62
CE | Wind | 38 | SHRW_1 | 137.37 | 33.79 | 53.71 | 80.51
CE | Wind | 38 | SKLGB1 | 21.98 | 5.41 | 8.6 | 12.88
CE | Wind | 38 | SPEN_1 | 68.63 | 16.88 | 26.83 | 40.22
CE | Wind | 38 | STAY_1 | 65.41 | 16.09 | 25.58 | 38.34
CE | Wind | 38 | STES_1 | 61.94 | 15.24 | 24.22 | 36.3
CE | Wind | 38 | STHA | 24.87 | 6.12 | 9.72 | 14.57
CE | Wind | 38 | STIR | 40.76 | 10.03 | 15.94 | 23.89
CE | Wind | 38 | STLE | 45.86 | 11.28 | 17.93 | 26.88
CE | Wind | 38 | STRI_P | 43.26 | 10.64 | 16.91 | 25.35
CE | Wind | 38 | SUND_1 | 8.15 | 2 | 3.19 | 4.78
CE | Wind | 38 | SWAN_1 | 202.88 | 49.91 | 79.33 | 118.91
CE | Wind | 38 | TARL_P | 8.77 | 2.16 | 3.43 | 5.14
CE | Wind | 38 | TAYN_P | 15.95 | 3.92 | 6.24 | 9.35
CE | Wind | 38 | THOM_6 | 129.11 | 31.76 | 50.48 | 75.67
CE | Wind | 38 | THSO_P | 94.09 | 23.15 | 36.79 | 55.15
CE | Wind | 38 | THUR_6 | 57.69 | 14.19 | 22.56 | 33.81
CE | Wind | 38 | TILBB_1 | 19.73 | 4.85 | 7.71 | 11.56
CE | Wind | 38 | TONG | 4.89 | 1.2 | 1.91 | 2.87
CE | Wind | 38 | TRAW_1 | 334.57 | 82.3 | 130.82 | 196.09
CE | Wind | 38 | UPPB_1 | 162.14 | 39.89 | 63.4 | 95.03
CE | Wind | 38 | UPPB_3 | 58.76 | 14.46 | 22.98 | 34.44
CE | Wind | 38 | USKM_1 | 13.51 | 3.32 | 5.28 | 7.92
CE | Wind | 38 | WALP_1 | 378 | 92.99 | 147.8 | 221.54
CE | Wind | 38 | WALP_B | 36.03 | 8.86 | 14.09 | 21.12
CE | Wind | 38 | WARL_1 | 2.14 | 0.53 | 0.84 | 1.26
CE | Wind | 38 | WASF_1 | 4.83 | 1.19 | 1.89 | 2.83
CE | Wind | 38 | WFIE | 34.85 | 8.57 | 13.63 | 20.43
CE | Wind | 38 | WILL_1 | 10.72 | 2.64 | 4.19 | 6.28
CE | Wind | 38 | WISH | 25.68 | 6.32 | 10.04 | 15.05
CE | Wind | 38 | WMEL_1 | 18.34 | 4.51 | 7.17 | 10.75
CE | Wind | 38 | WYLF_1 | 81.07 | 19.94 | 31.7 | 47.51
CE | Wind | 39 | ABNE_P | 20.81 | 5.12 | 8.14 | 12.2
CE | Wind | 39 | ALNE_P | 9.62 | 2.37 | 3.76 | 5.64
CE | Wind | 39 | ALVE1 | 213.69 | 52.57 | 83.55 | 125.25
CE | Wind | 39 | ARMO_P | 51.46 | 12.66 | 20.12 | 30.16
CE | Wind | 39 | BAGA | 103.74 | 25.52 | 40.56 | 60.8
CE | Wind | 39 | BARKC1 | 24.08 | 5.92 | 9.42 | 14.11
CE | Wind | 39 | BERW | 218.6 | 53.77 | 85.47 | 128.12
CE | Wind | 39 | BICF_1 | 294.78 | 72.51 | 172.76 | 207.7
CE | Wind | 39 | BIRK_1 | 180 | 44.28 | 123.62 | 137.84
CE | Wind | 39 | BLYTB1 | 152 | 37.39 | 71.71 | 96.55
CE | Wind | 39 | BLYTH132 | 231.81 | 57.03 | 90.64 | 135.86
CE | Wind | 39 | BONN | 34.01 | 8.37 | 13.3 | 19.93
CE | Wind | 39 | BRAW_1 | 40.51 | 9.97 | 15.84 | 23.74
CE | Wind | 39 | BRFO_1 | 46.32 | 11.4 | 21.66 | 29.31
CE | Wind | 39 | BRLE_1 | 4.5 | 1.11 | 1.76 | 2.64
CE | Wind | 39 | BURM_1 | 58.52 | 14.39 | 22.88 | 34.3
CE | Wind | 39 | BUSH_1 | 9 | 2.21 | 3.52 | 5.28
CE | Wind | 39 | CANTN1 | 143.3 | 35.25 | 98.42 | 109.74
CE | Wind | 39 | CARE_1 | 5.18 | 1.27 | 2.02 | 3.03
CE | Wind | 39 | CHAP | 52.65 | 12.95 | 20.58 | 30.86
CE | Wind | 39 | CHTE_1 | 30.5 | 7.5 | 11.92 | 17.87
CE | Wind | 39 | CONQA1 | 88.56 | 21.79 | 34.63 | 51.91
CE | Wind | 39 | COUA_P | 13.39 | 3.29 | 5.23 | 7.85
CE | Wind | 39 | COVE_1 | 31.51 | 7.75 | 12.32 | 18.47
CE | Wind | 39 | COYL | 138.6 | 34.1 | 54.19 | 81.23
CE | Wind | 39 | CREB_1 | 288.98 | 71.09 | 112.99 | 169.37
CE | Wind | 39 | CUMB | 8.56 | 2.1 | 3.35 | 5.01
CE | Wind | 39 | DEVO | 148.23 | 36.46 | 57.96 | 86.88
CE | Wind | 39 | DOUN_P | 26.38 | 6.49 | 10.31 | 15.46
CE | Wind | 39 | DRAX_1 | 212.57 | 52.29 | 83.11 | 124.59
CE | Wind | 39 | DUNB | 29.56 | 7.27 | 11.56 | 17.32
CE | Wind | 39 | DYCE_P | 36.4 | 8.95 | 14.23 | 21.33
CE | Wind | 39 | EASO_1 | 241.49 | 59.41 | 94.42 | 141.54
CE | Wind | 39 | ECCL | 61.17 | 15.05 | 23.92 | 35.85
CE | Wind | 39 | ECLA_1 | 4.5 | 1.11 | 1.76 | 2.64
CE | Wind | 39 | EKIS | 144.16 | 35.46 | 56.37 | 84.49
CE | Wind | 39 | ELLA_1 | 16.88 | 4.15 | 6.6 | 9.89
CE | Wind | 39 | ENDE_1 | 76.74 | 18.88 | 30.01 | 44.98
CE | Wind | 39 | FECK_6 | 2.93 | 0.72 | 1.14 | 1.71
CE | Wind | 39 | FIDD_P | 94.95 | 23.36 | 37.13 | 55.65
CE | Wind | 39 | FOUR_1 | 246.55 | 60.65 | 96.4 | 144.5
CE | Wind | 39 | FRAS_P | 3.35 | 0.82 | 1.31 | 1.96
CE | Wind | 39 | FROD_1 | 113.32 | 27.88 | 44.31 | 66.42
CE | Wind | 39 | GALA | 36.79 | 9.05 | 14.38 | 21.56
CE | Wind | 39 | GIFF | 9.41 | 2.32 | 3.68 | 5.52
CE | Wind | 39 | GLLU | 158.49 | 38.99 | 61.97 | 92.89
CE | Wind | 39 | GLNI | 70.9 | 17.44 | 27.72 | 41.56
CE | Wind | 39 | GREN_1 | 368.87 | 90.74 | 144.23 | 216.2
CE | Wind | 39 | GRIW_1 | 171.04 | 42.08 | 66.88 | 100.25
CE | Wind | 39 | G_EXTRA_11 | 47.06 | 11.58 | 18.4 | 27.58
CE | Wind | 39 | G_EXTRA_12 | 23.39 | 5.75 | 9.14 | 13.71
CE | Wind | 39 | G_EXTRA_13 | 66.28 | 16.3 | 25.91 | 38.85
CE | Wind | 39 | G_EXTRA_2 | 38.5 | 9.47 | 15.05 | 22.56
CE | Wind | 39 | G_EXTRA_8 | 115.29 | 28.36 | 45.08 | 67.57
CE | Wind | 39 | G_EXTRA_9 | 98.39 | 24.2 | 38.47 | 57.67
CE | Wind | 39 | HARK_1 | 166.68 | 41 | 65.17 | 97.69
CE | Wind | 39 | HARM_6 | 57.23 | 14.08 | 22.38 | 33.54
CE | Wind | 39 | HAWI | 34.22 | 8.42 | 13.38 | 20.06
CE | Wind | 39 | HAWP_6 | 79.9 | 19.65 | 31.24 | 46.83
CE | Wind | 39 | HEYS_1 | 134.4 | 33.06 | 52.55 | 78.77
CE | Wind | 39 | HUER | 24 | 5.9 | 16.48 | 18.38
CE | Wind | 39 | HUTT_1 | 176.45 | 43.41 | 68.99 | 103.41
CE | Wind | 39 | INDQ1 | 201.43 | 49.55 | 78.76 | 118.06
CE | Wind | 39 | INKE | 3.42 | 0.84 | 1.34 | 2.01
CE | Wind | 39 | IROA1 | 15.53 | 3.82 | 6.07 | 9.1
CE | Wind | 39 | KEAD_1 | 281.32 | 69.21 | 110 | 164.88
CE | Wind | 39 | KEIT_P | 48.3 | 11.88 | 18.89 | 28.31
CE | Wind | 39 | KEMS_1 | 28.81 | 7.09 | 11.26 | 16.88
CE | Wind | 39 | KILS | 30.59 | 7.52 | 11.96 | 17.93
CE | Wind | 39 | KILT | 10.69 | 2.63 | 4.18 | 6.27
CE | Wind | 39 | KINT_P | 11.21 | 2.76 | 4.38 | 6.57
CE | Wind | 39 | KIRKB1 | 36.01 | 8.86 | 14.08 | 21.11
CE | Wind | 39 | LACK_6 | 62.1 | 15.28 | 42.65 | 47.56
CE | Wind | 39 | LAIR_P | 15.69 | 3.86 | 6.13 | 9.2
CE | Wind | 39 | LAND1 | 17.1 | 4.21 | 6.69 | 10.02
CE | Wind | 39 | LEVE | 10.21 | 2.51 | 6.06 | 7.24
CE | Wind | 39 | LING | 129.51 | 31.86 | 50.64 | 75.91
CE | Wind | 39 | LINM | 170.9 | 42.04 | 66.82 | 100.16
CE | Wind | 39 | LISD_1 | 30.61 | 7.53 | 11.97 | 17.94
CE | Wind | 39 | MACD_P | 52.63 | 12.95 | 20.58 | 30.85
CE | Wind | 39 | MAGA_6 | 18 | 4.43 | 7.04 | 10.55
CE | Wind | 39 | MELK_1 | 4.5 | 1.11 | 1.76 | 2.64
CE | Wind | 39 | MILC_P | 8.37 | 2.06 | 3.27 | 4.9
CE | Wind | 39 | MITY_1 | 14.63 | 3.6 | 5.72 | 8.57
CE | Wind | 39 | MYBS_P | 53.53 | 13.17 | 20.93 | 31.38
CE | Wind | 39 | NEAR | 4.92 | 1.21 | 1.92 | 2.88
CE | Wind | 39 | NEEP_3 | 43.66 | 10.74 | 17.07 | 25.59
CE | Wind | 39 | NINF_1 | 16.88 | 4.15 | 6.6 | 9.89
CE | Wind | 39 | NORM_1 | 115.93 | 28.52 | 63.08 | 78.73
CE | Wind | 39 | NORT_1 | 109.83 | 27.02 | 42.94 | 64.37
CE | Wind | 39 | OFFE_3 | 11.61 | 2.86 | 4.54 | 6.81
CE | Wind | 39 | PADIB1 | 118.38 | 29.12 | 46.29 | 69.38
CE | Wind | 39 | PEMB_1 | 62.79 | 15.45 | 24.55 | 36.8
CE | Wind | 39 | PENT_1 | 95.11 | 23.4 | 54.94 | 66.53
CE | Wind | 39 | POOB | 12.83 | 3.16 | 5.02 | 7.52
CE | Wind | 39 | PORA_P | 33.26 | 8.18 | 13.01 | 19.5
CE | Wind | 39 | PYLE_1 | 275.13 | 67.68 | 107.58 | 161.26
CE | Wind | 39 | RAIN_1 | 2.25 | 0.55 | 0.88 | 1.32
CE | Wind | 39 | RASS_1 | 31.28 | 7.7 | 12.23 | 18.34
CE | Wind | 39 | RATS_1 | 23.86 | 5.87 | 9.33 | 13.98
CE | Wind | 39 | RAYL_1 | 132.11 | 32.5 | 51.65 | 77.43
CE | Wind | 39 | REDH | 54.33 | 13.36 | 21.24 | 31.84
CE | Wind | 39 | REDM_P | 24.04 | 5.91 | 9.4 | 14.09
CE | Wind | 39 | ROCH_1 | 258.59 | 63.61 | 101.11 | 151.56
CE | Wind | 39 | SALH_1 | 31.51 | 7.75 | 12.32 | 18.47
CE | Wind | 39 | SALT_1 | 139.76 | 34.38 | 54.65 | 81.91
CE | Wind | 39 | SBAR | 3.38 | 0.83 | 1.32 | 1.98
CE | Wind | 39 | SEAB1 | 63.47 | 15.61 | 24.82 | 37.2
CE | Wind | 39 | SELL_1 | 134.59 | 33.11 | 52.62 | 78.88
CE | Wind | 39 | SFEG_P | 38.7 | 9.52 | 15.13 | 22.68
CE | Wind | 39 | SHRW_1 | 144.15 | 35.46 | 56.36 | 84.49
CE | Wind | 39 | SKLGB1 | 23.07 | 5.67 | 9.02 | 13.52
CE | Wind | 39 | SPEN_1 | 72.02 | 17.72 | 28.16 | 42.21
CE | Wind | 39 | STAY_1 | 68.64 | 16.89 | 26.84 | 40.23
CE | Wind | 39 | STES_1 | 65 | 15.99 | 25.41 | 38.09
CE | Wind | 39 | STHA | 26.09 | 6.42 | 10.2 | 15.29
CE | Wind | 39 | STIR | 42.78 | 10.52 | 16.73 | 25.07
CE | Wind | 39 | STLE | 48.13 | 11.84 | 18.82 | 28.21
CE | Wind | 39 | STRI_P | 45.4 | 11.17 | 17.75 | 26.61
CE | Wind | 39 | SUND_1 | 8.55 | 2.1 | 3.34 | 5.01
CE | Wind | 39 | SWAN_1 | 212.91 | 52.37 | 83.25 | 124.78
CE | Wind | 39 | TARL_P | 9.2 | 2.26 | 3.6 | 5.39
CE | Wind | 39 | TAYN_P | 16.74 | 4.12 | 6.54 | 9.81
CE | Wind | 39 | THOM_6 | 135.49 | 33.33 | 52.97 | 79.41
CE | Wind | 39 | THSO_P | 98.74 | 24.29 | 38.61 | 57.87
CE | Wind | 39 | THUR_6 | 60.54 | 14.89 | 23.67 | 35.48
CE | Wind | 39 | TILBB_1 | 20.71 | 5.09 | 8.1 | 12.14
CE | Wind | 39 | TONG | 5.13 | 1.26 | 2.01 | 3.01
CE | Wind | 39 | TRAW_1 | 351.09 | 86.37 | 137.28 | 205.77
CE | Wind | 39 | UPPB_1 | 170.14 | 41.86 | 66.53 | 99.72
CE | Wind | 39 | UPPB_3 | 61.67 | 15.17 | 24.11 | 36.14
CE | Wind | 39 | USKM_1 | 14.18 | 3.49 | 5.54 | 8.31
CE | Wind | 39 | WALP_1 | 396.67 | 97.58 | 155.1 | 232.49
CE | Wind | 39 | WALP_B | 37.81 | 9.3 | 14.78 | 22.16
CE | Wind | 39 | WARL_1 | 2.25 | 0.55 | 0.88 | 1.32
CE | Wind | 39 | WASF_1 | 5.06 | 1.25 | 1.98 | 2.97
CE | Wind | 39 | WFIE | 36.58 | 9 | 14.3 | 21.44
CE | Wind | 39 | WILL_1 | 11.25 | 2.77 | 4.4 | 6.6
CE | Wind | 39 | WISH | 26.95 | 6.63 | 10.54 | 15.8
CE | Wind | 39 | WMEL_1 | 19.24 | 4.73 | 7.52 | 11.28
CE | Wind | 39 | WYLF_1 | 85.07 | 20.93 | 33.26 | 49.86
CE | Wind | 40 | ABNE_P | 21.79 | 5.36 | 8.52 | 12.77
CE | Wind | 40 | ALNE_P | 10.08 | 2.48 | 3.94 | 5.91
CE | Wind | 40 | ALVE1 | 223.77 | 55.05 | 87.49 | 131.15
CE | Wind | 40 | ARMO_P | 53.89 | 13.26 | 21.07 | 31.58
CE | Wind | 40 | BAGA | 108.63 | 26.72 | 42.47 | 63.67
CE | Wind | 40 | BARKC1 | 25.22 | 6.2 | 9.86 | 14.78
CE | Wind | 40 | BERW | 228.9 | 56.31 | 89.5 | 134.16
CE | Wind | 40 | BICF_1 | 299.51 | 73.68 | 174.61 | 210.48
CE | Wind | 40 | BIRK_1 | 180 | 44.28 | 123.62 | 137.84
CE | Wind | 40 | BLYTB1 | 157.21 | 38.67 | 73.75 | 99.6
CE | Wind | 40 | BLYTH132 | 242.74 | 59.71 | 94.91 | 142.27
CE | Wind | 40 | BONN | 35.61 | 8.76 | 13.92 | 20.87
CE | Wind | 40 | BRAW_1 | 42.42 | 10.44 | 16.59 | 24.86
CE | Wind | 40 | BRFO_1 | 47.94 | 11.79 | 22.29 | 30.25
CE | Wind | 40 | BRLE_1 | 4.71 | 1.16 | 1.84 | 2.76
CE | Wind | 40 | BURM_1 | 61.27 | 15.07 | 23.96 | 35.91
CE | Wind | 40 | BUSH_1 | 9.43 | 2.32 | 3.69 | 5.53
CE | Wind | 40 | CANTN1 | 143.3 | 35.25 | 98.42 | 109.74
CE | Wind | 40 | CARE_1 | 5.42 | 1.33 | 2.12 | 3.18
CE | Wind | 40 | CHAP | 55.13 | 13.56 | 21.56 | 32.31
CE | Wind | 40 | CHTE_1 | 31.93 | 7.86 | 12.49 | 18.72
CE | Wind | 40 | CONQA1 | 92.74 | 22.81 | 36.26 | 54.35
CE | Wind | 40 | COUA_P | 14.02 | 3.45 | 5.48 | 8.22
CE | Wind | 40 | COVE_1 | 32.99 | 8.12 | 12.9 | 19.34
CE | Wind | 40 | COYL | 145.14 | 35.7 | 56.75 | 85.06
CE | Wind | 40 | CREB_1 | 302.6 | 74.44 | 118.32 | 177.35
CE | Wind | 40 | CUMB | 8.96 | 2.2 | 3.5 | 5.25
CE | Wind | 40 | DEVO | 155.21 | 38.18 | 60.69 | 90.97
CE | Wind | 40 | DOUN_P | 27.62 | 6.8 | 10.8 | 16.19
CE | Wind | 40 | DRAX_1 | 222.59 | 54.76 | 87.03 | 130.46
CE | Wind | 40 | DUNB | 30.95 | 7.61 | 12.1 | 18.14
CE | Wind | 40 | DYCE_P | 38.12 | 9.38 | 14.9 | 22.34
CE | Wind | 40 | EASO_1 | 252.87 | 62.21 | 98.87 | 148.21
CE | Wind | 40 | ECCL | 64.06 | 15.76 | 25.05 | 37.54
CE | Wind | 40 | ECLA_1 | 4.71 | 1.16 | 1.84 | 2.76
CE | Wind | 40 | EKIS | 150.96 | 37.14 | 59.02 | 88.48
CE | Wind | 40 | ELLA_1 | 17.68 | 4.35 | 6.91 | 10.36
CE | Wind | 40 | ENDE_1 | 80.36 | 19.77 | 31.42 | 47.1
CE | Wind | 40 | FECK_6 | 3.06 | 0.75 | 1.2 | 1.8
CE | Wind | 40 | FIDD_P | 99.43 | 24.46 | 38.88 | 58.28
CE | Wind | 40 | FOUR_1 | 258.18 | 63.51 | 100.95 | 151.32
CE | Wind | 40 | FRAS_P | 3.5 | 0.86 | 1.37 | 2.05
CE | Wind | 40 | FROD_1 | 118.66 | 29.19 | 46.4 | 69.55
CE | Wind | 40 | GALA | 38.52 | 9.48 | 15.06 | 22.58
CE | Wind | 40 | GIFF | 9.85 | 2.42 | 3.85 | 5.78
CE | Wind | 40 | GLLU | 165.97 | 40.83 | 64.89 | 97.27
CE | Wind | 40 | GLNI | 74.25 | 18.26 | 29.03 | 43.52
CE | Wind | 40 | GREN_1 | 386.26 | 95.02 | 151.03 | 226.39
CE | Wind | 40 | GRIW_1 | 179.11 | 44.06 | 70.03 | 104.98
CE | Wind | 40 | G_EXTRA_11 | 49.27 | 12.12 | 19.27 | 28.88
CE | Wind | 40 | G_EXTRA_12 | 24.49 | 6.02 | 9.58 | 14.35
CE | Wind | 40 | G_EXTRA_13 | 69.4 | 17.07 | 27.14 | 40.68
CE | Wind | 40 | G_EXTRA_2 | 40.32 | 9.92 | 15.76 | 23.63
CE | Wind | 40 | G_EXTRA_8 | 120.72 | 29.7 | 47.2 | 70.76
CE | Wind | 40 | G_EXTRA_9 | 103.03 | 25.34 | 40.28 | 60.38
CE | Wind | 40 | HARK_1 | 174.54 | 42.94 | 68.24 | 102.3
CE | Wind | 40 | HARM_6 | 59.93 | 14.74 | 23.43 | 35.13
CE | Wind | 40 | HAWI | 35.84 | 8.82 | 14.01 | 21
CE | Wind | 40 | HAWP_6 | 83.66 | 20.58 | 32.71 | 49.03
CE | Wind | 40 | HEYS_1 | 140.74 | 34.62 | 55.03 | 82.49
CE | Wind | 40 | HUER | 24 | 5.9 | 16.48 | 18.38
CE | Wind | 40 | HUTT_1 | 184.76 | 45.45 | 72.24 | 108.29
CE | Wind | 40 | INDQ1 | 210.92 | 51.89 | 82.47 | 123.62
CE | Wind | 40 | INKE | 3.58 | 0.88 | 1.4 | 2.1
CE | Wind | 40 | IROA1 | 16.26 | 4 | 6.36 | 9.53
CE | Wind | 40 | KEAD_1 | 294.59 | 72.47 | 115.18 | 172.66
CE | Wind | 40 | KEIT_P | 50.58 | 12.44 | 19.78 | 29.65
CE | Wind | 40 | KEMS_1 | 30.17 | 7.42 | 11.79 | 17.68
CE | Wind | 40 | KILS | 32.03 | 7.88 | 12.52 | 18.77
CE | Wind | 40 | KILT | 11.2 | 2.75 | 4.38 | 6.56
CE | Wind | 40 | KINT_P | 11.74 | 2.89 | 4.59 | 6.88
CE | Wind | 40 | KIRKB1 | 37.71 | 9.28 | 14.74 | 22.1
CE | Wind | 40 | LACK_6 | 62.1 | 15.28 | 42.65 | 47.56
CE | Wind | 40 | LAIR_P | 16.43 | 4.04 | 6.42 | 9.63
CE | Wind | 40 | LAND1 | 17.91 | 4.41 | 7 | 10.5
CE | Wind | 40 | LEVE | 10.36 | 2.55 | 6.12 | 7.33
CE | Wind | 40 | LING | 135.62 | 33.36 | 53.03 | 79.48
CE | Wind | 40 | LINM | 178.96 | 44.02 | 69.97 | 104.89
CE | Wind | 40 | LISD_1 | 32.05 | 7.88 | 12.53 | 18.79
CE | Wind | 40 | MACD_P | 55.12 | 13.56 | 21.55 | 32.3
CE | Wind | 40 | MAGA_6 | 18.85 | 4.64 | 7.37 | 11.05
CE | Wind | 40 | MELK_1 | 4.71 | 1.16 | 1.84 | 2.76
CE | Wind | 40 | MILC_P | 8.76 | 2.16 | 3.43 | 5.14
CE | Wind | 40 | MITY_1 | 15.32 | 3.77 | 5.99 | 8.98
CE | Wind | 40 | MYBS_P | 56.06 | 13.79 | 21.92 | 32.86
CE | Wind | 40 | NEAR | 5.15 | 1.27 | 2.01 | 3.02
CE | Wind | 40 | NEEP_3 | 45.72 | 11.25 | 17.88 | 26.8
CE | Wind | 40 | NINF_1 | 17.68 | 4.35 | 6.91 | 10.36
CE | Wind | 40 | NORM_1 | 118.56 | 29.17 | 64.11 | 80.27
CE | Wind | 40 | NORT_1 | 115.01 | 28.29 | 44.97 | 67.41
CE | Wind | 40 | OFFE_3 | 12.16 | 2.99 | 4.75 | 7.13
CE | Wind | 40 | PADIB1 | 123.96 | 30.49 | 48.47 | 72.65
CE | Wind | 40 | PEMB_1 | 65.75 | 16.17 | 25.71 | 38.54
CE | Wind | 40 | PENT_1 | 96.76 | 23.8 | 55.58 | 67.5
CE | Wind | 40 | POOB | 13.44 | 3.31 | 5.25 | 7.88
CE | Wind | 40 | PORA_P | 34.83 | 8.57 | 13.62 | 20.41
CE | Wind | 40 | PYLE_1 | 288.11 | 70.87 | 112.65 | 168.86
CE | Wind | 40 | RAIN_1 | 2.36 | 0.58 | 0.92 | 1.38
CE | Wind | 40 | RASS_1 | 32.76 | 8.06 | 12.81 | 19.2
CE | Wind | 40 | RATS_1 | 24.98 | 6.15 | 9.77 | 14.64
CE | Wind | 40 | RAYL_1 | 138.34 | 34.03 | 54.09 | 81.08
CE | Wind | 40 | REDH | 56.89 | 13.99 | 22.24 | 33.34
CE | Wind | 40 | REDM_P | 25.17 | 6.19 | 9.84 | 14.75
CE | Wind | 40 | ROCH_1 | 270.78 | 66.61 | 105.88 | 158.71
CE | Wind | 40 | SALH_1 | 32.99 | 8.12 | 12.9 | 19.34
CE | Wind | 40 | SALT_1 | 146.35 | 36 | 57.22 | 85.78
CE | Wind | 40 | SBAR | 3.54 | 0.87 | 1.38 | 2.07
CE | Wind | 40 | SEAB1 | 66.46 | 16.35 | 25.99 | 38.95
CE | Wind | 40 | SELL_1 | 140.93 | 34.67 | 55.1 | 82.6
CE | Wind | 40 | SFEG_P | 40.53 | 9.97 | 15.85 | 23.75
CE | Wind | 40 | SHRW_1 | 150.95 | 37.13 | 59.02 | 88.47
CE | Wind | 40 | SKLGB1 | 24.16 | 5.94 | 9.45 | 14.16
CE | Wind | 40 | SPEN_1 | 75.41 | 18.55 | 29.49 | 44.2
CE | Wind | 40 | STAY_1 | 71.88 | 17.68 | 28.1 | 42.13
CE | Wind | 40 | STES_1 | 68.06 | 16.74 | 26.61 | 39.89
CE | Wind | 40 | STHA | 27.32 | 6.72 | 10.68 | 16.02
CE | Wind | 40 | STIR | 44.79 | 11.02 | 17.51 | 26.25
CE | Wind | 40 | STLE | 50.39 | 12.4 | 19.7 | 29.54
CE | Wind | 40 | STRI_P | 47.54 | 11.69 | 18.59 | 27.86
CE | Wind | 40 | SUND_1 | 8.96 | 2.2 | 3.5 | 5.25
CE | Wind | 40 | SWAN_1 | 222.94 | 54.84 | 87.17 | 130.67
CE | Wind | 40 | TARL_P | 9.64 | 2.37 | 3.77 | 5.65
CE | Wind | 40 | TAYN_P | 17.52 | 4.31 | 6.85 | 10.27
CE | Wind | 40 | THOM_6 | 141.87 | 34.9 | 55.47 | 83.15
CE | Wind | 40 | THSO_P | 103.4 | 25.44 | 40.43 | 60.6
CE | Wind | 40 | THUR_6 | 63.4 | 15.6 | 24.79 | 37.16
CE | Wind | 40 | TILBB_1 | 21.68 | 5.33 | 8.48 | 12.71
CE | Wind | 40 | TONG | 5.38 | 1.32 | 2.1 | 3.15
CE | Wind | 40 | TRAW_1 | 367.64 | 90.44 | 143.75 | 215.48
CE | Wind | 40 | UPPB_1 | 178.17 | 43.83 | 69.66 | 104.42
CE | Wind | 40 | UPPB_3 | 64.57 | 15.89 | 25.25 | 37.85
CE | Wind | 40 | USKM_1 | 14.85 | 3.65 | 5.81 | 8.7
CE | Wind | 40 | WALP_1 | 415.37 | 102.18 | 162.41 | 243.45
CE | Wind | 40 | WALP_B | 39.59 | 9.74 | 15.48 | 23.21
CE | Wind | 40 | WARL_1 | 2.36 | 0.58 | 0.92 | 1.38
CE | Wind | 40 | WASF_1 | 5.3 | 1.3 | 2.07 | 3.11
CE | Wind | 40 | WFIE | 38.3 | 9.42 | 14.98 | 22.45
CE | Wind | 40 | WILL_1 | 11.78 | 2.9 | 4.61 | 6.91
CE | Wind | 40 | WISH | 28.22 | 6.94 | 11.03 | 16.54
CE | Wind | 40 | WMEL_1 | 20.15 | 4.96 | 7.88 | 11.81
CE | Wind | 40 | WYLF_1 | 89.08 | 21.91 | 34.83 | 52.21
CR | Hydro | 17 | ALNE_P | 4 | 3.39 | 0.68 | 0.96
CR | Hydro | 17 | ARDK_P | 5.2 | 4.41 | 0.88 | 1.25
CR | Hydro | 17 | ARMO_P | 1.2 | 1.02 | 0.2 | 0.29
CR | Hydro | 17 | BOAG_P | 6.95 | 5.9 | 1.18 | 1.67
CR | Hydro | 17 | BRAC_P | 3 | 2.55 | 0.51 | 0.72
CR | Hydro | 17 | BROA_P | 1.2 | 1.02 | 0.2 | 0.29
CR | Hydro | 17 | BUMU_P | 1 | 0.85 | 0.17 | 0.24
CR | Hydro | 17 | CAAD_P | 2.4 | 2.04 | 0.41 | 0.58
CR | Hydro | 17 | CAFA | 12 | 10.18 | 2.04 | 2.88
CR | Hydro | 17 | CASS_P | 4.5 | 3.82 | 0.77 | 1.08
CR | Hydro | 17 | CEAN_P | 3.25 | 2.75 | 0.55 | 0.78
CR | Hydro | 17 | CLAC_P | 10.35 | 8.78 | 1.76 | 2.48
CR | Hydro | 17 | DUGR_P | 2.7 | 2.29 | 0.46 | 0.65
CR | Hydro | 17 | DUNO_P | 7.8 | 6.62 | 1.33 | 1.87
CR | Hydro | 17 | EAST | 14.2 | 12.05 | 2.41 | 3.41
CR | Hydro | 17 | ELLA_1 | 2 | 1.7 | 0.34 | 0.48
CR | Hydro | 17 | FASN_P | 2.5 | 2.12 | 0.43 | 0.6
CR | Hydro | 17 | FAUG_P | 8.39 | 7.12 | 1.43 | 2.01
CR | Hydro | 17 | FOUR_1 | 6 | 5.09 | 1.02 | 1.44
CR | Hydro | 17 | FWIL_P | 22.68 | 19.24 | 3.85 | 5.44
CR | Hydro | 17 | GLLE | 23 | 19.52 | 3.91 | 5.52
CR | Hydro | 17 | GRUB_P | 29.24 | 24.82 | 4.97 | 7.02
CR | Hydro | 17 | HARK_1 | 5.6 | 4.75 | 0.95 | 1.34
CR | Hydro | 17 | INDQ1 | 1.2 | 1.02 | 0.2 | 0.29
CR | Hydro | 17 | INNE_P | 5 | 4.24 | 0.85 | 1.2
CR | Hydro | 17 | KEOO | 25.2 | 21.39 | 4.28 | 6.05
CR | Hydro | 17 | KIIN_P | 11.5 | 9.76 | 1.96 | 2.76
CR | Hydro | 17 | KINL_P | 7 | 5.94 | 1.19 | 1.68
CR | Hydro | 17 | LAIR_P | 3.7 | 3.14 | 0.63 | 0.89
CR | Hydro | 17 | LAND1 | 2.9 | 2.46 | 0.49 | 0.7
CR | Hydro | 17 | LINM | 17 | 14.43 | 2.89 | 4.08
CR | Hydro | 17 | PENT_1 | 1.07 | 0.91 | 0.18 | 0.26
CR | Hydro | 17 | PORA_P | 9.15 | 7.77 | 1.56 | 2.2
CR | Hydro | 17 | QUOI_P | 3.45 | 2.93 | 0.59 | 0.83
CR | Hydro | 17 | RANN_P | 15.2 | 12.9 | 2.58 | 3.65
CR | Hydro | 17 | RASS_1 | 8 | 6.79 | 1.36 | 1.92
CR | Hydro | 17 | RATS_1 | 1.6 | 1.36 | 0.27 | 0.38
CR | Hydro | 17 | SFIL_P | 7.4 | 6.28 | 1.26 | 1.78
CR | Hydro | 17 | SLOY_P | 2 | 1.7 | 0.34 | 0.48
CR | Hydro | 17 | SWAN_1 | 47 | 39.89 | 7.99 | 11.28
CR | Hydro | 17 | TAYN_P | 12.79 | 10.85 | 2.17 | 3.07
CR | Hydro | 17 | TRAW_1 | 18.71 | 15.88 | 3.18 | 4.49
CR | Hydro | 17 | TUMB_P | 5.4 | 4.58 | 0.92 | 1.3
CR | Hydro | 18 | ALNE_P | 4.11 | 3.49 | 0.7 | 0.99
CR | Hydro | 18 | ARDK_P | 5.34 | 4.53 | 0.91 | 1.28
CR | Hydro | 18 | ARMO_P | 1.23 | 1.05 | 0.21 | 0.3
CR | Hydro | 18 | BOAG_P | 7.14 | 6.06 | 1.21 | 1.71
CR | Hydro | 18 | BRAC_P | 3.08 | 2.61 | 0.52 | 0.74
CR | Hydro | 18 | BROA_P | 1.23 | 1.05 | 0.21 | 0.3
CR | Hydro | 18 | BUMU_P | 1.03 | 0.87 | 0.17 | 0.25
CR | Hydro | 18 | CAAD_P | 2.46 | 2.09 | 0.42 | 0.59
CR | Hydro | 18 | CAFA | 12.32 | 10.46 | 2.09 | 2.96
CR | Hydro | 18 | CASS_P | 4.62 | 3.92 | 0.79 | 1.11
CR | Hydro | 18 | CEAN_P | 3.33 | 2.83 | 0.57 | 0.8
CR | Hydro | 18 | CLAC_P | 10.63 | 9.02 | 1.81 | 2.55
CR | Hydro | 18 | DUGR_P | 2.77 | 2.35 | 0.47 | 0.67
CR | Hydro | 18 | DUNO_P | 8.01 | 6.8 | 1.36 | 1.92
CR | Hydro | 18 | EAST | 14.58 | 12.38 | 2.48 | 3.5
CR | Hydro | 18 | ELLA_1 | 2.05 | 1.74 | 0.35 | 0.49
CR | Hydro | 18 | FASN_P | 2.57 | 2.18 | 0.44 | 0.62
CR | Hydro | 18 | FAUG_P | 8.62 | 7.31 | 1.46 | 2.07
CR | Hydro | 18 | FOUR_1 | 6.16 | 5.23 | 1.05 | 1.48
CR | Hydro | 18 | FWIL_P | 23.28 | 19.76 | 3.96 | 5.59
CR | Hydro | 18 | GLLE | 23.62 | 20.05 | 4.02 | 5.67
CR | Hydro | 18 | GRUB_P | 30.03 | 25.48 | 5.1 | 7.21
CR | Hydro | 18 | HARK_1 | 5.75 | 4.88 | 0.98 | 1.38
CR | Hydro | 18 | INDQ1 | 1.23 | 1.05 | 0.21 | 0.3
CR | Hydro | 18 | INNE_P | 5.13 | 4.36 | 0.87 | 1.23
CR | Hydro | 18 | KEOO | 25.88 | 21.96 | 4.4 | 6.21
CR | Hydro | 18 | KIIN_P | 11.81 | 10.02 | 2.01 | 2.83
CR | Hydro | 18 | KINL_P | 7.18 | 6.1 | 1.22 | 1.72
CR | Hydro | 18 | LAIR_P | 3.8 | 3.22 | 0.65 | 0.91
CR | Hydro | 18 | LAND1 | 2.98 | 2.53 | 0.51 | 0.71
CR | Hydro | 18 | LINM | 17.46 | 14.82 | 2.97 | 4.19
CR | Hydro | 18 | PENT_1 | 1.1 | 0.93 | 0.19 | 0.26
CR | Hydro | 18 | PORA_P | 9.4 | 7.97 | 1.6 | 2.26
CR | Hydro | 18 | QUOI_P | 3.54 | 3.01 | 0.6 | 0.85
CR | Hydro | 18 | RANN_P | 15.61 | 13.25 | 2.65 | 3.75
CR | Hydro | 18 | RASS_1 | 8.22 | 6.97 | 1.4 | 1.97
CR | Hydro | 18 | RATS_1 | 1.64 | 1.39 | 0.28 | 0.39
CR | Hydro | 18 | SFIL_P | 7.6 | 6.45 | 1.29 | 1.82
CR | Hydro | 18 | SLOY_P | 2.05 | 1.74 | 0.35 | 0.49
CR | Hydro | 18 | SWAN_1 | 48.27 | 40.96 | 8.21 | 11.58
CR | Hydro | 18 | TAYN_P | 13.13 | 11.14 | 2.23 | 3.15
CR | Hydro | 18 | TRAW_1 | 19.21 | 16.3 | 3.27 | 4.61
CR | Hydro | 18 | TUMB_P | 5.55 | 4.71 | 0.94 | 1.33
CR | Hydro | 19 | ALNE_P | 4.22 | 3.58 | 0.72 | 1.01
CR | Hydro | 19 | ARDK_P | 5.48 | 4.65 | 0.93 | 1.32
CR | Hydro | 19 | ARMO_P | 1.27 | 1.07 | 0.22 | 0.3
CR | Hydro | 19 | BOAG_P | 7.33 | 6.22 | 1.25 | 1.76
CR | Hydro | 19 | BRAC_P | 3.16 | 2.68 | 0.54 | 0.76
CR | Hydro | 19 | BROA_P | 1.27 | 1.07 | 0.22 | 0.3
CR | Hydro | 19 | BUMU_P | 1.05 | 0.89 | 0.18 | 0.25
CR | Hydro | 19 | CAAD_P | 2.53 | 2.15 | 0.43 | 0.61
CR | Hydro | 19 | CAFA | 12.65 | 10.74 | 2.15 | 3.04
CR | Hydro | 19 | CASS_P | 4.74 | 4.03 | 0.81 | 1.14
CR | Hydro | 19 | CEAN_P | 3.42 | 2.9 | 0.58 | 0.82
CR | Hydro | 19 | CLAC_P | 10.91 | 9.26 | 1.86 | 2.62
CR | Hydro | 19 | DUGR_P | 2.85 | 2.42 | 0.48 | 0.68
CR | Hydro | 19 | DUNO_P | 8.22 | 6.98 | 1.4 | 1.97
CR | Hydro | 19 | EAST | 14.97 | 12.71 | 2.55 | 3.59
CR | Hydro | 19 | ELLA_1 | 2.11 | 1.79 | 0.36 | 0.51
CR | Hydro | 19 | FASN_P | 2.64 | 2.24 | 0.45 | 0.63
CR | Hydro | 19 | FAUG_P | 8.85 | 7.51 | 1.5 | 2.12
CR | Hydro | 19 | FOUR_1 | 6.33 | 5.37 | 1.08 | 1.52
CR | Hydro | 19 | FWIL_P | 23.91 | 20.29 | 4.06 | 5.74
CR | Hydro | 19 | GLLE | 24.25 | 20.58 | 4.12 | 5.82
CR | Hydro | 19 | GRUB_P | 30.83 | 26.17 | 5.24 | 7.4
CR | Hydro | 19 | HARK_1 | 5.9 | 5.01 | 1 | 1.42
CR | Hydro | 19 | INDQ1 | 1.27 | 1.07 | 0.22 | 0.3
CR | Hydro | 19 | INNE_P | 5.27 | 4.47 | 0.9 | 1.27
CR | Hydro | 19 | KEOO | 26.57 | 22.55 | 4.52 | 6.38
CR | Hydro | 19 | KIIN_P | 12.13 | 10.29 | 2.06 | 2.91
CR | Hydro | 19 | KINL_P | 7.38 | 6.26 | 1.25 | 1.77
CR | Hydro | 19 | LAIR_P | 3.9 | 3.31 | 0.66 | 0.94
CR | Hydro | 19 | LAND1 | 3.06 | 2.6 | 0.52 | 0.73
CR | Hydro | 19 | LINM | 17.93 | 15.21 | 3.05 | 4.3
CR | Hydro | 19 | PENT_1 | 1.13 | 0.96 | 0.19 | 0.27
CR | Hydro | 19 | PORA_P | 9.65 | 8.19 | 1.64 | 2.32
CR | Hydro | 19 | QUOI_P | 3.64 | 3.09 | 0.62 | 0.87
CR | Hydro | 19 | RANN_P | 16.03 | 13.6 | 2.72 | 3.85
CR | Hydro | 19 | RASS_1 | 8.44 | 7.16 | 1.43 | 2.02
CR | Hydro | 19 | RATS_1 | 1.69 | 1.43 | 0.29 | 0.4
CR | Hydro | 19 | SFIL_P | 7.8 | 6.62 | 1.33 | 1.87
CR | Hydro | 19 | SLOY_P | 2.11 | 1.79 | 0.36 | 0.51
CR | Hydro | 19 | SWAN_1 | 49.56 | 42.06 | 8.43 | 11.89
CR | Hydro | 19 | TAYN_P | 13.48 | 11.44 | 2.29 | 3.24
CR | Hydro | 19 | TRAW_1 | 19.73 | 16.74 | 3.35 | 4.73
CR | Hydro | 19 | TUMB_P | 5.69 | 4.83 | 0.97 | 1.37
CR | Hydro | 20 | ALNE_P | 4.31 | 3.66 | 0.73 | 1.03
CR | Hydro | 20 | ARDK_P | 5.6 | 4.75 | 0.95 | 1.34
CR | Hydro | 20 | ARMO_P | 1.29 | 1.1 | 0.22 | 0.31
CR | Hydro | 20 | BOAG_P | 7.49 | 6.35 | 1.27 | 1.8
CR | Hydro | 20 | BRAC_P | 3.23 | 2.74 | 0.55 | 0.78
CR | Hydro | 20 | BROA_P | 1.29 | 1.1 | 0.22 | 0.31
CR | Hydro | 20 | BUMU_P | 1.08 | 0.91 | 0.18 | 0.26
CR | Hydro | 20 | CAAD_P | 2.59 | 2.19 | 0.44 | 0.62
CR | Hydro | 20 | CAFA | 12.93 | 10.97 | 2.2 | 3.1
CR | Hydro | 20 | CASS_P | 4.85 | 4.11 | 0.82 | 1.16
CR | Hydro | 20 | CEAN_P | 3.5 | 2.97 | 0.59 | 0.84
CR | Hydro | 20 | CLAC_P | 11.15 | 9.46 | 1.9 | 2.68
CR | Hydro | 20 | DUGR_P | 2.91 | 2.47 | 0.49 | 0.7
CR | Hydro | 20 | DUNO_P | 8.4 | 7.13 | 1.43 | 2.02
CR | Hydro | 20 | EAST | 15.3 | 12.98 | 2.6 | 3.67
CR | Hydro | 20 | ELLA_1 | 2.15 | 1.83 | 0.37 | 0.52
CR | Hydro | 20 | FASN_P | 2.69 | 2.29 | 0.46 | 0.65
CR | Hydro | 20 | FAUG_P | 9.04 | 7.67 | 1.54 | 2.17
CR | Hydro | 20 | FOUR_1 | 6.46 | 5.49 | 1.1 | 1.55
CR | Hydro | 20 | FWIL_P | 24.43 | 20.73 | 4.15 | 5.86
CR | Hydro | 20 | GLLE | 24.78 | 21.03 | 4.21 | 5.95
CR | Hydro | 20 | GRUB_P | 31.5 | 26.73 | 5.36 | 7.56
CR | Hydro | 20 | HARK_1 | 6.03 | 5.12 | 1.03 | 1.45
CR | Hydro | 20 | INDQ1 | 1.29 | 1.1 | 0.22 | 0.31
CR | Hydro | 20 | INNE_P | 5.39 | 4.57 | 0.92 | 1.29
CR | Hydro | 20 | KEOO | 27.15 | 23.04 | 4.62 | 6.52
CR | Hydro | 20 | KIIN_P | 12.39 | 10.51 | 2.11 | 2.97
CR | Hydro | 20 | KINL_P | 7.54 | 6.4 | 1.28 | 1.81
CR | Hydro | 20 | LAIR_P | 3.99 | 3.38 | 0.68 | 0.96
CR | Hydro | 20 | LAND1 | 3.12 | 2.65 | 0.53 | 0.75
CR | Hydro | 20 | LINM | 18.31 | 15.54 | 3.11 | 4.4
CR | Hydro | 20 | PENT_1 | 1.15 | 0.98 | 0.2 | 0.28
CR | Hydro | 20 | PORA_P | 9.86 | 8.37 | 1.68 | 2.37
CR | Hydro | 20 | QUOI_P | 3.72 | 3.15 | 0.63 | 0.89
CR | Hydro | 20 | RANN_P | 16.38 | 13.9 | 2.78 | 3.93
CR | Hydro | 20 | RASS_1 | 8.62 | 7.31 | 1.47 | 2.07
CR | Hydro | 20 | RATS_1 | 1.72 | 1.46 | 0.29 | 0.41
CR | Hydro | 20 | SFIL_P | 7.97 | 6.77 | 1.36 | 1.91
CR | Hydro | 20 | SLOY_P | 2.15 | 1.83 | 0.37 | 0.52
CR | Hydro | 20 | SWAN_1 | 50.63 | 42.97 | 8.61 | 12.15
CR | Hydro | 20 | TAYN_P | 13.77 | 11.69 | 2.34 | 3.31
CR | Hydro | 20 | TRAW_1 | 20.15 | 17.1 | 3.43 | 4.84
CR | Hydro | 20 | TUMB_P | 5.82 | 4.94 | 0.99 | 1.4
CR | Hydro | 21 | ALNE_P | 4.4 | 3.74 | 0.75 | 1.06
CR | Hydro | 21 | ARDK_P | 5.72 | 4.86 | 0.97 | 1.37
CR | Hydro | 21 | ARMO_P | 1.32 | 1.12 | 0.22 | 0.32
CR | Hydro | 21 | BOAG_P | 7.65 | 6.49 | 1.3 | 1.84
CR | Hydro | 21 | BRAC_P | 3.3 | 2.8 | 0.56 | 0.79
CR | Hydro | 21 | BROA_P | 1.32 | 1.12 | 0.22 | 0.32
CR | Hydro | 21 | BUMU_P | 1.1 | 0.93 | 0.19 | 0.26
CR | Hydro | 21 | CAAD_P | 2.64 | 2.24 | 0.45 | 0.63
CR | Hydro | 21 | CAFA | 13.21 | 11.21 | 2.25 | 3.17
CR | Hydro | 21 | CASS_P | 4.95 | 4.2 | 0.84 | 1.19
CR | Hydro | 21 | CEAN_P | 3.57 | 3.03 | 0.61 | 0.86
CR | Hydro | 21 | CLAC_P | 11.39 | 9.67 | 1.94 | 2.73
CR | Hydro | 21 | DUGR_P | 2.97 | 2.52 | 0.51 | 0.71
CR | Hydro | 21 | DUNO_P | 8.58 | 7.29 | 1.46 | 2.06
CR | Hydro | 21 | EAST | 15.63 | 13.26 | 2.66 | 3.75
CR | Hydro | 21 | ELLA_1 | 2.2 | 1.87 | 0.37 | 0.53
CR | Hydro | 21 | FASN_P | 2.75 | 2.34 | 0.47 | 0.66
CR | Hydro | 21 | FAUG_P | 9.23 | 7.84 | 1.57 | 2.22
CR | Hydro | 21 | FOUR_1 | 6.6 | 5.6 | 1.12 | 1.58
CR | Hydro | 21 | FWIL_P | 24.96 | 21.18 | 4.24 | 5.99
CR | Hydro | 21 | GLLE | 25.31 | 21.48 | 4.3 | 6.08
CR | Hydro | 21 | GRUB_P | 32.18 | 27.31 | 5.47 | 7.72
CR | Hydro | 21 | HARK_1 | 6.16 | 5.23 | 1.05 | 1.48
CR | Hydro | 21 | INDQ1 | 1.32 | 1.12 | 0.22 | 0.32
CR | Hydro | 21 | INNE_P | 5.5 | 4.67 | 0.94 | 1.32
CR | Hydro | 21 | KEOO | 27.74 | 23.54 | 4.71 | 6.66
CR | Hydro | 21 | KIIN_P | 12.66 | 10.74 | 2.15 | 3.04
CR | Hydro | 21 | KINL_P | 7.7 | 6.53 | 1.31 | 1.85
CR | Hydro | 21 | LAIR_P | 4.07 | 3.46 | 0.69 | 0.98
CR | Hydro | 21 | LAND1 | 3.19 | 2.71 | 0.54 | 0.77
CR | Hydro | 21 | LINM | 18.71 | 15.88 | 3.18 | 4.49
CR | Hydro | 21 | PENT_1 | 1.18 | 1 | 0.2 | 0.28
CR | Hydro | 21 | PORA_P | 10.07 | 8.55 | 1.71 | 2.42
CR | Hydro | 21 | QUOI_P | 3.8 | 3.22 | 0.65 | 0.91
CR | Hydro | 21 | RANN_P | 16.73 | 14.2 | 2.84 | 4.02
CR | Hydro | 21 | RASS_1 | 8.8 | 7.47 | 1.5 | 2.11
CR | Hydro | 21 | RATS_1 | 1.76 | 1.49 | 0.3 | 0.42
CR | Hydro | 21 | SFIL_P | 8.14 | 6.91 | 1.38 | 1.95
CR | Hydro | 21 | SLOY_P | 2.2 | 1.87 | 0.37 | 0.53
CR | Hydro | 21 | SWAN_1 | 51.73 | 43.9 | 8.79 | 12.41
CR | Hydro | 21 | TAYN_P | 14.07 | 11.94 | 2.39 | 3.38
CR | Hydro | 21 | TRAW_1 | 20.59 | 17.47 | 3.5 | 4.94
CR | Hydro | 21 | TUMB_P | 5.94 | 5.04 | 1.01 | 1.43
CR | Hydro | 22 | ALNE_P | 4.5 | 3.82 | 0.76 | 1.08
CR | Hydro | 22 | ARDK_P | 5.85 | 4.96 | 0.99 | 1.4
CR | Hydro | 22 | ARMO_P | 1.35 | 1.15 | 0.23 | 0.32
CR | Hydro | 22 | BOAG_P | 7.81 | 6.63 | 1.33 | 1.88
CR | Hydro | 22 | BRAC_P | 3.37 | 2.86 | 0.57 | 0.81
CR | Hydro | 22 | BROA_P | 1.35 | 1.15 | 0.23 | 0.32
CR | Hydro | 22 | BUMU_P | 1.12 | 0.95 | 0.19 | 0.27
CR | Hydro | 22 | CAAD_P | 2.7 | 2.29 | 0.46 | 0.65
CR | Hydro | 22 | CAFA | 13.49 | 11.45 | 2.29 | 3.24
CR | Hydro | 22 | CASS_P | 5.06 | 4.29 | 0.86 | 1.21
CR | Hydro | 22 | CEAN_P | 3.65 | 3.1 | 0.62 | 0.88
CR | Hydro | 22 | CLAC_P | 11.64 | 9.88 | 1.98 | 2.79
CR | Hydro | 22 | DUGR_P | 3.04 | 2.58 | 0.52 | 0.73
CR | Hydro | 22 | DUNO_P | 8.77 | 7.44 | 1.49 | 2.1
CR | Hydro | 22 | EAST | 15.97 | 13.55 | 2.71 | 3.83
CR | Hydro | 22 | ELLA_1 | 2.25 | 1.91 | 0.38 | 0.54
CR | Hydro | 22 | FASN_P | 2.81 | 2.39 | 0.48 | 0.67
CR | Hydro | 22 | FAUG_P | 9.43 | 8.01 | 1.6 | 2.26
CR | Hydro | 22 | FOUR_1 | 6.75 | 5.73 | 1.15 | 1.62
CR | Hydro | 22 | FWIL_P | 25.5 | 21.64 | 4.33 | 6.12
CR | Hydro | 22 | GLLE | 25.86 | 21.95 | 4.4 | 6.21
CR | Hydro | 22 | GRUB_P | 32.88 | 27.9 | 5.59 | 7.89
CR | Hydro | 22 | HARK_1 | 6.3 | 5.34 | 1.07 | 1.51
CR | Hydro | 22 | INDQ1 | 1.35 | 1.15 | 0.23 | 0.32
CR | Hydro | 22 | INNE_P | 5.62 | 4.77 | 0.96 | 1.35
CR | Hydro | 22 | KEOO | 28.33 | 24.05 | 4.82 | 6.8
CR | Hydro | 22 | KIIN_P | 12.93 | 10.97 | 2.2 | 3.1
CR | Hydro | 22 | KINL_P | 7.86 | 6.68 | 1.34 | 1.89
CR | Hydro | 22 | LAIR_P | 4.16 | 3.53 | 0.71 | 1
CR | Hydro | 22 | LAND1 | 3.26 | 2.77 | 0.55 | 0.78
CR | Hydro | 22 | LINM | 19.11 | 16.22 | 3.25 | 4.59
CR | Hydro | 22 | PENT_1 | 1.2 | 1.02 | 0.2 | 0.29
CR | Hydro | 22 | PORA_P | 10.29 | 8.73 | 1.75 | 2.47
CR | Hydro | 22 | QUOI_P | 3.88 | 3.29 | 0.66 | 0.93
CR | Hydro | 22 | RANN_P | 17.09 | 14.5 | 2.91 | 4.1
CR | Hydro | 22 | RASS_1 | 9 | 7.63 | 1.53 | 2.16
CR | Hydro | 22 | RATS_1 | 1.8 | 1.53 | 0.31 | 0.43
CR | Hydro | 22 | SFIL_P | 8.32 | 7.06 | 1.41 | 2
CR | Hydro | 22 | SLOY_P | 2.25 | 1.91 | 0.38 | 0.54
CR | Hydro | 22 | SWAN_1 | 52.85 | 44.85 | 8.98 | 12.68
CR | Hydro | 22 | TAYN_P | 14.38 | 12.2 | 2.44 | 3.45
CR | Hydro | 22 | TRAW_1 | 21.03 | 17.85 | 3.58 | 5.05
CR | Hydro | 22 | TUMB_P | 6.07 | 5.15 | 1.03 | 1.46
CR | Hydro | 23 | ALNE_P | 4.59 | 3.9 | 0.78 | 1.1
CR | Hydro | 23 | ARDK_P | 5.97 | 5.07 | 1.02 | 1.43
CR | Hydro | 23 | ARMO_P | 1.38 | 1.17 | 0.23 | 0.33
CR | Hydro | 23 | BOAG_P | 7.98 | 6.77 | 1.36 | 1.92
CR | Hydro | 23 | BRAC_P | 3.45 | 2.92 | 0.59 | 0.83
CR | Hydro | 23 | BROA_P | 1.38 | 1.17 | 0.23 | 0.33
CR | Hydro | 23 | BUMU_P | 1.15 | 0.97 | 0.2 | 0.28
CR | Hydro | 23 | CAAD_P | 2.76 | 2.34 | 0.47 | 0.66
CR | Hydro | 23 | CAFA | 13.78 | 11.7 | 2.34 | 3.31
CR | Hydro | 23 | CASS_P | 5.17 | 4.39 | 0.88 | 1.24
CR | Hydro | 23 | CEAN_P | 3.73 | 3.16 | 0.63 | 0.89
CR | Hydro | 23 | CLAC_P | 11.89 | 10.09 | 2.02 | 2.85
CR | Hydro | 23 | DUGR_P | 3.1 | 2.63 | 0.53 | 0.74
CR | Hydro | 23 | DUNO_P | 8.96 | 7.6 | 1.52 | 2.15
CR | Hydro | 23 | EAST | 16.31 | 13.84 | 2.77 | 3.91
CR | Hydro | 23 | ELLA_1 | 2.3 | 1.95 | 0.39 | 0.55
CR | Hydro | 23 | FASN_P | 2.87 | 2.44 | 0.49 | 0.69
CR | Hydro | 23 | FAUG_P | 9.64 | 8.18 | 1.64 | 2.31
CR | Hydro | 23 | FOUR_1 | 6.89 | 5.85 | 1.17 | 1.65
CR | Hydro | 23 | FWIL_P | 26.04 | 22.1 | 4.43 | 6.25
CR | Hydro | 23 | GLLE | 26.42 | 22.42 | 4.49 | 6.34
CR | Hydro | 23 | GRUB_P | 33.58 | 28.5 | 5.71 | 8.06
CR | Hydro | 23 | HARK_1 | 6.43 | 5.46 | 1.09 | 1.54
CR | Hydro | 23 | INDQ1 | 1.38 | 1.17 | 0.23 | 0.33
CR | Hydro | 23 | INNE_P | 5.74 | 4.87 | 0.98 | 1.38
CR | Hydro | 23 | KEOO | 28.94 | 24.57 | 4.92 | 6.95
CR | Hydro | 23 | KIIN_P | 13.21 | 11.21 | 2.25 | 3.17
CR | Hydro | 23 | KINL_P | 8.03 | 6.82 | 1.37 | 1.93
CR | Hydro | 23 | LAIR_P | 4.25 | 3.61 | 0.72 | 1.02
CR | Hydro | 23 | LAND1 | 3.33 | 2.83 | 0.57 | 0.8
CR | Hydro | 23 | LINM | 19.53 | 16.57 | 3.32 | 4.69
CR | Hydro | 23 | PENT_1 | 1.23 | 1.04 | 0.21 | 0.29
CR | Hydro | 23 | PORA_P | 10.51 | 8.92 | 1.79 | 2.52
CR | Hydro | 23 | QUOI_P | 3.96 | 3.36 | 0.67 | 0.95
CR | Hydro | 23 | RANN_P | 17.46 | 14.82 | 2.97 | 4.19
CR | Hydro | 23 | RASS_1 | 9.19 | 7.8 | 1.56 | 2.21
CR | Hydro | 23 | RATS_1 | 1.84 | 1.56 | 0.31 | 0.44
CR | Hydro | 23 | SFIL_P | 8.5 | 7.21 | 1.44 | 2.04
CR | Hydro | 23 | SLOY_P | 2.3 | 1.95 | 0.39 | 0.55
CR | Hydro | 23 | SWAN_1 | 53.99 | 45.82 | 9.18 | 12.96
CR | Hydro | 23 | TAYN_P | 14.68 | 12.46 | 2.5 | 3.52
CR | Hydro | 23 | TRAW_1 | 21.49 | 18.24 | 3.65 | 5.16
CR | Hydro | 23 | TUMB_P | 6.2 | 5.26 | 1.05 | 1.49
CR | Hydro | 24 | ALNE_P | 4.69 | 3.98 | 0.8 | 1.13
CR | Hydro | 24 | ARDK_P | 6.1 | 5.18 | 1.04 | 1.46
CR | Hydro | 24 | ARMO_P | 1.41 | 1.19 | 0.24 | 0.34
CR | Hydro | 24 | BOAG_P | 8.15 | 6.92 | 1.39 | 1.96
CR | Hydro | 24 | BRAC_P | 3.52 | 2.99 | 0.6 | 0.84
CR | Hydro | 24 | BROA_P | 1.41 | 1.19 | 0.24 | 0.34
CR | Hydro | 24 | BUMU_P | 1.17 | 1 | 0.2 | 0.28
CR | Hydro | 24 | CAAD_P | 2.82 | 2.39 | 0.48 | 0.68
CR | Hydro | 24 | CAFA | 14.08 | 11.95 | 2.39 | 3.38
CR | Hydro | 24 | CASS_P | 5.28 | 4.48 | 0.9 | 1.27
CR | Hydro | 24 | CEAN_P | 3.81 | 3.23 | 0.65 | 0.91
CR | Hydro | 24 | CLAC_P | 12.14 | 10.31 | 2.06 | 2.91
CR | Hydro | 24 | DUGR_P | 3.17 | 2.69 | 0.54 | 0.76
CR | Hydro | 24 | DUNO_P | 9.15 | 7.77 | 1.56 | 2.2
CR | Hydro | 24 | EAST | 16.66 | 14.14 | 2.83 | 4
CR | Hydro | 24 | ELLA_1 | 2.35 | 1.99 | 0.4 | 0.56
CR | Hydro | 24 | FASN_P | 2.93 | 2.49 | 0.5 | 0.7
CR | Hydro | 24 | FAUG_P | 9.84 | 8.35 | 1.67 | 2.36
CR | Hydro | 24 | FOUR_1 | 7.04 | 5.97 | 1.2 | 1.69
CR | Hydro | 24 | FWIL_P | 26.6 | 22.58 | 4.52 | 6.38
CR | Hydro | 24 | GLLE | 26.98 | 22.9 | 4.59 | 6.48
CR | Hydro | 24 | GRUB_P | 34.3 | 29.11 | 5.83 | 8.23
CR | Hydro | 24 | HARK_1 | 6.57 | 5.58 | 1.12 | 1.58
CR | Hydro | 24 | INDQ1 | 1.41 | 1.19 | 0.24 | 0.34
CR | Hydro | 24 | INNE_P | 5.87 | 4.98 | 1 | 1.41
CR | Hydro | 24 | KEOO | 29.56 | 25.09 | 5.03 | 7.1
CR | Hydro | 24 | KIIN_P | 13.49 | 11.45 | 2.29 | 3.24
CR | Hydro | 24 | KINL_P | 8.21 | 6.97 | 1.4 | 1.97
CR | Hydro | 24 | LAIR_P | 4.34 | 3.68 | 0.74 | 1.04
CR | Hydro | 24 | LAND1 | 3.4 | 2.89 | 0.58 | 0.82
CR | Hydro | 24 | LINM | 19.94 | 16.93 | 3.39 | 4.79
CR | Hydro | 24 | PENT_1 | 1.26 | 1.07 | 0.21 | 0.3
CR | Hydro | 24 | PORA_P | 10.74 | 9.11 | 1.82 | 2.58
CR | Hydro | 24 | QUOI_P | 4.05 | 3.44 | 0.69 | 0.97
CR | Hydro | 24 | RANN_P | 17.83 | 15.14 | 3.03 | 4.28
CR | Hydro | 24 | RASS_1 | 9.39 | 7.97 | 1.6 | 2.25
CR | Hydro | 24 | RATS_1 | 1.88 | 1.59 | 0.32 | 0.45
CR | Hydro | 24 | SFIL_P | 8.68 | 7.37 | 1.48 | 2.08
CR | Hydro | 24 | SLOY_P | 2.35 | 1.99 | 0.4 | 0.56
CR | Hydro | 24 | SWAN_1 | 55.14 | 46.8 | 9.37 | 13.23
CR | Hydro | 24 | TAYN_P | 15 | 12.73 | 2.55 | 3.6
CR | Hydro | 24 | TRAW_1 | 21.95 | 18.63 | 3.73 | 5.27
CR | Hydro | 24 | TUMB_P | 6.34 | 5.38 | 1.08 | 1.52
CR | Hydro | 25 | ALNE_P | 4.79 | 4.07 | 0.81 | 1.15
CR | Hydro | 25 | ARDK_P | 6.23 | 5.29 | 1.06 | 1.5
CR | Hydro | 25 | ARMO_P | 1.44 | 1.22 | 0.24 | 0.35
CR | Hydro | 25 | BOAG_P | 8.33 | 7.07 | 1.42 | 2
CR | Hydro | 25 | BRAC_P | 3.6 | 3.05 | 0.61 | 0.86
CR | Hydro | 25 | BROA_P | 1.44 | 1.22 | 0.24 | 0.35
CR | Hydro | 25 | BUMU_P | 1.2 | 1.02 | 0.2 | 0.29
CR | Hydro | 25 | CAAD_P | 2.88 | 2.44 | 0.49 | 0.69
CR | Hydro | 25 | CAFA | 14.38 | 12.2 | 2.44 | 3.45
CR | Hydro | 25 | CASS_P | 5.39 | 4.58 | 0.92 | 1.29
CR | Hydro | 25 | CEAN_P | 3.89 | 3.3 | 0.66 | 0.93
CR | Hydro | 25 | CLAC_P | 12.4 | 10.53 | 2.11 | 2.98
CR | Hydro | 25 | DUGR_P | 3.24 | 2.75 | 0.55 | 0.78
CR | Hydro | 25 | DUNO_P | 9.35 | 7.93 | 1.59 | 2.24
CR | Hydro | 25 | EAST | 17.02 | 14.44 | 2.89 | 4.08
CR | Hydro | 25 | ELLA_1 | 2.4 | 2.03 | 0.41 | 0.58
CR | Hydro | 25 | FASN_P | 3 | 2.54 | 0.51 | 0.72
CR | Hydro | 25 | FAUG_P | 10.05 | 8.53 | 1.71 | 2.41
CR | Hydro | 25 | FOUR_1 | 7.19 | 6.1 | 1.22 | 1.73
CR | Hydro | 25 | FWIL_P | 27.17 | 23.06 | 4.62 | 6.52
CR | Hydro | 25 | GLLE | 27.56 | 23.39 | 4.69 | 6.62
CR | Hydro | 25 | GRUB_P | 35.04 | 29.74 | 5.96 | 8.41
CR | Hydro | 25 | HARK_1 | 6.71 | 5.7 | 1.14 | 1.61
CR | Hydro | 25 | INDQ1 | 1.44 | 1.22 | 0.24 | 0.35
CR | Hydro | 25 | INNE_P | 5.99 | 5.09 | 1.02 | 1.44
CR | Hydro | 25 | KEOO | 30.2 | 25.63 | 5.13 | 7.25
CR | Hydro | 25 | KIIN_P | 13.78 | 11.7 | 2.34 | 3.31
CR | Hydro | 25 | KINL_P | 8.38 | 7.11 | 1.43 | 2.01
CR | Hydro | 25 | LAIR_P | 4.43 | 3.76 | 0.75 | 1.06
CR | Hydro | 25 | LAND1 | 3.48 | 2.95 | 0.59 | 0.83
CR | Hydro | 25 | LINM | 20.37 | 17.29 | 3.46 | 4.89
CR | Hydro | 25 | PENT_1 | 1.28 | 1.09 | 0.22 | 0.31
CR | Hydro | 25 | PORA_P | 10.96 | 9.31 | 1.86 | 2.63
CR | Hydro | 25 | QUOI_P | 4.13 | 3.51 | 0.7 | 0.99
CR | Hydro | 25 | RANN_P | 18.21 | 15.46 | 3.1 | 4.37
CR | Hydro | 25 | RASS_1 | 9.59 | 8.14 | 1.63 | 2.3
CR | Hydro | 25 | RATS_1 | 1.92 | 1.63 | 0.33 | 0.46
CR | Hydro | 25 | SFIL_P | 8.87 | 7.53 | 1.51 | 2.13
CR | Hydro | 25 | SLOY_P | 2.4 | 2.03 | 0.41 | 0.58
CR | Hydro | 25 | SWAN_1 | 56.32 | 47.8 | 9.58 | 13.52
CR | Hydro | 25 | TAYN_P | 15.32 | 13 | 2.6 | 3.68
CR | Hydro | 25 | TRAW_1 | 22.42 | 19.03 | 3.81 | 5.38
CR | Hydro | 25 | TUMB_P | 6.47 | 5.49 | 1.1 | 1.55
CR | Hydro | 26 | ALNE_P | 4.9 | 4.16 | 0.83 | 1.17
CR | Hydro | 26 | ARDK_P | 6.36 | 5.4 | 1.08 | 1.53
CR | Hydro | 26 | ARMO_P | 1.47 | 1.25 | 0.25 | 0.35
CR | Hydro | 26 | BOAG_P | 8.51 | 7.22 | 1.45 | 2.04
CR | Hydro | 26 | BRAC_P | 3.67 | 3.12 | 0.62 | 0.88
CR | Hydro | 26 | BROA_P | 1.47 | 1.25 | 0.25 | 0.35
CR | Hydro | 26 | BUMU_P | 1.22 | 1.04 | 0.21 | 0.29
CR | Hydro | 26 | CAAD_P | 2.94 | 2.49 | 0.5 | 0.7
CR | Hydro | 26 | CAFA | 14.69 | 12.47 | 2.5 | 3.53
CR | Hydro | 26 | CASS_P | 5.51 | 4.67 | 0.94 | 1.32
CR | Hydro | 26 | CEAN_P | 3.97 | 3.37 | 0.68 | 0.95
CR | Hydro | 26 | CLAC_P | 12.67 | 10.75 | 2.15 | 3.04
CR | Hydro | 26 | DUGR_P | 3.3 | 2.8 | 0.56 | 0.79
CR | Hydro | 26 | DUNO_P | 9.55 | 8.1 | 1.62 | 2.29
CR | Hydro | 26 | EAST | 17.38 | 14.75 | 2.95 | 4.17
CR | Hydro | 26 | ELLA_1 | 2.45 | 2.08 | 0.42 | 0.59
CR | Hydro | 26 | FASN_P | 3.06 | 2.6 | 0.52 | 0.73
CR | Hydro | 26 | FAUG_P | 10.27 | 8.72 | 1.75 | 2.46
CR | Hydro | 26 | FOUR_1 | 7.34 | 6.23 | 1.25 | 1.76
CR | Hydro | 26 | FWIL_P | 27.75 | 23.55 | 4.72 | 6.66
CR | Hydro | 26 | GLLE | 28.15 | 23.89 | 4.79 | 6.76
CR | Hydro | 26 | GRUB_P | 35.79 | 30.37 | 6.08 | 8.59
CR | Hydro | 26 | HARK_1 | 6.85 | 5.82 | 1.17 | 1.64
CR | Hydro | 26 | INDQ1 | 1.47 | 1.25 | 0.25 | 0.35
CR | Hydro | 26 | INNE_P | 6.12 | 5.19 | 1.04 | 1.47
CR | Hydro | 26 | KEOO | 30.84 | 26.18 | 5.24 | 7.4
CR | Hydro | 26 | KIIN_P | 14.08 | 11.95 | 2.39 | 3.38
CR | Hydro | 26 | KINL_P | 8.56 | 7.27 | 1.46 | 2.05
CR | Hydro | 26 | LAIR_P | 4.53 | 3.84 | 0.77 | 1.09
CR | Hydro | 26 | LAND1 | 3.55 | 3.01 | 0.6 | 0.85
CR | Hydro | 26 | LINM | 20.81 | 17.66 | 3.54 | 4.99
CR | Hydro | 26 | PENT_1 | 1.31 | 1.11 | 0.22 | 0.31
CR | Hydro | 26 | PORA_P | 11.2 | 9.5 | 1.9 | 2.69
CR | Hydro | 26 | QUOI_P | 4.22 | 3.58 | 0.72 | 1.01
CR | Hydro | 26 | RANN_P | 18.6 | 15.79 | 3.16 | 4.46
CR | Hydro | 26 | RASS_1 | 9.79 | 8.31 | 1.66 | 2.35
CR | Hydro | 26 | RATS_1 | 1.96 | 1.66 | 0.33 | 0.47
CR | Hydro | 26 | SFIL_P | 9.06 | 7.69 | 1.54 | 2.17
CR | Hydro | 26 | SLOY_P | 2.45 | 2.08 | 0.42 | 0.59
CR | Hydro | 26 | SWAN_1 | 57.52 | 48.82 | 9.78 | 13.81
CR | Hydro | 26 | TAYN_P | 15.65 | 13.28 | 2.66 | 3.76
CR | Hydro | 26 | TRAW_1 | 22.9 | 19.43 | 3.89 | 5.49
CR | Hydro | 26 | TUMB_P | 6.61 | 5.61 | 1.12 | 1.59
CR | Hydro | 27 | ALNE_P | 5 | 4.24 | 0.85 | 1.2
CR | Hydro | 27 | ARDK_P | 6.5 | 5.52 | 1.11 | 1.56
CR | Hydro | 27 | ARMO_P | 1.5 | 1.27 | 0.26 | 0.36
CR | Hydro | 27 | BOAG_P | 8.69 | 7.37 | 1.48 | 2.09
CR | Hydro | 27 | BRAC_P | 3.75 | 3.18 | 0.64 | 0.9
CR | Hydro | 27 | BROA_P | 1.5 | 1.27 | 0.26 | 0.36
CR | Hydro | 27 | BUMU_P | 1.25 | 1.06 | 0.21 | 0.3
CR | Hydro | 27 | CAAD_P | 3 | 2.55 | 0.51 | 0.72
CR | Hydro | 27 | CAFA | 15 | 12.73 | 2.55 | 3.6
CR | Hydro | 27 | CASS_P | 5.63 | 4.77 | 0.96 | 1.35
CR | Hydro | 27 | CEAN_P | 4.06 | 3.44 | 0.69 | 0.97
CR | Hydro | 27 | CLAC_P | 12.94 | 10.98 | 2.2 | 3.11
CR | Hydro | 27 | DUGR_P | 3.38 | 2.86 | 0.57 | 0.81
CR | Hydro | 27 | DUNO_P | 9.75 | 8.27 | 1.66 | 2.34
CR | Hydro | 27 | EAST | 17.75 | 15.06 | 3.02 | 4.26
CR | Hydro | 27 | ELLA_1 | 2.5 | 2.12 | 0.43 | 0.6
CR | Hydro | 27 | FASN_P | 3.13 | 2.65 | 0.53 | 0.75
CR | Hydro | 27 | FAUG_P | 10.49 | 8.9 | 1.78 | 2.52
CR | Hydro | 27 | FOUR_1 | 7.5 | 6.37 | 1.28 | 1.8
CR | Hydro | 27 | FWIL_P | 28.34 | 24.06 | 4.82 | 6.8
CR | Hydro | 27 | GLLE | 28.75 | 24.4 | 4.89 | 6.9
CR | Hydro | 27 | GRUB_P | 36.55 | 31.02 | 6.21 | 8.77
CR | Hydro | 27 | HARK_1 | 7 | 5.94 | 1.19 | 1.68
CR | Hydro | 27 | INDQ1 | 1.5 | 1.27 | 0.26 | 0.36
CR | Hydro | 27 | INNE_P | 6.25 | 5.3 | 1.06 | 1.5
CR | Hydro | 27 | KEOO | 31.5 | 26.73 | 5.36 | 7.56
CR | Hydro | 27 | KIIN_P | 14.38 | 12.2 | 2.44 | 3.45
CR | Hydro | 27 | KINL_P | 8.74 | 7.42 | 1.49 | 2.1
CR | Hydro | 27 | LAIR_P | 4.63 | 3.93 | 0.79 | 1.11
CR | Hydro | 27 | LAND1 | 3.63 | 3.08 | 0.62 | 0.87
CR | Hydro | 27 | LINM | 21.25 | 18.03 | 3.61 | 5.1
CR | Hydro | 27 | PENT_1 | 1.34 | 1.14 | 0.23 | 0.32
CR | Hydro | 27 | PORA_P | 11.44 | 9.71 | 1.94 | 2.75
CR | Hydro | 27 | QUOI_P | 4.31 | 3.66 | 0.73 | 1.04
CR | Hydro | 27 | RANN_P | 19 | 16.13 | 3.23 | 4.56
CR | Hydro | 27 | RASS_1 | 10 | 8.49 | 1.7 | 2.4
CR | Hydro | 27 | RATS_1 | 2 | 1.7 | 0.34 | 0.48
CR | Hydro | 27 | SFIL_P | 9.25 | 7.85 | 1.57 | 2.22
CR | Hydro | 27 | SLOY_P | 2.5 | 2.12 | 0.43 | 0.6
CR | Hydro | 27 | SWAN_1 | 58.75 | 49.86 | 9.99 | 14.1
CR | Hydro | 27 | TAYN_P | 15.98 | 13.56 | 2.72 | 3.84
CR | Hydro | 27 | TRAW_1 | 23.38 | 19.85 | 3.98 | 5.61
CR | Hydro | 27 | TUMB_P | 6.75 | 5.73 | 1.15 | 1.62
CR | Hydro | 28 | ALNE_P | 5.11 | 4.33 | 0.87 | 1.23
CR | Hydro | 28 | ARDK_P | 6.64 | 5.63 | 1.13 | 1.59
CR | Hydro | 28 | ARMO_P | 1.53 | 1.3 | 0.26 | 0.37
CR | Hydro | 28 | BOAG_P | 8.87 | 7.53 | 1.51 | 2.13
CR | Hydro | 28 | BRAC_P | 3.83 | 3.25 | 0.65 | 0.92
CR | Hydro | 28 | BROA_P | 1.53 | 1.3 | 0.26 | 0.37
CR | Hydro | 28 | BUMU_P | 1.28 | 1.08 | 0.22 | 0.31
CR | Hydro | 28 | CAAD_P | 3.06 | 2.6 | 0.52 | 0.74
CR | Hydro | 28 | CAFA | 15.32 | 13 | 2.6 | 3.68
CR | Hydro | 28 | CASS_P | 5.74 | 4.88 | 0.98 | 1.38
CR | Hydro | 28 | CEAN_P | 4.14 | 3.52 | 0.7 | 0.99
CR | Hydro | 28 | CLAC_P | 13.21 | 11.21 | 2.25 | 3.17
CR | Hydro | 28 | DUGR_P | 3.45 | 2.93 | 0.59 | 0.83
CR | Hydro | 28 | DUNO_P | 9.96 | 8.45 | 1.69 | 2.39
CR | Hydro | 28 | EAST | 18.13 | 15.39 | 3.08 | 4.35
CR | Hydro | 28 | ELLA_1 | 2.55 | 2.17 | 0.43 | 0.61
CR | Hydro | 28 | FASN_P | 3.19 | 2.71 | 0.54 | 0.77
CR | Hydro | 28 | FAUG_P | 10.71 | 9.09 | 1.82 | 2.57
CR | Hydro | 28 | FOUR_1 | 7.66 | 6.5 | 1.3 | 1.84
CR | Hydro | 28 | FWIL_P | 28.95 | 24.57 | 4.92 | 6.95
CR | Hydro | 28 | GLLE | 29.36 | 24.92 | 4.99 | 7.05
CR | Hydro | 28 | GRUB_P | 37.33 | 31.68 | 6.35 | 8.96
CR | Hydro | 28 | HARK_1 | 7.15 | 6.07 | 1.22 | 1.72
CR | Hydro | 28 | INDQ1 | 1.53 | 1.3 | 0.26 | 0.37
CR | Hydro | 28 | INNE_P | 6.38 | 5.42 | 1.09 | 1.53
CR | Hydro | 28 | KEOO | 32.17 | 27.3 | 5.47 | 7.72
CR | Hydro | 28 | KIIN_P | 14.68 | 12.46 | 2.5 | 3.52
CR | Hydro | 28 | KINL_P | 8.93 | 7.58 | 1.52 | 2.14
CR | Hydro | 28 | LAIR_P | 4.72 | 4.01 | 0.8 | 1.13
CR | Hydro | 28 | LAND1 | 3.7 | 3.14 | 0.63 | 0.89
CR | Hydro | 28 | LINM | 21.7 | 18.42 | 3.69 | 5.21
CR | Hydro | 28 | PENT_1 | 1.37 | 1.16 | 0.23 | 0.33
CR | Hydro | 28 | PORA_P | 11.68 | 9.91 | 1.99 | 2.8
CR | Hydro | 28 | QUOI_P | 4.4 | 3.74 | 0.75 | 1.06
CR | Hydro | 28 | RANN_P | 19.4 | 16.47 | 3.3 | 4.66
CR | Hydro | 28 | RASS_1 | 10.21 | 8.67 | 1.74 | 2.45
CR | Hydro | 28 | RATS_1 | 2.04 | 1.73 | 0.35 | 0.49
CR | Hydro | 28 | SFIL_P | 9.45 | 8.02 | 1.61 | 2.27
CR | Hydro | 28 | SLOY_P | 2.55 | 2.17 | 0.43 | 0.61
CR | Hydro | 28 | SWAN_1 | 60 | 50.92 | 10.2 | 14.4
CR | Hydro | 28 | TAYN_P | 16.32 | 13.85 | 2.77 | 3.92
CR | Hydro | 28 | TRAW_1 | 23.88 | 20.27 | 4.06 | 5.73
CR | Hydro | 28 | TUMB_P | 6.89 | 5.85 | 1.17 | 1.65
CR | Hydro | 29 | ALNE_P | 5.21 | 4.43 | 0.89 | 1.25
CR | Hydro | 29 | ARDK_P | 6.78 | 5.75 | 1.15 | 1.63
CR | Hydro | 29 | ARMO_P | 1.56 | 1.33 | 0.27 | 0.38
CR | Hydro | 29 | BOAG_P | 9.06 | 7.69 | 1.54 | 2.17
CR | Hydro | 29 | BRAC_P | 3.91 | 3.32 | 0.66 | 0.94
CR | Hydro | 29 | BROA_P | 1.56 | 1.33 | 0.27 | 0.38
CR | Hydro | 29 | BUMU_P | 1.3 | 1.11 | 0.22 | 0.31
CR | Hydro | 29 | CAAD_P | 3.13 | 2.66 | 0.53 | 0.75
CR | Hydro | 29 | CAFA | 15.64 | 13.28 | 2.66 | 3.75
CR | Hydro | 29 | CASS_P | 5.87 | 4.98 | 1 | 1.41
CR | Hydro | 29 | CEAN_P | 4.23 | 3.59 | 0.72 | 1.02
CR | Hydro | 29 | CLAC_P | 13.49 | 11.45 | 2.29 | 3.24
CR | Hydro | 29 | DUGR_P | 3.52 | 2.99 | 0.6 | 0.84
CR | Hydro | 29 | DUNO_P | 10.17 | 8.63 | 1.73 | 2.44
CR | Hydro | 29 | EAST | 18.51 | 15.71 | 3.15 | 4.44
CR | Hydro | 29 | ELLA_1 | 2.61 | 2.21 | 0.44 | 0.63
CR | Hydro | 29 | FASN_P | 3.26 | 2.77 | 0.55 | 0.78
CR | Hydro | 29 | FAUG_P | 10.94 | 9.28 | 1.86 | 2.63
CR | Hydro | 29 | FOUR_1 | 7.82 | 6.64 | 1.33 | 1.88
CR | Hydro | 29 | FWIL_P | 29.56 | 25.09 | 5.03 | 7.09
CR | Hydro | 29 | GLLE | 29.99 | 25.45 | 5.1 | 7.2
CR | Hydro | 29 | GRUB_P | 38.12 | 32.35 | 6.48 | 9.15
CR | Hydro | 29 | HARK_1 | 7.3 | 6.2 | 1.24 | 1.75
CR | Hydro | 29 | INDQ1 | 1.56 | 1.33 | 0.27 | 0.38
CR | Hydro | 29 | INNE_P | 6.52 | 5.53 | 1.11 | 1.56
CR | Hydro | 29 | KEOO | 32.85 | 27.88 | 5.59 | 7.88
CR | Hydro | 29 | KIIN_P | 14.99 | 12.72 | 2.55 | 3.6
CR | Hydro | 29 | KINL_P | 9.12 | 7.74 | 1.55 | 2.19
CR | Hydro | 29 | LAIR_P | 4.82 | 4.09 | 0.82 | 1.16
CR | Hydro | 29 | LAND1 | 3.78 | 3.21 | 0.64 | 0.91
CR | Hydro | 29 | LINM | 22.16 | 18.81 | 3.77 | 5.32
CR | Hydro | 29 | PENT_1 | 1.39 | 1.18 | 0.24 | 0.33
CR | Hydro | 29 | PORA_P | 11.93 | 10.12 | 2.03 | 2.86
CR | Hydro | 29 | QUOI_P | 4.5 | 3.82 | 0.76 | 1.08
CR | Hydro | 29 | RANN_P | 19.82 | 16.82 | 3.37 | 4.76
CR | Hydro | 29 | RASS_1 | 10.43 | 8.85 | 1.77 | 2.5
CR | Hydro | 29 | RATS_1 | 2.09 | 1.77 | 0.35 | 0.5
CR | Hydro | 29 | SFIL_P | 9.65 | 8.19 | 1.64 | 2.32
CR | Hydro | 29 | SLOY_P | 2.61 | 2.21 | 0.44 | 0.63
CR | Hydro | 29 | SWAN_1 | 61.27 | 52 | 10.42 | 14.71
CR | Hydro | 29 | TAYN_P | 16.67 | 14.15 | 2.83 | 4
CR | Hydro | 29 | TRAW_1 | 24.39 | 20.7 | 4.15 | 5.85
CR | Hydro | 29 | TUMB_P | 7.04 | 5.97 | 1.2 | 1.69
CR | Hydro | 30 | ALNE_P | 5.33 | 4.52 | 0.91 | 1.28
CR | Hydro | 30 | ARDK_P | 6.92 | 5.88 | 1.18 | 1.66
CR | Hydro | 30 | ARMO_P | 1.6 | 1.36 | 0.27 | 0.38
CR | Hydro | 30 | BOAG_P | 9.25 | 7.85 | 1.57 | 2.22
CR | Hydro | 30 | BRAC_P | 3.99 | 3.39 | 0.68 | 0.96
CR | Hydro | 30 | BROA_P | 1.6 | 1.36 | 0.27 | 0.38
CR | Hydro | 30 | BUMU_P | 1.33 | 1.13 | 0.23 | 0.32
CR | Hydro | 30 | CAAD_P | 3.2 | 2.71 | 0.54 | 0.77
CR | Hydro | 30 | CAFA | 15.98 | 13.56 | 2.72 | 3.83
CR | Hydro | 30 | CASS_P | 5.99 | 5.08 | 1.02 | 1.44
CR | Hydro | 30 | CEAN_P | 4.32 | 3.67 | 0.73 | 1.04
CR | Hydro | 30 | CLAC_P | 13.78 | 11.69 | 2.34 | 3.31
CR | Hydro | 30 | DUGR_P | 3.59 | 3.05 | 0.61 | 0.86
CR | Hydro | 30 | DUNO_P | 10.38 | 8.81 | 1.77 | 2.49
CR | Hydro | 30 | EAST | 18.91 | 16.04 | 3.21 | 4.54
CR | Hydro | 30 | ELLA_1 | 2.66 | 2.26 | 0.45 | 0.64
CR | Hydro | 30 | FASN_P | 3.33 | 2.82 | 0.57 | 0.8
CR | Hydro | 30 | FAUG_P | 11.17 | 9.48 | 1.9 | 2.68
CR | Hydro | 30 | FOUR_1 | 7.99 | 6.78 | 1.36 | 1.92
CR | Hydro | 30 | FWIL_P | 30.19 | 25.62 | 5.13 | 7.25
CR | Hydro | 30 | GLLE | 30.62 | 25.99 | 5.21 | 7.35
CR | Hydro | 30 | GRUB_P | 38.93 | 33.04 | 6.62 | 9.34
CR | Hydro | 30 | HARK_1 | 7.46 | 6.33 | 1.27 | 1.79
CR | Hydro | 30 | INDQ1 | 1.6 | 1.36 | 0.27 | 0.38
CR | Hydro | 30 | INNE_P | 6.66 | 5.65 | 1.13 | 1.6
CR | Hydro | 30 | KEOO | 33.55 | 28.47 | 5.7 | 8.05
CR | Hydro | 30 | KIIN_P | 15.31 | 12.99 | 2.6 | 3.67
CR | Hydro | 30 | KINL_P | 9.31 | 7.9 | 1.58 | 2.24
CR | Hydro | 30 | LAIR_P | 4.93 | 4.18 | 0.84 | 1.18
CR | Hydro | 30 | LAND1 | 3.86 | 3.28 | 0.66 | 0.93
CR | Hydro | 30 | LINM | 22.63 | 19.21 | 3.85 | 5.43
CR | Hydro | 30 | PENT_1 | 1.42 | 1.21 | 0.24 | 0.34
CR | Hydro | 30 | PORA_P | 12.18 | 10.34 | 2.07 | 2.92
CR | Hydro | 30 | QUOI_P | 4.59 | 3.9 | 0.78 | 1.1
CR | Hydro | 30 | RANN_P | 20.24 | 17.17 | 3.44 | 4.86
CR | Hydro | 30 | RASS_1 | 10.65 | 9.04 | 1.81 | 2.56
CR | Hydro | 30 | RATS_1 | 2.13 | 1.81 | 0.36 | 0.51
CR | Hydro | 30 | SFIL_P | 9.85 | 8.36 | 1.67 | 2.36
CR | Hydro | 30 | SLOY_P | 2.66 | 2.26 | 0.45 | 0.64
CR | Hydro | 30 | SWAN_1 | 62.57 | 53.11 | 10.64 | 15.02
CR | Hydro | 30 | TAYN_P | 17.02 | 14.45 | 2.89 | 4.09
CR | Hydro | 30 | TRAW_1 | 24.91 | 21.14 | 4.23 | 5.98
CR | Hydro | 30 | TUMB_P | 7.19 | 6.1 | 1.22 | 1.73
CR | Hydro | 31 | ALNE_P | 5.44 | 4.62 | 0.92 | 1.31
CR | Hydro | 31 | ARDK_P | 7.07 | 6 | 1.2 | 1.7
CR | Hydro | 31 | ARMO_P | 1.63 | 1.38 | 0.28 | 0.39
CR | Hydro | 31 | BOAG_P | 9.45 | 8.02 | 1.61 | 2.27
CR | Hydro | 31 | BRAC_P | 4.08 | 3.46 | 0.69 | 0.98
CR | Hydro | 31 | BROA_P | 1.63 | 1.38 | 0.28 | 0.39
CR | Hydro | 31 | BUMU_P | 1.36 | 1.15 | 0.23 | 0.33
CR | Hydro | 31 | CAAD_P | 3.26 | 2.77 | 0.55 | 0.78
CR | Hydro | 31 | CAFA | 16.31 | 13.85 | 2.77 | 3.92
CR | Hydro | 31 | CASS_P | 6.12 | 5.19 | 1.04 | 1.47
CR | Hydro | 31 | CEAN_P | 4.41 | 3.74 | 0.75 | 1.06
CR | Hydro | 31 | CLAC_P | 14.07 | 11.94 | 2.39 | 3.38
CR | Hydro | 31 | DUGR_P | 3.67 | 3.12 | 0.62 | 0.88
CR | Hydro | 31 | DUNO_P | 10.6 | 9 | 1.8 | 2.54
CR | Hydro | 31 | EAST | 19.3 | 16.38 | 3.28 | 4.63
CR | Hydro | 31 | ELLA_1 | 2.72 | 2.31 | 0.46 | 0.65
CR | Hydro | 31 | FASN_P | 3.4 | 2.88 | 0.58 | 0.82
CR | Hydro | 31 | FAUG_P | 11.41 | 9.68 | 1.94 | 2.74
CR | Hydro | 31 | FOUR_1 | 8.16 | 6.92 | 1.39 | 1.96
CR | Hydro | 31 | FWIL_P | 30.83 | 26.16 | 5.24 | 7.4
CR | Hydro | 31 | GLLE | 31.27 | 26.54 | 5.32 | 7.5
CR | Hydro | 31 | GRUB_P | 39.75 | 33.74 | 6.76 | 9.54
CR | Hydro | 31 | HARK_1 | 7.61 | 6.46 | 1.29 | 1.83
CR | Hydro | 31 | INDQ1 | 1.63 | 1.38 | 0.28 | 0.39
CR | Hydro | 31 | INNE_P | 6.8 | 5.77 | 1.16 | 1.63
CR | Hydro | 31 | KEOO | 34.26 | 29.08 | 5.82 | 8.22
CR | Hydro | 31 | KIIN_P | 15.63 | 13.27 | 2.66 | 3.75
CR | Hydro | 31 | KINL_P | 9.51 | 8.07 | 1.62 | 2.28
CR | Hydro | 31 | LAIR_P | 5.03 | 4.27 | 0.86 | 1.21
CR | Hydro | 31 | LAND1 | 3.94 | 3.35 | 0.67 | 0.95
CR | Hydro | 31 | LINM | 23.11 | 19.61 | 3.93 | 5.55
CR | Hydro | 31 | PENT_1 | 1.45 | 1.23 | 0.25 | 0.35
CR | Hydro | 31 | PORA_P | 12.44 | 10.56 | 2.11 | 2.99
CR | Hydro | 31 | QUOI_P | 4.69 | 3.98 | 0.8 | 1.13
CR | Hydro | 31 | RANN_P | 20.66 | 17.54 | 3.51 | 4.96
CR | Hydro | 31 | RASS_1 | 10.88 | 9.23 | 1.85 | 2.61
CR | Hydro | 31 | RATS_1 | 2.18 | 1.85 | 0.37 | 0.52
CR | Hydro | 31 | SFIL_P | 10.06 | 8.54 | 1.71 | 2.41
CR | Hydro | 31 | SLOY_P | 2.72 | 2.31 | 0.46 | 0.65
CR | Hydro | 31 | SWAN_1 | 63.9 | 54.23 | 10.86 | 15.34
CR | Hydro | 31 | TAYN_P | 17.38 | 14.75 | 2.95 | 4.17
CR | Hydro | 31 | TRAW_1 | 25.43 | 21.58 | 4.32 | 6.1
CR | Hydro | 31 | TUMB_P | 7.34 | 6.23 | 1.25 | 1.76
CR | Hydro | 32 | ALNE_P | 5.55 | 4.71 | 0.94 | 1.33
CR | Hydro | 32 | ARDK_P | 7.22 | 6.13 | 1.23 | 1.73
CR | Hydro | 32 | ARMO_P | 1.67 | 1.41 | 0.28 | 0.4
CR | Hydro | 32 | BOAG_P | 9.65 | 8.19 | 1.64 | 2.32
CR | Hydro | 32 | BRAC_P | 4.16 | 3.53 | 0.71 | 1
CR | Hydro | 32 | BROA_P | 1.67 | 1.41 | 0.28 | 0.4
CR | Hydro | 32 | BUMU_P | 1.39 | 1.18 | 0.24 | 0.33
CR | Hydro | 32 | CAAD_P | 3.33 | 2.83 | 0.57 | 0.8
CR | Hydro | 32 | CAFA | 16.66 | 14.14 | 2.83 | 4
CR | Hydro | 32 | CASS_P | 6.25 | 5.3 | 1.06 | 1.5
CR | Hydro | 32 | CEAN_P | 4.5 | 3.82 | 0.77 | 1.08
CR | Hydro | 32 | CLAC_P | 14.37 | 12.19 | 2.44 | 3.45
CR | Hydro | 32 | DUGR_P | 3.75 | 3.18 | 0.64 | 0.9
CR | Hydro | 32 | DUNO_P | 10.83 | 9.19 | 1.84 | 2.6
CR | Hydro | 32 | EAST | 19.71 | 16.73 | 3.35 | 4.73
CR | Hydro | 32 | ELLA_1 | 2.78 | 2.36 | 0.47 | 0.67
CR | Hydro | 32 | FASN_P | 3.47 | 2.95 | 0.59 | 0.83
CR | Hydro | 32 | FAUG_P | 11.65 | 9.88 | 1.98 | 2.8
CR | Hydro | 32 | FOUR_1 | 8.33 | 7.07 | 1.42 | 2
CR | Hydro | 32 | FWIL_P | 31.48 | 26.72 | 5.35 | 7.55
CR | Hydro | 32 | GLLE | 31.93 | 27.1 | 5.43 | 7.66
CR | Hydro | 32 | GRUB_P | 40.59 | 34.45 | 6.9 | 9.74
CR | Hydro | 32 | HARK_1 | 7.77 | 6.6 | 1.32 | 1.87
CR | Hydro | 32 | INDQ1 | 1.67 | 1.41 | 0.28 | 0.4
CR | Hydro | 32 | INNE_P | 6.94 | 5.89 | 1.18 | 1.67
CR | Hydro | 32 | KEOO | 34.98 | 29.69 | 5.95 | 8.4
CR | Hydro | 32 | KIIN_P | 15.96 | 13.55 | 2.71 | 3.83
CR | Hydro | 32 | KINL_P | 9.71 | 8.24 | 1.65 | 2.33
CR | Hydro | 32 | LAIR_P | 5.14 | 4.36 | 0.87 | 1.23
CR | Hydro | 32 | LAND1 | 4.03 | 3.42 | 0.68 | 0.97
CR | Hydro | 32 | LINM | 23.6 | 20.03 | 4.01 | 5.66
CR | Hydro | 32 | PENT_1 | 1.49 | 1.26 | 0.25 | 0.36
CR | Hydro | 32 | PORA_P | 12.7 | 10.78 | 2.16 | 3.05
CR | Hydro | 32 | QUOI_P | 4.79 | 4.06 | 0.81 | 1.15
CR | Hydro | 32 | RANN_P | 21.1 | 17.91 | 3.59 | 5.06
CR | Hydro | 32 | RASS_1 | 11.11 | 9.43 | 1.89 | 2.67
CR | Hydro | 32 | RATS_1 | 2.22 | 1.89 | 0.38 | 0.53
CR | Hydro | 32 | SFIL_P | 10.27 | 8.72 | 1.75 | 2.47
CR | Hydro | 32 | SLOY_P | 2.78 | 2.36 | 0.47 | 0.67
CR | Hydro | 32 | SWAN_1 | 65.25 | 55.37 | 11.09 | 15.66
CR | Hydro | 32 | TAYN_P | 17.75 | 15.06 | 3.02 | 4.26
CR | Hydro | 32 | TRAW_1 | 25.97 | 22.04 | 4.41 | 6.23
CR | Hydro | 32 | TUMB_P | 7.5 | 6.36 | 1.27 | 1.8
CR | Hydro | 33 | ALNE_P | 5.67 | 4.81 | 0.96 | 1.36
CR | Hydro | 33 | ARDK_P | 7.37 | 6.26 | 1.25 | 1.77
CR | Hydro | 33 | ARMO_P | 1.7 | 1.44 | 0.29 | 0.41
CR | Hydro | 33 | BOAG_P | 9.85 | 8.36 | 1.67 | 2.36
CR | Hydro | 33 | BRAC_P | 4.25 | 3.61 | 0.72 | 1.02
CR | Hydro | 33 | BROA_P | 1.7 | 1.44 | 0.29 | 0.41
CR | Hydro | 33 | BUMU_P | 1.42 | 1.2 | 0.24 | 0.34
CR | Hydro | 33 | CAAD_P | 3.4 | 2.89 | 0.58 | 0.82
CR | Hydro | 33 | CAFA | 17.01 | 14.44 | 2.89 | 4.08
CR | Hydro | 33 | CASS_P | 6.38 | 5.41 | 1.08 | 1.53
CR | Hydro | 33 | CEAN_P | 4.6 | 3.9 | 0.78 | 1.1
CR | Hydro | 33 | CLAC_P | 14.67 | 12.45 | 2.49 | 3.52
CR | Hydro | 33 | DUGR_P | 3.83 | 3.25 | 0.65 | 0.92
CR | Hydro | 33 | DUNO_P | 11.06 | 9.38 | 1.88 | 2.65
CR | Hydro | 33 | EAST | 20.13 | 17.08 | 3.42 | 4.83
CR | Hydro | 33 | ELLA_1 | 2.83 | 2.41 | 0.48 | 0.68
CR | Hydro | 33 | FASN_P | 3.54 | 3.01 | 0.6 | 0.85
CR | Hydro | 33 | FAUG_P | 11.89 | 10.09 | 2.02 | 2.85
CR | Hydro | 33 | FOUR_1 | 8.5 | 7.22 | 1.45 | 2.04
CR | Hydro | 33 | FWIL_P | 32.14 | 27.28 | 5.46 | 7.71
CR | Hydro | 33 | GLLE | 32.6 | 27.67 | 5.54 | 7.82
CR | Hydro | 33 | GRUB_P | 41.45 | 35.17 | 7.05 | 9.95
CR | Hydro | 33 | HARK_1 | 7.94 | 6.74 | 1.35 | 1.91
CR | Hydro | 33 | INDQ1 | 1.7 | 1.44 | 0.29 | 0.41
CR | Hydro | 33 | INNE_P | 7.09 | 6.02 | 1.2 | 1.7
CR | Hydro | 33 | KEOO | 35.72 | 30.32 | 6.07 | 8.57
CR | Hydro | 33 | KIIN_P | 16.3 | 13.83 | 2.77 | 3.91
CR | Hydro | 33 | KINL_P | 9.92 | 8.42 | 1.69 | 2.38
CR | Hydro | 33 | LAIR_P | 5.24 | 4.45 | 0.89 | 1.26
CR | Hydro | 33 | LAND1 | 4.11 | 3.49 | 0.7 | 0.99
CR | Hydro | 33 | LINM | 24.1 | 20.45 | 4.1 | 5.78
CR | Hydro | 33 | PENT_1 | 1.52 | 1.29 | 0.26 | 0.36
CR | Hydro | 33 | PORA_P | 12.97 | 11.01 | 2.2 | 3.11
CR | Hydro | 33 | QUOI_P | 4.89 | 4.15 | 0.83 | 1.17
CR | Hydro | 33 | RANN_P | 21.55 | 18.29 | 3.66 | 5.17
CR | Hydro | 33 | RASS_1 | 11.34 | 9.62 | 1.93 | 2.72
CR | Hydro | 33 | RATS_1 | 2.27 | 1.92 | 0.39 | 0.54
CR | Hydro | 33 | SFIL_P | 10.49 | 8.9 | 1.78 | 2.52
CR | Hydro | 33 | SLOY_P | 2.83 | 2.41 | 0.48 | 0.68
CR | Hydro | 33 | SWAN_1 | 66.62 | 56.54 | 11.33 | 15.99
CR | Hydro | 33 | TAYN_P | 18.12 | 15.38 | 3.08 | 4.35
CR | Hydro | 33 | TRAW_1 | 26.52 | 22.5 | 4.51 | 6.36
CR | Hydro | 33 | TUMB_P | 7.65 | 6.5 | 1.3 | 1.84
CR | Hydro | 34 | ALNE_P | 5.79 | 4.91 | 0.98 | 1.39
CR | Hydro | 34 | ARDK_P | 7.53 | 6.39 | 1.28 | 1.81
CR | Hydro | 34 | ARMO_P | 1.74 | 1.47 | 0.3 | 0.42
CR | Hydro | 34 | BOAG_P | 10.06 | 8.54 | 1.71 | 2.41
CR | Hydro | 34 | BRAC_P | 4.34 | 3.69 | 0.74 | 1.04
CR | Hydro | 34 | BROA_P | 1.74 | 1.47 | 0.3 | 0.42
CR | Hydro | 34 | BUMU_P | 1.45 | 1.23 | 0.25 | 0.35
CR | Hydro | 34 | CAAD_P | 3.47 | 2.95 | 0.59 | 0.83
CR | Hydro | 34 | CAFA | 17.37 | 14.74 | 2.95 | 4.17
CR | Hydro | 34 | CASS_P | 6.51 | 5.53 | 1.11 | 1.56
CR | Hydro | 34 | CEAN_P | 4.7 | 3.99 | 0.8 | 1.13
CR | Hydro | 34 | CLAC_P | 14.98 | 12.71 | 2.55 | 3.6
CR | Hydro | 34 | DUGR_P | 3.91 | 3.32 | 0.66 | 0.94
CR | Hydro | 34 | DUNO_P | 11.29 | 9.58 | 1.92 | 2.71
CR | Hydro | 34 | EAST | 20.55 | 17.44 | 3.49 | 4.93
CR | Hydro | 34 | ELLA_1 | 2.89 | 2.46 | 0.49 | 0.69
CR | Hydro | 34 | FASN_P | 3.62 | 3.07 | 0.62 | 0.87
CR | Hydro | 34 | FAUG_P | 12.14 | 10.31 | 2.06 | 2.91
CR | Hydro | 34 | FOUR_1 | 8.68 | 7.37 | 1.48 | 2.08
CR | Hydro | 34 | FWIL_P | 32.82 | 27.85 | 5.58 | 7.88
CR | Hydro | 34 | GLLE | 33.29 | 28.25 | 5.66 | 7.99
CR | Hydro | 34 | GRUB_P | 42.32 | 35.92 | 7.19 | 10.16
CR | Hydro | 34 | HARK_1 | 8.11 | 6.88 | 1.38 | 1.95
CR | Hydro | 34 | INDQ1 | 1.74 | 1.47 | 0.3 | 0.42
CR | Hydro | 34 | INNE_P | 7.24 | 6.14 | 1.23 | 1.74
CR | Hydro | 34 | KEOO | 36.47 | 30.96 | 6.2 | 8.75
CR | Hydro | 34 | KIIN_P | 16.64 | 14.13 | 2.83 | 3.99
CR | Hydro | 34 | KINL_P | 10.12 | 8.59 | 1.72 | 2.43
CR | Hydro | 34 | LAIR_P | 5.36 | 4.54 | 0.91 | 1.29
CR | Hydro | 34 | LAND1 | 4.2 | 3.56 | 0.71 | 1.01
CR | Hydro | 34 | LINM | 24.61 | 20.88 | 4.18 | 5.91
CR | Hydro | 34 | PENT_1 | 1.55 | 1.31 | 0.26 | 0.37
CR | Hydro | 34 | PORA_P | 13.24 | 11.24 | 2.25 | 3.18
CR | Hydro | 34 | QUOI_P | 4.99 | 4.24 | 0.85 | 1.2
CR | Hydro | 34 | RANN_P | 22 | 18.67 | 3.74 | 5.28
CR | Hydro | 34 | RASS_1 | 11.58 | 9.83 | 1.97 | 2.78
CR | Hydro | 34 | RATS_1 | 2.32 | 1.97 | 0.39 | 0.56
CR | Hydro | 34 | SFIL_P | 10.71 | 9.09 | 1.82 | 2.57
CR | Hydro | 34 | SLOY_P | 2.89 | 2.46 | 0.49 | 0.69
CR | Hydro | 34 | SWAN_1 | 68.02 | 57.73 | 11.56 | 16.33
CR | Hydro | 34 | TAYN_P | 18.5 | 15.7 | 3.15 | 4.44
CR | Hydro | 34 | TRAW_1 | 27.08 | 22.98 | 4.6 | 6.5
CR | Hydro | 34 | TUMB_P | 7.82 | 6.63 | 1.33 | 1.88
CR | Hydro | 35 | ALNE_P | 5.91 | 5.02 | 1 | 1.42
CR | Hydro | 35 | ARDK_P | 7.68 | 6.52 | 1.31 | 1.84
CR | Hydro | 35 | ARMO_P | 1.77 | 1.51 | 0.3 | 0.43
CR | Hydro | 35 | BOAG_P | 10.27 | 8.72 | 1.75 | 2.46
CR | Hydro | 35 | BRAC_P | 4.43 | 3.76 | 0.75 | 1.06
CR | Hydro | 35 | BROA_P | 1.77 | 1.51 | 0.3 | 0.43
CR | Hydro | 35 | BUMU_P | 1.48 | 1.25 | 0.25 | 0.35
CR | Hydro | 35 | CAAD_P | 3.55 | 3.01 | 0.6 | 0.85
CR | Hydro | 35 | CAFA | 17.73 | 15.05 | 3.01 | 4.26
CR | Hydro | 35 | CASS_P | 6.65 | 5.64 | 1.13 | 1.6
CR | Hydro | 35 | CEAN_P | 4.8 | 4.07 | 0.82 | 1.15
CR | Hydro | 35 | CLAC_P | 15.3 | 12.98 | 2.6 | 3.67
CR | Hydro | 35 | DUGR_P | 3.99 | 3.39 | 0.68 | 0.96
CR | Hydro | 35 | DUNO_P | 11.53 | 9.78 | 1.96 | 2.77
CR | Hydro | 35 | EAST | 20.99 | 17.81 | 3.57 | 5.04
CR | Hydro | 35 | ELLA_1 | 2.96 | 2.51 | 0.5 | 0.71
CR | Hydro | 35 | FASN_P | 3.69 | 3.14 | 0.63 | 0.89
CR | Hydro | 35 | FAUG_P | 12.4 | 10.52 | 2.11 | 2.98
CR | Hydro | 35 | FOUR_1 | 8.87 | 7.52 | 1.51 | 2.13
CR | Hydro | 35 | FWIL_P | 33.51 | 28.44 | 5.7 | 8.04
CR | Hydro | 35 | GLLE | 33.99 | 28.85 | 5.78 | 8.16
CR | Hydro | 35 | GRUB_P | 43.21 | 36.67 | 7.35 | 10.37
CR | Hydro | 35 | HARK_1 | 8.28 | 7.02 | 1.41 | 1.99
CR | Hydro | 35 | INDQ1 | 1.77 | 1.5 | 0.3 | 0.43
CR | Hydro | 35 | INNE_P | 7.39 | 6.27 | 1.26 | 1.77
CR | Hydro | 35 | KEOO | 37.24 | 31.61 | 6.33 | 8.94
CR | Hydro | 35 | KIIN_P | 16.99 | 14.42 | 2.89 | 4.08
CR | Hydro | 35 | KINL_P | 10.34 | 8.77 | 1.76 | 2.48
CR | Hydro | 35 | LAIR_P | 5.47 | 4.64 | 0.93 | 1.31
CR | Hydro | 35 | LAND1 | 4.29 | 3.64 | 0.73 | 1.03
CR | Hydro | 35 | LINM | 25.12 | 21.32 | 4.27 | 6.03
CR | Hydro | 35 | PENT_1 | 1.58 | 1.34 | 0.27 | 0.38
CR | Hydro | 35 | PORA_P | 13.52 | 11.48 | 2.3 | 3.25
CR | Hydro | 35 | QUOI_P | 5.1 | 4.33 | 0.87 | 1.22
CR | Hydro | 35 | RANN_P | 22.46 | 19.06 | 3.82 | 5.39
CR | Hydro | 35 | RASS_1 | 11.82 | 10.03 | 2.01 | 2.84
CR | Hydro | 35 | RATS_1 | 2.36 | 2.01 | 0.4 | 0.57
CR | Hydro | 35 | SFIL_P | 10.94 | 9.28 | 1.86 | 2.62
CR | Hydro | 35 | SLOY_P | 2.96 | 2.51 | 0.5 | 0.71
CR | Hydro | 35 | SWAN_1 | 69.45 | 58.94 | 11.81 | 16.67
CR | Hydro | 35 | TAYN_P | 18.89 | 16.04 | 3.21 | 4.53
CR | Hydro | 35 | TRAW_1 | 27.64 | 23.46 | 4.7 | 6.63
CR | Hydro | 35 | TUMB_P | 7.98 | 6.77 | 1.36 | 1.92
CR | Hydro | 36 | ALNE_P | 6.04 | 5.12 | 1.03 | 1.45
CR | Hydro | 36 | ARDK_P | 7.85 | 6.66 | 1.33 | 1.88
CR | Hydro | 36 | ARMO_P | 1.81 | 1.54 | 0.31 | 0.43
CR | Hydro | 36 | BOAG_P | 10.49 | 8.9 | 1.78 | 2.52
CR | Hydro | 36 | BRAC_P | 4.53 | 3.84 | 0.77 | 1.09
CR | Hydro | 36 | BROA_P | 1.81 | 1.54 | 0.31 | 0.43
CR | Hydro | 36 | BUMU_P | 1.51 | 1.28 | 0.26 | 0.36
CR | Hydro | 36 | CAAD_P | 3.62 | 3.07 | 0.62 | 0.87
CR | Hydro | 36 | CAFA | 18.11 | 15.37 | 3.08 | 4.35
CR | Hydro | 36 | CASS_P | 6.79 | 5.76 | 1.15 | 1.63
CR | Hydro | 36 | CEAN_P | 4.9 | 4.16 | 0.83 | 1.18
CR | Hydro | 36 | CLAC_P | 15.62 | 13.25 | 2.65 | 3.75
CR | Hydro | 36 | DUGR_P | 4.07 | 3.46 | 0.69 | 0.98
CR | Hydro | 36 | DUNO_P | 11.77 | 9.99 | 2 | 2.82
CR | Hydro | 36 | EAST | 21.42 | 18.18 | 3.64 | 5.14
CR | Hydro | 36 | ELLA_1 | 3.02 | 2.56 | 0.51 | 0.72
CR | Hydro | 36 | FASN_P | 3.77 | 3.2 | 0.64 | 0.91
CR | Hydro | 36 | FAUG_P | 12.66 | 10.74 | 2.15 | 3.04
CR | Hydro | 36 | FOUR_1 | 9.05 | 7.68 | 1.54 | 2.17
CR | Hydro | 36 | FWIL_P | 34.21 | 29.04 | 5.82 | 8.21
CR | Hydro | 36 | GLLE | 34.7 | 29.45 | 5.9 | 8.33
CR | Hydro | 36 | GRUB_P | 44.12 | 37.44 | 7.5 | 10.59
CR | Hydro | 36 | HARK_1 | 8.45 | 7.17 | 1.44 | 2.03
CR | Hydro | 36 | INDQ1 | 1.81 | 1.54 | 0.31 | 0.43
CR | Hydro | 36 | INNE_P | 7.54 | 6.4 | 1.28 | 1.81
CR | Hydro | 36 | KEOO | 38.02 | 32.27 | 6.46 | 9.13
CR | Hydro | 36 | KIIN_P | 17.35 | 14.73 | 2.95 | 4.16
CR | Hydro | 36 | KINL_P | 10.55 | 8.96 | 1.79 | 2.53
CR | Hydro | 36 | LAIR_P | 5.58 | 4.74 | 0.95 | 1.34
CR | Hydro | 36 | LAND1 | 4.38 | 3.71 | 0.74 | 1.05
CR | Hydro | 36 | LINM | 25.65 | 21.77 | 4.36 | 6.16
CR | Hydro | 36 | PENT_1 | 1.61 | 1.37 | 0.27 | 0.39
CR | Hydro | 36 | PORA_P | 13.81 | 11.72 | 2.35 | 3.31
CR | Hydro | 36 | QUOI_P | 5.21 | 4.42 | 0.88 | 1.25
CR | Hydro | 36 | RANN_P | 22.93 | 19.46 | 3.9 | 5.5
CR | Hydro | 36 | RASS_1 | 12.07 | 10.24 | 2.05 | 2.9
CR | Hydro | 36 | RATS_1 | 2.41 | 2.05 | 0.41 | 0.58
CR | Hydro | 36 | SFIL_P | 11.17 | 9.48 | 1.9 | 2.68
CR | Hydro | 36 | SLOY_P | 3.02 | 2.56 | 0.51 | 0.72
CR | Hydro | 36 | SWAN_1 | 70.91 | 60.18 | 12.06 | 17.02
CR | Hydro | 36 | TAYN_P | 19.29 | 16.37 | 3.28 | 4.63
CR | Hydro | 36 | TRAW_1 | 28.22 | 23.95 | 4.8 | 6.77
CR | Hydro | 36 | TUMB_P | 8.15 | 6.91 | 1.39 | 1.96
CR | Hydro | 37 | ALNE_P | 6.13 | 5.2 | 1.04 | 1.47
CR | Hydro | 37 | ARDK_P | 7.97 | 6.77 | 1.36 | 1.91
CR | Hydro | 37 | ARMO_P | 1.84 | 1.56 | 0.31 | 0.44
CR | Hydro | 37 | BOAG_P | 10.65 | 9.04 | 1.81 | 2.56
CR | Hydro | 37 | BRAC_P | 4.6 | 3.9 | 0.78 | 1.1
CR | Hydro | 37 | BROA_P | 1.84 | 1.56 | 0.31 | 0.44
CR | Hydro | 37 | BUMU_P | 1.53 | 1.3 | 0.26 | 0.37
CR | Hydro | 37 | CAAD_P | 3.68 | 3.12 | 0.63 | 0.88
CR | Hydro | 37 | CAFA | 18.4 | 15.61 | 3.13 | 4.41
CR | Hydro | 37 | CASS_P | 6.9 | 5.85 | 1.17 | 1.66
CR | Hydro | 37 | CEAN_P | 4.97 | 4.22 | 0.85 | 1.19
CR | Hydro | 37 | CLAC_P | 15.87 | 13.47 | 2.7 | 3.81
CR | Hydro | 37 | DUGR_P | 4.14 | 3.51 | 0.7 | 0.99
CR | Hydro | 37 | DUNO_P | 11.96 | 10.15 | 2.03 | 2.87
CR | Hydro | 37 | EAST | 21.77 | 18.47 | 3.7 | 5.22
CR | Hydro | 37 | ELLA_1 | 3.07 | 2.6 | 0.52 | 0.74
CR | Hydro | 37 | FASN_P | 3.83 | 3.25 | 0.65 | 0.92
CR | Hydro | 37 | FAUG_P | 12.86 | 10.92 | 2.19 | 3.09
CR | Hydro | 37 | FOUR_1 | 9.2 | 7.81 | 1.56 | 2.21
CR | Hydro | 37 | FWIL_P | 34.76 | 29.5 | 5.91 | 8.34
CR | Hydro | 37 | GLLE | 35.26 | 29.92 | 5.99 | 8.46
CR | Hydro | 37 | GRUB_P | 44.82 | 38.04 | 7.62 | 10.76
CR | Hydro | 37 | HARK_1 | 8.58 | 7.29 | 1.46 | 2.06
CR | Hydro | 37 | INDQ1 | 1.84 | 1.56 | 0.31 | 0.44
CR | Hydro | 37 | INNE_P | 7.66 | 6.51 | 1.3 | 1.84
CR | Hydro | 37 | KEOO | 38.63 | 32.79 | 6.57 | 9.27
CR | Hydro | 37 | KIIN_P | 17.63 | 14.96 | 3 | 4.23
CR | Hydro | 37 | KINL_P | 10.72 | 9.1 | 1.82 | 2.57
CR | Hydro | 37 | LAIR_P | 5.67 | 4.81 | 0.96 | 1.36
CR | Hydro | 37 | LAND1 | 4.45 | 3.77 | 0.76 | 1.07
CR | Hydro | 37 | LINM | 26.06 | 22.12 | 4.43 | 6.25
CR | Hydro | 37 | PENT_1 | 1.64 | 1.39 | 0.28 | 0.39
CR | Hydro | 37 | PORA_P | 14.03 | 11.9 | 2.38 | 3.37
CR | Hydro | 37 | QUOI_P | 5.29 | 4.49 | 0.9 | 1.27
CR | Hydro | 37 | RANN_P | 23.3 | 19.78 | 3.96 | 5.59
CR | Hydro | 37 | RASS_1 | 12.26 | 10.41 | 2.08 | 2.94
CR | Hydro | 37 | RATS_1 | 2.45 | 2.08 | 0.42 | 0.59
CR | Hydro | 37 | SFIL_P | 11.34 | 9.63 | 1.93 | 2.72
CR | Hydro | 37 | SLOY_P | 3.07 | 2.6 | 0.52 | 0.74
CR | Hydro | 37 | SWAN_1 | 72.05 | 61.15 | 12.25 | 17.29
CR | Hydro | 37 | TAYN_P | 19.6 | 16.63 | 3.33 | 4.7
CR | Hydro | 37 | TRAW_1 | 28.68 | 24.34 | 4.87 | 6.88
CR | Hydro | 37 | TUMB_P | 8.28 | 7.03 | 1.41 | 1.99
CR | Hydro | 38 | ALNE_P | 6.23 | 5.29 | 1.06 | 1.5
CR | Hydro | 38 | ARDK_P | 8.1 | 6.87 | 1.38 | 1.94
CR | Hydro | 38 | ARMO_P | 1.87 | 1.59 | 0.32 | 0.45
CR | Hydro | 38 | BOAG_P | 10.82 | 9.19 | 1.84 | 2.6
CR | Hydro | 38 | BRAC_P | 4.67 | 3.97 | 0.79 | 1.12
CR | Hydro | 38 | BROA_P | 1.87 | 1.59 | 0.32 | 0.45
CR | Hydro | 38 | BUMU_P | 1.56 | 1.32 | 0.26 | 0.37
CR | Hydro | 38 | CAAD_P | 3.74 | 3.17 | 0.64 | 0.9
CR | Hydro | 38 | CAFA | 18.69 | 15.86 | 3.18 | 4.49
CR | Hydro | 38 | CASS_P | 7.01 | 5.95 | 1.19 | 1.68
CR | Hydro | 38 | CEAN_P | 5.05 | 4.29 | 0.86 | 1.21
CR | Hydro | 38 | CLAC_P | 16.12 | 13.68 | 2.74 | 3.87
CR | Hydro | 38 | DUGR_P | 4.2 | 3.57 | 0.71 | 1.01
CR | Hydro | 38 | DUNO_P | 12.15 | 10.31 | 2.07 | 2.92
CR | Hydro | 38 | EAST | 22.11 | 18.77 | 3.76 | 5.31
CR | Hydro | 38 | ELLA_1 | 3.11 | 2.64 | 0.53 | 0.75
CR | Hydro | 38 | FASN_P | 3.89 | 3.3 | 0.66 | 0.93
CR | Hydro | 38 | FAUG_P | 13.07 | 11.09 | 2.22 | 3.14
CR | Hydro | 38 | FOUR_1 | 9.34 | 7.93 | 1.59 | 2.24
CR | Hydro | 38 | FWIL_P | 35.31 | 29.97 | 6 | 8.48
CR | Hydro | 38 | GLLE | 35.82 | 30.4 | 6.09 | 8.6
CR | Hydro | 38 | GRUB_P | 45.54 | 38.65 | 7.74 | 10.93
CR | Hydro | 38 | HARK_1 | 8.72 | 7.4 | 1.48 | 2.09
CR | Hydro | 38 | INDQ1 | 1.87 | 1.59 | 0.32 | 0.45
CR | Hydro | 38 | INNE_P | 7.79 | 6.61 | 1.32 | 1.87
CR | Hydro | 38 | KEOO | 39.25 | 33.31 | 6.67 | 9.42
CR | Hydro | 38 | KIIN_P | 17.91 | 15.2 | 3.04 | 4.3
CR | Hydro | 38 | KINL_P | 10.89 | 9.25 | 1.85 | 2.61
CR | Hydro | 38 | LAIR_P | 5.76 | 4.89 | 0.98 | 1.38
CR | Hydro | 38 | LAND1 | 4.52 | 3.83 | 0.77 | 1.08
CR | Hydro | 38 | LINM | 26.48 | 22.47 | 4.5 | 6.35
CR | Hydro | 38 | PENT_1 | 1.67 | 1.41 | 0.28 | 0.4
CR | Hydro | 38 | PORA_P | 14.25 | 12.09 | 2.42 | 3.42
CR | Hydro | 38 | QUOI_P | 5.37 | 4.56 | 0.91 | 1.29
CR | Hydro | 38 | RANN_P | 23.67 | 20.09 | 4.02 | 5.68
CR | Hydro | 38 | RASS_1 | 12.46 | 10.57 | 2.12 | 2.99
CR | Hydro | 38 | RATS_1 | 2.49 | 2.11 | 0.42 | 0.6
CR | Hydro | 38 | SFIL_P | 11.52 | 9.78 | 1.96 | 2.77
CR | Hydro | 38 | SLOY_P | 3.11 | 2.64 | 0.53 | 0.75
CR | Hydro | 38 | SWAN_1 | 73.2 | 62.12 | 12.44 | 17.57
CR | Hydro | 38 | TAYN_P | 19.91 | 16.9 | 3.38 | 4.78
CR | Hydro | 38 | TRAW_1 | 29.13 | 24.73 | 4.95 | 6.99
CR | Hydro | 38 | TUMB_P | 8.41 | 7.14 | 1.43 | 2.02
CR | Hydro | 39 | ALNE_P | 6.33 | 5.37 | 1.08 | 1.52
CR | Hydro | 39 | ARDK_P | 8.23 | 6.98 | 1.4 | 1.97
CR | Hydro | 39 | ARMO_P | 1.9 | 1.61 | 0.32 | 0.46
CR | Hydro | 39 | BOAG_P | 11 | 9.33 | 1.87 | 2.64
CR | Hydro | 39 | BRAC_P | 4.75 | 4.03 | 0.81 | 1.14
CR | Hydro | 39 | BROA_P | 1.9 | 1.61 | 0.32 | 0.46
CR | Hydro | 39 | BUMU_P | 1.58 | 1.34 | 0.27 | 0.38
CR | Hydro | 39 | CAAD_P | 3.8 | 3.22 | 0.65 | 0.91
CR | Hydro | 39 | CAFA | 18.99 | 16.11 | 3.23 | 4.56
CR | Hydro | 39 | CASS_P | 7.12 | 6.04 | 1.21 | 1.71
CR | Hydro | 39 | CEAN_P | 5.13 | 4.36 | 0.87 | 1.23
CR | Hydro | 39 | CLAC_P | 16.38 | 13.9 | 2.78 | 3.93
CR | Hydro | 39 | DUGR_P | 4.27 | 3.63 | 0.73 | 1.03
CR | Hydro | 39 | DUNO_P | 12.34 | 10.47 | 2.1 | 2.96
CR | Hydro | 39 | EAST | 22.47 | 19.07 | 3.82 | 5.39
CR | Hydro | 39 | ELLA_1 | 3.16 | 2.69 | 0.54 | 0.76
CR | Hydro | 39 | FASN_P | 3.96 | 3.36 | 0.67 | 0.95
CR | Hydro | 39 | FAUG_P | 13.27 | 11.27 | 2.26 | 3.19
CR | Hydro | 39 | FOUR_1 | 9.49 | 8.06 | 1.61 | 2.28
CR | Hydro | 39 | FWIL_P | 35.88 | 30.45 | 6.1 | 8.61
CR | Hydro | 39 | GLLE | 36.39 | 30.88 | 6.19 | 8.73
CR | Hydro | 39 | GRUB_P | 46.26 | 39.26 | 7.86 | 11.1
CR | Hydro | 39 | HARK_1 | 8.86 | 7.52 | 1.51 | 2.13
CR | Hydro | 39 | INDQ1 | 1.9 | 1.61 | 0.32 | 0.46
CR | Hydro | 39 | INNE_P | 7.91 | 6.71 | 1.34 | 1.9
CR | Hydro | 39 | KEOO | 39.87 | 33.84 | 6.78 | 9.57
CR | Hydro | 39 | KIIN_P | 18.2 | 15.44 | 3.09 | 4.37
CR | Hydro | 39 | KINL_P | 11.07 | 9.39 | 1.88 | 2.66
CR | Hydro | 39 | LAIR_P | 5.85 | 4.97 | 1 | 1.4
CR | Hydro | 39 | LAND1 | 4.59 | 3.89 | 0.78 | 1.1
CR | Hydro | 39 | LINM | 26.9 | 22.83 | 4.57 | 6.46
CR | Hydro | 39 | PENT_1 | 1.69 | 1.44 | 0.29 | 0.41
CR | Hydro | 39 | PORA_P | 14.48 | 12.29 | 2.46 | 3.47
CR | Hydro | 39 | QUOI_P | 5.46 | 4.63 | 0.93 | 1.31
CR | Hydro | 39 | RANN_P | 24.05 | 20.41 | 4.09 | 5.77
CR | Hydro | 39 | RASS_1 | 12.66 | 10.74 | 2.15 | 3.04
CR | Hydro | 39 | RATS_1 | 2.53 | 2.15 | 0.43 | 0.61
CR | Hydro | 39 | SFIL_P | 11.71 | 9.94 | 1.99 | 2.81
CR | Hydro | 39 | SLOY_P | 3.16 | 2.69 | 0.54 | 0.76
CR | Hydro | 39 | SWAN_1 | 74.36 | 63.11 | 12.64 | 17.85
CR | Hydro | 39 | TAYN_P | 20.23 | 17.17 | 3.44 | 4.85
CR | Hydro | 39 | TRAW_1 | 29.6 | 25.12 | 5.03 | 7.1
CR | Hydro | 39 | TUMB_P | 8.54 | 7.25 | 1.45 | 2.05
CR | Hydro | 40 | ALNE_P | 6.43 | 5.46 | 1.09 | 1.54
CR | Hydro | 40 | ARDK_P | 8.36 | 7.09 | 1.42 | 2.01
CR | Hydro | 40 | ARMO_P | 1.93 | 1.64 | 0.33 | 0.46
CR | Hydro | 40 | BOAG_P | 11.17 | 9.48 | 1.9 | 2.68
CR | Hydro | 40 | BRAC_P | 4.82 | 4.09 | 0.82 | 1.16
CR | Hydro | 40 | BROA_P | 1.93 | 1.64 | 0.33 | 0.46
CR | Hydro | 40 | BUMU_P | 1.61 | 1.36 | 0.27 | 0.39
CR | Hydro | 40 | CAAD_P | 3.86 | 3.27 | 0.66 | 0.93
CR | Hydro | 40 | CAFA | 19.29 | 16.37 | 3.28 | 4.63
CR | Hydro | 40 | CASS_P | 7.23 | 6.14 | 1.23 | 1.74
CR | Hydro | 40 | CEAN_P | 5.22 | 4.43 | 0.89 | 1.25
CR | Hydro | 40 | CLAC_P | 16.64 | 14.12 | 2.83 | 3.99
CR | Hydro | 40 | DUGR_P | 4.34 | 3.68 | 0.74 | 1.04
CR | Hydro | 40 | DUNO_P | 12.54 | 10.64 | 2.13 | 3.01
CR | Hydro | 40 | EAST | 22.82 | 19.37 | 3.88 | 5.48
CR | Hydro | 40 | ELLA_1 | 3.21 | 2.73 | 0.55 | 0.77
CR | Hydro | 40 | FASN_P | 4.02 | 3.41 | 0.68 | 0.96
CR | Hydro | 40 | FAUG_P | 13.49 | 11.45 | 2.29 | 3.24
CR | Hydro | 40 | FOUR_1 | 9.64 | 8.18 | 1.64 | 2.31
CR | Hydro | 40 | FWIL_P | 36.45 | 30.93 | 6.2 | 8.75
CR | Hydro | 40 | GLLE | 36.97 | 31.38 | 6.28 | 8.87
CR | Hydro | 40 | GRUB_P | 47 | 39.89 | 7.99 | 11.28
CR | Hydro | 40 | HARK_1 | 9 | 7.64 | 1.53 | 2.16
CR | Hydro | 40 | INDQ1 | 1.93 | 1.64 | 0.33 | 0.46
CR | Hydro | 40 | INNE_P | 8.04 | 6.82 | 1.37 | 1.93
CR | Hydro | 40 | KEOO | 40.51 | 34.38 | 6.89 | 9.72
CR | Hydro | 40 | KIIN_P | 18.48 | 15.69 | 3.14 | 4.44
CR | Hydro | 40 | KINL_P | 11.24 | 9.54 | 1.91 | 2.7
CR | Hydro | 40 | LAIR_P | 5.95 | 5.05 | 1.01 | 1.43
CR | Hydro | 40 | LAND1 | 4.66 | 3.96 | 0.79 | 1.12
CR | Hydro | 40 | LINM | 27.33 | 23.19 | 4.65 | 6.56
CR | Hydro | 40 | PENT_1 | 1.72 | 1.46 | 0.29 | 0.41
CR | Hydro | 40 | PORA_P | 14.71 | 12.48 | 2.5 | 3.53
CR | Hydro | 40 | QUOI_P | 5.55 | 4.71 | 0.94 | 1.33
CR | Hydro | 40 | RANN_P | 24.43 | 20.74 | 4.15 | 5.86
CR | Hydro | 40 | RASS_1 | 12.86 | 10.91 | 2.19 | 3.09
CR | Hydro | 40 | RATS_1 | 2.57 | 2.18 | 0.44 | 0.62
CR | Hydro | 40 | SFIL_P | 11.89 | 10.09 | 2.02 | 2.85
CR | Hydro | 40 | SLOY_P | 3.21 | 2.73 | 0.55 | 0.77
CR | Hydro | 40 | SWAN_1 | 75.54 | 64.11 | 12.84 | 18.13
CR | Hydro | 40 | TAYN_P | 20.55 | 17.44 | 3.49 | 4.93
CR | Hydro | 40 | TRAW_1 | 30.07 | 25.52 | 5.11 | 7.22
CR | Hydro | 40 | TUMB_P | 8.68 | 7.37 | 1.48 | 2.08
CR | Other | 17 | ABHA1 | 8.14 | 4.84 | 4.84 | 4.84
CR | Other | 17 | ABNE_P | 5.63 | 3.41 | 3.41 | 3.41
CR | Other | 17 | ABTH_1 | 27.2 | 23.72 | 8.89 | 8.83
CR | Other | 17 | ALNE_P | 6.95 | 6.12 | 3.04 | 4.38
CR | Other | 17 | ALVE1 | 9.78 | 6.01 | 6.01 | 6.01
CR | Other | 17 | AMEM_1 | 11.15 | 8.39 | 2.47 | 2.47
CR | Other | 17 | ARMO_P | 5 | 4.73 | 0 | 0
CR | Other | 17 | BARKC1 | 153.2 | 106.11 | 73.72 | 77.73
CR | Other | 17 | BARKW3 | 19.2 | 18.15 | 0 | 0
CR | Other | 17 | BEDD_1 | 75.66 | 64.71 | 10.61 | 10.61
CR | Other | 17 | BESW_1 | 15.1 | 9.43 | 8.11 | 8.1
CR | Other | 17 | BICF_1 | 46.69 | 39.57 | 21.43 | 31.27
CR | Other | 17 | BIRK_1 | 22.65 | 15.45 | 9.79 | 9.76
CR | Other | 17 | BISW_1 | 22.22 | 16.01 | 11.08 | 11.08
CR | Other | 17 | BLYTB1 | 7.7 | 4.95 | 3.88 | 3.87
CR | Other | 17 | BOLN_1 | 105.85 | 76.3 | 47.61 | 48.44
CR | Other | 17 | BONN | 1.06 | 0.79 | 0.35 | 0.35
CR | Other | 17 | BOTW_1 | 46.31 | 42.97 | 1.37 | 1.37
CR | Other | 17 | BRAI_1 | 12.36 | 7.39 | 7.39 | 7.39
CR | Other | 17 | BRAW_1 | 28.02 | 21.65 | 9.51 | 9.5
CR | Other | 17 | BRED_1 | 8.75 | 5.31 | 4.73 | 4.73
CR | Other | 17 | BRFO_1 | 142.62 | 122.71 | 29.87 | 33.44
CR | Other | 17 | BRIM_1 | 8.7 | 6.26 | 3.29 | 3.27
CR | Other | 17 | BRLE_1 | 86.47 | 73.03 | 14.2 | 14.18
CR | Other | 17 | BRWA1 | 20.37 | 16.65 | 5.55 | 6.34
CR | Other | 17 | BURM_1 | 240.36 | 183.44 | 110.31 | 118.53
CR | Other | 17 | BUSH_1 | 20.49 | 12.51 | 12.51 | 12.51
CR | Other | 17 | BUST_1 | 3.13 | 1.86 | 1.86 | 1.86
CR | Other | 17 | CANTN1 | 85.05 | 76.73 | 6.44 | 6.44
CR | Other | 17 | CAPEA1 | 181.75 | 160.59 | 40.84 | 40.59
CR | Other | 17 | CARE_1 | 101.98 | 82.87 | 25.97 | 25.94
CR | Other | 17 | CARR_1 | 128.86 | 103.94 | 34.88 | 43.67
CR | Other | 17 | CELL_1 | 122.66 | 95.71 | 37.8 | 39.73
CR | Other | 17 | CHIC_1 | 50.55 | 47.43 | 0.69 | 0.69
CR | Other | 17 | CHSI_1 | 7.35 | 6.59 | 0.61 | 0.61
CR | Other | 17 | CHTE_1 | 43.23 | 36.19 | 8.87 | 8.87
CR | Other | 17 | CITR_1 | 20.2 | 17.16 | 4.89 | 4.85
CR | Other | 17 | CLAY_P | 1 | 0.49 | 0.49 | 0.49
CR | Other | 17 | CLYM | 7.21 | 4.28 | 4.28 | 4.28
CR | Other | 17 | CONQA1 | 43.9 | 35.91 | 17.13 | 17.36
CR | Other | 17 | COVE_1 | 41.92 | 29.98 | 20.76 | 20.75
CR | Other | 17 | COWL_1 | 48.8 | 34.05 | 23.24 | 23.24
CR | Other | 17 | COYL | 6.84 | 4.06 | 4.06 | 4.06
CR | Other | 17 | CREB_1 | 17.25 | 12.8 | 6.02 | 6
CR | Other | 17 | CUMB | 18.85 | 11.51 | 11.21 | 11.21
CR | Other | 17 | CUPA | 1.4 | 0.87 | 0.87 | 0.87
CR | Other | 17 | DALM3 | 16 | 11.84 | 7.69 | 7.69
CR | Other | 17 | DEWP | 1.41 | 1.05 | 0.46 | 0.46
CR | Other | 17 | DRAK_1 | 13.12 | 8.39 | 6.26 | 6.24
CR | Other | 17 | DRAX_1 | 38.64 | 34.23 | 10.35 | 14.15
CR | Other | 17 | DUDH_P | 3.8 | 2.81 | 1.24 | 1.23
CR | Other | 17 | DUNB | 6.8 | 4.85 | 3.48 | 3.48
CR | Other | 17 | DUNF | 3.44 | 2.07 | 2.07 | 2.07
CR | Other | 17 | EALI_6 | 9.94 | 5.31 | 4.35 | 4.35
CR | Other | 17 | EASO_1 | 11.07 | 7.92 | 5.3 | 6.06
CR | Other | 17 | ECLA_1 | 48.84 | 31.71 | 24.32 | 24.3
CR | Other | 17 | EKIS | 6.3 | 3.74 | 3.74 | 3.74
CR | Other | 17 | ELLA_1 | 102.18 | 81.59 | 19.44 | 19.36
CR | Other | 17 | ELST_1 | 8.41 | 7.04 | 1.74 | 1.74
CR | Other | 17 | ENDE_1 | 34.58 | 21.95 | 18.17 | 18.58
CR | Other | 17 | EXET1 | 70.36 | 61.16 | 9.73 | 9.71
CR | Other | 17 | FAWL_1 | 209.97 | 174.95 | 31.61 | 31.46
CR | Other | 17 | FECK_6 | 42.47 | 37.13 | 6.44 | 7.23
CR | Other | 17 | FERRA2 | 17.3 | 14.95 | 2.38 | 2.38
CR | Other | 17 | FERRB1 | 98.34 | 72.65 | 48.01 | 49.59
CR | Other | 17 | FIDF_1 | 103.67 | 83.69 | 28.1 | 34.56
CR | Other | 17 | FLEE_1 | 35.61 | 32.4 | 2.14 | 2.14
CR | Other | 17 | FOUR_1 | 1.49 | 0.93 | 0.93 | 0.93
CR | Other | 17 | FROD_1 | 315.19 | 261.93 | 64.88 | 64.45
CR | Other | 17 | GLRO | 2 | 1.24 | 1.24 | 1.24
CR | Other | 17 | GREN_1 | 105.75 | 80.28 | 48.73 | 59.61
CR | Other | 17 | GRIW_1 | 79.35 | 65.73 | 28.12 | 27.96
CR | Other | 17 | G_EXTRA_2 | 1.2 | 0.74 | 0.74 | 0.74
CR | Other | 17 | G_EXTRA_4 | 4.78 | 2.84 | 2.84 | 2.84
CR | Other | 17 | G_EXTRA_5 | 6.6 | 3.92 | 3.92 | 3.92
CR | Other | 17 | G_EXTRA_8 | 3.56 | 2.18 | 2.18 | 2.18
CR | Other | 17 | G_EXTRA_9 | 2.4 | 1.78 | 1.15 | 1.15
CR | Other | 17 | HACK_1 | 2.96 | 2.19 | 0.97 | 0.96
CR | Other | 17 | HACK_6 | 9 | 8.51 | 0 | 0
CR | Other | 17 | HAMHC1 | 25.18 | 12.74 | 12.74 | 12.74
CR | Other | 17 | HARK_1 | 26.11 | 17.62 | 8.64 | 8.63
CR | Other | 17 | HAWP_6 | 3.8 | 2.26 | 2.26 | 2.26
CR | Other | 17 | HEYS_1 | 9.8 | 6.05 | 5.39 | 5.39
CR | Other | 17 | HURS_1 | 12.41 | 8.95 | 4.7 | 4.7
CR | Other | 17 | HUTT_1 | 98.71 | 79.62 | 38.2 | 49.85
CR | Other | 17 | INDQ1 | 50.43 | 38.78 | 21.85 | 21.83
CR | Other | 17 | IROA1 | 8.81 | 6.02 | 3.79 | 3.78
CR | Other | 17 | IRONB1 | 6.15 | 3.68 | 3.68 | 3.68
CR | Other | 17 | IVER_1 | 171.34 | 141.21 | 72.03 | 76.23
CR | Other | 17 | KAIM | 3.85 | 2.68 | 1.57 | 1.56
CR | Other | 17 | KEAD_1 | 12.96 | 7.76 | 7.76 | 7.76
CR | Other | 17 | KEAR_1 | 34.15 | 21.99 | 20.09 | 20.09
CR | Other | 17 | KEIT_P | 18.94 | 16.37 | 8.45 | 12.36
CR | Other | 17 | KEMS_1 | 335.64 | 268.59 | 166.19 | 181.02
CR | Other | 17 | KIER | 5 | 2.97 | 2.97 | 2.97
CR | Other | 17 | KILT | 6.33 | 5.01 | 2.33 | 2.88
CR | Other | 17 | KILW | 17 | 14.57 | 5.85 | 5.81
CR | Other | 17 | KINO_1 | 149.68 | 124.05 | 55.82 | 55.59
CR | Other | 17 | KINT_P | 7.5 | 5.55 | 2.45 | 2.43
CR | Other | 17 | KIRKB1 | 4.19 | 3.68 | 2.21 | 2.64
CR | Other | 17 | KNAR | 3.32 | 2.06 | 2.06 | 2.06
CR | Other | 17 | LACK_6 | 113.41 | 87.57 | 58.81 | 66.21
CR | Other | 17 | LALE1SG003 | 59.91 | 44.46 | 26.17 | 26.54
CR | Other | 17 | LAND1 | 102.49 | 87.18 | 25.55 | 25.87
CR | Other | 17 | LEGA_1 | 11.59 | 7.36 | 5.73 | 5.72
CR | Other | 17 | LEVE | 23.09 | 16.97 | 10.23 | 11.23
CR | Other | 17 | LINM | 2.6 | 1.54 | 1.54 | 1.54
CR | Other | 17 | LISD_1 | 39.29 | 32.55 | 13.15 | 13.07
CR | Other | 17 | LITT_C | 10.9 | 7.81 | 2.65 | 2.65
CR | Other | 17 | LITT_J | 17.7 | 13.1 | 5.79 | 5.75
CR | Other | 17 | LODR_6 | 3.64 | 3.44 | 0 | 0
CR | Other | 17 | LOVE_1 | 128.32 | 110.74 | 19.54 | 19.52
CR | Other | 17 | LUNA_P | 2.14 | 1.55 | 1.11 | 1.3
CR | Other | 17 | MACC_3 | 26.88 | 19.3 | 9.87 | 9.82
CR | Other | 17 | MANN_1 | 29.76 | 19.77 | 15.66 | 16.69
CR | Other | 17 | MAYB | 10.25 | 7.58 | 3.5 | 3.48
CR | Other | 17 | MELK_1 | 39.86 | 32.47 | 8.39 | 8.38
CR | Other | 17 | MILC_P | 9.7 | 7.03 | 4.78 | 4.78
CR | Other | 17 | MILH_1 | 3.84 | 3.63 | 0 | 0
CR | Other | 17 | MITY_1 | 9.8 | 6.32 | 4.64 | 4.64
CR | Other | 17 | MYBS_P | 1.57 | 1.38 | 0.69 | 1.06
CR | Other | 17 | NEAR | 14.77 | 12.33 | 9.2 | 9.2
CR | Other | 17 | NECE_1 | 159.5 | 137.2 | 32.65 | 32.61
CR | Other | 17 | NEWX_6 | 39.07 | 29.3 | 23.03 | 23.02
CR | Other | 17 | NFLE | 5.39 | 3.64 | 2.46 | 2.46
CR | Other | 17 | NINF_1 | 6.33 | 4.1 | 3.14 | 3.14
CR | Other | 17 | NORM_1 | 105.11 | 86.06 | 40.85 | 50.92
CR | Other | 17 | NORT_1 | 3.58 | 2.35 | 1.71 | 1.71
CR | Other | 17 | NURS_1 | 37.55 | 27.69 | 14.58 | 14.55
CR | Other | 17 | OCKH_1 | 4.4 | 2.61 | 2.61 | 2.61
CR | Other | 17 | OFFE_3 | 9 | 5.35 | 5.35 | 5.35
CR | Other | 17 | OLDB_1 | 54.1 | 45 | 32.31 | 32.3
CR | Other | 17 | OSBA_1 | 50.65 | 45.58 | 4.12 | 4.11
CR | Other | 17 | PADIB1 | 73.8 | 61.62 | 6.66 | 6.9
CR | Other | 17 | PELH_1 | 5.93 | 3.59 | 3.59 | 3.59
CR | Other | 17 | PEMB_1 | 31 | 22.59 | 10.78 | 10.72
CR | Other | 17 | PENN_1 | 4.1 | 2.4 | 2.4 | 2.4
CR | Other | 17 | PENT_1 | 5.13 | 3.08 | 3.08 | 3.08
CR | Other | 17 | PENW_1 | 31.13 | 20.37 | 15.41 | 15.38
CR | Other | 17 | PERS_P | 13.4 | 9.45 | 5.24 | 5.21
CR | Other | 17 | POOB | 8.78 | 4.87 | 4.87 | 4.87
CR | Other | 17 | POPP_3 | 19.38 | 12.71 | 10.85 | 11.86
CR | Other | 17 | PORA_P | 6.2 | 5.86 | 0 | 0
CR | Other | 17 | PYLE_1 | 34.51 | 28.6 | 11.41 | 14.52
CR | Other | 17 | RAIN_1 | 58.66 | 51.76 | 6.25 | 6.25
CR | Other | 17 | RASS_1 | 67.09 | 59.39 | 6.92 | 6.92
CR | Other | 17 | RATS_1 | 62.15 | 48.35 | 18.66 | 18.61
CR | Other | 17 | RAYL_1 | 42.94 | 30.08 | 17.47 | 17.47
CR | Other | 17 | RICH1 | 14.8 | 10.95 | 4.84 | 4.8
CR | Other | 17 | ROCH_1 | 12.04 | 7.04 | 7.04 | 7.04
CR | Other | 17 | RYEH_1 | 28.9 | 19.04 | 13.33 | 13.31
CR | Other | 17 | SALH_1 | 428.64 | 336.63 | 111.12 | 110.65
CR | Other | 17 | SALT_1 | 28.73 | 25.2 | 3.27 | 3.25
CR | Other | 17 | SBAR | 5 | 4.73 | 0 | 0
CR | Other | 17 | SEAB1 | 110.8 | 90.38 | 36.02 | 36.01
CR | Other | 17 | SELL_1 | 14.68 | 13.1 | 1.31 | 1.31
CR | Other | 17 | SHEC_3 | 23.37 | 16.7 | 14.72 | 14.72
CR | Other | 17 | SHRW_1 | 12.16 | 8.47 | 6.39 | 6.39
CR | Other | 17 | SJOW_1 | 14.02 | 10.37 | 4.58 | 4.55
CR | Other | 17 | SKLGB1 | 37.79 | 31.21 | 7.61 | 7.6
CR | Other | 17 | SMAN_1 | 64.88 | 49.34 | 21.43 | 22.35
CR | Other | 17 | SPEN_1 | 145.97 | 112.16 | 76.63 | 83.95
CR | Other | 17 | STAH_1 | 27.56 | 21.16 | 11.24 | 13.11
CR | Other | 17 | STAY_1 | 69.16 | 52.71 | 24.77 | 24.74
CR | Other | 17 | STEN_1 | 8.25 | 5.48 | 3.83 | 3.82
CR | Other | 17 | STES_1 | 20.1 | 13.28 | 9.56 | 9.54
CR | Other | 17 | STIR | 15 | 13.2 | 6.56 | 9.45
CR | Other | 17 | STLE | 11.11 | 7.5 | 5.94 | 5.94
CR | Other | 17 | STRI_P | 3.2 | 1.9 | 1.9 | 1.9
CR | Other | 17 | SUND_1 | 47.77 | 28.99 | 26.63 | 26.63
CR | Other | 17 | SWAN_1 | 154.69 | 142.61 | 6.86 | 7.29
CR | Other | 17 | TAUN1 | 26.3 | 21.9 | 8.17 | 10.49
CR | Other | 17 | TAYN_P | 2.8 | 2.65 | 0 | 0
CR | Other | 17 | TEMP_3 | 2.2 | 1.47 | 1.02 | 1.01
CR | Other | 17 | THOM_6 | 59.47 | 48.12 | 15 | 15.52
CR | Other | 17 | THSO_P | 12.2 | 2.68 | 0.47 | 0.47
CR | Other | 17 | THUR_6 | 4.2 | 3.97 | 0 | 0
CR | Other | 17 | TILBB_1 | 22.03 | 14.49 | 10.71 | 10.71
CR | Other | 17 | TOTT_1 | 55.82 | 40.52 | 26.85 | 26.85
CR | Other | 17 | TRAW_1 | 2.12 | 1.26 | 1.26 | 1.26
CR | Other | 17 | TYNE_1 | 9.87 | 5.84 | 4.16 | 4.15
CR | Other | 17 | TYNE_2 | 20 | 18.91 | 0 | 0
CR | Other | 17 | UPPB_1 | 56.58 | 53.49 | 0 | 0
CR | Other | 17 | UPPB_3 | 17.41 | 16 | 0.87 | 0.87
CR | Other | 17 | USKM_1 | 39.01 | 30.61 | 17.5 | 21.38
CR | Other | 17 | WALH_1 | 17.94 | 11.22 | 9.66 | 10.11
CR | Other | 17 | WALP_1 | 101.51 | 87.7 | 33.28 | 33.07
CR | Other | 17 | WALP_B | 30.85 | 25.17 | 6.27 | 6.27
CR | Other | 17 | WASF_1 | 43.98 | 30.5 | 18.11 | 18.04
CR | Other | 17 | WATFS_1 | 5.29 | 3.77 | 2.35 | 2.35
CR | Other | 17 | WBUR_1 | 21 | 14.69 | 9.89 | 10.17
CR | Other | 17 | WFIE | 12.5 | 11 | 5.47 | 7.87
CR | Other | 17 | WHAM_1 | 48.46 | 37.51 | 14.21 | 14.84
CR | Other | 17 | WHGA_1 | 3.26 | 1.81 | 1.81 | 1.81
CR | Other | 17 | WHHO | 1.64 | 1.22 | 0.54 | 0.53
CR | Other | 17 | WIBA_3 | 44.24 | 38.17 | 19.45 | 27.58
CR | Other | 17 | WIEN_1 | 31 | 22.94 | 14.9 | 14.9
CR | Other | 17 | WILL_1 | 57.81 | 42.28 | 19.21 | 19.08
CR | Other | 17 | WIMBN1 | 8.1 | 7.66 | 0 | 0
CR | Other | 17 | WIMBS1 | 9.33 | 7.92 | 2.79 | 2.79
CR | Other | 17 | WISD_6 | 2 | 1.48 | 0.65 | 0.65
CR | Other | 17 | WMEL_1 | 30.9 | 27.91 | 2.49 | 2.49
CR | Other | 17 | WTHU31 | 22.8 | 13.54 | 13.54 | 13.54
CR | Other | 17 | WWEY_1 | 10.76 | 7.56 | 4.02 | 4.02
CR | Other | 17 | WYMOM_1 | 10.29 | 6.18 | 6.18 | 6.18
CR | Other | 18 | ABHA1 | 8.1 | 4.81 | 4.81 | 4.81
CR | Other | 18 | ABNE_P | 6.1 | 3.75 | 3.75 | 3.75
CR | Other | 18 | ABTH_1 | 28.61 | 25.18 | 9.35 | 9.29
CR | Other | 18 | ALNE_P | 12.79 | 11.25 | 5.59 | 8.05
CR | Other | 18 | ALVE1 | 11.37 | 7.18 | 7.18 | 7.18
CR | Other | 18 | AMEM_1 | 11.13 | 8.38 | 2.45 | 2.45
CR | Other | 18 | ARMO_P | 5 | 4.73 | 0 | 0
CR | Other | 18 | BARKC1 | 162.5 | 113.61 | 77.63 | 82.76
CR | Other | 18 | BARKW3 | 24.73 | 23.38 | 0 | 0
CR | Other | 18 | BEDD_1 | 77.34 | 66.24 | 10.66 | 10.66
CR | Other | 18 | BESW_1 | 15.04 | 9.4 | 8.08 | 8.07
CR | Other | 18 | BICF_1 | 52.27 | 44.42 | 24.09 | 35.12
CR | Other | 18 | BIRK_1 | 22.6 | 15.43 | 9.77 | 9.74
CR | Other | 18 | BISW_1 | 22.43 | 16.19 | 11.22 | 11.22
CR | Other | 18 | BLYTB1 | 7.67 | 4.94 | 3.86 | 3.86
CR | Other | 18 | BOLN_1 | 118.98 | 88.17 | 49.44 | 50.51
CR | Other | 18 | BONN | 1.06 | 0.79 | 0.35 | 0.35
CR | Other | 18 | BOTW_1 | 58.97 | 54.94 | 1.37 | 1.37
CR | Other | 18 | BRAI_1 | 12.73 | 7.67 | 7.67 | 7.67
CR | Other | 18 | BRAW_1 | 31.73 | 25.04 | 9.63 | 9.63
CR | Other | 18 | BRED_1 | 9.4 | 5.76 | 5.18 | 5.18
CR | Other | 18 | BRFO_1 | 173.72 | 151.35 | 33.37 | 37.94
CR | Other | 18 | BRIM_1 | 9.01 | 6.49 | 3.52 | 3.5
CR | Other | 18 | BRLE_1 | 99.42 | 85.06 | 14.73 | 14.71
CR | Other | 18 | BRWA1 | 34.85 | 30.35 | 5.74 | 6.62
CR | Other | 18 | BURM_1 | 259.14 | 201.75 | 120.23 | 130.79
CR | Other | 18 | BUSH_1 | 23.17 | 14.49 | 14.49 | 14.49
CR | Other | 18 | BUST_1 | 3.11 | 1.85 | 1.85 | 1.85
CR | Other | 18 | CANTN1 | 103.17 | 93.74 | 6.89 | 6.89
CR | Other | 18 | CAPEA1 | 200.02 | 178.33 | 42.71 | 42.45
CR | Other | 18 | CARE_1 | 145.49 | 123.66 | 26.87 | 26.85
CR | Other | 18 | CARR_1 | 142.27 | 115.93 | 40.77 | 52.02
CR | Other | 18 | CELL_1 | 152.04 | 123.25 | 39.18 | 41.69
CR | Other | 18 | CHIC_1 | 51.47 | 48.25 | 0.85 | 0.85
CR | Other | 18 | CHSI_1 | 9.16 | 8.3 | 0.61 | 0.61
CR | Other | 18 | CHTE_1 | 83.48 | 74.23 | 9.5 | 9.5
CR | Other | 18 | CITR_1 | 22.16 | 19.05 | 5.03 | 5
CR | Other | 18 | CLAY_P | 1.03 | 0.5 | 0.5 | 0.5
CR | Other | 18 | CLYM | 7.18 | 4.26 | 4.26 | 4.26
CR | Other | 18 | CONQA1 | 66.77 | 56.9 | 19.28 | 19.53
CR | Other | 18 | COVE_1 | 46.23 | 33.52 | 22.4 | 22.39
CR | Other | 18 | COWL_1 | 50.36 | 35.44 | 23.39 | 23.39
CR | Other | 18 | COYL | 6.8 | 4.04 | 4.04 | 4.04
CR | Other | 18 | CREB_1 | 23.49 | 18.55 | 6.55 | 6.53
CR | Other | 18 | CUMB | 20.15 | 12.48 | 12.16 | 12.16
CR | Other | 18 | CUPA | 1.69 | 1.08 | 1.08 | 1.08
CR | Other | 18 | DALM3 | 18.82 | 13.93 | 9.47 | 9.47
CR | Other | 18 | DEWP | 1.41 | 1.05 | 0.46 | 0.46
CR | Other | 18 | DRAK_1 | 13.46 | 8.63 | 6.5 | 6.49
CR | Other | 18 | DRAX_1 | 66.24 | 59.97 | 12.76 | 17.62
CR | Other | 18 | DUDH_P | 3.8 | 2.81 | 1.24 | 1.23
CR | Other | 18 | DUNB | 8.05 | 5.77 | 4.29 | 4.29
CR | Other | 18 | DUNF | 3.67 | 2.24 | 2.24 | 2.24
CR | Other | 18 | EALI_6 | 10.8 | 5.86 | 4.62 | 4.62
CR | Other | 18 | EASO_1 | 11.43 | 8.24 | 5.45 | 6.31
CR | Other | 18 | ECLA_1 | 49.62 | 32.53 | 24.27 | 24.25
CR | Other | 18 | EKIS | 6.26 | 3.72 | 3.72 | 3.72
CR | Other | 18 | ELLA_1 | 102.32 | 82.08 | 19.51 | 19.42
CR | Other | 18 | ELST_1 | 10.61 | 8.99 | 2.17 | 2.17
CR | Other | 18 | ENDE_1 | 36.09 | 23.18 | 19.12 | 19.65
CR | Other | 18 | EXET1 | 71.01 | 61.64 | 10.2 | 10.18
CR | Other | 18 | FAWL_1 | 214.33 | 179.13 | 33.58 | 33.41
CR | Other | 18 | FECK_6 | 52.37 | 46.43 | 6.92 | 7.93
CR | Other | 18 | FERRA2 | 35.64 | 32.29 | 2.36 | 2.36
CR | Other | 18 | FERRB1 | 101.92 | 75.62 | 49.76 | 51.78
CR | Other | 18 | FIDF_1 | 109.34 | 88.92 | 30.83 | 38.32
CR | Other | 18 | FLEE_1 | 79.78 | 74.16 | 2.13 | 2.13
CR | Other | 18 | FOUR_1 | 1.8 | 1.15 | 1.15 | 1.15
CR | Other | 18 | FROD_1 | 322.47 | 269.93 | 67.53 | 67.09
CR | Other | 18 | GLRO | 2.41 | 1.54 | 1.54 | 1.54
CR | Other | 18 | GREN_1 | 118.6 | 91.41 | 54.57 | 67.84
CR | Other | 18 | GRIW_1 | 82.84 | 69.22 | 29.34 | 29.18
CR | Other | 18 | G_EXTRA_2 | 1.45 | 0.93 | 0.93 | 0.93
CR | Other | 18 | G_EXTRA_4 | 4.75 | 2.82 | 2.82 | 2.82
CR | Other | 18 | G_EXTRA_5 | 6.57 | 3.9 | 3.9 | 3.9
CR | Other | 18 | G_EXTRA_8 | 4.07 | 2.56 | 2.56 | 2.56
CR | Other | 18 | G_EXTRA_9 | 2.82 | 2.09 | 1.42 | 1.42
CR | Other | 18 | HACK_1 | 2.96 | 2.19 | 0.97 | 0.96
CR | Other | 18 | HACK_6 | 11.59 | 10.96 | 0 | 0
CR | Other | 18 | HAMHC1 | 26.58 | 13.53 | 13.53 | 13.53
CR | Other | 18 | HARK_1 | 28.74 | 19.75 | 9.14 | 9.12
CR | Other | 18 | HAWP_6 | 3.78 | 2.25 | 2.25 | 2.25
CR | Other | 18 | HEYS_1 | 9.76 | 6.03 | 5.37 | 5.37
CR | Other | 18 | HURS_1 | 13.66 | 10.15 | 4.67 | 4.67
CR | Other | 18 | HUTT_1 | 104.59 | 84.8 | 40.77 | 53.84
CR | Other | 18 | INDQ1 | 57.38 | 44.65 | 24.06 | 24.04
CR | Other | 18 | IROA1 | 8.79 | 6.01 | 3.78 | 3.77
CR | Other | 18 | IRONB1 | 6.35 | 3.83 | 3.83 | 3.83
CR | Other | 18 | IVER_1 | 184.1 | 152.53 | 78.03 | 82.76
CR | Other | 18 | KAIM | 3.84 | 2.68 | 1.56 | 1.56
CR | Other | 18 | KEAD_1 | 13.39 | 8.08 | 8.08 | 8.08
CR | Other | 18 | KEAR_1 | 36.89 | 23.98 | 21.92 | 21.92
CR | Other | 18 | KEIT_P | 26.85 | 23.33 | 11.9 | 17.4
CR | Other | 18 | KEMS_1 | 377.11 | 302.9 | 187.77 | 205.9
CR | Other | 18 | KIER | 4.98 | 2.96 | 2.96 | 2.96
CR | Other | 18 | KILT | 6.61 | 5.26 | 2.45 | 3.07
CR | Other | 18 | KILW | 17.21 | 14.85 | 6 | 5.97
CR | Other | 18 | KINO_1 | 155.78 | 130.18 | 57.74 | 57.49
CR | Other | 18 | KINT_P | 7.5 | 5.55 | 2.45 | 2.43
CR | Other | 18 | KIRKB1 | 5.98 | 5.25 | 3.24 | 3.78
CR | Other | 18 | KNAR | 4 | 2.56 | 2.56 | 2.56
CR | Other | 18 | LACK_6 | 132.72 | 103.29 | 69.02 | 78.5
CR | Other | 18 | LALE1SG003 | 62.53 | 46.83 | 26.56 | 27.04
CR | Other | 18 | LAND1 | 126.07 | 108.63 | 29.33 | 29.73
CR | Other | 18 | LEGA_1 | 11.84 | 7.53 | 5.9 | 5.9
CR | Other | 18 | LEVE | 31 | 24.03 | 13.87 | 16.35
CR | Other | 18 | LINM | 2.59 | 1.54 | 1.54 | 1.54
CR | Other | 18 | LISD_1 | 40.97 | 34.21 | 13.72 | 13.63
CR | Other | 18 | LITT_C | 12.81 | 9.46 | 2.82 | 2.82
CR | Other | 18 | LITT_J | 17.7 | 13.1 | 5.79 | 5.75
CR | Other | 18 | LODR_6 | 4.69 | 4.43 | 0 | 0
CR | Other | 18 | LOVE_1 | 171.87 | 151.67 | 20.22 | 20.2
CR | Other | 18 | LUNA_P | 2.97 | 2.29 | 1.48 | 1.83
CR | Other | 18 | MACC_3 | 26.86 | 19.28 | 9.86 | 9.81
CR | Other | 18 | MANN_1 | 32.02 | 21.74 | 16.57 | 17.84
CR | Other | 18 | MAYB | 10.43 | 7.72 | 3.62 | 3.59
CR | Other | 18 | MELK_1 | 57.62 | 49.24 | 8.4 | 8.39
CR | Other | 18 | MILC_P | 9.79 | 7.1 | 4.82 | 4.82
CR | Other | 18 | MILH_1 | 4.94 | 4.67 | 0 | 0
CR | Other | 18 | MITY_1 | 10.36 | 6.83 | 4.66 | 4.66
CR | Other | 18 | MYBS_P | 1.76 | 1.55 | 0.77 | 1.19
CR | Other | 18 | NEAR | 20.53 | 17.39 | 12.82 | 12.82
CR | Other | 18 | NECE_1 | 166.24 | 143.21 | 37.13 | 37.09
CR | Other | 18 | NEWX_6 | 44.73 | 33.59 | 26.29 | 26.28
CR | Other | 18 | NFLE | 5.73 | 3.97 | 2.44 | 2.44
CR | Other | 18 | NINF_1 | 6.31 | 4.08 | 3.13 | 3.12
CR | Other | 18 | NORM_1 | 107.76 | 88.34 | 43.41 | 56.28
CR | Other | 18 | NORT_1 | 3.57 | 2.35 | 1.71 | 1.7
CR | Other | 18 | NURS_1 | 39.25 | 29.22 | 14.7 | 14.68
CR | Other | 18 | OCKH_1 | 4.38 | 2.6 | 2.6 | 2.6
CR | Other | 18 | OFFE_3 | 8.95 | 5.32 | 5.32 | 5.32
CR | Other | 18 | OLDB_1 | 78.13 | 66.11 | 47.83 | 47.82
CR | Other | 18 | OSBA_1 | 51.56 | 46.25 | 4.8 | 4.79
CR | Other | 18 | PADIB1 | 74.12 | 62.39 | 6.8 | 7.1
CR | Other | 18 | PELH_1 | 6.45 | 3.98 | 3.98 | 3.98
CR | Other | 18 | PEMB_1 | 30.99 | 22.58 | 10.77 | 10.71
CR | Other | 18 | PENN_1 | 4.76 | 2.88 | 2.88 | 2.88
CR | Other | 18 | PENT_1 | 5.36 | 3.25 | 3.25 | 3.25
CR | Other | 18 | PENW_1 | 31.89 | 21.03 | 16.07 | 16.05
CR | Other | 18 | PERS_P | 13.38 | 9.44 | 5.23 | 5.2
CR | Other | 18 | POOB | 9.17 | 5.14 | 5.14 | 5.14
CR | Other | 18 | POPP_3 | 19.81 | 13.11 | 11.03 | 12.16
CR | Other | 18 | PORA_P | 6.2 | 5.86 | 0 | 0
CR | Other | 18 | PYLE_1 | 53.6 | 46.15 | 13.91 | 17.88
CR | Other | 18 | RAIN_1 | 114.14 | 104.23 | 6.22 | 6.22
CR | Other | 18 | RASS_1 | 118.24 | 107.71 | 7.07 | 7.07
CR | Other | 18 | RATS_1 | 68.79 | 54.45 | 19.29 | 19.24
CR | Other | 18 | RAYL_1 | 46.67 | 33.64 | 17.4 | 17.4
CR | Other | 18 | RICH1 | 14.8 | 10.95 | 4.84 | 4.8
CR | Other | 18 | ROCH_1 | 12.05 | 7.04 | 7.04 | 7.04
CR | Other | 18 | RYEH_1 | 30.56 | 20.4 | 13.89 | 13.88
CR | Other | 18 | SALH_1 | 431.95 | 339.77 | 113.38 | 112.9
CR | Other | 18 | SALT_1 | 34.52 | 30.7 | 3.32 | 3.3
CR | Other | 18 | SBAR | 11.91 | 11.26 | 0 | 0
CR | Other | 18 | SEAB1 | 123.23 | 99.27 | 42.53 | 42.52
CR | Other | 18 | SELL_1 | 29.77 | 27.37 | 1.3 | 1.3
CR | Other | 18 | SHEC_3 | 26.17 | 18.77 | 16.51 | 16.51
CR | Other | 18 | SHRW_1 | 12.84 | 8.97 | 6.87 | 6.87
CR | Other | 18 | SJOW_1 | 14.02 | 10.37 | 4.58 | 4.55
CR | Other | 18 | SKLGB1 | 69.67 | 61.32 | 7.74 | 7.73
CR | Other | 18 | SMAN_1 | 81.58 | 64.75 | 22.87 | 23.91
CR | Other | 18 | SPEN_1 | 164.76 | 127.11 | 87.21 | 96.03
CR | Other | 18 | STAH_1 | 30.3 | 23.58 | 12.44 | 14.84
CR | Other | 18 | STAY_1 | 99.98 | 81.3 | 26.85 | 26.82
CR | Other | 18 | STEN_1 | 8.23 | 5.47 | 3.82 | 3.81
CR | Other | 18 | STES_1 | 20.26 | 13.4 | 9.69 | 9.67
CR | Other | 18 | STIR | 36.91 | 32.48 | 16.15 | 23.25
CR | Other | 18 | STLE | 12.17 | 8.31 | 6.63 | 6.63
CR | Other | 18 | STRI_P | 3.18 | 1.89 | 1.89 | 1.89
CR | Other | 18 | SUND_1 | 48.34 | 29.58 | 26.53 | 26.53
CR | Other | 18 | SWAN_1 | 207.02 | 192.05 | 7.11 | 7.66
CR | Other | 18 | TAUN1 | 41.24 | 35.95 | 8.66 | 11.26
CR | Other | 18 | TAYN_P | 2.8 | 2.65 | 0 | 0
CR | Other | 18 | TEMP_3 | 2.19 | 1.46 | 1.01 | 1.01
CR | Other | 18 | THOM_6 | 105.81 | 91.6 | 16.36 | 17.03
CR | Other | 18 | THSO_P | 12.7 | 2.79 | 0.78 | 0.78
CR | Other | 18 | THUR_6 | 10 | 9.45 | 0 | 0
CR | Other | 18 | TILBB_1 | 23.09 | 15.52 | 10.65 | 10.65
CR | Other | 18 | TOTT_1 | 56.55 | 41.01 | 27.2 | 27.2
CR | Other | 18 | TRAW_1 | 2.11 | 1.25 | 1.25 | 1.25
CR | Other | 18 | TYNE_1 | 10.24 | 6.02 | 4.33 | 4.33
CR | Other | 18 | TYNE_2 | 25.76 | 24.35 | 0 | 0
CR | Other | 18 | UPPB_1 | 101.92 | 96.35 | 0 | 0
CR | Other | 18 | UPPB_3 | 39.79 | 37.1 | 1.09 | 1.09
CR | Other | 18 | USKM_1 | 44.82 | 35.82 | 20.2 | 25.17
CR | Other | 18 | WALH_1 | 19.01 | 12.07 | 10.23 | 10.8
CR | Other | 18 | WALP_1 | 108.02 | 94.18 | 35.36 | 35.13
CR | Other | 18 | WALP_B | 37 | 30.9 | 6.55 | 6.55
CR | Other | 18 | WASF_1 | 43.91 | 30.46 | 18.07 | 18
CR | Other | 18 | WATFS_1 | 5.81 | 4.31 | 2.48 | 2.48
CR | Other | 18 | WBUR_1 | 28.87 | 21.63 | 11.67 | 11.99
CR | Other | 18 | WFIE | 30.76 | 27.07 | 13.46 | 19.37
CR | Other | 18 | WHAM_1 | 50.55 | 39.46 | 14.37 | 15.09
CR | Other | 18 | WHGA_1 | 3.33 | 1.84 | 1.84 | 1.84
CR | Other | 18 | WHHO | 1.64 | 1.22 | 0.54 | 0.53
CR | Other | 18 | WIBA_3 | 56.18 | 48.63 | 24.68 | 35.08
CR | Other | 18 | WIEN_1 | 31.31 | 23.17 | 15.05 | 15.05
CR | Other | 18 | WILL_1 | 57.87 | 42.31 | 19.24 | 19.11
CR | Other | 18 | WIMBN1 | 10.43 | 9.86 | 0 | 0
CR | Other | 18 | WIMBS1 | 11.39 | 9.74 | 3.2 | 3.2
CR | Other | 18 | WISD_6 | 2 | 1.48 | 0.65 | 0.65
CR | Other | 18 | WMEL_1 | 67.65 | 62.48 | 3.11 | 3.11
CR | Other | 18 | WTHU31 | 22.68 | 13.47 | 13.47 | 13.47
CR | Other | 18 | WWEY_1 | 11.59 | 8.32 | 4.05 | 4.04
CR | Other | 18 | WYMOM_1 | 10.79 | 6.55 | 6.55 | 6.55
CR | Other | 19 | ABHA1 | 8.06 | 4.79 | 4.79 | 4.79
CR | Other | 19 | ABNE_P | 6.25 | 3.91 | 3.91 | 3.91
CR | Other | 19 | ABTH_1 | 28.59 | 25.44 | 9.35 | 9.28
CR | Other | 19 | ALNE_P | 13.68 | 12.04 | 5.98 | 8.62
CR | Other | 19 | ALVE1 | 11.94 | 7.75 | 7.75 | 7.75
CR | Other | 19 | AMEM_1 | 11.11 | 8.36 | 2.44 | 2.44
CR | Other | 19 | ARMO_P | 5 | 4.73 | 0 | 0
CR | Other | 19 | BARKC1 | 173.04 | 121.47 | 82.42 | 87.9
CR | Other | 19 | BARKW3 | 28.49 | 26.93 | 0 | 0
CR | Other | 19 | BEDD_1 | 78.54 | 67.31 | 10.72 | 10.71
CR | Other | 19 | BESW_1 | 15.02 | 9.39 | 8.05 | 8.05
CR | Other | 19 | BICF_1 | 54.62 | 46.53 | 25.27 | 36.81
CR | Other | 19 | BIRK_1 | 22.72 | 15.52 | 9.79 | 9.76
CR | Other | 19 | BISW_1 | 24.14 | 17.48 | 12.07 | 12.07
CR | Other | 19 | BLYTB1 | 7.68 | 4.95 | 3.86 | 3.85
CR | Other | 19 | BOLN_1 | 131.45 | 98.9 | 52.39 | 53.53
CR | Other | 19 | BONN | 1.08 | 0.8 | 0.35 | 0.35
CR | Other | 19 | BOTW_1 | 67.57 | 63.08 | 1.36 | 1.36
CR | Other | 19 | BRAI_1 | 12.82 | 7.79 | 7.79 | 7.79
CR | Other | 19 | BRAW_1 | 34.36 | 27.4 | 9.76 | 9.76
CR | Other | 19 | BRED_1 | 9.69 | 6.01 | 5.42 | 5.42
CR | Other | 19 | BRFO_1 | 194.91 | 170.65 | 35.94 | 40.83
CR | Other | 19 | BRIM_1 | 9.21 | 6.66 | 3.65 | 3.64
CR | Other | 19 | BRLE_1 | 108.92 | 93.79 | 15.41 | 15.39
CR | Other | 19 | BRWA1 | 44.62 | 39.59 | 5.83 | 6.76
CR | Other | 19 | BURM_1 | 265.26 | 209.26 | 125.08 | 136.39
CR | Other | 19 | BUSH_1 | 24.11 | 15.43 | 15.43 | 15.43
CR | Other | 19 | BUST_1 | 3.09 | 1.84 | 1.84 | 1.84
CR | Other | 19 | CANTN1 | 115.27 | 105.2 | 7.09 | 7.09
CR | Other | 19 | CAPEA1 | 208.49 | 187.47 | 42.69 | 42.43
CR | Other | 19 | CARE_1 | 177.64 | 153.35 | 28.68 | 28.65
CR | Other | 19 | CARR_1 | 146.97 | 120.37 | 42.85 | 54.87
CR | Other | 19 | CELL_1 | 172.84 | 142.44 | 40.44 | 43.14
CR | Other | 19 | CHIC_1 | 52.02 | 48.77 | 0.93 | 0.93
CR | Other | 19 | CHSI_1 | 10.4 | 9.47 | 0.61 | 0.61
CR | Other | 19 | CHTE_1 | 110.62 | 99.92 | 9.77 | 9.77
CR | Other | 19 | CITR_1 | 23.26 | 20.16 | 5.06 | 5.02
CR | Other | 19 | CLAY_P | 1.05 | 0.51 | 0.51 | 0.51
CR | Other | 19 | CLYM | 7.14 | 4.24 | 4.24 | 4.24
CR | Other | 19 | CONQA1 | 83.99 | 72.41 | 21.85 | 22.12
CR | Other | 19 | COVE_1 | 50.72 | 37.08 | 24.5 | 24.49
CR | Other | 19 | COWL_1 | 53.57 | 37.96 | 24.52 | 24.52
CR | Other | 19 | COYL | 6.77 | 4.02 | 4.02 | 4.02
CR | Other | 19 | CREB_1 | 27.59 | 22.43 | 6.83 | 6.81
CR | Other | 19 | CUMB | 20.64 | 12.95 | 12.6 | 12.6
CR | Other | 19 | CUPA | 1.79 | 1.18 | 1.18 | 1.18
CR | Other | 19 | DALM3 | 20.67 | 15.3 | 10.42 | 10.42
CR | Other | 19 | DEWP | 1.43 | 1.06 | 0.47 | 0.46
CR | Other | 19 | DRAK_1 | 13.65 | 8.79 | 6.63 | 6.62
CR | Other | 19 | DRAX_1 | 83.04 | 75.74 | 13.52 | 18.72
CR | Other | 19 | DUDH_P | 3.85 | 2.85 | 1.26 | 1.25
CR | Other | 19 | DUNB | 8.77 | 6.34 | 4.72 | 4.72
CR | Other | 19 | DUNF | 3.74 | 2.32 | 2.32 | 2.32
CR | Other | 19 | EALI_6 | 11.54 | 6.31 | 4.89 | 4.89
CR | Other | 19 | EASO_1 | 11.61 | 8.4 | 5.52 | 6.41
CR | Other | 19 | ECLA_1 | 50.24 | 33.17 | 24.26 | 24.24
CR | Other | 19 | EKIS | 6.23 | 3.7 | 3.7 | 3.7
CR | Other | 19 | ELLA_1 | 103.73 | 83.62 | 20.12 | 20.03
CR | Other | 19 | ELST_1 | 11.91 | 10.23 | 2.38 | 2.38
CR | Other | 19 | ENDE_1 | 36.69 | 23.76 | 19.59 | 20.15
CR | Other | 19 | EXET1 | 71.73 | 62.23 | 10.64 | 10.62
CR | Other | 19 | FAWL_1 | 215.79 | 180.86 | 34.4 | 34.23
CR | Other | 19 | FECK_6 | 58.67 | 52.38 | 7.05 | 8.13
CR | Other | 19 | FERRA2 | 48.13 | 44.11 | 2.35 | 2.35
CR | Other | 19 | FERRB1 | 109.97 | 81.73 | 53.68 | 55.84
CR | Other | 19 | FIDF_1 | 111.78 | 91.53 | 32.08 | 39.96
CR | Other | 19 | FLEE_1 | 109.87 | 102.61 | 2.12 | 2.12
CR | Other | 19 | FOUR_1 | 1.91 | 1.26 | 1.26 | 1.26
CR | Other | 19 | FROD_1 | 324.42 | 273.81 | 68.3 | 67.86
CR | Other | 19 | GLRO | 2.56 | 1.69 | 1.69 | 1.69
CR | Other | 19 | GREN_1 | 123.36 | 95.51 | 56.78 | 70.87
CR | Other | 19 | GRIW_1 | 83.5 | 70.33 | 29.7 | 29.54
CR | Other | 19 | G_EXTRA_2 | 1.54 | 1.01 | 1.01 | 1.01
CR | Other | 19 | G_EXTRA_4 | 4.73 | 2.81 | 2.81 | 2.81
CR | Other | 19 | G_EXTRA_5 | 6.53 | 3.88 | 3.88 | 3.88
CR | Other | 19 | G_EXTRA_8 | 4.25 | 2.74 | 2.74 | 2.74
CR | Other | 19 | G_EXTRA_9 | 3.1 | 2.29 | 1.56 | 1.56
CR | Other | 19 | HACK_1 | 3 | 2.22 | 0.98 | 0.97
CR | Other | 19 | HACK_6 | 13.35 | 12.62 | 0 | 0
CR | Other | 19 | HAMHC1 | 27.6 | 14.1 | 14.1 | 14.1
CR | Other | 19 | HARK_1 | 30.76 | 21.33 | 9.57 | 9.55
CR | Other | 19 | HAWP_6 | 3.76 | 2.23 | 2.23 | 2.23
CR | Other | 19 | HEYS_1 | 9.74 | 6.02 | 5.35 | 5.35
CR | Other | 19 | HURS_1 | 14.51 | 10.96 | 4.65 | 4.65
CR | Other | 19 | HUTT_1 | 107.67 | 87.43 | 42.05 | 55.72
CR | Other | 19 | INDQ1 | 64.25 | 50.22 | 26.91 | 26.89
CR | Other | 19 | IROA1 | 8.84 | 6.05 | 3.79 | 3.78
CR | Other | 19 | IRONB1 | 6.41 | 3.9 | 3.9 | 3.9
CR | Other | 19 | IVER_1 | 191.49 | 159.2 | 82.57 | 87.52
CR | Other | 19 | KAIM | 3.87 | 2.7 | 1.57 | 1.56
CR | Other | 19 | KEAD_1 | 13.51 | 8.22 | 8.22 | 8.22
CR | Other | 19 | KEAR_1 | 39.39 | 25.9 | 23.62 | 23.61
CR | Other | 19 | KEIT_P | 28.38 | 24.68 | 12.57 | 18.39
CR | Other | 19 | KEMS_1 | 411.21 | 329.91 | 207.73 | 226.99
CR | Other | 19 | KIER | 4.95 | 2.94 | 2.94 | 2.94
CR | Other | 19 | KILT | 6.78 | 5.4 | 2.52 | 3.16
CR | Other | 19 | KILW | 18.1 | 15.82 | 6.34 | 6.31
CR | Other | 19 | KINO_1 | 160.05 | 134.44 | 59.65 | 59.41
CR | Other | 19 | KINT_P | 7.59 | 5.62 | 2.48 | 2.46
CR | Other | 19 | KIRKB1 | 6.62 | 5.82 | 3.61 | 4.18
CR | Other | 19 | KNAR | 4.25 | 2.8 | 2.8 | 2.8
CR | Other | 19 | LACK_6 | 146.12 | 113.71 | 76.9 | 87.04
CR | Other | 19 | LALE1SG003 | 67.22 | 50.58 | 28.24 | 28.75
CR | Other | 19 | LAND1 | 143.15 | 123.87 | 32.57 | 33.01
CR | Other | 19 | LEGA_1 | 12.01 | 7.66 | 6.01 | 6
CR | Other | 19 | LEVE | 32.19 | 25.18 | 14.56 | 17.22
CR | Other | 19 | LINM | 2.57 | 1.53 | 1.53 | 1.53
CR | Other | 19 | LISD_1 | 41.15 | 34.63 | 13.8 | 13.71
CR | Other | 19 | LITT_C | 14.21 | 10.63 | 2.98 | 2.98
CR | Other | 19 | LITT_J | 17.91 | 13.26 | 5.86 | 5.81
CR | Other | 19 | LODR_6 | 5.4 | 5.11 | 0 | 0
CR | Other | 19 | LOVE_1 | 202.72 | 180.5 | 21.25 | 21.23
CR | Other | 19 | LUNA_P | 3.09 | 2.4 | 1.53 | 1.91
CR | Other | 19 | MACC_3 | 27.11 | 19.48 | 9.94 | 9.88
CR | Other | 19 | MANN_1 | 33.01 | 22.67 | 16.96 | 18.3
CR | Other | 19 | MAYB | 10.65 | 7.88 | 3.71 | 3.69
CR | Other | 19 | MELK_1 | 69.76 | 60.7 | 8.41 | 8.4
CR | Other | 19 | MILC_P | 10.55 | 7.66 | 5.19 | 5.19
CR | Other | 19 | MILH_1 | 5.69 | 5.38 | 0 | 0
CR | Other | 19 | MITY_1 | 10.74 | 7.17 | 4.67 | 4.67
CR | Other | 19 | MYBS_P | 1.84 | 1.62 | 0.8 | 1.25
CR | Other | 19 | NEAR | 23.36 | 19.88 | 14.59 | 14.59
CR | Other | 19 | NECE_1 | 171.69 | 147.73 | 40.28 | 40.23
CR | Other | 19 | NEWX_6 | 51.62 | 38.77 | 30.44 | 30.43
CR | Other | 19 | NFLE | 5.95 | 4.19 | 2.43 | 2.43
CR | Other | 19 | NINF_1 | 6.32 | 4.09 | 3.13 | 3.12
CR | Other | 19 | NORM_1 | 114.07 | 93.94 | 46.01 | 59.76
CR | Other | 19 | NORT_1 | 3.58 | 2.35 | 1.71 | 1.7
CR | Other | 19 | NURS_1 | 41.87 | 31.33 | 15.47 | 15.44
CR | Other | 19 | OCKH_1 | 4.36 | 2.59 | 2.59 | 2.59
CR | Other | 19 | OFFE_3 | 8.91 | 5.29 | 5.29 | 5.29
CR | Other | 19 | OLDB_1 | 87.87 | 74.58 | 53.84 | 53.84
CR | Other | 19 | OSBA_1 | 51.94 | 46.61 | 5.14 | 5.13
CR | Other | 19 | PADIB1 | 74.26 | 63.11 | 6.84 | 7.17
CR | Other | 19 | PELH_1 | 6.63 | 4.15 | 4.15 | 4.15
CR | Other | 19 | PEMB_1 | 31.32 | 22.83 | 10.88 | 10.81
CR | Other | 19 | PENN_1 | 5.01 | 3.11 | 3.11 | 3.11
CR | Other | 19 | PENT_1 | 5.43 | 3.33 | 3.33 | 3.33
CR | Other | 19 | PENW_1 | 32.42 | 21.59 | 16.57 | 16.54
CR | Other | 19 | PERS_P | 13.49 | 9.52 | 5.26 | 5.23
CR | Other | 19 | POOB | 9.33 | 5.27 | 5.27 | 5.27
CR | Other | 19 | POPP_3 | 19.95 | 13.26 | 11.08 | 12.26
CR | Other | 19 | PORA_P | 6.2 | 5.86 | 0 | 0
CR | Other | 19 | PYLE_1 | 64.85 | 56.61 | 14.83 | 19.09
CR | Other | 19 | RAIN_1 | 151.92 | 139.97 | 6.19 | 6.19
CR | Other | 19 | RASS_1 | 152.98 | 140.58 | 7.12 | 7.12
CR | Other | 19 | RATS_1 | 74.01 | 59.19 | 20.02 | 19.98
CR | Other | 19 | RAYL_1 | 49.16 | 36.04 | 17.32 | 17.32
CR | Other | 19 | RICH1 | 14.98 | 11.08 | 4.9 | 4.86
CR | Other | 19 | ROCH_1 | 12.06 | 7.04 | 7.04 | 7.04
CR | Other | 19 | RYEH_1 | 31.55 | 21.27 | 14.21 | 14.19
CR | Other | 19 | SALH_1 | 441.6 | 348.02 | 118.11 | 117.63
CR | Other | 19 | SALT_1 | 38.56 | 34.51 | 3.39 | 3.38
CR | Other | 19 | SBAR | 16.62 | 15.71 | 0 | 0
CR | Other | 19 | SEAB1 | 130.81 | 105.33 | 47.15 | 47.14
CR | Other | 19 | SELL_1 | 40.04 | 37.09 | 1.29 | 1.29
CR | Other | 19 | SHEC_3 | 29.73 | 21.41 | 18.78 | 18.78
CR | Other | 19 | SHRW_1 | 13.76 | 9.7 | 7.42 | 7.42
CR | Other | 19 | SJOW_1 | 14.19 | 10.5 | 4.64 | 4.61
CR | Other | 19 | SKLGB1 | 91.36 | 81.84 | 7.8 | 7.79
CR | Other | 19 | SMAN_1 | 92.75 | 75.23 | 23.69 | 24.79
CR | Other | 19 | SPEN_1 | 181.85 | 140.18 | 97.57 | 106.91
CR | Other | 19 | STAH_1 | 31.33 | 24.46 | 12.86 | 15.43
CR | Other | 19 | STAY_1 | 120.94 | 100.97 | 28.32 | 28.29
CR | Other | 19 | STEN_1 | 8.26 | 5.5 | 3.82 | 3.81
CR | Other | 19 | STES_1 | 20.39 | 13.53 | 9.77 | 9.74
CR | Other | 19 | STIR | 39.48 | 34.75 | 17.27 | 24.86
CR | Other | 19 | STLE | 12.86 | 8.84 | 7.01 | 7.01
CR | Other | 19 | STRI_P | 3.17 | 1.88 | 1.88 | 1.88
CR | Other | 19 | SUND_1 | 48.67 | 29.94 | 26.43 | 26.43
CR | Other | 19 | SWAN_1 | 242.41 | 225.5 | 7.18 | 7.77
CR | Other | 19 | TAUN1 | 51.11 | 45.26 | 8.86 | 11.57
CR | Other | 19 | TAYN_P | 2.8 | 2.65 | 0 | 0
CR | Other | 19 | TEMP_3 | 2.2 | 1.47 | 1.01 | 1.01
CR | Other | 19 | THOM_6 | 136.66 | 120.78 | 16.96 | 17.67
CR | Other | 19 | THSO_P | 12.7 | 2.79 | 1.35 | 1.35
CR | Other | 19 | THUR_6 | 13.95 | 13.19 | 0 | 0
CR | Other | 19 | TILBB_1 | 23.78 | 16.21 | 10.6 | 10.6
CR | Other | 19 | TOTT_1 | 61.41 | 44.56 | 29.54 | 29.54
CR | Other | 19 | TRAW_1 | 2.1 | 1.25 | 1.25 | 1.25
CR | Other | 19 | TYNE_1 | 10.64 | 6.23 | 4.52 | 4.51
CR | Other | 19 | TYNE_2 | 29.67 | 28.05 | 0 | 0
CR | Other | 19 | UPPB_1 | 132.79 | 125.54 | 0 | 0
CR | Other | 19 | UPPB_3 | 54.95 | 51.44 | 1.19 | 1.19
CR | Other | 19 | USKM_1 | 46.89 | 37.73 | 21.26 | 26.58
CR | Other | 19 | WALH_1 | 19.42 | 12.41 | 10.47 | 11.08
CR | Other | 19 | WALP_1 | 108.87 | 96 | 35.59 | 35.36
CR | Other | 19 | WALP_B | 41.05 | 34.73 | 6.67 | 6.67
CR | Other | 19 | WASF_1 | 44.2 | 30.69 | 18.15 | 18.08
CR | Other | 19 | WATFS_1 | 6.19 | 4.72 | 2.61 | 2.61
CR | Other | 19 | WBUR_1 | 33.44 | 25.99 | 12.53 | 12.86
CR | Other | 19 | WFIE | 32.9 | 28.96 | 14.39 | 20.72
CR | Other | 19 | WHAM_1 | 52.35 | 41.06 | 14.59 | 15.34
CR | Other | 19 | WHGA_1 | 3.39 | 1.87 | 1.87 | 1.87
CR | Other | 19 | WHHO | 1.66 | 1.23 | 0.54 | 0.54
CR | Other | 19 | WIBA_3 | 60.06 | 52 | 26.38 | 37.51
CR | Other | 19 | WIEN_1 | 34.06 | 25.2 | 16.37 | 16.37
CR | Other | 19 | WILL_1 | 58.58 | 42.83 | 19.48 | 19.35
CR | Other | 19 | WIMBN1 | 12.02 | 11.36 | 0 | 0
CR | Other | 19 | WIMBS1 | 13.17 | 11.26 | 3.71 | 3.71
CR | Other | 19 | WISD_6 | 2.02 | 1.5 | 0.66 | 0.66
CR | Other | 19 | WMEL_1 | 92.42 | 85.91 | 3.4 | 3.4
CR | Other | 19 | WTHU31 | 22.57 | 13.41 | 13.41 | 13.41
CR | Other | 19 | WWEY_1 | 12.2 | 8.86 | 4.08 | 4.07
CR | Other | 19 | WYMOM_1 | 10.95 | 6.72 | 6.72 | 6.72
CR | Other | 20 | ABHA1 | 8.02 | 4.76 | 4.76 | 4.76
CR | Other | 20 | ABNE_P | 6.4 | 4.07 | 4.07 | 4.07
CR | Other | 20 | ABTH_1 | 28.59 | 25.73 | 9.35 | 9.28
CR | Other | 20 | ALNE_P | 13.86 | 12.19 | 6.06 | 8.73
CR | Other | 20 | ALVE1 | 12.53 | 8.35 | 8.35 | 8.35
CR | Other | 20 | AMEM_1 | 11.09 | 8.35 | 2.43 | 2.43
CR | Other | 20 | ARMO_P | 5 | 4.73 | 0 | 0
CR | Other | 20 | BARKC1 | 188.09 | 132.41 | 89.59 | 95.14
CR | Other | 20 | BARKW3 | 30.26 | 28.6 | 0 | 0
CR | Other | 20 | BEDD_1 | 79.17 | 67.85 | 10.77 | 10.76
CR | Other | 20 | BESW_1 | 14.99 | 9.38 | 8.03 | 8.02
CR | Other | 20 | BICF_1 | 56.94 | 48.63 | 26.46 | 38.49
CR | Other | 20 | BIRK_1 | 22.82 | 15.6 | 9.82 | 9.78
CR | Other | 20 | BISW_1 | 27.5 | 20 | 13.72 | 13.72
CR | Other | 20 | BLYTB1 | 7.68 | 4.95 | 3.85 | 3.85
CR | Other | 20 | BOLN_1 | 147.8 | 112.41 | 57.39 | 58.56
CR | Other | 20 | BONN | 1.09 | 0.8 | 0.36 | 0.35
CR | Other | 20 | BOTW_1 | 71.61 | 66.9 | 1.35 | 1.35
CR | Other | 20 | BRAI_1 | 12.93 | 7.91 | 7.91 | 7.91
CR | Other | 20 | BRAW_1 | 35.72 | 28.57 | 9.88 | 9.88
CR | Other | 20 | BRED_1 | 9.99 | 6.26 | 5.67 | 5.67
CR | Other | 20 | BRFO_1 | 207.11 | 181.36 | 38.3 | 43.24
CR | Other | 20 | BRIM_1 | 9.4 | 6.83 | 3.8 | 3.78
CR | Other | 20 | BRLE_1 | 119.11 | 103.04 | 16.43 | 16.41
CR | Other | 20 | BRWA1 | 54.38 | 48.83 | 5.92 | 6.89
CR | Other | 20 | BURM_1 | 268.26 | 214.11 | 128.64 | 140.1
CR | Other | 20 | BUSH_1 | 25.09 | 16.44 | 16.44 | 16.44
CR | Other | 20 | BUST_1 | 3.08 | 1.83 | 1.83 | 1.83
CR | Other | 20 | CANTN1 | 121.08 | 110.72 | 7.31 | 7.31
CR | Other | 20 | CAPEA1 | 215.83 | 195.54 | 42.7 | 42.44
CR | Other | 20 | CARE_1 | 210.43 | 183.11 | 31.8 | 31.78
CR | Other | 20 | CARR_1 | 148.36 | 121.91 | 43.48 | 55.66
CR | Other | 20 | CELL_1 | 193.15 | 160.98 | 41.93 | 44.66
CR | Other | 20 | CHIC_1 | 52.32 | 49.07 | 1.02 | 1.02
CR | Other | 20 | CHSI_1 | 10.97 | 10.02 | 0.6 | 0.6
CR | Other | 20 | CHTE_1 | 137.82 | 125.67 | 10.07 | 10.07
CR | Other | 20 | CITR_1 | 23.81 | 20.76 | 5.08 | 5.04
CR | Other | 20 | CLAY_P | 1.07 | 0.52 | 0.52 | 0.52
CR | Other | 20 | CLYM | 7.1 | 4.22 | 4.22 | 4.22
CR | Other | 20 | CONQA1 | 98.44 | 85.88 | 22.65 | 22.93
CR | Other | 20 | COVE_1 | 52.31 | 38.37 | 25.14 | 25.13
CR | Other | 20 | COWL_1 | 58.59 | 41.73 | 26.73 | 26.73
CR | Other | 20 | COYL | 6.73 | 4 | 4 | 4
CR | Other | 20 | CREB_1 | 31.68 | 26.31 | 7.12 | 7.1
CR | Other | 20 | CUMB | 21.22 | 13.51 | 13.11 | 13.11
CR | Other | 20 | CUPA | 1.9 | 1.29 | 1.29 | 1.29
CR | Other | 20 | DALM3 | 23.62 | 17.48 | 11.86 | 11.86
CR | Other | 20 | DEWP | 1.45 | 1.07 | 0.47 | 0.47
CR | Other | 20 | DRAK_1 | 13.83 | 8.95 | 6.77 | 6.76
CR | Other | 20 | DRAX_1 | 98.42 | 90.27 | 13.66 | 18.93
CR | Other | 20 | DUDH_P | 3.89 | 2.88 | 1.27 | 1.26
CR | Other | 20 | DUNB | 9.86 | 7.18 | 5.31 | 5.31
CR | Other | 20 | DUNF | 3.82 | 2.4 | 2.4 | 2.4
CR | Other | 20 | EALI_6 | 12.15 | 6.65 | 5.14 | 5.14
CR | Other | 20 | EASO_1 | 11.77 | 8.55 | 5.59 | 6.52
CR | Other | 20 | ECLA_1 | 50.51 | 33.48 | 24.25 | 24.23
CR | Other | 20 | EKIS | 6.2 | 3.68 | 3.68 | 3.68
CR | Other | 20 | ELLA_1 | 106.02 | 85.8 | 21.15 | 21.06
CR | Other | 20 | ELST_1 | 12.65 | 10.94 | 2.6 | 2.6
CR | Other | 20 | ENDE_1 | 37.15 | 24.22 | 20 | 20.57
CR | Other | 20 | EXET1 | 72.86 | 63.14 | 11.29 | 11.27
CR | Other | 20 | FAWL_1 | 218.08 | 183.23 | 35.63 | 35.47
CR | Other | 20 | FECK_6 | 61.52 | 55.08 | 7.06 | 8.16
CR | Other | 20 | FERRA2 | 60.61 | 55.92 | 2.34 | 2.34
CR | Other | 20 | FERRB1 | 124.52 | 92.57 | 60.77 | 62.95
CR | Other | 20 | FIDF_1 | 113.99 | 93.9 | 33.26 | 41.41
CR | Other | 20 | FLEE_1 | 139.96 | 131.06 | 2.11 | 2.11
CR | Other | 20 | FOUR_1 | 2.03 | 1.38 | 1.38 | 1.38
CR | Other | 20 | FROD_1 | 326.08 | 277.45 | 69.09 | 68.64
CR | Other | 20 | GLRO | 2.72 | 1.85 | 1.85 | 1.85
CR | Other | 20 | GREN_1 | 125.52 | 97.34 | 57.87 | 72.29
CR | Other | 20 | GRIW_1 | 84.28 | 71.53 | 30.07 | 29.91
CR | Other | 20 | G_EXTRA_2 | 1.63 | 1.11 | 1.11 | 1.11
CR | Other | 20 | G_EXTRA_4 | 4.7 | 2.79 | 2.79 | 2.79
CR | Other | 20 | G_EXTRA_5 | 6.5 | 3.86 | 3.86 | 3.86
CR | Other | 20 | G_EXTRA_8 | 4.44 | 2.93 | 2.93 | 2.93
CR | Other | 20 | G_EXTRA_9 | 3.54 | 2.62 | 1.78 | 1.78
CR | Other | 20 | HACK_1 | 3.03 | 2.24 | 0.99 | 0.98
CR | Other | 20 | HACK_6 | 14.18 | 13.41 | 0 | 0
CR | Other | 20 | HAMHC1 | 28.6 | 14.66 | 14.66 | 14.66
CR | Other | 20 | HARK_1 | 32.12 | 22.31 | 9.99 | 9.97
CR | Other | 20 | HAWP_6 | 3.74 | 2.22 | 2.22 | 2.22
CR | Other | 20 | HEYS_1 | 9.71 | 6.01 | 5.33 | 5.33
CR | Other | 20 | HURS_1 | 14.88 | 11.33 | 4.63 | 4.63
CR | Other | 20 | HUTT_1 | 110.63 | 89.97 | 43.29 | 57.55
CR | Other | 20 | INDQ1 | 66.78 | 52.33 | 27.79 | 27.77
CR | Other | 20 | IROA1 | 8.88 | 6.08 | 3.8 | 3.79
CR | Other | 20 | IRONB1 | 6.47 | 3.97 | 3.97 | 3.97
CR | Other | 20 | IVER_1 | 194.47 | 162.61 | 84.26 | 89.44
CR | Other | 20 | KAIM | 3.89 | 2.72 | 1.58 | 1.57
CR | Other | 20 | KEAD_1 | 13.64 | 8.38 | 8.38 | 8.38
CR | Other | 20 | KEAR_1 | 40.51 | 26.8 | 24.45 | 24.45
CR | Other | 20 | KEIT_P | 29.07 | 25.29 | 12.88 | 18.85
CR | Other | 20 | KEMS_1 | 429.14 | 344.44 | 217.55 | 237.25
CR | Other | 20 | KIER | 4.93 | 2.93 | 2.93 | 2.93
CR | Other | 20 | KILT | 6.94 | 5.53 | 2.58 | 3.26
CR | Other | 20 | KILW | 18.18 | 16.06 | 6.42 | 6.38
CR | Other | 20 | KINO_1 | 168.22 | 141.57 | 63.51 | 63.26
CR | Other | 20 | KINT_P | 7.67 | 5.68 | 2.51 | 2.49
CR | Other | 20 | KIRKB1 | 7.17 | 6.3 | 3.95 | 4.53
CR | Other | 20 | KNAR | 4.51 | 3.06 | 3.06 | 3.06
CR | Other | 20 | LACK_6 | 150.43 | 117.03 | 79.57 | 89.84
CR | Other | 20 | LALE1SG003 | 74.44 | 56.05 | 31.43 | 31.94
CR | Other | 20 | LAND1 | 151.04 | 131.03 | 34.01 | 34.45
CR | Other | 20 | LEGA_1 | 12.17 | 7.79 | 6.12 | 6.11
CR | Other | 20 | LEVE | 32.65 | 25.68 | 14.94 | 17.63
CR | Other | 20 | LINM | 2.56 | 1.52 | 1.52 | 1.52
CR | Other | 20 | LISD_1 | 41.34 | 35.06 | 13.88 | 13.79
CR | Other | 20 | LITT_C | 15.03 | 11.26 | 3.14 | 3.14
CR | Other | 20 | LITT_J | 18.1 | 13.39 | 5.92 | 5.88
CR | Other | 20 | LODR_6 | 5.74 | 5.42 | 0 | 0
CR | Other | 20 | LOVE_1 | 227.6 | 203.41 | 22.97 | 22.94
CR | Other | 20 | LUNA_P | 3.11 | 2.42 | 1.54 | 1.92
CR | Other | 20 | MACC_3 | 27.33 | 19.64 | 10 | 9.95
CR | Other | 20 | MANN_1 | 33.54 | 23.19 | 17.24 | 18.62
CR | Other | 20 | MAYB | 10.93 | 8.09 | 3.83 | 3.81
CR | Other | 20 | MELK_1 | 80.48 | 70.82 | 8.43 | 8.42
CR | Other | 20 | MILC_P | 12.08 | 8.79 | 5.92 | 5.92
CR | Other | 20 | MILH_1 | 6.04 | 5.71 | 0 | 0
CR | Other | 20 | MITY_1 | 10.94 | 7.34 | 4.68 | 4.68
CR | Other | 20 | MYBS_P | 1.92 | 1.69 | 0.84 | 1.3
CR | Other | 20 | NEAR | 26.63 | 22.76 | 16.65 | 16.65
CR | Other | 20 | NECE_1 | 180.1 | 154.5 | 44.91 | 44.86
CR | Other | 20 | NEWX_6 | 53.82 | 40.43 | 31.72 | 31.72
CR | Other | 20 | NFLE | 6.04 | 4.28 | 2.42 | 2.42
CR | Other | 20 | NINF_1 | 6.32 | 4.1 | 3.12 | 3.12
CR | Other | 20 | NORM_1 | 116.22 | 95.87 | 47.04 | 60.98
CR | Other | 20 | NORT_1 | 3.58 | 2.36 | 1.71 | 1.7
CR | Other | 20 | NURS_1 | 45.35 | 33.97 | 16.9 | 16.87
CR | Other | 20 | OCKH_1 | 4.33 | 2.57 | 2.57 | 2.57
CR | Other | 20 | OFFE_3 | 8.87 | 5.27 | 5.27 | 5.27
CR | Other | 20 | OLDB_1 | 99.66 | 84.77 | 61.05 | 61.05
CR | Other | 20 | OSBA_1 | 52.33 | 46.99 | 5.5 | 5.49
CR | Other | 20 | PADIB1 | 74.3 | 63.75 | 6.85 | 7.18
CR | Other | 20 | PELH_1 | 6.81 | 4.35 | 4.35 | 4.35
CR | Other | 20 | PEMB_1 | 31.61 | 23.04 | 10.97 | 10.9
CR | Other | 20 | PENN_1 | 5.26 | 3.36 | 3.36 | 3.36
CR | Other | 20 | PENT_1 | 5.5 | 3.41 | 3.41 | 3.41
CR | Other | 20 | PENW_1 | 32.93 | 22.15 | 17.08 | 17.05
CR | Other | 20 | PERS_P | 13.59 | 9.59 | 5.28 | 5.26
CR | Other | 20 | POOB | 9.5 | 5.41 | 5.41 | 5.41
CR | Other | 20 | POPP_3 | 20.08 | 13.4 | 11.13 | 12.36
CR | Other | 20 | PORA_P | 6.2 | 5.86 | 0 | 0
CR | Other | 20 | PYLE_1 | 74.94 | 66.06 | 15.26 | 19.57
CR | Other | 20 | RAIN_1 | 188.67 | 174.72 | 6.16 | 6.16
CR | Other | 20 | RASS_1 | 185.29 | 171.15 | 7.18 | 7.18
CR | Other | 20 | RATS_1 | 77.92 | 62.56 | 21.14 | 21.1
CR | Other | 20 | RAYL_1 | 50.27 | 37.12 | 17.25 | 17.25
CR | Other | 20 | RICH1 | 15.13 | 11.2 | 4.95 | 4.91
CR | Other | 20 | ROCH_1 | 12.07 | 7.03 | 7.03 | 7.03
CR | Other | 20 | RYEH_1 | 32.25 | 21.87 | 14.54 | 14.52
CR | Other | 20 | SALH_1 | 457.09 | 360.64 | 125.74 | 125.25
CR | Other | 20 | SALT_1 | 40.51 | 36.36 | 3.47 | 3.45
CR | Other | 20 | SBAR | 21.33 | 20.16 | 0 | 0
CR | Other | 20 | SEAB1 | 151.79 | 115.65 | 55.14 | 55.13
CR | Other | 20 | SELL_1 | 50.12 | 46.62 | 1.29 | 1.29
CR | Other | 20 | SHEC_3 | 30.81 | 22.22 | 19.47 | 19.47
CR | Other | 20 | SHRW_1 | 15.38 | 10.97 | 8.32 | 8.32
CR | Other | 20 | SJOW_1 | 14.34 | 10.61 | 4.69 | 4.65
CR | Other | 20 | SKLGB1 | 113.05 | 102.36 | 7.87 | 7.86
CR | Other | 20 | SMAN_1 | 103.88 | 85.7 | 24.54 | 25.68
CR | Other | 20 | SPEN_1 | 187.77 | 144.79 | 101.12 | 110.7
CR | Other | 20 | STAH_1 | 31.62 | 24.7 | 12.97 | 15.57
CR | Other | 20 | STAY_1 | 143.15 | 121.61 | 30.43 | 30.4
CR | Other | 20 | STEN_1 | 8.28 | 5.51 | 3.82 | 3.81
CR | Other | 20 | STES_1 | 20.51 | 13.65 | 9.85 | 9.82
CR | Other | 20 | STIR | 39.99 | 35.19 | 17.49 | 25.18
CR | Other | 20 | STLE | 13.97 | 9.68 | 7.58 | 7.58
CR | Other | 20 | STRI_P | 3.15 | 1.87 | 1.87 | 1.87
CR | Other | 20 | SUND_1 | 48.74 | 30.05 | 26.33 | 26.33
CR | Other | 20 | SWAN_1 | 263.97 | 245.9 | 7.17 | 7.77
CR | Other | 20 | TAUN1 | 60.97 | 54.57 | 9.05 | 11.88
CR | Other | 20 | TAYN_P | 2.8 | 2.65 | 0 | 0
CR | Other | 20 | TEMP_3 | 2.21 | 1.47 | 1.01 | 1.01
CR | Other | 20 | THOM_6 | 167.33 | 149.83 | 17.5 | 18.22
CR | Other | 20 | THSO_P | 12.7 | 2.79 | 1.46 | 1.46
CR | Other | 20 | THUR_6 | 17.9 | 16.92 | 0 | 0
CR | Other | 20 | TILBB_1 | 24.06 | 16.51 | 10.55 | 10.55
CR | Other | 20 | TOTT_1 | 70.86 | 51.51 | 34.09 | 34.09
CR | Other | 20 | TRAW_1 | 2.09 | 1.24 | 1.24 | 1.24
CR | Other | 20 | TYNE_1 | 11.02 | 6.42 | 4.7 | 4.69
CR | Other | 20 | TYNE_2 | 31.52 | 29.8 | 0 | 0
CR | Other | 20 | UPPB_1 | 160.56 | 151.79 | 0 | 0
CR | Other | 20 | UPPB_3 | 70.11 | 65.78 | 1.3 | 1.3
CR | Other | 20 | USKM_1 | 47.49 | 38.36 | 21.69 | 27.07
CR | Other | 20 | WALH_1 | 19.67 | 12.61 | 10.65 | 11.26
CR | Other | 20 | WALP_1 | 109.45 | 97.57 | 35.86 | 35.64
CR | Other | 20 | WALP_B | 43.04 | 36.61 | 6.81 | 6.81
CR | Other | 20 | WASF_1 | 44.45 | 30.88 | 18.21 | 18.14
CR | Other | 20 | WATFS_1 | 6.41 | 4.99 | 2.75 | 2.75
CR | Other | 20 | WBUR_1 | 38.06 | 30.41 | 13.44 | 13.79
CR | Other | 20 | WFIE | 33.32 | 29.32 | 14.58 | 20.98
CR | Other | 20 | WHAM_1 | 53.47 | 42.02 | 14.79 | 15.58
CR | Other | 20 | WHGA_1 | 3.45 | 1.9 | 1.9 | 1.9
CR | Other | 20 | WHHO | 1.68 | 1.24 | 0.55 | 0.55
CR | Other | 20 | WIBA_3 | 60.91 | 52.7 | 26.76 | 38.03
CR | Other | 20 | WIEN_1 | 39.51 | 29.24 | 18.99 | 18.99
CR | Other | 20 | WILL_1 | 59.21 | 43.28 | 19.69 | 19.56
CR | Other | 20 | WIMBN1 | 12.76 | 12.07 | 0 | 0
CR | Other | 20 | WIMBS1 | 13.88 | 11.87 | 3.87 | 3.87
CR | Other | 20 | WISD_6 | 2.05 | 1.51 | 0.67 | 0.66
CR | Other | 20 | WMEL_1 | 117.09 | 109.25 | 3.71 | 3.71
CR | Other | 20 | WTHU31 | 22.46 | 13.34 | 13.34 | 13.34
CR | Other | 20 | WWEY_1 | 12.52 | 9.14 | 4.11 | 4.1
CR | Other | 20 | WYMOM_1 | 11.11 | 6.9 | 6.9 | 6.9
CR | Other | 21 | ABHA1 | 7.94 | 4.72 | 4.72 | 4.72
CR | Other | 21 | ABNE_P | 6.56 | 4.25 | 4.25 | 4.25
CR | Other | 21 | ABTH_1 | 28.59 | 25.73 | 9.35 | 9.28
CR | Other | 21 | ALNE_P | 13.86 | 12.19 | 6.06 | 8.73
CR | Other | 21 | ALVE1 | 13.13 | 8.99 | 8.99 | 8.99
CR | Other | 21 | AMEM_1 | 11.05 | 8.33 | 2.4 | 2.4
CR | Other | 21 | ARMO_P | 6.43 | 6.08 | 0 | 0
CR | Other | 21 | BARKC1 | 192.59 | 135.51 | 91.76 | 97.31
CR | Other | 21 | BARKW3 | 31.28 | 29.57 | 0 | 0
CR | Other | 21 | BEDD_1 | 79.5 | 68.13 | 10.77 | 10.77
CR | Other | 21 | BESW_1 | 14.9 | 9.33 | 7.97 | 7.96
CR | Other | 21 | BICF_1 | 59.24 | 50.72 | 27.64 | 40.16
CR | Other | 21 | BIRK_1 | 22.86 | 15.64 | 9.8 | 9.77
CR | Other | 21 | BISW_1 | 28.29 | 20.61 | 14.13 | 14.13
CR | Other | 21 | BLYTB1 | 7.66 | 4.94 | 3.83 | 3.82
CR | Other | 21 | BOLN_1 | 155.93 | 119.66 | 58.96 | 60.13
CR | Other | 21 | BONN | 1.1 | 0.81 | 0.36 | 0.36
CR | Other | 21 | BOTW_1 | 73.93 | 69.11 | 1.34 | 1.34
CR | Other | 21 | BRAI_1 | 12.99 | 8.02 | 8.02 | 8.02
CR | Other | 21 | BRAW_1 | 36.59 | 29.29 | 9.99 | 9.98
CR | Other | 21 | BRED_1 | 10.28 | 6.52 | 5.93 | 5.92
CR | Other | 21 | BRFO_1 | 213.02 | 186.72 | 39.21 | 44.15
CR | Other | 21 | BRIM_1 | 9.59 | 7.01 | 3.94 | 3.93
CR | Other | 21 | BRLE_1 | 126.94 | 110.3 | 16.92 | 16.9
CR | Other | 21 | BRWA1 | 62.68 | 56.71 | 5.99 | 7
CR | Other | 21 | BURM_1 | 270.42 | 217.47 | 131.91 | 143.37
CR | Other | 21 | BUSH_1 | 26.08 | 17.5 | 17.5 | 17.5
CR | Other | 21 | BUST_1 | 3.05 | 1.81 | 1.81 | 1.81
CR | Other | 21 | CANTN1 | 124.5 | 114 | 7.53 | 7.53
CR | Other | 21 | CAPEA1 | 221.74 | 201.12 | 42.69 | 42.43
CR | Other | 21 | CARE_1 | 234.49 | 205.51 | 32.89 | 32.86
CR | Other | 21 | CARR_1 | 148.84 | 122.13 | 43.69 | 55.87
CR | Other | 21 | CELL_1 | 208.48 | 175.25 | 42.36 | 45.08
CR | Other | 21 | CHIC_1 | 52.54 | 49.28 | 1.11 | 1.11
CR | Other | 21 | CHSI_1 | 11.3 | 10.33 | 0.6 | 0.6
CR | Other | 21 | CHTE_1 | 161.05 | 147.67 | 10.38 | 10.38
CR | Other | 21 | CITR_1 | 24.14 | 21.07 | 5.1 | 5.06
CR | Other | 21 | CLAY_P | 1.09 | 0.53 | 0.53 | 0.53
CR | Other | 21 | CLYM | 7.03 | 4.18 | 4.18 | 4.18
CR | Other | 21 | CONQA1 | 110.9 | 97.41 | 23.44 | 23.73
CR | Other | 21 | COVE_1 | 53.59 | 39.39 | 25.74 | 25.73
CR | Other | 21 | COWL_1 | 59.84 | 42.7 | 27.21 | 27.21
CR | Other | 21 | COYL | 6.67 | 3.96 | 3.96 | 3.96
CR | Other | 21 | CREB_1 | 35.22 | 29.67 | 7.42 | 7.41
CR | Other | 21 | CUMB | 21.61 | 13.95 | 13.53 | 13.53
CR | Other | 21 | CUPA | 2.02 | 1.41 | 1.41 | 1.41
CR | Other | 21 | DALM3 | 24.4 | 18.06 | 12.26 | 12.26
CR | Other | 21 | DEWP | 1.46 | 1.08 | 0.48 | 0.47
CR | Other | 21 | DRAK_1 | 13.99 | 9.11 | 6.9 | 6.89
CR | Other | 21 | DRAX_1 | 111.21 | 102.37 | 13.64 | 18.91
CR | Other | 21 | DUDH_P | 3.92 | 2.9 | 1.28 | 1.27
CR | Other | 21 | DUNB | 10.24 | 7.49 | 5.57 | 5.57
CR | Other | 21 | DUNF | 3.88 | 2.48 | 2.48 | 2.48
CR | Other | 21 | EALI_6 | 12.69 | 6.94 | 5.38 | 5.38
CR | Other | 21 | EASO_1 | 11.91 | 8.68 | 5.64 | 6.61
CR | Other | 21 | ECLA_1 | 50.48 | 33.57 | 24.14 | 24.11
CR | Other | 21 | EKIS | 6.14 | 3.65 | 3.65 | 3.65
CR | Other | 21 | ELLA_1 | 106.8 | 86.38 | 21.47 | 21.38
CR | Other | 21 | ELST_1 | 13.17 | 11.46 | 2.84 | 2.84
CR | Other | 21 | ENDE_1 | 37.49 | 24.61 | 20.37 | 20.94
CR | Other | 21 | EXET1 | 73.33 | 63.56 | 11.63 | 11.61
CR | Other | 21 | FAWL_1 | 219.25 | 184.23 | 36.35 | 36.18
CR | Other | 21 | FECK_6 | 63.07 | 56.57 | 7.02 | 8.11
CR | Other | 21 | FERRA2 | 71.23 | 65.97 | 2.32 | 2.32
CR | Other | 21 | FERRB1 | 127.95 | 95.18 | 62.52 | 64.7
CR | Other | 21 | FIDF_1 | 115.4 | 95.19 | 34.06 | 42.46
CR | Other | 21 | FLEE_1 | 165.55 | 155.28 | 2.09 | 2.09
CR | Other | 21 | FOUR_1 | 2.15 | 1.51 | 1.51 | 1.51
CR | Other | 21 | FROD_1 | 327.52 | 278.67 | 69.87 | 69.42
CR | Other | 21 | GLRO | 2.88 | 2.02 | 2.02 | 2.02
CR | Other | 21 | GREN_1 | 126.9 | 98.54 | 58.62 | 73.24
CR | Other | 21 | GRIW_1 | 84.59 | 71.76 | 30.22 | 30.06
CR | Other | 21 | G_EXTRA_2 | 1.73 | 1.21 | 1.21 | 1.21
CR | Other | 21 | G_EXTRA_4 | 4.66 | 2.77 | 2.77 | 2.77
CR | Other | 21 | G_EXTRA_5 | 6.44 | 3.82 | 3.82 | 3.82
CR | Other | 21 | G_EXTRA_8 | 4.63 | 3.13 | 3.13 | 3.13
CR | Other | 21 | G_EXTRA_9 | 3.66 | 2.71 | 1.84 | 1.84
CR | Other | 21 | HACK_1 | 3.06 | 2.26 | 1 | 0.99
CR | Other | 21 | HACK_6 | 14.66 | 13.86 | 0 | 0
CR | Other | 21 | HAMHC1 | 29.55 | 15.21 | 15.21 | 15.21
CR | Other | 21 | HARK_1 | 33.2 | 23.04 | 10.39 | 10.37
CR | Other | 21 | HAWP_6 | 3.71 | 2.2 | 2.2 | 2.2
CR | Other | 21 | HEYS_1 | 9.65 | 5.97 | 5.29 | 5.29
CR | Other | 21 | HURS_1 | 15.04 | 11.51 | 4.58 | 4.58
CR | Other | 21 | HUTT_1 | 113.47 | 92.42 | 44.48 | 59.32
CR | Other | 21 | INDQ1 | 68.78 | 53.95 | 28.63 | 28.61
CR | Other | 21 | IROA1 | 8.89 | 6.09 | 3.79 | 3.78
CR | Other | 21 | IRONB1 | 6.51 | 4.03 | 4.03 | 4.03
CR | Other | 21 | IVER_1 | 197.33 | 164.86 | 85.89 | 91.29
CR | Other | 21 | KAIM | 3.91 | 2.73 | 1.58 | 1.57
CR | Other | 21 | KEAD_1 | 13.72 | 8.51 | 8.51 | 8.51
CR | Other | 21 | KEAR_1 | 41.56 | 27.69 | 25.27 | 25.26
CR | Other | 21 | KEIT_P | 29.55 | 25.71 | 13.08 | 19.17
CR | Other | 21 | KEMS_1 | 439.86 | 352.67 | 223.98 | 243.96
CR | Other | 21 | KIER | 4.88 | 2.9 | 2.9 | 2.9
CR | Other | 21 | KILT | 7.09 | 5.66 | 2.64 | 3.34
CR | Other | 21 | KILW | 18.26 | 16.15 | 6.51 | 6.47
CR | Other | 21 | KINO_1 | 170.16 | 143.02 | 64.39 | 64.15
CR | Other | 21 | KINT_P | 7.74 | 5.73 | 2.53 | 2.51
CR | Other | 21 | KIRKB1 | 7.76 | 6.82 | 4.32 | 4.9
CR | Other | 21 | KNAR | 4.77 | 3.34 | 3.34 | 3.34
CR | Other | 21 | LACK_6 | 154 | 119.73 | 81.92 | 92.2
CR | Other | 21 | LALE1SG003 | 76.25 | 57.46 | 32.12 | 32.64
CR | Other | 21 | LAND1 | 156.61 | 136 | 35.49 | 35.93
CR | Other | 21 | LEGA_1 | 12.29 | 7.89 | 6.22 | 6.21
CR | Other | 21 | LEVE | 32.9 | 26.01 | 15.23 | 17.92
CR | Other | 21 | LINM | 2.54 | 1.51 | 1.51 | 1.51
CR | Other | 21 | LISD_1 | 41.51 | 35.16 | 13.95 | 13.86
CR | Other | 21 | LITT_C | 15.62 | 11.68 | 3.28 | 3.28
CR | Other | 21 | LITT_J | 18.26 | 13.51 | 5.97 | 5.93
CR | Other | 21 | LODR_6 | 5.93 | 5.61 | 0 | 0
CR | Other | 21 | LOVE_1 | 245.28 | 219.97 | 23.63 | 23.6
CR | Other | 21 | LUNA_P | 3.1 | 2.41 | 1.53 | 1.91
CR | Other | 21 | MACC_3 | 27.5 | 19.77 | 10.05 | 9.99
CR | Other | 21 | MANN_1 | 33.85 | 23.54 | 17.46 | 18.86
CR | Other | 21 | MAYB | 11.07 | 8.19 | 3.89 | 3.86
CR | Other | 21 | MELK_1 | 89.22 | 79.07 | 8.41 | 8.4
CR | Other | 21 | MILC_P | 12.42 | 9.05 | 6.08 | 6.08
CR | Other | 21 | MILH_1 | 6.25 | 5.91 | 0 | 0
CR | Other | 21 | MITY_1 | 11.03 | 7.42 | 4.67 | 4.67
CR | Other | 21 | MYBS_P | 2 | 1.76 | 0.87 | 1.35
CR | Other | 21 | NEAR | 30.39 | 26.07 | 19.01 | 19.01
CR | Other | 21 | NECE_1 | 184.83 | 158.62 | 47.85 | 47.81
CR | Other | 21 | NEWX_6 | 55.91 | 42 | 32.99 | 32.98
CR | Other | 21 | NFLE | 6.07 | 4.32 | 2.4 | 2.4
CR | Other | 21 | NINF_1 | 6.3 | 4.09 | 3.11 | 3.1
CR | Other | 21 | NORM_1 | 117.25 | 96.83 | 47.68 | 61.65
CR | Other | 21 | NORT_1 | 3.58 | 2.36 | 1.7 | 1.69
CR | Other | 21 | NURS_1 | 46.42 | 34.79 | 17.27 | 17.24
CR | Other | 21 | OCKH_1 | 4.29 | 2.55 | 2.55 | 2.55
CR | Other | 21 | OFFE_3 | 8.78 | 5.21 | 5.21 | 5.21
CR | Other | 21 | OLDB_1 | 112.04 | 95.61 | 68.78 | 68.78
CR | Other | 21 | OSBA_1 | 52.72 | 47.39 | 5.88 | 5.87
CR | Other | 21 | PADIB1 | 74.27 | 63.74 | 6.82 | 7.15
CR | Other | 21 | PELH_1 | 6.98 | 4.54 | 4.54 | 4.54
CR | Other | 21 | PEMB_1 | 31.85 | 23.22 | 11.04 | 10.97
CR | Other | 21 | PENN_1 | 5.53 | 3.63 | 3.63 | 3.63
CR | Other | 21 | PENT_1 | 5.56 | 3.49 | 3.49 | 3.49
CR | Other | 21 | PENW_1 | 33.4 | 22.69 | 17.58 | 17.55
CR | Other | 21 | PERS_P | 13.64 | 9.64 | 5.29 | 5.27
CR | Other | 21 | POOB | 9.65 | 5.54 | 5.54 | 5.54
CR | Other | 21 | POPP_3 | 20.14 | 13.49 | 11.13 | 12.41
CR | Other | 21 | PORA_P | 7.97 | 7.54 | 0 | 0
CR | Other | 21 | PYLE_1 | 83.34 | 73.95 | 15.57 | 19.88
CR | Other | 21 | RAIN_1 | 219.64 | 204.04 | 6.1 | 6.1
CR | Other | 21 | RASS_1 | 212.17 | 196.6 | 7.22 | 7.22
CR | Other | 21 | RATS_1 | 79.77 | 64.26 | 21.67 | 21.62
CR | Other | 21 | RAYL_1 | 50.73 | 37.64 | 17.09 | 17.09
CR | Other | 21 | RICH1 | 15.27 | 11.3 | 4.99 | 4.96
CR | Other | 21 | ROCH_1 | 12.02 | 7 | 7 | 7
CR | Other | 21 | RYEH_1 | 32.77 | 22.32 | 14.83 | 14.82
CR | Other | 21 | SALH_1 | 462.82 | 365.18 | 128.77 | 128.28
CR | Other | 21 | SALT_1 | 41.68 | 37.47 | 3.54 | 3.53
CR | Other | 21 | SBAR | 25.34 | 23.95 | 0 | 0
CR | Other | 21 | SEAB1 | 157.93 | 120.81 | 58.93 | 58.92
CR | Other | 21 | SELL_1 | 58.63 | 54.68 | 1.27 | 1.27
CR | Other | 21 | SHEC_3 | 31.86 | 23 | 20.14 | 20.14
CR | Other | 21 | SHRW_1 | 15.93 | 11.44 | 8.71 | 8.71
CR | Other | 21 | SJOW_1 | 14.46 | 10.7 | 4.73 | 4.69
CR | Other | 21 | SKLGB1 | 131.48 | 119.81 | 7.91 | 7.9
CR | Other | 21 | SMAN_1 | 113.5 | 94.78 | 25.4 | 26.59
CR | Other | 21 | SPEN_1 | 193.21 | 149 | 104.45 | 114.21
CR | Other | 21 | STAH_1 | 31.7 | 24.77 | 12.99 | 15.59
CR | Other | 21 | STAY_1 | 160.69 | 138.16 | 31.69 | 31.66
CR | Other | 21 | STEN_1 | 8.27 | 5.52 | 3.81 | 3.8
CR | Other | 21 | STES_1 | 20.58 | 13.73 | 9.9 | 9.88
CR | Other | 21 | STIR | 39.99 | 35.19 | 17.49 | 25.18
CR | Other | 21 | STLE | 14.25 | 9.91 | 7.74 | 7.74
CR | Other | 21 | STRI_P | 3.12 | 1.85 | 1.85 | 1.85
CR | Other | 21 | SUND_1 | 48.5 | 29.95 | 26.1 | 26.1
CR | Other | 21 | SWAN_1 | 278.93 | 260.06 | 7.13 | 7.72
CR | Other | 21 | TAUN1 | 69.39 | 62.52 | 9.22 | 12.17
CR | Other | 21 | TAYN_P | 3.6 | 3.4 | 0 | 0
CR | Other | 21 | TEMP_3 | 2.21 | 1.48 | 1.01 | 1.01
CR | Other | 21 | THOM_6 | 193.43 | 174.59 | 18.02 | 18.74
CR | Other | 21 | THSO_P | 15.7 | 3.45 | 2.12 | 2.12
CR | Other | 21 | THUR_6 | 21.27 | 20.11 | 0 | 0
CR | Other | 21 | TILBB_1 | 24.1 | 16.6 | 10.44 | 10.44
CR | Other | 21 | TOTT_1 | 73.18 | 53.18 | 35.2 | 35.2
CR | Other | 21 | TRAW_1 | 2.07 | 1.23 | 1.23 | 1.23
CR | Other | 21 | TYNE_1 | 11.37 | 6.6 | 4.87 | 4.86
CR | Other | 21 | TYNE_2 | 32.58 | 30.8 | 0 | 0
CR | Other | 21 | UPPB_1 | 183.45 | 173.43 | 0 | 0
CR | Other | 21 | UPPB_3 | 83.04 | 78.01 | 1.42 | 1.42
CR | Other | 21 | USKM_1 | 47.71 | 38.66 | 21.96 | 27.34
CR | Other | 21 | WALH_1 | 19.83 | 12.75 | 10.79 | 11.4
CR | Other | 21 | WALP_1 | 109.9 | 98.04 | 36.15 | 35.93
CR | Other | 21 | WALP_B | 44.22 | 37.74 | 6.94 | 6.94
CR | Other | 21 | WASF_1 | 44.58 | 31 | 18.22 | 18.14
CR | Other | 21 | WATFS_1 | 6.58 | 5.2 | 2.89 | 2.89
CR | Other | 21 | WBUR_1 | 42.14 | 34.36 | 14.41 | 14.77
CR | Other | 21 | WFIE | 33.32 | 29.32 | 14.58 | 20.98
CR | Other | 21 | WHAM_1 | 54.29 | 42.72 | 14.97 | 15.8
CR | Other | 21 | WHGA_1 | 3.49 | 1.92 | 1.92 | 1.92
CR | Other | 21 | WHHO | 1.7 | 1.25 | 0.55 | 0.55
CR | Other | 21 | WIBA_3 | 61.02 | 52.75 | 26.81 | 38.08
CR | Other | 21 | WIEN_1 | 40.78 | 30.18 | 19.6 | 19.6
CR | Other | 21 | WILL_1 | 59.75 | 43.68 | 19.88 | 19.74
CR | Other | 21 | WIMBN1 | 13.2 | 12.48 | 0 | 0
CR | Other | 21 | WIMBS1 | 14.39 | 12.3 | 4.03 | 4.03
CR | Other | 21 | WISD_6 | 2.06 | 1.53 | 0.67 | 0.67
CR | Other | 21 | WMEL_1 | 138.13 | 129.17 | 4.05 | 4.05
CR | Other | 21 | WTHU31 | 22.23 | 13.21 | 13.21 | 13.21
CR | Other | 21 | WWEY_1 | 12.71 | 9.3 | 4.12 | 4.11
CR | Other | 21 | WYMOM_1 | 11.25 | 7.08 | 7.08 | 7.08
CR | Other | 22 | ABHA1 | 7.86 | 4.67 | 4.67 | 4.67
CR | Other | 22 | ABNE_P | 6.73 | 4.37 | 4.37 | 4.37
CR | Other | 22 | ABTH_1 | 28.59 | 25.73 | 9.35 | 9.28
CR | Other | 22 | ALNE_P | 13.86 | 12.19 | 6.06 | 8.73
CR | Other | 22 | ALVE1 | 13.77 | 9.43 | 9.43 | 9.43
CR | Other | 22 | AMEM_1 | 11.01 | 8.3 | 2.38 | 2.38
CR | Other | 22 | ARMO_P | 7.86 | 7.43 | 0 | 0
CR | Other | 22 | BARKC1 | 194.54 | 136.67 | 92.68 | 98.23
CR | Other | 22 | BARKW3 | 31.67 | 29.94 | 0 | 0
CR | Other | 22 | BEDD_1 | 79.64 | 68.24 | 10.77 | 10.76
CR | Other | 22 | BESW_1 | 14.82 | 9.29 | 7.91 | 7.9
CR | Other | 22 | BICF_1 | 78.2 | 67.36 | 36.01 | 53.02
CR | Other | 22 | BIRK_1 | 22.91 | 15.69 | 9.8 | 9.76
CR | Other | 22 | BISW_1 | 28.46 | 20.74 | 14.22 | 14.22
CR | Other | 22 | BLYTB1 | 7.63 | 4.93 | 3.81 | 3.8
CR | Other | 22 | BOLN_1 | 162.86 | 125.94 | 59.57 | 60.73
CR | Other | 22 | BONN | 1.11 | 0.82 | 0.36 | 0.36
CR | Other | 22 | BOTW_1 | 74.8 | 69.93 | 1.32 | 1.32
CR | Other | 22 | BRAI_1 | 13.06 | 8.08 | 8.08 | 8.08
CR | Other | 22 | BRAW_1 | 41.04 | 32.58 | 13.04 | 13.04
CR | Other | 22 | BRED_1 | 10.57 | 6.72 | 6.11 | 6.11
CR | Other | 22 | BRFO_1 | 215.96 | 189.22 | 39.99 | 44.93
CR | Other | 22 | BRIM_1 | 9.79 | 7.15 | 4.06 | 4.04
CR | Other | 22 | BRLE_1 | 135.26 | 118.01 | 17.2 | 17.18
CR | Other | 22 | BRWA1 | 73.2 | 66.57 | 6.63 | 8
CR | Other | 22 | BURM_1 | 272.59 | 219 | 133.36 | 144.82
CR | Other | 22 | BUSH_1 | 27.13 | 18.24 | 18.24 | 18.24
CR | Other | 22 | BUST_1 | 3.02 | 1.79 | 1.79 | 1.79
CR | Other | 22 | CANTN1 | 125.92 | 115.3 | 7.67 | 7.67
CR | Other | 22 | CAPEA1 | 227.81 | 206.86 | 42.68 | 42.41
CR | Other | 22 | CARE_1 | 259.11 | 228.55 | 33.38 | 33.35
CR | Other | 22 | CARR_1 | 93.27 | 71.92 | 43.89 | 56.07
CR | Other | 22 | CELL_1 | 224.59 | 190.34 | 42.58 | 45.3
CR | Other | 22 | CHIC_1 | 52.68 | 49.39 | 1.18 | 1.18
CR | Other | 22 | CHSI_1 | 11.42 | 10.45 | 0.59 | 0.59
CR | Other | 22 | CHTE_1 | 187.3 | 172.44 | 11.05 | 11.05
CR | Other | 22 | CITR_1 | 24.31 | 21.21 | 5.12 | 5.08
CR | Other | 22 | CLAY_P | 1.11 | 0.54 | 0.54 | 0.54
CR | Other | 22 | CLYM | 6.96 | 4.14 | 4.14 | 4.14
CR | Other | 22 | CONQA1 | 126.49 | 111.56 | 25.38 | 25.78
CR | Other | 22 | COVE_1 | 55.93 | 41.15 | 27.14 | 27.13
CR | Other | 22 | COWL_1 | 60.1 | 42.9 | 27.27 | 27.27
CR | Other | 22 | COYL | 6.6 | 3.92 | 3.92 | 3.92
CR | Other | 22 | CREB_1 | 39.1 | 33.26 | 7.64 | 7.62
CR | Other | 22 | CUMB | 22 | 14.23 | 13.81 | 13.81
CR | Other | 22 | CUPA | 2.13 | 1.49 | 1.49 | 1.49
CR | Other | 22 | DALM3 | 24.83 | 18.38 | 12.51 | 12.51
CR | Other | 22 | DEWP | 1.47 | 1.09 | 0.48 | 0.48
CR | Other | 22 | DRAK_1 | 14.16 | 9.22 | 7 | 6.99
CR | Other | 22 | DRAX_1 | 125.36 | 115.75 | 13.63 | 18.9
CR | Other | 22 | DUDH_P | 3.96 | 2.93 | 1.29 | 1.28
CR | Other | 22 | DUNB | 10.51 | 7.69 | 5.74 | 5.74
CR | Other | 22 | DUNF | 3.96 | 2.54 | 2.54 | 2.54
CR | Other | 22 | EALI_6 | 13.16 | 7.17 | 5.59 | 5.59
CR | Other | 22 | EASO_1 | 13.35 | 9.95 | 6.25 | 7.57
CR | Other | 22 | ECLA_1 | 50.35 | 33.53 | 24 | 23.97
CR | Other | 22 | EKIS | 6.08 | 3.61 | 3.61 | 3.61
CR | Other | 22 | ELLA_1 | 57.27 | 41.72 | 21.64 | 21.55
CR | Other | 22 | ELST_1 | 13.53 | 11.73 | 3 | 3
CR | Other | 22 | ENDE_1 | 37.85 | 24.87 | 20.6 | 21.17
CR | Other | 22 | EXET1 | 73.66 | 63.8 | 11.83 | 11.81
CR | Other | 22 | FAWL_1 | 220.88 | 185.61 | 37.37 | 37.21
CR | Other | 22 | FECK_6 | 63.61 | 57.11 | 6.97 | 8.06
CR | Other | 22 | FERRA2 | 82.97 | 77.08 | 2.29 | 2.29
CR | Other | 22 | FERRB1 | 128.77 | 95.79 | 62.95 | 65.14
CR | Other | 22 | FIDF_1 | 76.89 | 60.3 | 38.29 | 48.89
CR | Other | 22 | FLEE_1 | 193.87 | 182.06 | 2.07 | 2.07
CR | Other | 22 | FOUR_1 | 2.28 | 1.59 | 1.59 | 1.59
CR | Other | 22 | FROD_1 | 208.96 | 171.72 | 70.52 | 70.07
CR | Other | 22 | GLRO | 3.05 | 2.13 | 2.13 | 2.13
CR | Other | 22 | GREN_1 | 135.21 | 105.72 | 62.28 | 78.77
CR | Other | 22 | GRIW_1 | 84.93 | 72 | 30.4 | 30.24
CR | Other | 22 | G_EXTRA_2 | 1.83 | 1.28 | 1.28 | 1.28
CR | Other | 22 | G_EXTRA_4 | 4.61 | 2.74 | 2.74 | 2.74
CR | Other | 22 | G_EXTRA_5 | 6.37 | 3.79 | 3.79 | 3.79
CR | Other | 22 | G_EXTRA_8 | 4.83 | 3.28 | 3.28 | 3.28
CR | Other | 22 | G_EXTRA_9 | 3.72 | 2.76 | 1.88 | 1.88
CR | Other | 22 | HACK_1 | 3.08 | 2.28 | 1.01 | 1
CR | Other | 22 | HACK_6 | 14.84 | 14.03 | 0 | 0
CR | Other | 22 | HAMHC1 | 30.46 | 15.69 | 15.69 | 15.69
CR | Other | 22 | HARK_1 | 34.04 | 23.55 | 10.75 | 10.73
CR | Other | 22 | HAWP_6 | 3.67 | 2.18 | 2.18 | 2.18
CR | Other | 22 | HEYS_1 | 9.58 | 5.94 | 5.25 | 5.24
CR | Other | 22 | HURS_1 | 15.06 | 11.55 | 4.54 | 4.54
CR | Other | 22 | HUTT_1 | 136.26 | 112.41 | 54.39 | 74.6
CR | Other | 22 | INDQ1 | 72.07 | 56.45 | 30.56 | 30.54
CR | Other | 22 | IROA1 | 8.91 | 6.11 | 3.79 | 3.78
CR | Other | 22 | IRONB1 | 6.55 | 4.07 | 4.07 | 4.07
CR | Other | 22 | IVER_1 | 210.2 | 175.56 | 92.39 | 99.82
CR | Other | 22 | KAIM | 3.92 | 2.74 | 1.58 | 1.57
CR | Other | 22 | KEAD_1 | 13.82 | 8.59 | 8.59 | 8.59
CR | Other | 22 | KEAR_1 | 43.38 | 29.01 | 26.44 | 26.43
CR | Other | 22 | KEIT_P | 34.05 | 29.68 | 15.05 | 22.22
CR | Other | 22 | KEMS_1 | 467.52 | 374.6 | 239.47 | 261.96
CR | Other | 22 | KIER | 4.83 | 2.87 | 2.87 | 2.87
CR | Other | 22 | KILT | 8.19 | 6.62 | 3.12 | 4.08
CR | Other | 22 | KILW | 18.34 | 16.2 | 6.57 | 6.53
CR | Other | 22 | KINO_1 | 170.57 | 143.34 | 64.57 | 64.33
CR | Other | 22 | KINT_P | 7.81 | 5.78 | 2.55 | 2.54
CR | Other | 22 | KIRKB1 | 9.13 | 8.03 | 5.22 | 5.81
CR | Other | 22 | KNAR | 5.06 | 3.54 | 3.54 | 3.54
CR | Other | 22 | LACK_6 | 161.04 | 124.87 | 86.36 | 96.63
CR | Other | 22 | LALE1SG003 | 76.64 | 57.79 | 32.23 | 32.75
CR | Other | 22 | LAND1 | 163.31 | 141.61 | 39.05 | 39.49
CR | Other | 22 | LEGA_1 | 12.42 | 7.98 | 6.28 | 6.28
CR | Other | 22 | LEVE | 33.17 | 26.2 | 15.38 | 18.07
CR | Other | 22 | LINM | 2.51 | 1.49 | 1.49 | 1.49
CR | Other | 22 | LISD_1 | 41.68 | 35.26 | 14.02 | 13.93
CR | Other | 22 | LITT_C | 16 | 11.91 | 3.41 | 3.41
CR | Other | 22 | LITT_J | 18.43 | 13.64 | 6.03 | 5.98
CR | Other | 22 | LODR_6 | 6 | 5.68 | 0 | 0
CR | Other | 22 | LOVE_1 | 261.47 | 235.14 | 23.95 | 23.92
CR | Other | 22 | LUNA_P | 3.09 | 2.41 | 1.52 | 1.91
CR | Other | 22 | MACC_3 | 27.68 | 19.91 | 10.1 | 10.04
CR | Other | 22 | MANN_1 | 34.71 | 24.28 | 17.86 | 19.42
CR | Other | 22 | MAYB | 11.18 | 8.28 | 3.93 | 3.91
CR | Other | 22 | MELK_1 | 98.34 | 87.71 | 8.39 | 8.38
CR | Other | 22 | MILC_P | 12.49 | 9.1 | 6.11 | 6.11
CR | Other | 22 | MILH_1 | 6.33 | 5.98 | 0 | 0
CR | Other | 22 | MITY_1 | 11.06 | 7.44 | 4.66 | 4.66
CR | Other | 22 | MYBS_P | 2.71 | 2.39 | 1.19 | 1.84
CR | Other | 22 | NEAR | 35.43 | 30.51 | 22.18 | 22.18
CR | Other | 22 | NECE_1 | 192.74 | 165.47 | 52.98 | 52.93
CR | Other | 22 | NEWX_6 | 60.41 | 45.34 | 35.83 | 35.82
CR | Other | 22 | NFLE | 6.05 | 4.32 | 2.37 | 2.37
CR | Other | 22 | NINF_1 | 6.28 | 4.08 | 3.09 | 3.09
CR | Other | 22 | NORM_1 | 118.75 | 98.01 | 48.43 | 62.56
CR | Other | 22 | NORT_1 | 3.57 | 2.36 | 1.69 | 1.69
CR | Other | 22 | NURS_1 | 46.81 | 35.09 | 17.39 | 17.36
CR | Other | 22 | OCKH_1 | 4.25 | 2.52 | 2.52 | 2.52
CR | Other | 22 | OFFE_3 | 8.69 | 5.16 | 5.16 | 5.16
CR | Other | 22 | OLDB_1 | 140.04 | 120.21 | 87.29 | 87.28
CR | Other | 22 | OSBA_1 | 53.14 | 47.68 | 6.16 | 6.15
CR | Other | 22 | PADIB1 | 14.24 | 9.73 | 6.79 | 7.12
CR | Other | 22 | PELH_1 | 7.17 | 4.68 | 4.68 | 4.68
CR | Other | 22 | PEMB_1 | 32.1 | 23.41 | 11.12 | 11.05
CR | Other | 22 | PENN_1 | 5.81 | 3.82 | 3.82 | 3.82
CR | Other | 22 | PENT_1 | 5.62 | 3.53 | 3.53 | 3.53
CR | Other | 22 | PENW_1 | 33.87 | 23.03 | 17.86 | 17.84
CR | Other | 22 | PERS_P | 13.71 | 9.7 | 5.31 | 5.28
CR | Other | 22 | POOB | 9.8 | 5.64 | 5.64 | 5.64
CR | Other | 22 | POPP_3 | 21.91 | 15.09 | 11.88 | 13.62
CR | Other | 22 | PORA_P | 9.74 | 9.21 | 0 | 0
CR | Other | 22 | PYLE_1 | 92.59 | 82.57 | 15.81 | 20.12
CR | Other | 22 | RAIN_1 | 253.53 | 236.12 | 6.04 | 6.04
CR | Other | 22 | RASS_1 | 241 | 223.87 | 7.23 | 7.23
CR | Other | 22 | RATS_1 | 80.71 | 65.03 | 21.96 | 21.91
CR | Other | 22 | RAYL_1 | 50.74 | 37.74 | 16.94 | 16.94
CR | Other | 22 | RICH1 | 15.41 | 11.41 | 5.04 | 5
CR | Other | 22 | ROCH_1 | 11.97 | 6.96 | 6.96 | 6.96
CR | Other | 22 | RYEH_1 | 33.2 | 22.61 | 15.05 | 15.03
CR | Other | 22 | SALH_1 | 378.48 | 288.65 | 130.45 | 129.95
CR | Other | 22 | SALT_1 | 42.18 | 37.93 | 3.59 | 3.57
CR | Other | 22 | SBAR | 29.77 | 28.15 | 0 | 0
CR | Other | 22 | SEAB1 | 178.61 | 132.08 | 68.07 | 68.06
CR | Other | 22 | SELL_1 | 67.98 | 63.52 | 1.26 | 1.26
CR | Other | 22 | SHEC_3 | 34.27 | 24.79 | 21.68 | 21.68
CR | Other | 22 | SHRW_1 | 16.23 | 11.66 | 8.91 | 8.91
CR | Other | 22 | SJOW_1 | 14.6 | 10.8 | 4.77 | 4.74
CR | Other | 22 | SKLGB1 | 151.88 | 139.1 | 7.93 | 7.92
CR | Other | 22 | SMAN_1 | 125.78 | 106.02 | 26.82 | 28.47
CR | Other | 22 | SPEN_1 | 210.1 | 162.44 | 113.78 | 125.17
CR | Other | 22 | STAH_1 | 31.79 | 24.84 | 13 | 15.61
CR | Other | 22 | STAY_1 | 179.55 | 155.7 | 32.44 | 32.41
CR | Other | 22 | STEN_1 | 8.27 | 5.52 | 3.8 | 3.79
CR | Other | 22 | STES_1 | 20.65 | 13.8 | 9.93 | 9.91
CR | Other | 22 | STIR | 39.99 | 35.19 | 17.49 | 25.18
CR | Other | 22 | STLE | 14.39 | 10.02 | 7.82 | 7.82
CR | Other | 22 | STRI_P | 3.09 | 1.84 | 1.84 | 1.84
CR | Other | 22 | SUND_1 | 48.18 | 29.78 | 25.88 | 25.88
CR | Other | 22 | SWAN_1 | 290.38 | 270.92 | 7.08 | 7.68
CR | Other | 22 | TAUN1 | 82.59 | 74.73 | 11.11 | 15.11
CR | Other | 22 | TAYN_P | 4.4 | 4.16 | 0 | 0
CR | Other | 22 | TEMP_3 | 2.21 | 1.48 | 1.01 | 1.01
CR | Other | 22 | THOM_6 | 222.28 | 201.77 | 18.37 | 19.09
CR | Other | 22 | THSO_P | 15.7 | 3.45 | 2.12 | 2.12
CR | Other | 22 | THUR_6 | 24.99 | 23.62 | 0 | 0
CR | Other | 22 | TILBB_1 | 24 | 16.57 | 10.34 | 10.34
CR | Other | 22 | TOTT_1 | 73.78 | 53.58 | 35.49 | 35.49
CR | Other | 22 | TRAW_1 | 2.05 | 1.22 | 1.22 | 1.22
CR | Other | 22 | TYNE_1 | 11.7 | 6.77 | 5.02 | 5.01
CR | Other | 22 | TYNE_2 | 32.99 | 31.19 | 0 | 0
CR | Other | 22 | UPPB_1 | 207.6 | 196.27 | 0 | 0
CR | Other | 22 | UPPB_3 | 97.34 | 91.5 | 1.5 | 1.5
CR | Other | 22 | USKM_1 | 47.94 | 38.83 | 22.08 | 27.47
CR | Other | 22 | WALH_1 | 19.99 | 12.85 | 10.88 | 11.49
CR | Other | 22 | WALP_1 | 110.25 | 98.3 | 36.34 | 36.12
CR | Other | 22 | WALP_B | 44.75 | 38.21 | 7.03 | 7.03
CR | Other | 22 | WASF_1 | 44.74 | 31.14 | 18.23 | 18.16
CR | Other | 22 | WATFS_1 | 6.69 | 5.29 | 2.95 | 2.95
CR | Other | 22 | WBUR_1 | 47.1 | 38.78 | 15.31 | 15.8
CR | Other | 22 | WFIE | 33.32 | 29.32 | 14.58 | 20.98
CR | Other | 22 | WHAM_1 | 56.17 | 44.32 | 15.7 | 16.85
CR | Other | 22 | WHGA_1 | 3.53 | 1.93 | 1.93 | 1.93
CR | Other | 22 | WHHO | 1.71 | 1.27 | 0.56 | 0.56
CR | Other | 22 | WIBA_3 | 61.11 | 52.8 | 26.86 | 38.13
CR | Other | 22 | WIEN_1 | 41.04 | 30.37 | 19.73 | 19.73
CR | Other | 22 | WILL_1 | 60.34 | 44.1 | 20.07 | 19.94
CR | Other | 22 | WIMBN1 | 13.36 | 12.63 | 0 | 0
CR | Other | 22 | WIMBS1 | 15.04 | 12.81 | 4.39 | 4.39
CR | Other | 22 | WISD_6 | 2.08 | 1.54 | 0.68 | 0.68
CR | Other | 22 | WMEL_1 | 161.34 | 151.02 | 4.29 | 4.29
CR | Other | 22 | WTHU31 | 22.01 | 13.07 | 13.07 | 13.07
CR | Other | 22 | WWEY_1 | 12.8 | 9.37 | 4.13 | 4.12
CR | Other | 22 | WYMOM_1 | 11.39 | 7.19 | 7.19 | 7.19
CR | Other | 23 | ABHA1 | 7.78 | 4.62 | 4.62 | 4.62
CR | Other | 23 | ABNE_P | 6.9 | 4.49 | 4.49 | 4.49
CR | Other | 23 | ABTH_1 | 28.59 | 25.73 | 9.35 | 9.28
CR | Other | 23 | ALNE_P | 13.86 | 12.19 | 6.06 | 8.73
CR | Other | 23 | ALVE1 | 14.44 | 9.9 | 9.9 | 9.9
CR | Other | 23 | AMEM_1 | 10.97 | 8.28 | 2.36 | 2.36
CR | Other | 23 | ARMO_P | 9.29 | 8.78 | 0 | 0
CR | Other | 23 | BARKC1 | 196.38 | 137.74 | 93.55 | 99.11
CR | Other | 23 | BARKW3 | 31.95 | 30.21 | 0 | 0
CR | Other | 23 | BEDD_1 | 79.75 | 68.32 | 10.76 | 10.76
CR | Other | 23 | BESW_1 | 14.73 | 9.24 | 7.85 | 7.85
CR | Other | 23 | BICF_1 | 81.26 | 70 | 37.43 | 55.1
CR | Other | 23 | BIRK_1 | 22.96 | 15.74 | 9.79 | 9.76
CR | Other | 23 | BISW_1 | 28.62 | 20.86 | 14.3 | 14.3
CR | Other | 23 | BLYTB1 | 7.61 | 4.92 | 3.79 | 3.78
CR | Other | 23 | BOLN_1 | 170.76 | 133.14 | 60.17 | 61.33
CR | Other | 23 | BONN | 1.12 | 0.83 | 0.37 | 0.36
CR | Other | 23 | BOTW_1 | 75.43 | 70.53 | 1.31 | 1.31
CR | Other | 23 | BRAI_1 | 13.14 | 8.15 | 8.15 | 8.15
CR | Other | 23 | BRAW_1 | 41.42 | 32.85 | 13.14 | 13.13
CR | Other | 23 | BRED_1 | 10.87 | 6.91 | 6.3 | 6.3
CR | Other | 23 | BRFO_1 | 218.03 | 190.97 | 40.51 | 45.46
CR | Other | 23 | BRIM_1 | 9.99 | 7.3 | 4.17 | 4.16
CR | Other | 23 | BRLE_1 | 144.95 | 127 | 17.49 | 17.47
CR | Other | 23 | BRWA1 | 84.01 | 76.79 | 6.71 | 8.13
CR | Other | 23 | BURM_1 | 274.77 | 220.55 | 134.81 | 146.27
CR | Other | 23 | BUSH_1 | 28.22 | 19.01 | 19.01 | 19.01
CR | Other | 23 | BUST_1 | 2.99 | 1.77 | 1.77 | 1.77
CR | Other | 23 | CANTN1 | 127.01 | 116.3 | 7.82 | 7.82
CR | Other | 23 | CAPEA1 | 234.84 | 213.51 | 42.66 | 42.4
CR | Other | 23 | CARE_1 | 287.7 | 255.33 | 33.87 | 33.84
CR | Other | 23 | CARR_1 | 93.68 | 72.1 | 44.07 | 56.25
CR | Other | 23 | CELL_1 | 243.32 | 207.92 | 42.8 | 45.52
CR | Other | 23 | CHIC_1 | 52.82 | 49.5 | 1.25 | 1.25
CR | Other | 23 | CHSI_1 | 11.5 | 10.53 | 0.58 | 0.58
CR | Other | 23 | CHTE_1 | 217.69 | 201.14 | 11.51 | 11.51
CR | Other | 23 | CITR_1 | 24.45 | 21.33 | 5.14 | 5.1
CR | Other | 23 | CLAY_P | 1.13 | 0.55 | 0.55 | 0.55
CR | Other | 23 | CLYM | 6.89 | 4.09 | 4.09 | 4.09
CR | Other | 23 | CONQA1 | 142.35 | 126.31 | 26.19 | 26.6
CR | Other | 23 | COVE_1 | 57.01 | 41.97 | 27.75 | 27.74
CR | Other | 23 | COWL_1 | 60.32 | 43.07 | 27.33 | 27.33
CR | Other | 23 | COYL | 6.53 | 3.88 | 3.88 | 3.88
CR | Other | 23 | CREB_1 | 43.63 | 37.46 | 7.87 | 7.85
CR | Other | 23 | CUMB | 22.4 | 14.53 | 14.1 | 14.1
CR | Other | 23 | CUPA | 2.26 | 1.58 | 1.58 | 1.58
CR | Other | 23 | DALM3 | 25.09 | 18.57 | 12.66 | 12.66
CR | Other | 23 | DEWP | 1.49 | 1.1 | 0.49 | 0.48
CR | Other | 23 | DRAK_1 | 14.34 | 9.35 | 7.1 | 7.09
CR | Other | 23 | DRAX_1 | 141.99 | 131.49 | 13.61 | 18.88
CR | Other | 23 | DUDH_P | 3.99 | 2.96 | 1.31 | 1.3
CR | Other | 23 | DUNB | 10.73 | 7.84 | 5.89 | 5.89
CR | Other | 23 | DUNF | 4.04 | 2.59 | 2.59 | 2.59
CR | Other | 23 | EALI_6 | 13.6 | 7.4 | 5.8 | 5.8
CR | Other | 23 | EASO_1 | 13.55 | 10.14 | 6.33 | 7.7
CR | Other | 23 | ECLA_1 | 50.21 | 33.49 | 23.86 | 23.84
CR | Other | 23 | EKIS | 6.02 | 3.57 | 3.57 | 3.57
CR | Other | 23 | ELLA_1 | 57.74 | 42.07 | 21.8 | 21.71
CR | Other | 23 | ELST_1 | 13.86 | 11.99 | 3.18 | 3.18
CR | Other | 23 | ENDE_1 | 38.23 | 25.14 | 20.84 | 21.41
CR | Other | 23 | EXET1 | 74 | 64.05 | 12.03 | 12.01
CR | Other | 23 | FAWL_1 | 222.19 | 186.7 | 38.16 | 37.99
CR | Other | 23 | FECK_6 | 63.99 | 57.49 | 6.93 | 8.02
CR | Other | 23 | FERRA2 | 96.77 | 90.15 | 2.27 | 2.27
CR | Other | 23 | FERRB1 | 129.53 | 96.35 | 63.35 | 65.54
CR | Other | 23 | FIDF_1 | 78.55 | 61.71 | 39.09 | 50.02
CR | Other | 23 | FLEE_1 | 227.16 | 213.54 | 2.05 | 2.05
CR | Other | 23 | FOUR_1 | 2.41 | 1.69 | 1.69 | 1.69
CR | Other | 23 | FROD_1 | 210.43 | 172.78 | 71.19 | 70.74
CR | Other | 23 | GLRO | 3.23 | 2.26 | 2.26 | 2.26
CR | Other | 23 | GREN_1 | 136.91 | 107.09 | 63.06 | 79.82
CR | Other | 23 | GRIW_1 | 85.15 | 72.15 | 30.51 | 30.34
CR | Other | 23 | G_EXTRA_2 | 1.94 | 1.35 | 1.35 | 1.35
CR | Other | 23 | G_EXTRA_4 | 4.57 | 2.71 | 2.71 | 2.71
CR | Other | 23 | G_EXTRA_5 | 6.31 | 3.75 | 3.75 | 3.75
CR | Other | 23 | G_EXTRA_8 | 5.05 | 3.42 | 3.42 | 3.42
CR | Other | 23 | G_EXTRA_9 | 3.76 | 2.79 | 1.9 | 1.9
CR | Other | 23 | HACK_1 | 3.11 | 2.3 | 1.02 | 1.01
CR | Other | 23 | HACK_6 | 14.98 | 14.16 | 0 | 0
CR | Other | 23 | HAMHC1 | 31.37 | 16.17 | 16.17 | 16.17
CR | Other | 23 | HARK_1 | 34.83 | 24.01 | 11.1 | 11.08
CR | Other | 23 | HAWP_6 | 3.63 | 2.16 | 2.16 | 2.16
CR | Other | 23 | HEYS_1 | 9.52 | 5.9 | 5.21 | 5.2
CR | Other | 23 | HURS_1 | 15.05 | 11.57 | 4.49 | 4.49
CR | Other | 23 | HUTT_1 | 140.02 | 115.66 | 55.98 | 76.98
CR | Other | 23 | INDQ1 | 73.64 | 57.65 | 31.42 | 31.4
CR | Other | 23 | IROA1 | 8.93 | 6.13 | 3.79 | 3.78
CR | Other | 23 | IRONB1 | 6.6 | 4.11 | 4.11 | 4.11
CR | Other | 23 | IVER_1 | 213.43 | 178.13 | 94.19 | 101.92
CR | Other | 23 | KAIM | 3.94 | 2.75 | 1.58 | 1.57
CR | Other | 23 | KEAD_1 | 13.93 | 8.67 | 8.67 | 8.67
CR | Other | 23 | KEAR_1 | 44.48 | 29.78 | 27.14 | 27.14
CR | Other | 23 | KEIT_P | 34.71 | 30.26 | 15.34 | 22.67
CR | Other | 23 | KEMS_1 | 477.28 | 382.03 | 245.33 | 268.2
CR | Other | 23 | KIER | 4.78 | 2.84 | 2.84 | 2.84
CR | Other | 23 | KILT | 8.39 | 6.79 | 3.2 | 4.2
CR | Other | 23 | KILW | 18.43 | 16.27 | 6.63 | 6.59
CR | Other | 23 | KINO_1 | 170.94 | 143.61 | 64.73 | 64.49
CR | Other | 23 | KINT_P | 7.88 | 5.83 | 2.58 | 2.56
CR | Other | 23 | KIRKB1 | 10.14 | 8.92 | 5.86 | 6.45
CR | Other | 23 | KNAR | 5.35 | 3.75 | 3.75 | 3.75
CR | Other | 23 | LACK_6 | 164.69 | 127.5 | 88.63 | 98.9
CR | Other | 23 | LALE1SG003 | 76.97 | 58.07 | 32.33 | 32.85
CR | Other | 23 | LAND1 | 167.4 | 145.12 | 41.08 | 41.52
CR | Other | 23 | LEGA_1 | 12.56 | 8.07 | 6.36 | 6.35
CR | Other | 23 | LEVE | 33.43 | 26.39 | 15.52 | 18.21
CR | Other | 23 | LINM | 2.49 | 1.48 | 1.48 | 1.48
CR | Other | 23 | LISD_1 | 41.84 | 35.36 | 14.09 | 14
CR | Other | 23 | LITT_C | 16.34 | 12.12 | 3.54 | 3.54
CR | Other | 23 | LITT_J | 18.61 | 13.77 | 6.08 | 6.04
CR | Other | 23 | LODR_6 | 6.06 | 5.73 | 0 | 0
CR | Other | 23 | LOVE_1 | 279.75 | 252.28 | 24.27 | 24.24
CR | Other | 23 | LUNA_P | 3.08 | 2.4 | 1.52 | 1.9
CR | Other | 23 | MACC_3 | 27.87 | 20.06 | 10.15 | 10.09
CR | Other | 23 | MANN_1 | 34.98 | 24.5 | 18.01 | 19.59
CR | Other | 23 | MAYB | 11.29 | 8.36 | 3.97 | 3.95
CR | Other | 23 | MELK_1 | 108.95 | 97.74 | 8.37 | 8.36
CR | Other | 23 | MILC_P | 12.54 | 9.14 | 6.14 | 6.14
CR | Other | 23 | MILH_1 | 6.38 | 6.03 | 0 | 0
CR | Other | 23 | MITY_1 | 11.07 | 7.45 | 4.65 | 4.65
CR | Other | 23 | MYBS_P | 2.82 | 2.48 | 1.23 | 1.91
CR | Other | 23 | NEAR | 41.39 | 35.75 | 25.92 | 25.92
CR | Other | 23 | NECE_1 | 198.71 | 170.62 | 56.68 | 56.64
CR | Other | 23 | NEWX_6 | 62.47 | 46.87 | 37.12 | 37.11
CR | Other | 23 | NFLE | 6.03 | 4.31 | 2.35 | 2.35
CR | Other | 23 | NINF_1 | 6.27 | 4.08 | 3.08 | 3.07
CR | Other | 23 | NORM_1 | 119.66 | 98.66 | 48.94 | 63.09
CR | Other | 23 | NORT_1 | 3.57 | 2.36 | 1.69 | 1.68
CR | Other | 23 | NURS_1 | 47.16 | 35.34 | 17.5 | 17.48
CR | Other | 23 | OCKH_1 | 4.21 | 2.5 | 2.5 | 2.5
CR | Other | 23 | OFFE_3 | 8.6 | 5.11 | 5.11 | 5.11
CR | Other | 23 | OLDB_1 | 160.68 | 138.35 | 100.35 | 100.35
CR | Other | 23 | OSBA_1 | 53.58 | 47.99 | 6.45 | 6.44
CR | Other | 23 | PADIB1 | 14.22 | 9.72 | 6.76 | 7.09
CR | Other | 23 | PELH_1 | 7.37 | 4.82 | 4.82 | 4.82
CR | Other | 23 | PEMB_1 | 32.36 | 23.61 | 11.2 | 11.13
CR | Other | 23 | PENN_1 | 6.1 | 4.02 | 4.02 | 4.02
CR | Other | 23 | PENT_1 | 5.69 | 3.59 | 3.59 | 3.59
CR | Other | 23 | PENW_1 | 34.36 | 23.37 | 18.16 | 18.13
CR | Other | 23 | PERS_P | 13.78 | 9.75 | 5.32 | 5.3
CR | Other | 23 | POOB | 9.97 | 5.74 | 5.74 | 5.74
CR | Other | 23 | POPP_3 | 22.04 | 15.25 | 11.91 | 13.72
CR | Other | 23 | PORA_P | 11.51 | 10.89 | 0 | 0
CR | Other | 23 | PYLE_1 | 103.39 | 92.67 | 16.05 | 20.36
CR | Other | 23 | RAIN_1 | 293.28 | 273.73 | 5.98 | 5.98
CR | Other | 23 | RASS_1 | 274.67 | 255.71 | 7.25 | 7.25
CR | Other | 23 | RATS_1 | 81.55 | 65.71 | 22.26 | 22.21
CR | Other | 23 | RAYL_1 | 50.68 | 37.77 | 16.79 | 16.79
CR | Other | 23 | RICH1 | 15.56 | 11.51 | 5.09 | 5.05
CR | Other | 23 | ROCH_1 | 11.91 | 6.92 | 6.92 | 6.92
CR | Other | 23 | RYEH_1 | 33.63 | 22.9 | 15.27 | 15.26
CR | Other | 23 | SALH_1 | 382.18 | 291.35 | 132.15 | 131.65
CR | Other | 23 | SALT_1 | 42.58 | 38.28 | 3.64 | 3.62
CR | Other | 23 | SBAR | 34.98 | 33.07 | 0 | 0
CR | Other | 23 | SEAB1 | 186.42 | 138.71 | 72.95 | 72.94
CR | Other | 23 | SELL_1 | 78.95 | 73.9 | 1.25 | 1.25
CR | Other | 23 | SHEC_3 | 35.34 | 25.59 | 22.36 | 22.36
CR | Other | 23 | SHRW_1 | 16.54 | 11.88 | 9.11 | 9.11
CR | Other | 23 | SJOW_1 | 14.74 | 10.91 | 4.82 | 4.78
CR | Other | 23 | SKLGB1 | 175.84 | 161.75 | 7.96 | 7.95
CR | Other | 23 | SMAN_1 | 138.1 | 117.41 | 27.56 | 29.27
CR | Other | 23 | SPEN_1 | 215.94 | 166.91 | 117.22 | 128.86
CR | Other | 23 | STAH_1 | 31.88 | 24.91 | 13.02 | 15.63
CR | Other | 23 | STAY_1 | 201.54 | 176.19 | 33.22 | 33.2
CR | Other | 23 | STEN_1 | 8.27 | 5.53 | 3.79 | 3.78
CR | Other | 23 | STES_1 | 20.73 | 13.87 | 9.96 | 9.94
CR | Other | 23 | STIR | 39.99 | 35.19 | 17.49 | 25.18
CR | Other | 23 | STLE | 14.47 | 10.09 | 7.87 | 7.87
CR | Other | 23 | STRI_P | 3.06 | 1.82 | 1.82 | 1.82
CR | Other | 23 | SUND_1 | 47.86 | 29.59 | 25.66 | 25.66
CR | Other | 23 | SWAN_1 | 302.66 | 282.56 | 7.03 | 7.63
CR | Other | 23 | TAUN1 | 93.59 | 85.11 | 11.35 | 15.51
CR | Other | 23 | TAYN_P | 5.2 | 4.92 | 0 | 0
CR | Other | 23 | TEMP_3 | 2.21 | 1.48 | 1 | 1
CR | Other | 23 | THOM_6 | 256.13 | 233.65 | 18.74 | 19.46
CR | Other | 23 | THSO_P | 23.7 | 5.21 | 3.88 | 3.88
CR | Other | 23 | THUR_6 | 29.36 | 27.76 | 0 | 0
CR | Other | 23 | TILBB_1 | 23.89 | 16.53 | 10.23 | 10.23
CR | Other | 23 | TOTT_1 | 74.33 | 53.95 | 35.76 | 35.76
CR | Other | 23 | TRAW_1 | 2.03 | 1.2 | 1.2 | 1.2
CR | Other | 23 | TYNE_1 | 12.02 | 6.94 | 5.17 | 5.16
CR | Other | 23 | TYNE_2 | 33.28 | 31.46 | 0 | 0
CR | Other | 23 | UPPB_1 | 235.72 | 222.85 | 0 | 0
CR | Other | 23 | UPPB_3 | 114.12 | 107.33 | 1.59 | 1.59
CR | Other | 23 | USKM_1 | 48.17 | 38.99 | 22.21 | 27.59
CR | Other | 23 | WALH_1 | 20.16 | 12.95 | 10.98 | 11.59
CR | Other | 23 | WALP_1 | 110.58 | 98.55 | 36.54 | 36.32
CR | Other | 23 | WALP_B | 45.18 | 38.58 | 7.12 | 7.12
CR | Other | 23 | WASF_1 | 44.9 | 31.28 | 18.25 | 18.18
CR | Other | 23 | WATFS_1 | 6.8 | 5.37 | 3.01 | 3.01
CR | Other | 23 | WBUR_1 | 52.23 | 43.39 | 16.04 | 16.55
CR | Other | 23 | WFIE | 33.32 | 29.32 | 14.58 | 20.98
CR | Other | 23 | WHAM_1 | 56.85 | 44.88 | 15.92 | 17.11
CR | Other | 23 | WHGA_1 | 3.57 | 1.95 | 1.95 | 1.95
CR | Other | 23 | WHHO | 1.73 | 1.28 | 0.57 | 0.56
CR | Other | 23 | WIBA_3 | 61.21 | 52.84 | 26.9 | 38.17
CR | Other | 23 | WIEN_1 | 41.27 | 30.54 | 19.84 | 19.84
CR | Other | 23 | WILL_1 | 60.94 | 44.53 | 20.28 | 20.14
CR | Other | 23 | WIMBN1 | 13.48 | 12.74 | 0 | 0
CR | Other | 23 | WIMBS1 | 15.37 | 13.06 | 4.55 | 4.55
CR | Other | 23 | WISD_6 | 2.1 | 1.56 | 0.69 | 0.68
CR | Other | 23 | WMEL_1 | 188.55 | 176.67 | 4.54 | 4.54
CR | Other | 23 | WTHU31 | 21.79 | 12.94 | 12.94 | 12.94
CR | Other | 23 | WWEY_1 | 12.88 | 9.43 | 4.14 | 4.13
CR | Other | 23 | WYMOM_1 | 11.55 | 7.31 | 7.31 | 7.31
CR | Other | 24 | ABHA1 | 7.7 | 4.58 | 4.58 | 4.58
CR | Other | 24 | ABNE_P | 7.07 | 4.62 | 4.62 | 4.62
CR | Other | 24 | ABTH_1 | 28.59 | 25.73 | 9.35 | 9.28
CR | Other | 24 | ALNE_P | 13.86 | 12.19 | 6.06 | 8.73
CR | Other | 24 | ALVE1 | 15.15 | 10.4 | 10.4 | 10.4
CR | Other | 24 | AMEM_1 | 10.93 | 8.26 | 2.33 | 2.33
CR | Other | 24 | ARMO_P | 10.71 | 10.13 | 0 | 0
CR | Other | 24 | BARKC1 | 198.19 | 138.79 | 94.42 | 99.98
CR | Other | 24 | BARKW3 | 32.19 | 30.43 | 0 | 0
CR | Other | 24 | BEDD_1 | 62.88 | 52.34 | 10.76 | 10.76
CR | Other | 24 | BESW_1 | 14.66 | 9.21 | 7.8 | 7.79
CR | Other | 24 | BICF_1 | 84.31 | 72.63 | 38.84 | 57.17
CR | Other | 24 | BIRK_1 | 23.04 | 15.82 | 9.79 | 9.76
CR | Other | 24 | BISW_1 | 28.76 | 20.97 | 14.37 | 14.37
CR | Other | 24 | BLYTB1 | 7.59 | 4.91 | 3.77 | 3.76
CR | Other | 24 | BOLN_1 | 179.85 | 141.47 | 60.79 | 61.95
CR | Other | 24 | BONN | 1.13 | 0.84 | 0.37 | 0.37
CR | Other | 24 | BOTW_1 | 75.95 | 71.03 | 1.3 | 1.3
CR | Other | 24 | BRAI_1 | 13.22 | 8.22 | 8.22 | 8.22
CR | Other | 24 | BRAW_1 | 41.78 | 33.1 | 13.23 | 13.23
CR | Other | 24 | BRED_1 | 11.19 | 7.12 | 6.51 | 6.5
CR | Other | 24 | BRFO_1 | 219.91 | 192.54 | 41.03 | 45.98
CR | Other | 24 | BRIM_1 | 10.22 | 7.46 | 4.3 | 4.28
CR | Other | 24 | BRLE_1 | 140.43 | 122.55 | 17.78 | 17.76
CR | Other | 24 | BRWA1 | 96.69 | 88.77 | 6.79 | 8.26
CR | Other | 24 | BURM_1 | 277.02 | 222.14 | 136.28 | 147.73
CR | Other | 24 | BUSH_1 | 29.38 | 19.83 | 19.83 | 19.83
CR | Other | 24 | BUST_1 | 2.96 | 1.76 | 1.76 | 1.76
CR | Other | 24 | CANTN1 | 123.47 | 112.91 | 7.98 | 7.98
CR | Other | 24 | CAPEA1 | 228 | 207.04 | 42.65 | 42.38
CR | Other | 24 | CARE_1 | 321.06 | 286.62 | 34.36 | 34.34
CR | Other | 24 | CARR_1 | 94.1 | 72.29 | 44.26 | 56.44
CR | Other | 24 | CELL_1 | 265.33 | 228.56 | 43.07 | 45.79
CR | Other | 24 | CHIC_1 | 37.26 | 34.77 | 1.32 | 1.32
CR | Other | 24 | CHSI_1 | 11.57 | 10.6 | 0.58 | 0.58
CR | Other | 24 | CHTE_1 | 253.4 | 234.86 | 12.06 | 12.06
CR | Other | 24 | CITR_1 | 24.6 | 21.46 | 5.16 | 5.13
CR | Other | 24 | CLAY_P | 1.15 | 0.56 | 0.56 | 0.56
CR | Other | 24 | CLYM | 6.82 | 4.05 | 4.05 | 4.05
CR | Other | 24 | CONQA1 | 160.76 | 143.46 | 26.99 | 27.42
CR | Other | 24 | COVE_1 | 58.07 | 42.78 | 28.37 | 28.36
CR | Other | 24 | COWL_1 | 60.5 | 43.21 | 27.38 | 27.38
CR | Other | 24 | COYL | 6.47 | 3.84 | 3.84 | 3.84
CR | Other | 24 | CREB_1 | 48.92 | 42.37 | 8.11 | 8.1
CR | Other | 24 | CUMB | 22.83 | 14.84 | 14.41 | 14.41
CR | Other | 24 | CUPA | 2.39 | 1.67 | 1.67 | 1.67
CR | Other | 24 | DALM3 | 25.33 | 18.74 | 12.79 | 12.79
CR | Other | 24 | DEWP | 1.51 | 1.11 | 0.49 | 0.49
CR | Other | 24 | DRAK_1 | 14.54 | 9.49 | 7.22 | 7.2
CR | Other | 24 | DRAX_1 | 161.54 | 149.97 | 13.59 | 18.86
CR | Other | 24 | DUDH_P | 4.04 | 2.99 | 1.32 | 1.31
CR | Other | 24 | DUNB | 10.95 | 8 | 6.03 | 6.03
CR | Other | 24 | DUNF | 4.12 | 2.65 | 2.65 | 2.65
CR | Other | 24 | EALI_6 | 14.05 | 7.62 | 6.02 | 6.02
CR | Other | 24 | EASO_1 | 13.75 | 10.32 | 6.41 | 7.83
CR | Other | 24 | ECLA_1 | 50.09 | 33.45 | 23.73 | 23.71
CR | Other | 24 | EKIS | 5.96 | 3.54 | 3.54 | 3.54
CR | Other | 24 | ELLA_1 | 58.3 | 42.48 | 22 | 21.9
CR | Other | 24 | ELST_1 | 14.19 | 12.24 | 3.36 | 3.36
CR | Other | 24 | ENDE_1 | 38.65 | 25.44 | 21.11 | 21.68
CR | Other | 24 | EXET1 | 57.9 | 48.75 | 12.25 | 12.23
CR | Other | 24 | FAWL_1 | 223.69 | 187.96 | 39.05 | 38.89
CR | Other | 24 | FECK_6 | 64.29 | 57.81 | 6.88 | 7.97
CR | Other | 24 | FERRA2 | 113 | 105.5 | 2.25 | 2.25
CR | Other | 24 | FERRB1 | 130.24 | 96.88 | 63.74 | 65.92
CR | Other | 24 | FIDF_1 | 80.22 | 63.13 | 39.9 | 51.16
CR | Other | 24 | FLEE_1 | 266.27 | 250.53 | 2.03 | 2.03
CR | Other | 24 | FOUR_1 | 2.55 | 1.79 | 1.79 | 1.79
CR | Other | 24 | FROD_1 | 212.14 | 174.01 | 71.95 | 71.5
CR | Other | 24 | GLRO | 3.41 | 2.39 | 2.39 | 2.39
CR | Other | 24 | GREN_1 | 138.67 | 108.51 | 63.86 | 80.9
CR | Other | 24 | GRIW_1 | 85.39 | 72.32 | 30.62 | 30.45
CR | Other | 24 | G_EXTRA_2 | 2.05 | 1.43 | 1.43 | 1.43
CR | Other | 24 | G_EXTRA_4 | 4.52 | 2.68 | 2.68 | 2.68
CR | Other | 24 | G_EXTRA_5 | 6.25 | 3.71 | 3.71 | 3.71
CR | Other | 24 | G_EXTRA_8 | 5.27 | 3.58 | 3.58 | 3.58
CR | Other | 24 | G_EXTRA_9 | 3.8 | 2.81 | 1.92 | 1.92
CR | Other | 24 | HACK_1 | 3.15 | 2.33 | 1.03 | 1.02
CR | Other | 24 | HACK_6 | 15.09 | 14.26 | 0 | 0
CR | Other | 24 | HAMHC1 | 32.29 | 16.66 | 16.66 | 16.66
CR | Other | 24 | HARK_1 | 35.64 | 24.49 | 11.46 | 11.44
CR | Other | 24 | HAWP_6 | 3.6 | 2.14 | 2.14 | 2.14
CR | Other | 24 | HEYS_1 | 9.46 | 5.87 | 5.17 | 5.16
CR | Other | 24 | HURS_1 | 15.03 | 11.58 | 4.44 | 4.44
CR | Other | 24 | HUTT_1 | 143.9 | 118.99 | 57.61 | 79.4
CR | Other | 24 | INDQ1 | 75.18 | 58.83 | 32.28 | 32.26
CR | Other | 24 | IROA1 | 8.97 | 6.16 | 3.79 | 3.78
CR | Other | 24 | IRONB1 | 6.66 | 4.15 | 4.15 | 4.15
CR | Other | 24 | IVER_1 | 216.65 | 180.68 | 95.98 | 104.01
CR | Other | 24 | KAIM | 3.96 | 2.77 | 1.59 | 1.58
CR | Other | 24 | KEAD_1 | 14.04 | 8.76 | 8.76 | 8.76
CR | Other | 24 | KEAR_1 | 45.59 | 30.57 | 27.86 | 27.86
CR | Other | 24 | KEIT_P | 35.37 | 30.84 | 15.62 | 23.12
CR | Other | 24 | KEMS_1 | 486.93 | 389.37 | 251.15 | 274.38
CR | Other | 24 | KIER | 4.73 | 2.81 | 2.81 | 2.81
CR | Other | 24 | KILT | 8.6 | 6.97 | 3.29 | 4.32
CR | Other | 24 | KILW | 18.53 | 16.33 | 6.69 | 6.65
CR | Other | 24 | KINO_1 | 171.27 | 143.86 | 64.88 | 64.63
CR | Other | 24 | KINT_P | 7.98 | 5.9 | 2.61 | 2.59
CR | Other | 24 | KIRKB1 | 11.32 | 9.95 | 6.61 | 7.2
CR | Other | 24 | KNAR | 5.66 | 3.96 | 3.96 | 3.96
CR | Other | 24 | LACK_6 | 168.38 | 130.15 | 90.92 | 101.19
CR | Other | 24 | LALE1SG003 | 77.27 | 58.32 | 32.42 | 32.94
CR | Other | 24 | LAND1 | 171.67 | 148.78 | 43.31 | 43.75
CR | Other | 24 | LEGA_1 | 12.7 | 8.17 | 6.44 | 6.43
CR | Other | 24 | LEVE | 33.72 | 26.6 | 15.68 | 18.37
CR | Other | 24 | LINM | 2.46 | 1.46 | 1.46 | 1.46
CR | Other | 24 | LISD_1 | 42.03 | 35.47 | 14.17 | 14.08
CR | Other | 24 | LITT_C | 16.68 | 12.31 | 3.67 | 3.67
CR | Other | 24 | LITT_J | 18.83 | 13.94 | 6.16 | 6.11
CR | Other | 24 | LODR_6 | 6.1 | 5.77 | 0 | 0
CR | Other | 24 | LOVE_1 | 300.81 | 272.04 | 24.61 | 24.58
CR | Other | 24 | LUNA_P | 3.07 | 2.39 | 1.51 | 1.89
CR | Other | 24 | MACC_3 | 28.12 | 20.24 | 10.22 | 10.16
CR | Other | 24 | MANN_1 | 35.26 | 24.72 | 18.16 | 19.77
CR | Other | 24 | MAYB | 11.43 | 8.46 | 4.02 | 3.99
CR | Other | 24 | MELK_1 | 121.36 | 109.47 | 8.35 | 8.34
CR | Other | 24 | MILC_P | 12.59 | 9.18 | 6.16 | 6.16
CR | Other | 24 | MILH_1 | 6.43 | 6.08 | 0 | 0
CR | Other | 24 | MITY_1 | 11.09 | 7.46 | 4.64 | 4.64
CR | Other | 24 | MYBS_P | 2.92 | 2.57 | 1.28 | 1.98
CR | Other | 24 | NEAR | 48.41 | 41.92 | 30.33 | 30.33
CR | Other | 24 | NECE_1 | 175.14 | 147.79 | 60.95 | 60.9
CR | Other | 24 | NEWX_6 | 64.52 | 48.39 | 38.39 | 38.39
CR | Other | 24 | NFLE | 6.01 | 4.31 | 2.32 | 2.32
CR | Other | 24 | NINF_1 | 6.26 | 4.08 | 3.06 | 3.06
CR | Other | 24 | NORM_1 | 120.61 | 99.35 | 49.47 | 63.65
CR | Other | 24 | NORT_1 | 3.57 | 2.36 | 1.68 | 1.68
CR | Other | 24 | NURS_1 | 47.51 | 35.6 | 17.62 | 17.59
CR | Other | 24 | OCKH_1 | 4.16 | 2.47 | 2.47 | 2.47
CR | Other | 24 | OFFE_3 | 8.52 | 5.06 | 5.06 | 5.06
CR | Other | 24 | OLDB_1 | 184.73 | 159.49 | 115.57 | 115.56
CR | Other | 24 | OSBA_1 | 40.04 | 35.07 | 6.75 | 6.74
CR | Other | 24 | PADIB1 | 14.21 | 9.73 | 6.74 | 7.07
CR | Other | 24 | PELH_1 | 7.58 | 4.97 | 4.97 | 4.97
CR | Other | 24 | PEMB_1 | 32.7 | 23.86 | 11.3 | 11.23
CR | Other | 24 | PENN_1 | 6.41 | 4.23 | 4.23 | 4.23
CR | Other | 24 | PENT_1 | 5.77 | 3.64 | 3.64 | 3.64
CR | Other | 24 | PENW_1 | 34.89 | 23.75 | 18.47 | 18.44
CR | Other | 24 | PERS_P | 13.88 | 9.83 | 5.35 | 5.32
CR | Other | 24 | POOB | 10.15 | 5.86 | 5.86 | 5.86
CR | Other | 24 | POPP_3 | 22.18 | 15.41 | 11.95 | 13.83
CR | Other | 24 | PORA_P | 13.29 | 12.56 | 0 | 0
CR | Other | 24 | PYLE_1 | 116.04 | 104.49 | 16.3 | 20.61
CR | Other | 24 | RAIN_1 | 339.95 | 317.89 | 5.92 | 5.92
CR | Other | 24 | RASS_1 | 314.12 | 293.01 | 7.27 | 7.27
CR | Other | 24 | RATS_1 | 82.41 | 66.39 | 22.58 | 22.53
CR | Other | 24 | RAYL_1 | 50.6 | 37.78 | 16.64 | 16.64
CR | Other | 24 | RICH1 | 15.75 | 11.65 | 5.15 | 5.11
CR | Other | 24 | ROCH_1 | 11.86 | 6.89 | 6.89 | 6.89
CR | Other | 24 | RYEH_1 | 34.08 | 23.2 | 15.52 | 15.5
CR | Other | 24 | SALH_1 | 370.55 | 279.44 | 134.04 | 133.53
CR | Other | 24 | SALT_1 | 42.95 | 38.61 | 3.69 | 3.67
CR | Other | 24 | SBAR | 41.1 | 38.86 | 0 | 0
CR | Other | 24 | SEAB1 | 205.04 | 138.08 | 81.13 | 81.12
CR | Other | 24 | SELL_1 | 91.83 | 86.08 | 1.24 | 1.24
CR | Other | 24 | SHEC_3 | 36.4 | 26.37 | 23.04 | 23.04
CR | Other | 24 | SHRW_1 | 16.85 | 12.1 | 9.32 | 9.32
CR | Other | 24 | SJOW_1 | 14.92 | 11.04 | 4.88 | 4.84
CR | Other | 24 | SKLGB1 | 204 | 188.37 | 7.99 | 7.98
CR | Other | 24 | SMAN_1 | 152.47 | 130.71 | 28.35 | 30.13
CR | Other | 24 | SPEN_1 | 221.82 | 171.39 | 120.66 | 132.54
CR | Other | 24 | STAH_1 | 32.01 | 25.01 | 13.05 | 15.66
CR | Other | 24 | STAY_1 | 227.22 | 200.16 | 34.04 | 34.01
CR | Other | 24 | STEN_1 | 8.28 | 5.54 | 3.78 | 3.77
CR | Other | 24 | STES_1 | 20.84 | 13.96 | 10.01 | 9.98
CR | Other | 24 | STIR | 39.99 | 35.19 | 17.49 | 25.18
CR | Other | 24 | STLE | 14.54 | 10.15 | 7.91 | 7.91
CR | Other | 24 | STRI_P | 3.03 | 1.8 | 1.8 | 1.8
CR | Other | 24 | SUND_1 | 47.53 | 29.4 | 25.44 | 25.44
CR | Other | 24 | SWAN_1 | 316.47 | 295.64 | 6.99 | 7.59
CR | Other | 24 | TAUN1 | 106.4 | 97.21 | 11.6 | 15.91
CR | Other | 24 | TAYN_P | 6 | 5.67 | 0 | 0
CR | Other | 24 | TEMP_3 | 2.21 | 1.48 | 1 | 1
CR | Other | 24 | THOM_6 | 295.85 | 271.08 | 19.13 | 19.85
CR | Other | 24 | THSO_P | 23.7 | 5.21 | 3.88 | 3.88
CR | Other | 24 | THUR_6 | 34.5 | 32.62 | 0 | 0
CR | Other | 24 | TILBB_1 | 23.76 | 16.47 | 10.13 | 10.13
CR | Other | 24 | TOTT_1 | 74.84 | 54.29 | 36 | 36
CR | Other | 24 | TRAW_1 | 2.01 | 1.19 | 1.19 | 1.19
CR | Other | 24 | TYNE_1 | 12.36 | 7.12 | 5.33 | 5.32
CR | Other | 24 | TYNE_2 | 33.53 | 31.7 | 0 | 0
CR | Other | 24 | UPPB_1 | 268.6 | 253.94 | 0 | 0
CR | Other | 24 | UPPB_3 | 133.83 | 125.93 | 1.68 | 1.68
CR | Other | 24 | USKM_1 | 48.42 | 39.18 | 22.34 | 27.72
CR | Other | 24 | WALH_1 | 20.33 | 13.07 | 11.09 | 11.7
CR | Other | 24 | WALP_1 | 110.92 | 98.79 | 36.75 | 36.52
CR | Other | 24 | WALP_B | 45.57 | 38.91 | 7.21 | 7.21
CR | Other | 24 | WASF_1 | 45.15 | 31.48 | 18.29 | 18.22
CR | Other | 24 | WATFS_1 | 6.9 | 5.45 | 3.07 | 3.07
CR | Other | 24 | WBUR_1 | 58.14 | 48.71 | 16.81 | 17.34
CR | Other | 24 | WFIE | 33.32 | 29.32 | 14.58 | 20.98
CR | Other | 24 | WHAM_1 | 57.63 | 45.49 | 16.17 | 17.41
CR | Other | 24 | WHGA_1 | 3.61 | 1.97 | 1.97 | 1.97
CR | Other | 24 | WHHO | 1.75 | 1.29 | 0.57 | 0.57
CR | Other | 24 | WIBA_3 | 61.3 | 52.89 | 26.95 | 38.22
CR | Other | 24 | WIEN_1 | 41.48 | 30.7 | 19.94 | 19.94
CR | Other | 24 | WILL_1 | 61.68 | 45.07 | 20.52 | 20.39
CR | Other | 24 | WIMBN1 | 13.58 | 12.84 | 0 | 0
CR | Other | 24 | WIMBS1 | 15.68 | 13.31 | 4.7 | 4.7
CR | Other | 24 | WISD_6 | 2.13 | 1.57 | 0.7 | 0.69
CR | Other | 24 | WMEL_1 | 220.48 | 206.76 | 4.8 | 4.8
CR | Other | 24 | WTHU31 | 21.57 | 12.81 | 12.81 | 12.81
CR | Other | 24 | WWEY_1 | 12.96 | 9.48 | 4.15 | 4.15
CR | Other | 24 | WYMOM_1 | 11.72 | 7.43 | 7.43 | 7.43
CR | Other | 25 | ABHA1 | 7.62 | 4.52 | 4.52 | 4.52
CR | Other | 25 | ABNE_P | 7.27 | 4.76 | 4.76 | 4.76
CR | Other | 25 | ABTH_1 | 28.59 | 25.73 | 9.35 | 9.28
CR | Other | 25 | ALNE_P | 13.86 | 12.19 | 6.06 | 8.73
CR | Other | 25 | ALVE1 | 15.88 | 10.92 | 10.92 | 10.92
CR | Other | 25 | AMEM_1 | 10.17 | 7.62 | 2.31 | 2.31
CR | Other | 25 | ARMO_P | 10.5 | 9.93 | 0 | 0
CR | Other | 25 | BARKC1 | 199.78 | 139.66 | 95.24 | 100.79
CR | Other | 25 | BARKW3 | 31.6 | 29.88 | 0 | 0
CR | Other | 25 | BEDD_1 | 62.74 | 52.19 | 10.75 | 10.75
CR | Other | 25 | BESW_1 | 14.6 | 9.18 | 7.74 | 7.74
CR | Other | 25 | BICF_1 | 87.37 | 75.27 | 40.26 | 59.25
CR | Other | 25 | BIRK_1 | 23.2 | 15.95 | 9.82 | 9.79
CR | Other | 25 | BISW_1 | 28.89 | 21.06 | 14.44 | 14.44
CR | Other | 25 | BLYTB1 | 7.59 | 4.92 | 3.75 | 3.75
CR | Other | 25 | BOLN_1 | 188.9 | 149.75 | 61.4 | 62.56
CR | Other | 25 | BONN | 1.15 | 0.85 | 0.38 | 0.37
CR | Other | 25 | BOTW_1 | 74.58 | 69.75 | 1.28 | 1.28
CR | Other | 25 | BRAI_1 | 13.31 | 8.29 | 8.29 | 8.29
CR | Other | 25 | BRAW_1 | 41.63 | 32.86 | 13.33 | 13.32
CR | Other | 25 | BRED_1 | 11.52 | 7.34 | 6.72 | 6.71
CR | Other | 25 | BRFO_1 | 218.2 | 190.73 | 41.56 | 46.5
CR | Other | 25 | BRIM_1 | 10.5 | 7.66 | 4.45 | 4.43
CR | Other | 25 | BRLE_1 | 151.86 | 133.18 | 18.1 | 18.08
CR | Other | 25 | BRWA1 | 109.44 | 100.83 | 6.87 | 8.39
CR | Other | 25 | BURM_1 | 279.39 | 223.83 | 137.79 | 149.24
CR | Other | 25 | BUSH_1 | 30.59 | 20.68 | 20.68 | 20.68
CR | Other | 25 | BUST_1 | 2.93 | 1.74 | 1.74 | 1.74
CR | Other | 25 | CANTN1 | 121.84 | 111.32 | 8.15 | 8.15
CR | Other | 25 | CAPEA1 | 235.75 | 214.36 | 42.63 | 42.36
CR | Other | 25 | CARE_1 | 353.84 | 317.36 | 34.88 | 34.85
CR | Other | 25 | CARR_1 | 94.48 | 72.46 | 44.43 | 56.61
CR | Other | 25 | CELL_1 | 287.47 | 249.25 | 43.45 | 46.16
CR | Other | 25 | CHIC_1 | 37.3 | 34.77 | 1.4 | 1.4
CR | Other | 25 | CHSI_1 | 11.37 | 10.41 | 0.57 | 0.57
CR | Other | 25 | CHTE_1 | 289.47 | 268.92 | 12.68 | 12.68
CR | Other | 25 | CITR_1 | 24.55 | 21.39 | 5.2 | 5.17
CR | Other | 25 | CLAY_P | 1.17 | 0.57 | 0.57 | 0.57
CR | Other | 25 | CLYM | 6.75 | 4.01 | 4.01 | 4.01
CR | Other | 25 | CONQA1 | 179.27 | 160.71 | 27.78 | 28.23
CR | Other | 25 | COVE_1 | 58.88 | 43.35 | 28.97 | 28.96
CR | Other | 25 | COWL_1 | 60.46 | 43.16 | 27.4 | 27.4
CR | Other | 25 | COYL | 6.4 | 3.8 | 3.8 | 3.8
CR | Other | 25 | CREB_1 | 54.3 | 47.35 | 8.38 | 8.37
CR | Other | 25 | CUMB | 23.26 | 15.16 | 14.73 | 14.73
CR | Other | 25 | CUPA | 2.53 | 1.77 | 1.77 | 1.77
CR | Other | 25 | DALM3 | 25.55 | 18.91 | 12.92 | 12.92
CR | Other | 25 | DEWP | 1.53 | 1.13 | 0.5 | 0.5
CR | Other | 25 | DRAK_1 | 14.77 | 9.65 | 7.34 | 7.33
CR | Other | 25 | DRAX_1 | 181.22 | 168.59 | 13.58 | 18.85
CR | Other | 25 | DUDH_P | 4.11 | 3.04 | 1.34 | 1.34
CR | Other | 25 | DUNB | 11.17 | 8.16 | 6.17 | 6.17
CR | Other | 25 | DUNF | 4.21 | 2.72 | 2.72 | 2.72
CR | Other | 25 | EALI_6 | 14.44 | 7.8 | 6.22 | 6.22
CR | Other | 25 | EASO_1 | 13.97 | 10.52 | 6.49 | 7.96
CR | Other | 25 | ECLA_1 | 49.86 | 33.32 | 23.61 | 23.58
CR | Other | 25 | EKIS | 5.89 | 3.5 | 3.5 | 3.5
CR | Other | 25 | ELLA_1 | 59.08 | 43.05 | 22.26 | 22.17
CR | Other | 25 | ELST_1 | 14.29 | 12.27 | 3.55 | 3.55
CR | Other | 25 | ENDE_1 | 39.12 | 25.78 | 21.39 | 21.96
CR | Other | 25 | EXET1 | 58.33 | 49.06 | 12.49 | 12.47
CR | Other | 25 | FAWL_1 | 212.68 | 178.63 | 40.07 | 39.91
CR | Other | 25 | FECK_6 | 63.28 | 56.88 | 6.83 | 7.93
CR | Other | 25 | FERRA2 | 129.34 | 120.96 | 2.22 | 2.22
CR | Other | 25 | FERRB1 | 130.89 | 97.36 | 64.09 | 66.28
CR | Other | 25 | FIDF_1 | 81.88 | 64.54 | 40.71 | 52.29
CR | Other | 25 | FLEE_1 | 305.66 | 287.79 | 2.01 | 2.01
CR | Other | 25 | FOUR_1 | 2.7 | 1.89 | 1.89 | 1.89
CR | Other | 25 | FROD_1 | 214.27 | 175.54 | 72.9 | 72.45
CR | Other | 25 | GLRO | 3.61 | 2.53 | 2.53 | 2.53
CR | Other | 25 | GREN_1 | 140.53 | 110 | 64.69 | 82
CR | Other | 25 | GRIW_1 | 85.67 | 72.53 | 30.74 | 30.58
CR | Other | 25 | G_EXTRA_2 | 2.16 | 1.52 | 1.52 | 1.52
CR | Other | 25 | G_EXTRA_4 | 4.47 | 2.65 | 2.65 | 2.65
CR | Other | 25 | G_EXTRA_5 | 6.18 | 3.67 | 3.67 | 3.67
CR | Other | 25 | G_EXTRA_8 | 5.5 | 3.75 | 3.75 | 3.75
CR | Other | 25 | G_EXTRA_9 | 3.83 | 2.84 | 1.94 | 1.94
CR | Other | 25 | HACK_1 | 3.21 | 2.37 | 1.05 | 1.04
CR | Other | 25 | HACK_6 | 14.81 | 14 | 0 | 0
CR | Other | 25 | HAMHC1 | 33.21 | 17.14 | 17.14 | 17.14
CR | Other | 25 | HARK_1 | 36.23 | 24.75 | 11.83 | 11.81
CR | Other | 25 | HAWP_6 | 3.56 | 2.11 | 2.11 | 2.11
CR | Other | 25 | HEYS_1 | 9.4 | 5.84 | 5.12 | 5.12
CR | Other | 25 | HURS_1 | 14.81 | 11.4 | 4.4 | 4.4
CR | Other | 25 | HUTT_1 | 148.04 | 122.52 | 59.32 | 81.89
CR | Other | 25 | INDQ1 | 76.23 | 59.54 | 33.15 | 33.13
CR | Other | 25 | IROA1 | 9.03 | 6.22 | 3.8 | 3.79
CR | Other | 25 | IRONB1 | 6.71 | 4.2 | 4.2 | 4.2
CR | Other | 25 | IVER_1 | 219.84 | 183.22 | 97.75 | 106.08
CR | Other | 25 | KAIM | 4 | 2.8 | 1.59 | 1.59
CR | Other | 25 | KEAD_1 | 14.16 | 8.86 | 8.86 | 8.86
CR | Other | 25 | KEAR_1 | 46.72 | 31.38 | 28.59 | 28.58
CR | Other | 25 | KEIT_P | 36.02 | 31.42 | 15.91 | 23.56
CR | Other | 25 | KEMS_1 | 496.42 | 396.59 | 256.91 | 280.52
CR | Other | 25 | KIER | 4.68 | 2.78 | 2.78 | 2.78
CR | Other | 25 | KILT | 8.82 | 7.15 | 3.38 | 4.45
CR | Other | 25 | KILW | 18.62 | 16.4 | 6.76 | 6.72
CR | Other | 25 | KINO_1 | 171.5 | 144.03 | 65.01 | 64.76
CR | Other | 25 | KINT_P | 8.12 | 6.01 | 2.65 | 2.63
CR | Other | 25 | KIRKB1 | 12.66 | 11.13 | 7.46 | 8.04
CR | Other | 25 | KNAR | 5.98 | 4.19 | 4.19 | 4.19
CR | Other | 25 | LACK_6 | 172.16 | 132.87 | 93.23 | 103.5
CR | Other | 25 | LALE1SG003 | 77.3 | 58.32 | 32.5 | 33.01
CR | Other | 25 | LAND1 | 173.62 | 150.23 | 45.73 | 46.17
CR | Other | 25 | LEGA_1 | 12.87 | 8.28 | 6.52 | 6.51
CR | Other | 25 | LEVE | 34.08 | 26.86 | 15.85 | 18.54
CR | Other | 25 | LINM | 2.43 | 1.45 | 1.45 | 1.45
CR | Other | 25 | LISD_1 | 42.26 | 35.62 | 14.26 | 14.17
CR | Other | 25 | LITT_C | 16.77 | 12.28 | 3.8 | 3.8
CR | Other | 25 | LITT_J | 19.16 | 14.18 | 6.26 | 6.22
CR | Other | 25 | LODR_6 | 5.99 | 5.66 | 0 | 0
CR | Other | 25 | LOVE_1 | 319.04 | 289.11 | 24.98 | 24.95
CR | Other | 25 | LUNA_P | 3.06 | 2.39 | 1.5 | 1.89
CR | Other | 25 | MACC_3 | 28.5 | 20.53 | 10.33 | 10.27
CR | Other | 25 | MANN_1 | 35.45 | 24.86 | 18.31 | 19.94
CR | Other | 25 | MAYB | 11.61 | 8.59 | 4.08 | 4.06
CR | Other | 25 | MELK_1 | 133.28 | 120.74 | 8.33 | 8.32
CR | Other | 25 | MILC_P | 12.63 | 9.21 | 6.18 | 6.18
CR | Other | 25 | MILH_1 | 6.31 | 5.97 | 0 | 0
CR | Other | 25 | MITY_1 | 11.01 | 7.39 | 4.62 | 4.62
CR | Other | 25 | MYBS_P | 3.03 | 2.67 | 1.32 | 2.05
CR | Other | 25 | NEAR | 56.46 | 49 | 35.38 | 35.38
CR | Other | 25 | NECE_1 | 182.97 | 154.56 | 65.78 | 65.73
CR | Other | 25 | NEWX_6 | 66.47 | 49.82 | 39.67 | 39.66
CR | Other | 25 | NFLE | 5.93 | 4.24 | 2.3 | 2.3
CR | Other | 25 | NINF_1 | 6.26 | 4.08 | 3.05 | 3.04
CR | Other | 25 | NORM_1 | 120.67 | 99.25 | 50.04 | 64.24
CR | Other | 25 | NORT_1 | 3.58 | 2.37 | 1.68 | 1.67
CR | Other | 25 | NURS_1 | 47.69 | 35.68 | 17.74 | 17.72
CR | Other | 25 | OCKH_1 | 4.12 | 2.45 | 2.45 | 2.45
CR | Other | 25 | OFFE_3 | 8.42 | 5 | 5 | 5
CR | Other | 25 | OLDB_1 | 212.08 | 183.51 | 132.84 | 132.84
CR | Other | 25 | OSBA_1 | 40.55 | 35.44 | 7.08 | 7.07
CR | Other | 25 | PADIB1 | 14.22 | 9.75 | 6.73 | 7.05
CR | Other | 25 | PELH_1 | 7.79 | 5.12 | 5.12 | 5.12
CR | Other | 25 | PEMB_1 | 33.2 | 24.24 | 11.46 | 11.39
CR | Other | 25 | PENN_1 | 6.73 | 4.45 | 4.45 | 4.45
CR | Other | 25 | PENT_1 | 5.84 | 3.7 | 3.7 | 3.7
CR | Other | 25 | PENW_1 | 35.5 | 24.18 | 18.81 | 18.78
CR | Other | 25 | PERS_P | 14.03 | 9.95 | 5.39 | 5.36
CR | Other | 25 | POOB | 10.32 | 5.97 | 5.97 | 5.97
CR | Other | 25 | POPP_3 | 22.3 | 15.56 | 11.98 | 13.92
CR | Other | 25 | PORA_P | 13.02 | 12.31 | 0 | 0
CR | Other | 25 | PYLE_1 | 128.79 | 116.41 | 16.57 | 20.87
CR | Other | 25 | RAIN_1 | 386.52 | 361.95 | 5.85 | 5.85
CR | Other | 25 | RASS_1 | 352.84 | 329.63 | 7.28 | 7.28
CR | Other | 25 | RATS_1 | 82.53 | 66.36 | 22.95 | 22.9
CR | Other | 25 | RAYL_1 | 49.92 | 37.23 | 16.47 | 16.47
CR | Other | 25 | RICH1 | 16.02 | 11.86 | 5.24 | 5.2
CR | Other | 25 | ROCH_1 | 11.79 | 6.84 | 6.84 | 6.84
CR | Other | 25 | RYEH_1 | 34.45 | 23.41 | 15.77 | 15.75
CR | Other | 25 | SALH_1 | 376.02 | 283.44 | 136.35 | 135.83
CR | Other | 25 | SALT_1 | 42.51 | 38.15 | 3.75 | 3.73
CR | Other | 25 | SBAR | 47.27 | 44.69 | 0 | 0
CR | Other | 25 | SEAB1 | 233.5 | 150.67 | 91.43 | 91.42
CR | Other | 25 | SELL_1 | 104.72 | 98.28 | 1.22 | 1.22
CR | Other | 25 | SHEC_3 | 37.45 | 27.15 | 23.71 | 23.71
CR | Other | 25 | SHRW_1 | 17.17 | 12.32 | 9.54 | 9.54
CR | Other | 25 | SJOW_1 | 15.18 | 11.23 | 4.96 | 4.93
CR | Other | 25 | SKLGB1 | 232.39 | 215.2 | 8.03 | 8.02
CR | Other | 25 | SMAN_1 | 167.2 | 144.28 | 29.24 | 31.09
CR | Other | 25 | SPEN_1 | 227.84 | 175.98 | 124.14 | 136.26
CR | Other | 25 | STAH_1 | 32.21 | 25.17 | 13.11 | 15.71
CR | Other | 25 | STAY_1 | 253.1 | 224.32 | 34.88 | 34.85
CR | Other | 25 | STEN_1 | 8.31 | 5.57 | 3.78 | 3.77
CR | Other | 25 | STES_1 | 21 | 14.09 | 10.07 | 10.04
CR | Other | 25 | STIR | 39.99 | 35.19 | 17.49 | 25.18
CR | Other | 25 | STLE | 14.6 | 10.2 | 7.95 | 7.95
CR | Other | 25 | STRI_P | 2.99 | 1.78 | 1.78 | 1.78
CR | Other | 25 | SUND_1 | 47.05 | 29.09 | 25.2 | 25.2
CR | Other | 25 | SWAN_1 | 324.71 | 303.46 | 6.95 | 7.54
CR | Other | 25 | TAUN1 | 119.3 | 109.38 | 11.84 | 16.31
CR | Other | 25 | TAYN_P | 5.88 | 5.56 | 0 | 0
CR | Other | 25 | TEMP_3 | 2.22 | 1.49 | 1 | 1
CR | Other | 25 | THOM_6 | 335.89 | 308.8 | 19.55 | 20.27
CR | Other | 25 | THSO_P | 43.7 | 9.61 | 8.28 | 8.28
CR | Other | 25 | THUR_6 | 39.67 | 37.51 | 0 | 0
CR | Other | 25 | TILBB_1 | 23.45 | 16.24 | 10.02 | 10.02
CR | Other | 25 | TOTT_1 | 75.3 | 54.59 | 36.23 | 36.23
CR | Other | 25 | TRAW_1 | 1.98 | 1.18 | 1.18 | 1.18
CR | Other | 25 | TYNE_1 | 12.71 | 7.3 | 5.48 | 5.47
CR | Other | 25 | TYNE_2 | 32.92 | 31.12 | 0 | 0
CR | Other | 25 | UPPB_1 | 300.44 | 284.03 | 0 | 0
CR | Other | 25 | UPPB_3 | 153.68 | 144.67 | 1.78 | 1.78
CR | Other | 25 | USKM_1 | 48.73 | 39.41 | 22.49 | 27.88
CR | Other | 25 | WALH_1 | 20.52 | 13.18 | 11.19 | 11.81
CR | Other | 25 | WALP_1 | 111.12 | 98.91 | 36.97 | 36.74
CR | Other | 25 | WALP_B | 45.1 | 38.43 | 7.31 | 7.31
CR | Other | 25 | WASF_1 | 45.56 | 31.8 | 18.39 | 18.31
CR | Other | 25 | WATFS_1 | 6.94 | 5.46 | 3.13 | 3.13
CR | Other | 25 | WBUR_1 | 64.13 | 54.1 | 17.61 | 18.16
CR | Other | 25 | WFIE | 33.32 | 29.32 | 14.58 | 20.98
CR | Other | 25 | WHAM_1 | 58.38 | 46.04 | 16.49 | 17.79
CR | Other | 25 | WHGA_1 | 3.65 | 1.98 | 1.98 | 1.98
CR | Other | 25 | WHHO | 1.78 | 1.32 | 0.58 | 0.58
CR | Other | 25 | WIBA_3 | 61.4 | 52.94 | 26.99 | 38.26
CR | Other | 25 | WIEN_1 | 41.67 | 30.84 | 20.03 | 20.03
CR | Other | 25 | WILL_1 | 62.76 | 45.86 | 20.88 | 20.74
CR | Other | 25 | WIMBN1 | 13.33 | 12.6 | 0 | 0
CR | Other | 25 | WIMBS1 | 15.77 | 13.35 | 4.86 | 4.86
CR | Other | 25 | WISD_6 | 2.16 | 1.6 | 0.71 | 0.7
CR | Other | 25 | WMEL_1 | 252.61 | 237.04 | 5.08 | 5.08
CR | Other | 25 | WTHU31 | 21.33 | 12.67 | 12.67 | 12.67
CR | Other | 25 | WWEY_1 | 12.93 | 9.44 | 4.17 | 4.16
CR | Other | 25 | WYMOM_1 | 11.9 | 7.57 | 7.57 | 7.57
CR | Other | 26 | ABHA1 | 7.52 | 4.47 | 4.47 | 4.47
CR | Other | 26 | ABNE_P | 7.47 | 4.9 | 4.9 | 4.9
CR | Other | 26 | ABTH_1 | 28.59 | 25.73 | 9.35 | 9.28
CR | Other | 26 | ALNE_P | 13.86 | 12.19 | 6.06 | 8.73
CR | Other | 26 | ALVE1 | 16.66 | 11.46 | 11.46 | 11.46
CR | Other | 26 | AMEM_1 | 10.12 | 7.59 | 2.28 | 2.28
CR | Other | 26 | ARMO_P | 10.18 | 9.62 | 0 | 0
CR | Other | 26 | BARKC1 | 201.17 | 140.38 | 96 | 101.55
CR | Other | 26 | BARKW3 | 30.49 | 28.82 | 0 | 0
CR | Other | 26 | BEDD_1 | 62.44 | 51.89 | 10.73 | 10.73
CR | Other | 26 | BESW_1 | 14.53 | 9.14 | 7.68 | 7.68
CR | Other | 26 | BICF_1 | 90.43 | 77.9 | 41.69 | 61.33
CR | Other | 26 | BIRK_1 | 23.4 | 16.11 | 9.86 | 9.82
CR | Other | 26 | BISW_1 | 29 | 21.14 | 14.49 | 14.49
CR | Other | 26 | BLYTB1 | 7.58 | 4.92 | 3.74 | 3.73
CR | Other | 26 | BOLN_1 | 199.05 | 159.09 | 62.02 | 63.18
CR | Other | 26 | BONN | 1.17 | 0.87 | 0.38 | 0.38
CR | Other | 26 | BOTW_1 | 72 | 67.32 | 1.27 | 1.27
CR | Other | 26 | BRAI_1 | 13.4 | 8.36 | 8.36 | 8.36
CR | Other | 26 | BRAW_1 | 41.13 | 32.31 | 13.42 | 13.41
CR | Other | 26 | BRED_1 | 11.86 | 7.57 | 6.94 | 6.93
CR | Other | 26 | BRFO_1 | 214.18 | 186.73 | 42.08 | 47.02
CR | Other | 26 | BRIM_1 | 10.82 | 7.89 | 4.61 | 4.59
CR | Other | 26 | BRLE_1 | 164.95 | 145.37 | 18.42 | 18.39
CR | Other | 26 | BRWA1 | 124.08 | 114.68 | 6.94 | 8.52
CR | Other | 26 | BURM_1 | 281.84 | 225.57 | 139.32 | 150.78
CR | Other | 26 | BUSH_1 | 31.85 | 21.58 | 21.58 | 21.58
CR | Other | 26 | BUST_1 | 2.89 | 1.72 | 1.72 | 1.72
CR | Other | 26 | CANTN1 | 118.54 | 108.15 | 8.32 | 8.32
CR | Other | 26 | CAPEA1 | 244.37 | 222.53 | 42.6 | 42.33
CR | Other | 26 | CARE_1 | 390.97 | 352.2 | 35.41 | 35.38
CR | Other | 26 | CARR_1 | 94.82 | 72.6 | 44.57 | 56.75
CR | Other | 26 | CELL_1 | 312.74 | 272.87 | 43.88 | 46.59
CR | Other | 26 | CHIC_1 | 37.27 | 34.72 | 1.48 | 1.48
CR | Other | 26 | CHSI_1 | 10.99 | 10.05 | 0.57 | 0.57
CR | Other | 26 | CHTE_1 | 331.89 | 308.92 | 14.04 | 14.04
CR | Other | 26 | CITR_1 | 24.39 | 21.21 | 5.25 | 5.21
CR | Other | 26 | CLAY_P | 1.19 | 0.58 | 0.58 | 0.58
CR | Other | 26 | CLYM | 6.66 | 3.96 | 3.96 | 3.96
CR | Other | 26 | CONQA1 | 200.36 | 180.4 | 28.57 | 29.03
CR | Other | 26 | COVE_1 | 59.52 | 43.76 | 29.57 | 29.56
CR | Other | 26 | COWL_1 | 60.26 | 42.96 | 27.41 | 27.41
CR | Other | 26 | COYL | 6.32 | 3.75 | 3.75 | 3.75
CR | Other | 26 | CREB_1 | 60.46 | 53.06 | 8.67 | 8.65
CR | Other | 26 | CUMB | 23.71 | 15.49 | 15.05 | 15.05
CR | Other | 26 | CUPA | 2.67 | 1.87 | 1.87 | 1.87
CR | Other | 26 | DALM3 | 25.77 | 19.07 | 13.04 | 13.04
CR | Other | 26 | DEWP | 1.56 | 1.16 | 0.51 | 0.51
CR | Other | 26 | DRAK_1 | 15.02 | 9.83 | 7.47 | 7.46
CR | Other | 26 | DRAX_1 | 203.86 | 190.01 | 13.56 | 18.83
CR | Other | 26 | DUDH_P | 4.2 | 3.1 | 1.37 | 1.36
CR | Other | 26 | DUNB | 11.4 | 8.32 | 6.32 | 6.32
CR | Other | 26 | DUNF | 4.3 | 2.78 | 2.78 | 2.78
CR | Other | 26 | EALI_6 | 14.78 | 7.94 | 6.42 | 6.42
CR | Other | 26 | EASO_1 | 14.19 | 10.72 | 6.57 | 8.09
CR | Other | 26 | ECLA_1 | 49.55 | 33.1 | 23.47 | 23.45
CR | Other | 26 | EKIS | 5.82 | 3.46 | 3.46 | 3.46
CR | Other | 26 | ELLA_1 | 59.97 | 43.71 | 22.56 | 22.46
CR | Other | 26 | ELST_1 | 14.26 | 12.16 | 3.76 | 3.76
CR | Other | 26 | ENDE_1 | 39.61 | 26.13 | 21.68 | 22.25
CR | Other | 26 | EXET1 | 58.8 | 49.4 | 12.75 | 12.73
CR | Other | 26 | FAWL_1 | 215.78 | 181.28 | 42.02 | 41.85
CR | Other | 26 | FECK_6 | 61.41 | 55.14 | 6.78 | 7.87
CR | Other | 26 | FERRA2 | 148.13 | 138.75 | 2.2 | 2.2
CR | Other | 26 | FERRB1 | 131.49 | 97.8 | 64.43 | 66.61
CR | Other | 26 | FIDF_1 | 83.53 | 65.95 | 41.52 | 53.42
CR | Other | 26 | FLEE_1 | 350.96 | 330.63 | 1.98 | 1.98
CR | Other | 26 | FOUR_1 | 2.85 | 2 | 2 | 2
CR | Other | 26 | FROD_1 | 216.64 | 177.22 | 73.96 | 73.5
CR | Other | 26 | GLRO | 3.81 | 2.67 | 2.67 | 2.67
CR | Other | 26 | GREN_1 | 142.43 | 111.52 | 65.53 | 83.11
CR | Other | 26 | GRIW_1 | 85.98 | 72.75 | 30.87 | 30.7
CR | Other | 26 | G_EXTRA_2 | 2.29 | 1.6 | 1.6 | 1.6
CR | Other | 26 | G_EXTRA_4 | 4.41 | 2.62 | 2.62 | 2.62
CR | Other | 26 | G_EXTRA_5 | 6.1 | 3.62 | 3.62 | 3.62
CR | Other | 26 | G_EXTRA_8 | 5.75 | 3.92 | 3.92 | 3.92
CR | Other | 26 | G_EXTRA_9 | 3.87 | 2.86 | 1.96 | 1.96
CR | Other | 26 | HACK_1 | 3.27 | 2.42 | 1.07 | 1.06
CR | Other | 26 | HACK_6 | 14.29 | 13.51 | 0 | 0
CR | Other | 26 | HAMHC1 | 34.1 | 17.62 | 17.62 | 17.62
CR | Other | 26 | HARK_1 | 36.65 | 24.86 | 12.2 | 12.18
CR | Other | 26 | HAWP_6 | 3.51 | 2.09 | 2.09 | 2.09
CR | Other | 26 | HEYS_1 | 9.34 | 5.81 | 5.08 | 5.07
CR | Other | 26 | HURS_1 | 14.45 | 11.1 | 4.34 | 4.34
CR | Other | 26 | HUTT_1 | 152.33 | 126.16 | 61.08 | 84.44
CR | Other | 26 | INDQ1 | 76.95 | 59.94 | 34.01 | 33.99
CR | Other | 26 | IROA1 | 9.11 | 6.28 | 3.82 | 3.81
CR | Other | 26 | IRONB1 | 6.77 | 4.24 | 4.24 | 4.24
CR | Other | 26 | IVER_1 | 223 | 185.74 | 99.51 | 108.13
CR | Other | 26 | KAIM | 4.04 | 2.84 | 1.61 | 1.6
CR | Other | 26 | KEAD_1 | 14.28 | 8.95 | 8.95 | 8.95
CR | Other | 26 | KEAR_1 | 47.85 | 32.19 | 29.32 | 29.31
CR | Other | 26 | KEIT_P | 36.67 | 31.99 | 16.19 | 24
CR | Other | 26 | KEMS_1 | 505.81 | 403.71 | 262.64 | 286.61
CR | Other | 26 | KIER | 4.62 | 2.74 | 2.74 | 2.74
CR | Other | 26 | KILT | 9.07 | 7.36 | 3.48 | 4.58
CR | Other | 26 | KILW | 18.73 | 16.47 | 6.83 | 6.79
CR | Other | 26 | KINO_1 | 171.65 | 144.12 | 65.12 | 64.88
CR | Other | 26 | KINT_P | 8.28 | 6.13 | 2.71 | 2.69
CR | Other | 26 | KIRKB1 | 15.43 | 13.56 | 9.29 | 9.88
CR | Other | 26 | KNAR | 6.33 | 4.43 | 4.43 | 4.43
CR | Other | 26 | LACK_6 | 175.98 | 135.63 | 95.56 | 105.83
CR | Other | 26 | LALE1SG003 | 77.14 | 58.15 | 32.56 | 33.08
CR | Other | 26 | LAND1 | 176.73 | 152.6 | 50.12 | 50.56
CR | Other | 26 | LEGA_1 | 13.05 | 8.41 | 6.61 | 6.6
CR | Other | 26 | LEVE | 34.47 | 27.14 | 16.04 | 18.73
CR | Other | 26 | LINM | 2.4 | 1.43 | 1.43 | 1.43
CR | Other | 26 | LISD_1 | 42.51 | 35.78 | 14.35 | 14.26
CR | Other | 26 | LITT_C | 16.69 | 12.1 | 3.92 | 3.92
CR | Other | 26 | LITT_J | 19.55 | 14.47 | 6.39 | 6.35
CR | Other | 26 | LODR_6 | 5.78 | 5.46 | 0 | 0
CR | Other | 26 | LOVE_1 | 338.29 | 307.15 | 25.35 | 25.32
CR | Other | 26 | LUNA_P | 3.04 | 2.38 | 1.5 | 1.88
CR | Other | 26 | MACC_3 | 28.95 | 20.87 | 10.47 | 10.41
CR | Other | 26 | MANN_1 | 35.56 | 24.94 | 18.46 | 20.11
CR | Other | 26 | MAYB | 11.83 | 8.75 | 4.15 | 4.13
CR | Other | 26 | MELK_1 | 146.68 | 133.4 | 8.31 | 8.3
CR | Other | 26 | MILC_P | 12.67 | 9.24 | 6.19 | 6.19
CR | Other | 26 | MILH_1 | 6.09 | 5.76 | 0 | 0
CR | Other | 26 | MITY_1 | 10.88 | 7.27 | 4.6 | 4.6
CR | Other | 26 | MYBS_P | 3.13 | 2.76 | 1.37 | 2.12
CR | Other | 26 | NEAR | 66.17 | 57.54 | 41.48 | 41.48
CR | Other | 26 | NECE_1 | 198.42 | 168.02 | 75.87 | 75.82
CR | Other | 26 | NEWX_6 | 68.37 | 51.21 | 40.93 | 40.92
CR | Other | 26 | NFLE | 5.81 | 4.15 | 2.27 | 2.27
CR | Other | 26 | NINF_1 | 6.26 | 4.09 | 3.04 | 3.03
CR | Other | 26 | NORM_1 | 121.37 | 99.67 | 50.63 | 64.85
CR | Other | 26 | NORT_1 | 3.59 | 2.38 | 1.67 | 1.67
CR | Other | 26 | NURS_1 | 47.74 | 35.65 | 17.87 | 17.84
CR | Other | 26 | OCKH_1 | 4.07 | 2.41 | 2.41 | 2.41
CR | Other | 26 | OFFE_3 | 8.32 | 4.94 | 4.94 | 4.94
CR | Other | 26 | OLDB_1 | 268.58 | 233.16 | 170.33 | 170.32
CR | Other | 26 | OSBA_1 | 41.09 | 35.82 | 7.43 | 7.42
CR | Other | 26 | PADIB1 | 14.25 | 9.78 | 6.71 | 7.04
CR | Other | 26 | PELH_1 | 8.02 | 5.29 | 5.29 | 5.29
CR | Other | 26 | PEMB_1 | 33.8 | 24.69 | 11.65 | 11.57
CR | Other | 26 | PENN_1 | 7.07 | 4.68 | 4.68 | 4.68
CR | Other | 26 | PENT_1 | 5.92 | 3.76 | 3.76 | 3.76
CR | Other | 26 | PENW_1 | 36.15 | 24.64 | 19.17 | 19.13
CR | Other | 26 | PERS_P | 14.22 | 10.09 | 5.44 | 5.41
CR | Other | 26 | POOB | 10.51 | 6.08 | 6.08 | 6.08
CR | Other | 26 | POPP_3 | 22.41 | 15.71 | 12 | 14.01
CR | Other | 26 | PORA_P | 12.62 | 11.93 | 0 | 0
CR | Other | 26 | PYLE_1 | 143.4 | 130.09 | 16.83 | 21.14
CR | Other | 26 | RAIN_1 | 439.85 | 412.41 | 5.78 | 5.78
CR | Other | 26 | RASS_1 | 396.82 | 371.22 | 7.29 | 7.29
CR | Other | 26 | RATS_1 | 82.18 | 65.86 | 23.35 | 23.3
CR | Other | 26 | RAYL_1 | 48.83 | 36.31 | 16.28 | 16.28
CR | Other | 26 | RICH1 | 16.34 | 12.1 | 5.34 | 5.31
CR | Other | 26 | ROCH_1 | 11.71 | 6.79 | 6.79 | 6.79
CR | Other | 26 | RYEH_1 | 34.75 | 23.57 | 16.02 | 16
CR | Other | 26 | SALH_1 | 382.19 | 287.96 | 138.9 | 138.37
CR | Other | 26 | SALT_1 | 41.54 | 37.19 | 3.83 | 3.81
CR | Other | 26 | SBAR | 54.36 | 51.39 | 0 | 0
CR | Other | 26 | SEAB1 | 272.88 | 171.86 | 108.58 | 108.57
CR | Other | 26 | SELL_1 | 119.5 | 112.26 | 1.21 | 1.21
CR | Other | 26 | SHEC_3 | 38.48 | 27.92 | 24.37 | 24.37
CR | Other | 26 | SHRW_1 | 17.5 | 12.56 | 9.76 | 9.76
CR | Other | 26 | SJOW_1 | 15.48 | 11.46 | 5.06 | 5.03
CR | Other | 26 | SKLGB1 | 265.03 | 246.05 | 8.07 | 8.06
CR | Other | 26 | SMAN_1 | 184.05 | 159.83 | 30.2 | 32.11
CR | Other | 26 | SPEN_1 | 233.93 | 180.62 | 127.64 | 139.99
CR | Other | 26 | STAH_1 | 32.45 | 25.36 | 13.17 | 15.78
CR | Other | 26 | STAY_1 | 282.73 | 252.01 | 35.75 | 35.73
CR | Other | 26 | STEN_1 | 8.34 | 5.6 | 3.78 | 3.77
CR | Other | 26 | STES_1 | 21.19 | 14.24 | 10.13 | 10.11
CR | Other | 26 | STIR | 39.99 | 35.19 | 17.49 | 25.18
CR | Other | 26 | STLE | 14.66 | 10.25 | 7.99 | 7.99
CR | Other | 26 | STRI_P | 2.96 | 1.76 | 1.76 | 1.76
CR | Other | 26 | SUND_1 | 46.46 | 28.68 | 24.92 | 24.92
CR | Other | 26 | SWAN_1 | 331.16 | 309.58 | 6.9 | 7.49
CR | Other | 26 | TAUN1 | 134.04 | 123.3 | 12.07 | 16.7
CR | Other | 26 | TAYN_P | 5.7 | 5.39 | 0 | 0
CR | Other | 26 | TEMP_3 | 2.23 | 1.5 | 1 | 1
CR | Other | 26 | THOM_6 | 381.88 | 352.14 | 19.99 | 20.71
CR | Other | 26 | THSO_P | 43.7 | 9.61 | 8.28 | 8.28
CR | Other | 26 | THUR_6 | 45.63 | 43.13 | 0 | 0
CR | Other | 26 | TILBB_1 | 23.01 | 15.9 | 9.89 | 9.89
CR | Other | 26 | TOTT_1 | 75.72 | 54.87 | 36.43 | 36.43
CR | Other | 26 | TRAW_1 | 1.96 | 1.16 | 1.16 | 1.16
CR | Other | 26 | TYNE_1 | 13.06 | 7.5 | 5.64 | 5.63
CR | Other | 26 | TYNE_2 | 31.76 | 30.02 | 0 | 0
CR | Other | 26 | UPPB_1 | 336.35 | 317.99 | 0 | 0
CR | Other | 26 | UPPB_3 | 176.5 | 166.2 | 1.88 | 1.88
CR | Other | 26 | USKM_1 | 49.08 | 39.66 | 22.66 | 28.04
CR | Other | 26 | WALH_1 | 20.7 | 13.3 | 11.3 | 11.91
CR | Other | 26 | WALP_1 | 111.24 | 98.94 | 37.19 | 36.96
CR | Other | 26 | WALP_B | 44.08 | 37.44 | 7.41 | 7.41
CR | Other | 26 | WASF_1 | 46.05 | 32.19 | 18.5 | 18.43
CR | Other | 26 | WATFS_1 | 6.93 | 5.44 | 3.19 | 3.19
CR | Other | 26 | WBUR_1 | 70.9 | 60.22 | 18.45 | 19.02
CR | Other | 26 | WFIE | 33.32 | 29.32 | 14.58 | 20.98
CR | Other | 26 | WHAM_1 | 59.09 | 46.52 | 16.86 | 18.2
CR | Other | 26 | WHGA_1 | 3.68 | 1.99 | 1.99 | 1.99
CR | Other | 26 | WHHO | 1.82 | 1.34 | 0.59 | 0.59
CR | Other | 26 | WIBA_3 | 61.48 | 52.98 | 27.03 | 38.31
CR | Other | 26 | WIEN_1 | 41.83 | 30.96 | 20.11 | 20.11
CR | Other | 26 | WILL_1 | 64.02 | 46.78 | 21.3 | 21.16
CR | Other | 26 | WIMBN1 | 12.86 | 12.16 | 0 | 0
CR | Other | 26 | WIMBS1 | 15.73 | 13.26 | 5.02 | 5.02
CR | Other | 26 | WISD_6 | 2.21 | 1.63 | 0.72 | 0.72
CR | Other | 26 | WMEL_1 | 289.49 | 271.8 | 5.37 | 5.37
CR | Other | 26 | WTHU31 | 21.06 | 12.51 | 12.51 | 12.51
CR | Other | 26 | WWEY_1 | 12.83 | 9.32 | 4.18 | 4.17
CR | Other | 26 | WYMOM_1 | 12.07 | 7.7 | 7.7 | 7.7
CR | Other | 27 | ABHA1 | 7.42 | 4.41 | 4.41 | 4.41
CR | Other | 27 | ABNE_P | 7.67 | 5.05 | 5.05 | 5.05
CR | Other | 27 | ABTH_1 | 28.59 | 25.73 | 9.35 | 9.28
CR | Other | 27 | ALNE_P | 13.86 | 12.19 | 6.06 | 8.73
CR | Other | 27 | ALVE1 | 17.47 | 12.03 | 12.03 | 12.03
CR | Other | 27 | AMEM_1 | 10.07 | 7.56 | 2.25 | 2.25
CR | Other | 27 | ARMO_P | 9.64 | 9.12 | 0 | 0
CR | Other | 27 | BARKC1 | 202.29 | 140.9 | 96.69 | 102.25
CR | Other | 27 | BARKW3 | 28.43 | 26.88 | 0 | 0
CR | Other | 27 | BEDD_1 | 61.85 | 51.33 | 10.7 | 10.7
CR | Other | 27 | BESW_1 | 14.45 | 9.11 | 7.62 | 7.61
CR | Other | 27 | BICF_1 | 93.5 | 80.55 | 43.12 | 63.42
CR | Other | 27 | BIRK_1 | 23.62 | 16.29 | 9.9 | 9.86
CR | Other | 27 | BISW_1 | 29.09 | 21.22 | 14.54 | 14.54
CR | Other | 27 | BLYTB1 | 7.58 | 4.93 | 3.72 | 3.71
CR | Other | 27 | BOLN_1 | 208.67 | 167.91 | 62.63 | 63.79
CR | Other | 27 | BONN | 1.2 | 0.89 | 0.39 | 0.39
CR | Other | 27 | BOTW_1 | 67.26 | 62.85 | 1.25 | 1.25
CR | Other | 27 | BRAI_1 | 13.48 | 8.44 | 8.44 | 8.44
CR | Other | 27 | BRAW_1 | 50.04 | 38.59 | 20.9 | 20.89
CR | Other | 27 | BRED_1 | 12.21 | 7.81 | 7.16 | 7.16
CR | Other | 27 | BRFO_1 | 206.07 | 178.87 | 42.6 | 47.55
CR | Other | 27 | BRIM_1 | 11.15 | 8.13 | 4.78 | 4.76
CR | Other | 27 | BRLE_1 | 177.52 | 157.08 | 18.74 | 18.72
CR | Other | 27 | BRWA1 | 138.11 | 127.94 | 7 | 8.64
CR | Other | 27 | BURM_1 | 284.35 | 227.36 | 140.88 | 152.33
CR | Other | 27 | BUSH_1 | 33.18 | 22.52 | 22.52 | 22.52
CR | Other | 27 | BUST_1 | 2.85 | 1.69 | 1.69 | 1.69
CR | Other | 27 | CANTN1 | 112.27 | 102.17 | 8.5 | 8.5
CR | Other | 27 | CAPEA1 | 252.01 | 229.76 | 42.57 | 42.3
CR | Other | 27 | CARE_1 | 425.57 | 384.65 | 35.94 | 35.91
CR | Other | 27 | CARR_1 | 95.1 | 72.72 | 44.69 | 56.87
CR | Other | 27 | CELL_1 | 336.72 | 295.24 | 44.35 | 47.06
CR | Other | 27 | CHIC_1 | 37.14 | 34.56 | 1.56 | 1.56
CR | Other | 27 | CHSI_1 | 10.3 | 9.41 | 0.56 | 0.56
CR | Other | 27 | CHTE_1 | 371.98 | 346.76 | 14.94 | 14.94
CR | Other | 27 | CITR_1 | 23.98 | 20.79 | 5.3 | 5.26
CR | Other | 27 | CLAY_P | 1.21 | 0.59 | 0.59 | 0.59
CR | Other | 27 | CLYM | 6.57 | 3.9 | 3.9 | 3.9
CR | Other | 27 | CONQA1 | 220.61 | 199.31 | 29.35 | 29.83
CR | Other | 27 | COVE_1 | 59.85 | 43.89 | 30.17 | 30.16
CR | Other | 27 | COWL_1 | 59.81 | 42.54 | 27.39 | 27.39
CR | Other | 27 | COYL | 6.23 | 3.7 | 3.7 | 3.7
CR | Other | 27 | CREB_1 | 66.42 | 58.58 | 8.98 | 8.96
CR | Other | 27 | CUMB | 24.18 | 15.83 | 15.4 | 15.4
CR | Other | 27 | CUPA | 2.82 | 1.97 | 1.97 | 1.97
CR | Other | 27 | DALM3 | 25.98 | 19.22 | 13.16 | 13.16
CR | Other | 27 | DEWP | 1.6 | 1.18 | 0.52 | 0.52
CR | Other | 27 | DRAK_1 | 15.29 | 10.02 | 7.61 | 7.6
CR | Other | 27 | DRAX_1 | 225.55 | 210.53 | 13.53 | 18.8
CR | Other | 27 | DUDH_P | 4.29 | 3.17 | 1.4 | 1.39
CR | Other | 27 | DUNB | 11.63 | 8.48 | 6.48 | 6.48
CR | Other | 27 | DUNF | 4.39 | 2.85 | 2.85 | 2.85
CR | Other | 27 | EALI_6 | 15.04 | 8.01 | 6.6 | 6.6
CR | Other | 27 | EASO_1 | 14.41 | 10.93 | 6.65 | 8.22
CR | Other | 27 | ECLA_1 | 49.06 | 32.73 | 23.32 | 23.3
CR | Other | 27 | EKIS | 5.74 | 3.41 | 3.41 | 3.41
CR | Other | 27 | ELLA_1 | 60.95 | 44.43 | 22.89 | 22.79
CR | Other | 27 | ELST_1 | 13.96 | 11.81 | 3.97 | 3.97
CR | Other | 27 | ENDE_1 | 40.12 | 26.5 | 21.98 | 22.55
CR | Other | 27 | EXET1 | 59.29 | 49.76 | 13.02 | 13
CR | Other | 27 | FAWL_1 | 218.17 | 183.29 | 43.43 | 43.26
CR | Other | 27 | FECK_6 | 58.04 | 51.99 | 6.72 | 7.81
CR | Other | 27 | FERRA2 | 166.14 | 155.79 | 2.17 | 2.17
CR | Other | 27 | FERRB1 | 132.04 | 98.21 | 64.74 | 66.92
CR | Other | 27 | FIDF_1 | 85.18 | 67.36 | 42.33 | 54.55
CR | Other | 27 | FLEE_1 | 394.37 | 371.68 | 1.95 | 1.95
CR | Other | 27 | FOUR_1 | 3.01 | 2.11 | 2.11 | 2.11
CR | Other | 27 | FROD_1 | 219.11 | 178.96 | 75.11 | 74.65
CR | Other | 27 | GLRO | 4.03 | 2.82 | 2.82 | 2.82
CR | Other | 27 | GREN_1 | 144.34 | 113.06 | 66.37 | 84.23
CR | Other | 27 | GRIW_1 | 86.3 | 72.98 | 31.01 | 30.84
CR | Other | 27 | G_EXTRA_2 | 2.42 | 1.69 | 1.69 | 1.69
CR | Other | 27 | G_EXTRA_4 | 4.35 | 2.59 | 2.59 | 2.59
CR | Other | 27 | G_EXTRA_5 | 6.01 | 3.57 | 3.57 | 3.57
CR | Other | 27 | G_EXTRA_8 | 6 | 4.1 | 4.1 | 4.1
CR | Other | 27 | G_EXTRA_9 | 3.9 | 2.88 | 1.97 | 1.97
CR | Other | 27 | HACK_1 | 3.34 | 2.47 | 1.09 | 1.09
CR | Other | 27 | HACK_6 | 13.33 | 12.6 | 0 | 0
CR | Other | 27 | HAMHC1 | 34.97 | 18.09 | 18.09 | 18.09
CR | Other | 27 | HARK_1 | 36.78 | 24.7 | 12.57 | 12.55
CR | Other | 27 | HAWP_6 | 3.46 | 2.06 | 2.06 | 2.06
CR | Other | 27 | HEYS_1 | 9.28 | 5.78 | 5.03 | 5.03
CR | Other | 27 | HURS_1 | 13.87 | 10.58 | 4.28 | 4.28
CR | Other | 27 | HUTT_1 | 156.73 | 129.87 | 62.87 | 87.01
CR | Other | 27 | INDQ1 | 77.08 | 59.79 | 34.86 | 34.84
CR | Other | 27 | IROA1 | 9.2 | 6.35 | 3.84 | 3.82
CR | Other | 27 | IRONB1 | 6.82 | 4.29 | 4.29 | 4.29
CR | Other | 27 | IVER_1 | 226.14 | 188.24 | 101.24 | 110.16
CR | Other | 27 | KAIM | 4.1 | 2.88 | 1.62 | 1.61
CR | Other | 27 | KEAD_1 | 14.39 | 9.05 | 9.05 | 9.05
CR | Other | 27 | KEAR_1 | 48.99 | 33.01 | 30.06 | 30.05
CR | Other | 27 | KEIT_P | 37.31 | 32.56 | 16.47 | 24.44
CR | Other | 27 | KEMS_1 | 515.07 | 410.73 | 268.34 | 292.68
CR | Other | 27 | KIER | 4.56 | 2.71 | 2.71 | 2.71
CR | Other | 27 | KILT | 9.32 | 7.57 | 3.58 | 4.72
CR | Other | 27 | KILW | 18.84 | 16.55 | 6.91 | 6.87
CR | Other | 27 | KINO_1 | 171.7 | 144.13 | 65.22 | 64.98
CR | Other | 27 | KINT_P | 8.47 | 6.27 | 2.77 | 2.75
CR | Other | 27 | KIRKB1 | 17.37 | 15.27 | 10.53 | 11.11
CR | Other | 27 | KNAR | 6.68 | 4.68 | 4.68 | 4.68
CR | Other | 27 | LACK_6 | 179.84 | 138.41 | 97.91 | 108.18
CR | Other | 27 | LALE1SG003 | 76.67 | 57.68 | 32.61 | 33.13
CR | Other | 27 | LAND1 | 175.18 | 150.68 | 53.29 | 53.73
CR | Other | 27 | LEGA_1 | 13.23 | 8.53 | 6.7 | 6.69
CR | Other | 27 | LEVE | 34.88 | 27.44 | 16.23 | 18.92
CR | Other | 27 | LINM | 2.37 | 1.41 | 1.41 | 1.41
CR | Other | 27 | LISD_1 | 42.77 | 35.95 | 14.45 | 14.36
CR | Other | 27 | LITT_C | 16.34 | 11.66 | 4.03 | 4.03
CR | Other | 27 | LITT_J | 19.98 | 14.78 | 6.53 | 6.48
CR | Other | 27 | LODR_6 | 5.39 | 5.1 | 0 | 0
CR | Other | 27 | LOVE_1 | 353.15 | 321.02 | 25.74 | 25.71
CR | Other | 27 | LUNA_P | 3.03 | 2.37 | 1.49 | 1.87
CR | Other | 27 | MACC_3 | 29.45 | 21.25 | 10.62 | 10.56
CR | Other | 27 | MANN_1 | 35.57 | 24.92 | 18.6 | 20.28
CR | Other | 27 | MAYB | 12.06 | 8.93 | 4.24 | 4.21
CR | Other | 27 | MELK_1 | 158.81 | 144.88 | 8.29 | 8.28
CR | Other | 27 | MILC_P | 12.69 | 9.26 | 6.21 | 6.21
CR | Other | 27 | MILH_1 | 5.68 | 5.37 | 0 | 0
CR | Other | 27 | MITY_1 | 10.65 | 7.07 | 4.57 | 4.57
CR | Other | 27 | MYBS_P | 3.24 | 2.85 | 1.42 | 2.19
CR | Other | 27 | NEAR | 77.62 | 67.61 | 48.68 | 48.68
CR | Other | 27 | NECE_1 | 209.54 | 177.68 | 82.77 | 82.72
CR | Other | 27 | NEWX_6 | 70.16 | 52.49 | 42.19 | 42.18
CR | Other | 27 | NFLE | 5.62 | 3.99 | 2.24 | 2.24
CR | Other | 27 | NINF_1 | 6.27 | 4.1 | 3.03 | 3.02
CR | Other | 27 | NORM_1 | 121.86 | 99.89 | 51.24 | 65.49
CR | Other | 27 | NORT_1 | 3.6 | 2.39 | 1.67 | 1.67
CR | Other | 27 | NURS_1 | 47.56 | 35.39 | 17.99 | 17.96
CR | Other | 27 | OCKH_1 | 4.01 | 2.38 | 2.38 | 2.38
CR | Other | 27 | OFFE_3 | 8.2 | 4.87 | 4.87 | 4.87
CR | Other | 27 | OLDB_1 | 308.31 | 268.08 | 195.5 | 195.5
CR | Other | 27 | OSBA_1 | 41.67 | 36.23 | 7.8 | 7.79
CR | Other | 27 | PADIB1 | 14.27 | 9.81 | 6.69 | 7.02
CR | Other | 27 | PELH_1 | 8.26 | 5.46 | 5.46 | 5.46
CR | Other | 27 | PEMB_1 | 34.46 | 25.18 | 11.86 | 11.78
CR | Other | 27 | PENN_1 | 7.42 | 4.92 | 4.92 | 4.92
CR | Other | 27 | PENT_1 | 6 | 3.82 | 3.82 | 3.82
CR | Other | 27 | PENW_1 | 36.83 | 25.13 | 19.53 | 19.5
CR | Other | 27 | PERS_P | 14.43 | 10.25 | 5.5 | 5.47
CR | Other | 27 | POOB | 10.69 | 6.2 | 6.2 | 6.2
CR | Other | 27 | POPP_3 | 22.49 | 15.84 | 12 | 14.08
CR | Other | 27 | PORA_P | 11.96 | 11.3 | 0 | 0
CR | Other | 27 | PYLE_1 | 157.43 | 143.22 | 17.11 | 21.42
CR | Other | 27 | RAIN_1 | 490.42 | 460.27 | 5.7 | 5.7
CR | Other | 27 | RASS_1 | 437.75 | 409.93 | 7.31 | 7.31
CR | Other | 27 | RATS_1 | 80.9 | 64.47 | 23.77 | 23.72
CR | Other | 27 | RAYL_1 | 47.06 | 34.75 | 16.08 | 16.08
CR | Other | 27 | RICH1 | 16.7 | 12.36 | 5.46 | 5.42
CR | Other | 27 | ROCH_1 | 11.62 | 6.73 | 6.73 | 6.73
CR | Other | 27 | RYEH_1 | 34.92 | 23.61 | 16.28 | 16.26
CR | Other | 27 | SALH_1 | 388.87 | 292.86 | 141.63 | 141.09
CR | Other | 27 | SALT_1 | 39.61 | 35.32 | 3.91 | 3.89
CR | Other | 27 | SBAR | 61.16 | 57.82 | 0 | 0
CR | Other | 27 | SEAB1 | 296.8 | 186.08 | 119.54 | 119.53
CR | Other | 27 | SELL_1 | 133.56 | 125.56 | 1.19 | 1.19
CR | Other | 27 | SHEC_3 | 39.5 | 28.69 | 25.02 | 25.02
CR | Other | 27 | SHRW_1 | 17.83 | 12.79 | 9.99 | 9.99
CR | Other | 27 | SJOW_1 | 15.82 | 11.71 | 5.17 | 5.14
CR | Other | 27 | SKLGB1 | 296.33 | 275.63 | 8.11 | 8.1
CR | Other | 27 | SMAN_1 | 200.4 | 174.87 | 31.21 | 33.19
CR | Other | 27 | SPEN_1 | 240.07 | 185.3 | 131.14 | 143.74
CR | Other | 27 | STAH_1 | 32.73 | 25.57 | 13.25 | 15.85
CR | Other | 27 | STAY_1 | 311.22 | 278.61 | 36.66 | 36.64
CR | Other | 27 | STEN_1 | 8.39 | 5.64 | 3.78 | 3.77
CR | Other | 27 | STES_1 | 21.38 | 14.4 | 10.2 | 10.18
CR | Other | 27 | STIR | 39.99 | 35.19 | 17.49 | 25.18
CR | Other | 27 | STLE | 14.71 | 10.29 | 8.01 | 8.01
CR | Other | 27 | STRI_P | 2.92 | 1.73 | 1.73 | 1.73
CR | Other | 27 | SUND_1 | 45.7 | 28.13 | 24.63 | 24.63
CR | Other | 27 | SWAN_1 | 330.56 | 309.04 | 6.84 | 7.44
CR | Other | 27 | TAUN1 | 148.17 | 136.65 | 12.3 | 17.08
CR | Other | 27 | TAYN_P | 5.4 | 5.11 | 0 | 0
CR | Other | 27 | TEMP_3 | 2.24 | 1.51 | 1 | 1
CR | Other | 27 | THOM_6 | 426.02 | 393.72 | 20.45 | 21.17
CR | Other | 27 | THSO_P | 43.7 | 9.61 | 8.28 | 8.28
CR | Other | 27 | THUR_6 | 51.33 | 48.53 | 0 | 0
CR | Other | 27 | TILBB_1 | 22.35 | 15.36 | 9.76 | 9.76
CR | Other | 27 | TOTT_1 | 76.09 | 55.11 | 36.61 | 36.61
CR | Other | 27 | TRAW_1 | 1.93 | 1.15 | 1.15 | 1.15
CR | Other | 27 | TYNE_1 | 13.4 | 7.69 | 5.79 | 5.78
CR | Other | 27 | TYNE_2 | 29.62 | 28 | 0 | 0
CR | Other | 27 | UPPB_1 | 369.23 | 349.07 | 0 | 0
CR | Other | 27 | UPPB_3 | 198.38 | 186.85 | 1.98 | 1.98
CR | Other | 27 | USKM_1 | 49.44 | 39.93 | 22.82 | 28.2
CR | Other | 27 | WALH_1 | 20.87 | 13.42 | 11.41 | 12.02
CR | Other | 27 | WALP_1 | 111.2 | 98.81 | 37.43 | 37.2
CR | Other | 27 | WALP_B | 42.09 | 35.52 | 7.52 | 7.52
CR | Other | 27 | WASF_1 | 46.6 | 32.62 | 18.64 | 18.56
CR | Other | 27 | WATFS_1 | 6.86 | 5.34 | 3.24 | 3.24
CR | Other | 27 | WBUR_1 | 77.51 | 66.16 | 19.34 | 19.93
CR | Other | 27 | WFIE | 33.32 | 29.32 | 14.58 | 20.98
CR | Other | 27 | WHAM_1 | 59.6 | 46.8 | 17.26 | 18.65
CR | Other | 27 | WHGA_1 | 3.7 | 2 | 2 | 2
CR | Other | 27 | WHHO | 1.86 | 1.37 | 0.61 | 0.6
CR | Other | 27 | WIBA_3 | 61.56 | 53.02 | 27.07 | 38.35
CR | Other | 27 | WIEN_1 | 41.98 | 31.06 | 20.18 | 20.18
CR | Other | 27 | WILL_1 | 65.42 | 47.81 | 21.77 | 21.62
CR | Other | 27 | WIMBN1 | 11.99 | 11.34 | 0 | 0
CR | Other | 27 | WIMBS1 | 15.44 | 12.93 | 5.17 | 5.17
CR | Other | 27 | WISD_6 | 2.26 | 1.67 | 0.74 | 0.73
CR | Other | 27 | WMEL_1 | 324.82 | 305.1 | 5.67 | 5.67
CR | Other | 27 | WTHU31 | 20.78 | 12.34 | 12.34 | 12.34
CR | Other | 27 | WWEY_1 | 12.59 | 9.08 | 4.19 | 4.18
CR | Other | 27 | WYMOM_1 | 12.26 | 7.84 | 7.84 | 7.84
CR | Other | 28 | ABHA1 | 7.31 | 4.34 | 4.34 | 4.34
CR | Other | 28 | ABNE_P | 7.89 | 5.21 | 5.21 | 5.21
CR | Other | 28 | ABTH_1 | 28.59 | 25.73 | 9.35 | 9.28
CR | Other | 28 | ALNE_P | 13.86 | 12.19 | 6.06 | 8.73
CR | Other | 28 | ALVE1 | 18.32 | 12.63 | 12.63 | 12.63
CR | Other | 28 | AMEM_1 | 10.01 | 7.53 | 2.21 | 2.21
CR | Other | 28 | ARMO_P | 8.84 | 8.36 | 0 | 0
CR | Other | 28 | BARKC1 | 203.18 | 141.2 | 97.38 | 102.93
CR | Other | 28 | BARKW3 | 25.13 | 23.75 | 0 | 0
CR | Other | 28 | BEDD_1 | 60.9 | 50.43 | 10.67 | 10.66
CR | Other | 28 | BESW_1 | 14.38 | 9.08 | 7.55 | 7.54
CR | Other | 28 | BICF_1 | 96.37 | 83.01 | 44.47 | 65.38
CR | Other | 28 | BIRK_1 | 23.86 | 16.49 | 9.95 | 9.91
CR | Other | 28 | BISW_1 | 29.17 | 21.28 | 14.58 | 14.58
CR | Other | 28 | BLYTB1 | 7.58 | 4.94 | 3.7 | 3.69
CR | Other | 28 | BOLN_1 | 219.2 | 177.61 | 63.26 | 64.41
CR | Other | 28 | BONN | 1.23 | 0.91 | 0.4 | 0.4
CR | Other | 28 | BOTW_1 | 59.65 | 55.67 | 1.23 | 1.23
CR | Other | 28 | BRAI_1 | 13.57 | 8.52 | 8.52 | 8.52
CR | Other | 28 | BRAW_1 | 48.17 | 36.75 | 20.98 | 20.98
CR | Other | 28 | BRED_1 | 12.58 | 8.06 | 7.39 | 7.39
CR | Other | 28 | BRFO_1 | 192.55 | 165.88 | 43.13 | 48.07
CR | Other | 28 | BRIM_1 | 11.52 | 8.39 | 4.96 | 4.94
CR | Other | 28 | BRLE_1 | 191.62 | 170.22 | 19.07 | 19.05
CR | Other | 28 | BRWA1 | 153.84 | 142.83 | 7.06 | 8.74
CR | Other | 28 | BURM_1 | 286.66 | 229.01 | 142.28 | 153.73
CR | Other | 28 | BUSH_1 | 34.58 | 23.5 | 23.5 | 23.5
CR | Other | 28 | BUST_1 | 2.81 | 1.67 | 1.67 | 1.67
CR | Other | 28 | CANTN1 | 102.05 | 92.46 | 8.69 | 8.69
CR | Other | 28 | CAPEA1 | 260 | 237.32 | 42.53 | 42.27
CR | Other | 28 | CARE_1 | 463.37 | 420.12 | 36.49 | 36.46
CR | Other | 28 | CARR_1 | 95.38 | 72.84 | 44.8 | 56.98
CR | Other | 28 | CELL_1 | 363.21 | 319.96 | 44.86 | 47.57
CR | Other | 28 | CHIC_1 | 36.85 | 34.26 | 1.65 | 1.65
CR | Other | 28 | CHSI_1 | 9.2 | 8.37 | 0.55 | 0.55
CR | Other | 28 | CHTE_1 | 417.15 | 389.38 | 15.99 | 15.99
CR | Other | 28 | CITR_1 | 23.25 | 20.06 | 5.35 | 5.32
CR | Other | 28 | CLAY_P | 1.24 | 0.6 | 0.6 | 0.6
CR | Other | 28 | CLYM | 6.48 | 3.85 | 3.85 | 3.85
CR | Other | 28 | CONQA1 | 243.23 | 220.45 | 30.12 | 30.61
CR | Other | 28 | COVE_1 | 59.8 | 43.64 | 30.75 | 30.74
CR | Other | 28 | COWL_1 | 59.05 | 41.83 | 27.35 | 27.35
CR | Other | 28 | COYL | 6.14 | 3.65 | 3.65 | 3.65
CR | Other | 28 | CREB_1 | 73.09 | 64.76 | 9.3 | 9.28
CR | Other | 28 | CUMB | 24.67 | 16.19 | 15.75 | 15.75
CR | Other | 28 | CUPA | 2.98 | 2.09 | 2.09 | 2.09
CR | Other | 28 | DALM3 | 26.17 | 19.36 | 13.27 | 13.27
CR | Other | 28 | DEWP | 1.63 | 1.21 | 0.53 | 0.53
CR | Other | 28 | DRAK_1 | 15.58 | 10.22 | 7.76 | 7.75
CR | Other | 28 | DRAX_1 | 249.95 | 233.61 | 13.51 | 18.78
CR | Other | 28 | DUDH_P | 4.39 | 3.25 | 1.44 | 1.43
CR | Other | 28 | DUNB | 11.86 | 8.65 | 6.63 | 6.63
CR | Other | 28 | DUNF | 4.49 | 2.93 | 2.93 | 2.93
CR | Other | 28 | EALI_6 | 15.25 | 8.03 | 6.78 | 6.78
CR | Other | 28 | EASO_1 | 14.61 | 11.12 | 6.72 | 8.34
CR | Other | 28 | ECLA_1 | 48.37 | 32.17 | 23.16 | 23.14
CR | Other | 28 | EKIS | 5.65 | 3.36 | 3.36 | 3.36
CR | Other | 28 | ELLA_1 | 62.02 | 45.21 | 23.24 | 23.14
CR | Other | 28 | ELST_1 | 13.32 | 11.12 | 4.19 | 4.19
CR | Other | 28 | ENDE_1 | 40.65 | 26.89 | 22.29 | 22.86
CR | Other | 28 | EXET1 | 59.82 | 50.15 | 13.31 | 13.28
CR | Other | 28 | FAWL_1 | 220.9 | 185.59 | 45.04 | 44.87
CR | Other | 28 | FECK_6 | 52.68 | 46.96 | 6.66 | 7.75
CR | Other | 28 | FERRA2 | 186.4 | 174.96 | 2.13 | 2.13
CR | Other | 28 | FERRB1 | 132.55 | 98.59 | 65.03 | 67.22
CR | Other | 28 | FIDF_1 | 86.73 | 68.69 | 43.1 | 55.62
CR | Other | 28 | FLEE_1 | 443.21 | 417.87 | 1.93 | 1.93
CR | Other | 28 | FOUR_1 | 3.18 | 2.23 | 2.23 | 2.23
CR | Other | 28 | FROD_1 | 221.66 | 180.71 | 76.35 | 75.88
CR | Other | 28 | GLRO | 4.26 | 2.98 | 2.98 | 2.98
CR | Other | 28 | GREN_1 | 146.22 | 114.57 | 67.19 | 85.29
CR | Other | 28 | GRIW_1 | 86.64 | 73.22 | 31.14 | 30.98
CR | Other | 28 | G_EXTRA_2 | 2.55 | 1.79 | 1.79 | 1.79
CR | Other | 28 | G_EXTRA_4 | 4.29 | 2.55 | 2.55 | 2.55
CR | Other | 28 | G_EXTRA_5 | 5.93 | 3.52 | 3.52 | 3.52
CR | Other | 28 | G_EXTRA_8 | 6.27 | 4.29 | 4.29 | 4.29
CR | Other | 28 | G_EXTRA_9 | 3.93 | 2.9 | 1.99 | 1.99
CR | Other | 28 | HACK_1 | 3.42 | 2.53 | 1.12 | 1.11
CR | Other | 28 | HACK_6 | 11.78 | 11.13 | 0 | 0
CR | Other | 28 | HAMHC1 | 35.87 | 18.57 | 18.57 | 18.57
CR | Other | 28 | HARK_1 | 36.54 | 24.19 | 12.95 | 12.93
CR | Other | 28 | HAWP_6 | 3.41 | 2.03 | 2.03 | 2.03
CR | Other | 28 | HEYS_1 | 9.21 | 5.74 | 4.98 | 4.97
CR | Other | 28 | HURS_1 | 12.99 | 9.78 | 4.22 | 4.22
CR | Other | 28 | HUTT_1 | 160.99 | 133.45 | 64.59 | 89.45
CR | Other | 28 | INDQ1 | 76.43 | 58.89 | 35.72 | 35.7
CR | Other | 28 | IROA1 | 9.3 | 6.43 | 3.86 | 3.84
CR | Other | 28 | IRONB1 | 6.88 | 4.34 | 4.34 | 4.34
CR | Other | 28 | IVER_1 | 229.16 | 190.65 | 102.93 | 112.12
CR | Other | 28 | KAIM | 4.15 | 2.92 | 1.63 | 1.63
CR | Other | 28 | KEAD_1 | 14.52 | 9.15 | 9.15 | 9.15
CR | Other | 28 | KEAR_1 | 50.15 | 33.84 | 30.81 | 30.8
CR | Other | 28 | KEIT_P | 37.91 | 33.09 | 16.73 | 24.84
CR | Other | 28 | KEMS_1 | 524.06 | 417.51 | 273.97 | 298.64
CR | Other | 28 | KIER | 4.49 | 2.67 | 2.67 | 2.67
CR | Other | 28 | KILT | 9.57 | 7.78 | 3.68 | 4.85
CR | Other | 28 | KILW | 18.95 | 16.63 | 6.99 | 6.95
CR | Other | 28 | KINO_1 | 171.62 | 144.01 | 65.31 | 65.06
CR | Other | 28 | KINT_P | 8.67 | 6.41 | 2.83 | 2.81
CR | Other | 28 | KIRKB1 | 19.64 | 17.26 | 11.96 | 12.55
CR | Other | 28 | KNAR | 7.06 | 4.94 | 4.94 | 4.94
CR | Other | 28 | LACK_6 | 183.75 | 141.23 | 100.27 | 110.54
CR | Other | 28 | LALE1SG003 | 75.79 | 56.84 | 32.65 | 33.17
CR | Other | 28 | LAND1 | 170.3 | 145.57 | 56.85 | 57.29
CR | Other | 28 | LEGA_1 | 13.43 | 8.67 | 6.79 | 6.78
CR | Other | 28 | LEVE | 35.31 | 27.75 | 16.42 | 19.11
CR | Other | 28 | LINM | 2.33 | 1.39 | 1.39 | 1.39
CR | Other | 28 | LISD_1 | 43.04 | 36.13 | 14.56 | 14.46
CR | Other | 28 | LITT_C | 15.63 | 10.88 | 4.14 | 4.14
CR | Other | 28 | LITT_J | 20.45 | 15.13 | 6.69 | 6.64
CR | Other | 28 | LODR_6 | 4.76 | 4.5 | 0 | 0
CR | Other | 28 | LOVE_1 | 366.13 | 333.12 | 26.14 | 26.11
CR | Other | 28 | LUNA_P | 3.01 | 2.36 | 1.48 | 1.86
CR | Other | 28 | MACC_3 | 30.01 | 21.67 | 10.78 | 10.72
CR | Other | 28 | MANN_1 | 35.44 | 24.78 | 18.74 | 20.44
CR | Other | 28 | MAYB | 12.32 | 9.12 | 4.32 | 4.3
CR | Other | 28 | MELK_1 | 171.75 | 157.12 | 8.26 | 8.25
CR | Other | 28 | MILC_P | 12.72 | 9.28 | 6.22 | 6.22
CR | Other | 28 | MILH_1 | 5.02 | 4.75 | 0 | 0
CR | Other | 28 | MITY_1 | 10.3 | 6.75 | 4.54 | 4.54
CR | Other | 28 | MYBS_P | 3.33 | 2.93 | 1.46 | 2.26
CR | Other | 28 | NEAR | 91.12 | 79.48 | 57.15 | 57.15
CR | Other | 28 | NECE_1 | 222.37 | 188.83 | 90.72 | 90.67
CR | Other | 28 | NEWX_6 | 71.83 | 53.66 | 43.44 | 43.43
CR | Other | 28 | NFLE | 5.35 | 3.75 | 2.21 | 2.21
CR | Other | 28 | NINF_1 | 6.28 | 4.12 | 3.02 | 3.01
CR | Other | 28 | NORM_1 | 122.06 | 99.83 | 51.88 | 66.15
CR | Other | 28 | NORT_1 | 3.61 | 2.41 | 1.67 | 1.66
CR | Other | 28 | NURS_1 | 47.06 | 34.83 | 18.12 | 18.09
CR | Other | 28 | OCKH_1 | 3.95 | 2.35 | 2.35 | 2.35
CR | Other | 28 | OFFE_3 | 8.08 | 4.8 | 4.8 | 4.8
CR | Other | 28 | OLDB_1 | 354.59 | 308.74 | 224.78 | 224.78
CR | Other | 28 | OSBA_1 | 42.29 | 36.67 | 8.19 | 8.17
CR | Other | 28 | PADIB1 | 14.3 | 9.85 | 6.68 | 7
CR | Other | 28 | PELH_1 | 8.5 | 5.63 | 5.63 | 5.63
CR | Other | 28 | PEMB_1 | 35.2 | 25.73 | 12.09 | 12.01
CR | Other | 28 | PENN_1 | 7.79 | 5.18 | 5.18 | 5.18
CR | Other | 28 | PENT_1 | 6.09 | 3.89 | 3.89 | 3.89
CR | Other | 28 | PENW_1 | 37.52 | 25.63 | 19.9 | 19.87
CR | Other | 28 | PERS_P | 14.66 | 10.43 | 5.56 | 5.53
CR | Other | 28 | POOB | 10.88 | 6.32 | 6.32 | 6.32
CR | Other | 28 | POPP_3 | 22.55 | 15.94 | 12 | 14.14
CR | Other | 28 | PORA_P | 10.96 | 10.36 | 0 | 0
CR | Other | 28 | PYLE_1 | 173.17 | 157.96 | 17.4 | 21.71
CR | Other | 28 | RAIN_1 | 546.81 | 513.63 | 5.61 | 5.61
CR | Other | 28 | RASS_1 | 482.58 | 452.33 | 7.32 | 7.32
CR | Other | 28 | RATS_1 | 78.38 | 61.9 | 24.22 | 24.17
CR | Other | 28 | RAYL_1 | 44.41 | 32.37 | 15.86 | 15.86
CR | Other | 28 | RICH1 | 17.1 | 12.65 | 5.59 | 5.55
CR | Other | 28 | ROCH_1 | 11.51 | 6.66 | 6.66 | 6.66
CR | Other | 28 | RYEH_1 | 34.94 | 23.5 | 16.54 | 16.53
CR | Other | 28 | SALH_1 | 396.09 | 298.15 | 144.56 | 144.01
CR | Other | 28 | SALT_1 | 36.39 | 32.23 | 3.99 | 3.97
CR | Other | 28 | SBAR | 68.8 | 65.04 | 0 | 0
CR | Other | 28 | SEAB1 | 332.83 | 204.34 | 134.02 | 134.01
CR | Other | 28 | SELL_1 | 149.28 | 140.43 | 1.17 | 1.17
CR | Other | 28 | SHEC_3 | 40.51 | 29.44 | 25.67 | 25.67
CR | Other | 28 | SHRW_1 | 18.18 | 13.04 | 10.22 | 10.22
CR | Other | 28 | SJOW_1 | 16.2 | 11.99 | 5.29 | 5.26
CR | Other | 28 | SKLGB1 | 331.53 | 308.9 | 8.16 | 8.14
CR | Other | 28 | SMAN_1 | 218.66 | 191.69 | 32.28 | 34.32
CR | Other | 28 | SPEN_1 | 246.19 | 189.95 | 134.62 | 147.44
CR | Other | 28 | STAH_1 | 33.03 | 25.8 | 13.33 | 15.93
CR | Other | 28 | STAY_1 | 343.16 | 308.46 | 37.61 | 37.59
CR | Other | 28 | STEN_1 | 8.44 | 5.69 | 3.78 | 3.77
CR | Other | 28 | STES_1 | 21.6 | 14.58 | 10.28 | 10.26
CR | Other | 28 | STIR | 39.99 | 35.19 | 17.49 | 25.18
CR | Other | 28 | STLE | 14.74 | 10.32 | 8.04 | 8.04
CR | Other | 28 | STRI_P | 2.87 | 1.71 | 1.71 | 1.71
CR | Other | 28 | SUND_1 | 44.75 | 27.4 | 24.31 | 24.31
CR | Other | 28 | SWAN_1 | 323.08 | 302.01 | 6.79 | 7.39
CR | Other | 28 | TAUN1 | 163.95 | 151.56 | 12.51 | 17.43
CR | Other | 28 | TAYN_P | 4.95 | 4.68 | 0 | 0
CR | Other | 28 | TEMP_3 | 2.26 | 1.52 | 1 | 1
CR | Other | 28 | THOM_6 | 475.62 | 440.46 | 20.93 | 21.65
CR | Other | 28 | THSO_P | 43.7 | 9.61 | 8.28 | 8.28
CR | Other | 28 | THUR_6 | 57.75 | 54.59 | 0 | 0
CR | Other | 28 | TILBB_1 | 21.42 | 14.56 | 9.61 | 9.61
CR | Other | 28 | TOTT_1 | 76.44 | 55.33 | 36.77 | 36.77
CR | Other | 28 | TRAW_1 | 1.9 | 1.13 | 1.13 | 1.13
CR | Other | 28 | TYNE_1 | 13.75 | 7.89 | 5.94 | 5.93
CR | Other | 28 | TYNE_2 | 26.17 | 24.74 | 0 | 0
CR | Other | 28 | UPPB_1 | 404.66 | 382.57 | 0 | 0
CR | Other | 28 | UPPB_3 | 222.98 | 210.07 | 2.1 | 2.1
CR | Other | 28 | USKM_1 | 49.81 | 40.2 | 22.98 | 28.36
CR | Other | 28 | WALH_1 | 21.06 | 13.54 | 11.52 | 12.13
CR | Other | 28 | WALP_1 | 110.93 | 98.48 | 37.67 | 37.44
CR | Other | 28 | WALP_B | 38.8 | 32.37 | 7.62 | 7.62
CR | Other | 28 | WASF_1 | 47.21 | 33.11 | 18.79 | 18.71
CR | Other | 28 | WATFS_1 | 6.67 | 5.15 | 3.29 | 3.29
CR | Other | 28 | WBUR_1 | 84.83 | 72.77 | 20.26 | 20.87
CR | Other | 28 | WFIE | 33.32 | 29.32 | 14.58 | 20.98
CR | Other | 28 | WHAM_1 | 59.81 | 46.77 | 17.69 | 19.11
CR | Other | 28 | WHGA_1 | 3.73 | 2.01 | 2.01 | 2.01
CR | Other | 28 | WHHO | 1.9 | 1.41 | 0.62 | 0.62
CR | Other | 28 | WIBA_3 | 61.65 | 53.06 | 27.11 | 38.39
CR | Other | 28 | WIEN_1 | 42.1 | 31.15 | 20.24 | 20.24
CR | Other | 28 | WILL_1 | 66.95 | 48.93 | 22.28 | 22.13
CR | Other | 28 | WIMBN1 | 10.6 | 10.02 | 0 | 0
CR | Other | 28 | WIMBS1 | 14.83 | 12.31 | 5.33 | 5.33
CR | Other | 28 | WISD_6 | 2.31 | 1.71 | 0.76 | 0.75
CR | Other | 28 | WMEL_1 | 364.47 | 342.47 | 5.99 | 5.99
CR | Other | 28 | WTHU31 | 20.47 | 12.16 | 12.16 | 12.16
CR | Other | 28 | WWEY_1 | 12.18 | 8.68 | 4.2 | 4.19
CR | Other | 28 | WYMOM_1 | 12.45 | 7.99 | 7.99 | 7.99
CR | Other | 29 | ABHA1 | 7.19 | 4.27 | 4.27 | 4.27
CR | Other | 29 | ABNE_P | 8.12 | 5.37 | 5.37 | 5.37
CR | Other | 29 | ABTH_1 | 28.59 | 25.73 | 9.35 | 9.28
CR | Other | 29 | ALNE_P | 13.86 | 12.19 | 6.06 | 8.73
CR | Other | 29 | ALVE1 | 19.22 | 13.27 | 13.27 | 13.27
CR | Other | 29 | AMEM_1 | 9.95 | 7.49 | 2.18 | 2.18
CR | Other | 29 | ARMO_P | 7.77 | 7.34 | 0 | 0
CR | Other | 29 | BARKC1 | 203.83 | 141.28 | 98.04 | 103.6
CR | Other | 29 | BARKW3 | 20.4 | 19.29 | 0 | 0
CR | Other | 29 | BEDD_1 | 59.54 | 49.15 | 10.63 | 10.62
CR | Other | 29 | BESW_1 | 14.3 | 9.05 | 7.48 | 7.47
CR | Other | 29 | BICF_1 | 99.24 | 85.47 | 45.83 | 67.34
CR | Other | 29 | BIRK_1 | 24.12 | 16.7 | 10 | 9.96
CR | Other | 29 | BISW_1 | 29.23 | 21.33 | 14.62 | 14.62
CR | Other | 29 | BLYTB1 | 7.58 | 4.95 | 3.68 | 3.68
CR | Other | 29 | BOLN_1 | 228.52 | 186.16 | 63.89 | 65.05
CR | Other | 29 | BONN | 1.26 | 0.93 | 0.41 | 0.41
CR | Other | 29 | BOTW_1 | 48.79 | 45.41 | 1.21 | 1.21
CR | Other | 29 | BRAI_1 | 13.67 | 8.6 | 8.6 | 8.6
CR | Other | 29 | BRAW_1 | 45.42 | 34.06 | 21.07 | 21.06
CR | Other | 29 | BRED_1 | 12.97 | 8.33 | 7.64 | 7.64
CR | Other | 29 | BRFO_1 | 172.85 | 147.06 | 43.66 | 48.61
CR | Other | 29 | BRIM_1 | 11.9 | 8.67 | 5.16 | 5.14
CR | Other | 29 | BRLE_1 | 204.39 | 182.1 | 19.42 | 19.39
CR | Other | 29 | BRWA1 | 168.01 | 156.24 | 7.11 | 8.84
CR | Other | 29 | BURM_1 | 289.01 | 230.69 | 143.69 | 155.14
CR | Other | 29 | BUSH_1 | 36.04 | 24.54 | 24.54 | 24.54
CR | Other | 29 | BUST_1 | 2.76 | 1.64 | 1.64 | 1.64
CR | Other | 29 | CANTN1 | 87.34 | 78.5 | 8.88 | 8.88
CR | Other | 29 | CAPEA1 | 266.09 | 243.09 | 42.49 | 42.23
CR | Other | 29 | CARE_1 | 495.7 | 450.41 | 37.06 | 37.03
CR | Other | 29 | CARR_1 | 95.66 | 72.95 | 44.92 | 57.1
CR | Other | 29 | CELL_1 | 386.52 | 341.66 | 45.4 | 48.1
CR | Other | 29 | CHIC_1 | 36.39 | 33.79 | 1.74 | 1.74
CR | Other | 29 | CHSI_1 | 7.62 | 6.89 | 0.54 | 0.54
CR | Other | 29 | CHTE_1 | 457.97 | 427.9 | 17.04 | 17.04
CR | Other | 29 | CITR_1 | 22.13 | 18.97 | 5.41 | 5.37
CR | Other | 29 | CLAY_P | 1.26 | 0.61 | 0.61 | 0.61
CR | Other | 29 | CLYM | 6.37 | 3.79 | 3.79 | 3.79
CR | Other | 29 | CONQA1 | 263.7 | 239.56 | 30.88 | 31.4
CR | Other | 29 | COVE_1 | 59.29 | 42.98 | 31.33 | 31.32
CR | Other | 29 | COWL_1 | 57.95 | 40.81 | 27.31 | 27.31
CR | Other | 29 | COYL | 6.04 | 3.59 | 3.59 | 3.59
CR | Other | 29 | CREB_1 | 79.18 | 70.38 | 9.64 | 9.62
CR | Other | 29 | CUMB | 25.18 | 16.57 | 16.13 | 16.13
CR | Other | 29 | CUPA | 3.15 | 2.2 | 2.2 | 2.2
CR | Other | 29 | DALM3 | 26.35 | 19.5 | 13.38 | 13.38
CR | Other | 29 | DEWP | 1.67 | 1.24 | 0.55 | 0.54
CR | Other | 29 | DRAK_1 | 15.88 | 10.44 | 7.91 | 7.9
CR | Other | 29 | DRAX_1 | 271.91 | 254.38 | 13.49 | 18.76
CR | Other | 29 | DUDH_P | 4.5 | 3.33 | 1.47 | 1.46
CR | Other | 29 | DUNB | 12.1 | 8.82 | 6.79 | 6.79
CR | Other | 29 | DUNF | 4.6 | 3 | 3 | 3
CR | Other | 29 | EALI_6 | 15.38 | 7.99 | 6.97 | 6.97
CR | Other | 29 | EASO_1 | 14.82 | 11.31 | 6.79 | 8.46
CR | Other | 29 | ECLA_1 | 47.43 | 31.38 | 23 | 22.97
CR | Other | 29 | EKIS | 5.56 | 3.3 | 3.3 | 3.3
CR | Other | 29 | ELLA_1 | 63.13 | 46.04 | 23.6 | 23.5
CR | Other | 29 | ELST_1 | 12.28 | 10.05 | 4.43 | 4.43
CR | Other | 29 | ENDE_1 | 41.21 | 27.29 | 22.62 | 23.19
CR | Other | 29 | EXET1 | 60.37 | 50.55 | 13.61 | 13.58
CR | Other | 29 | FAWL_1 | 223.68 | 187.94 | 46.68 | 46.51
CR | Other | 29 | FECK_6 | 45.05 | 39.78 | 6.59 | 7.68
CR | Other | 29 | FERRA2 | 204.62 | 192.21 | 2.1 | 2.1
CR | Other | 29 | FERRB1 | 133.02 | 98.94 | 65.31 | 67.5
CR | Other | 29 | FIDF_1 | 88.29 | 70.02 | 43.87 | 56.7
CR | Other | 29 | FLEE_1 | 487.15 | 459.43 | 1.89 | 1.89
CR | Other | 29 | FOUR_1 | 3.36 | 2.35 | 2.35 | 2.35
CR | Other | 29 | FROD_1 | 224.18 | 182.41 | 77.66 | 77.18
CR | Other | 29 | GLRO | 4.5 | 3.15 | 3.15 | 3.15
CR | Other | 29 | GREN_1 | 148.12 | 116.09 | 68.02 | 86.37
CR | Other | 29 | GRIW_1 | 86.99 | 73.47 | 31.28 | 31.12
CR | Other | 29 | G_EXTRA_2 | 2.7 | 1.89 | 1.89 | 1.89
CR | Other | 29 | G_EXTRA_4 | 4.22 | 2.51 | 2.51 | 2.51
CR | Other | 29 | G_EXTRA_5 | 5.83 | 3.46 | 3.46 | 3.46
CR | Other | 29 | G_EXTRA_8 | 6.56 | 4.49 | 4.49 | 4.49
CR | Other | 29 | G_EXTRA_9 | 3.95 | 2.93 | 2.01 | 2.01
CR | Other | 29 | HACK_1 | 3.51 | 2.59 | 1.15 | 1.14
CR | Other | 29 | HACK_6 | 9.56 | 9.04 | 0 | 0
CR | Other | 29 | HAMHC1 | 36.78 | 19.06 | 19.06 | 19.06
CR | Other | 29 | HARK_1 | 35.89 | 23.28 | 13.34 | 13.32
CR | Other | 29 | HAWP_6 | 3.36 | 1.99 | 1.99 | 1.99
CR | Other | 29 | HEYS_1 | 9.14 | 5.71 | 4.92 | 4.92
CR | Other | 29 | HURS_1 | 11.77 | 8.67 | 4.15 | 4.15
CR | Other | 29 | HUTT_1 | 165.31 | 137.07 | 66.32 | 91.9
CR | Other | 29 | INDQ1 | 74.88 | 57.15 | 36.57 | 36.55
CR | Other | 29 | IROA1 | 9.4 | 6.52 | 3.88 | 3.86
CR | Other | 29 | IRONB1 | 6.94 | 4.39 | 4.39 | 4.39
CR | Other | 29 | IVER_1 | 232.17 | 193.04 | 104.6 | 114.06
CR | Other | 29 | KAIM | 4.21 | 2.97 | 1.65 | 1.64
CR | Other | 29 | KEAD_1 | 14.65 | 9.26 | 9.26 | 9.26
CR | Other | 29 | KEAR_1 | 51.33 | 34.69 | 31.57 | 31.57
CR | Other | 29 | KEIT_P | 38.5 | 33.62 | 16.98 | 25.24
CR | Other | 29 | KEMS_1 | 532.91 | 424.16 | 279.57 | 304.59
CR | Other | 29 | KIER | 4.42 | 2.62 | 2.62 | 2.62
CR | Other | 29 | KILT | 9.82 | 7.98 | 3.77 | 4.99
CR | Other | 29 | KILW | 19.07 | 16.71 | 7.07 | 7.03
CR | Other | 29 | KINO_1 | 171.4 | 143.77 | 65.38 | 65.14
CR | Other | 29 | KINT_P | 8.88 | 6.57 | 2.9 | 2.88
CR | Other | 29 | KIRKB1 | 21.94 | 19.28 | 13.42 | 14
CR | Other | 29 | KNAR | 7.46 | 5.22 | 5.22 | 5.22
CR | Other | 29 | LACK_6 | 187.7 | 144.09 | 102.66 | 112.93
CR | Other | 29 | LALE1SG003 | 74.44 | 55.56 | 32.68 | 33.19
CR | Other | 29 | LAND1 | 160.94 | 136.23 | 60.44 | 60.88
CR | Other | 29 | LEGA_1 | 13.63 | 8.82 | 6.89 | 6.88
CR | Other | 29 | LEVE | 35.74 | 28.06 | 16.61 | 19.3
CR | Other | 29 | LINM | 2.3 | 1.36 | 1.36 | 1.36
CR | Other | 29 | LISD_1 | 43.34 | 36.33 | 14.66 | 14.57
CR | Other | 29 | LITT_C | 14.52 | 9.73 | 4.25 | 4.25
CR | Other | 29 | LITT_J | 20.95 | 15.5 | 6.85 | 6.8
CR | Other | 29 | LODR_6 | 3.87 | 3.66 | 0 | 0
CR | Other | 29 | LOVE_1 | 371.44 | 337.96 | 26.55 | 26.52
CR | Other | 29 | LUNA_P | 3 | 2.35 | 1.47 | 1.85
CR | Other | 29 | MACC_3 | 30.59 | 22.11 | 10.96 | 10.9
CR | Other | 29 | MANN_1 | 35.16 | 24.49 | 18.87 | 20.6
CR | Other | 29 | MAYB | 12.6 | 9.32 | 4.42 | 4.39
CR | Other | 29 | MELK_1 | 182.16 | 166.96 | 8.23 | 8.22
CR | Other | 29 | MILC_P | 12.74 | 9.3 | 6.22 | 6.22
CR | Other | 29 | MILH_1 | 4.08 | 3.85 | 0 | 0
CR | Other | 29 | MITY_1 | 9.82 | 6.3 | 4.51 | 4.51
CR | Other | 29 | MYBS_P | 3.43 | 3.02 | 1.5 | 2.32
CR | Other | 29 | NEAR | 104.8 | 91.5 | 65.74 | 65.74
CR | Other | 29 | NECE_1 | 235.35 | 200.12 | 98.78 | 98.73
CR | Other | 29 | NEWX_6 | 73.35 | 54.69 | 44.68 | 44.68
CR | Other | 29 | NFLE | 4.98 | 3.43 | 2.17 | 2.17
CR | Other | 29 | NINF_1 | 6.28 | 4.13 | 3 | 3
CR | Other | 29 | NORM_1 | 121.94 | 99.45 | 52.54 | 66.83
CR | Other | 29 | NORT_1 | 3.63 | 2.42 | 1.67 | 1.66
CR | Other | 29 | NURS_1 | 46.19 | 33.92 | 18.24 | 18.21
CR | Other | 29 | OCKH_1 | 3.89 | 2.31 | 2.31 | 2.31
CR | Other | 29 | OFFE_3 | 7.95 | 4.72 | 4.72 | 4.72
CR | Other | 29 | OLDB_1 | 401.44 | 349.92 | 254.43 | 254.42
CR | Other | 29 | OSBA_1 | 42.94 | 37.13 | 8.6 | 8.58
CR | Other | 29 | PADIB1 | 14.34 | 9.89 | 6.66 | 6.99
CR | Other | 29 | PELH_1 | 8.76 | 5.82 | 5.82 | 5.82
CR | Other | 29 | PEMB_1 | 35.97 | 26.3 | 12.33 | 12.25
CR | Other | 29 | PENN_1 | 8.18 | 5.44 | 5.44 | 5.44
CR | Other | 29 | PENT_1 | 6.18 | 3.96 | 3.96 | 3.96
CR | Other | 29 | PENW_1 | 38.25 | 26.15 | 20.29 | 20.25
CR | Other | 29 | PERS_P | 14.9 | 10.61 | 5.63 | 5.6
CR | Other | 29 | POOB | 11.08 | 6.45 | 6.45 | 6.45
CR | Other | 29 | POPP_3 | 22.59 | 16.04 | 11.98 | 14.18
CR | Other | 29 | PORA_P | 9.63 | 9.11 | 0 | 0
CR | Other | 29 | PYLE_1 | 187.4 | 171.28 | 17.7 | 22.01
CR | Other | 29 | RAIN_1 | 596.63 | 560.78 | 5.53 | 5.53
CR | Other | 29 | RASS_1 | 520.79 | 488.47 | 7.33 | 7.33
CR | Other | 29 | RATS_1 | 74.42 | 57.96 | 24.69 | 24.63
CR | Other | 29 | RAYL_1 | 40.74 | 29.03 | 15.63 | 15.63
CR | Other | 29 | RICH1 | 17.52 | 12.96 | 5.73 | 5.69
CR | Other | 29 | ROCH_1 | 11.4 | 6.59 | 6.59 | 6.59
CR | Other | 29 | RYEH_1 | 34.79 | 23.22 | 16.82 | 16.81
CR | Other | 29 | SALH_1 | 403.66 | 303.69 | 147.62 | 147.06
CR | Other | 29 | SALT_1 | 31.7 | 27.75 | 4.08 | 4.06
CR | Other | 29 | SBAR | 75.68 | 71.55 | 0 | 0
CR | Other | 29 | SEAB1 | 369.03 | 222.77 | 148.61 | 148.6
CR | Other | 29 | SELL_1 | 163.24 | 153.64 | 1.15 | 1.15
CR | Other | 29 | SHEC_3 | 41.51 | 30.19 | 26.31 | 26.31
CR | Other | 29 | SHRW_1 | 18.53 | 13.29 | 10.47 | 10.47
CR | Other | 29 | SJOW_1 | 16.59 | 12.28 | 5.42 | 5.39
CR | Other | 29 | SKLGB1 | 363.23 | 338.86 | 8.2 | 8.19
CR | Other | 29 | SMAN_1 | 235.41 | 207.07 | 33.4 | 35.5
CR | Other | 29 | SPEN_1 | 252.34 | 194.62 | 138.11 | 151.14
CR | Other | 29 | STAH_1 | 33.35 | 26.04 | 13.42 | 16.02
CR | Other | 29 | STAY_1 | 372.1 | 335.46 | 38.6 | 38.58
CR | Other | 29 | STEN_1 | 8.49 | 5.73 | 3.78 | 3.77
CR | Other | 29 | STES_1 | 21.83 | 14.76 | 10.36 | 10.34
CR | Other | 29 | STIR | 39.99 | 35.19 | 17.49 | 25.18
CR | Other | 29 | STLE | 14.77 | 10.35 | 8.06 | 8.06
CR | Other | 29 | STRI_P | 2.83 | 1.68 | 1.68 | 1.68
CR | Other | 29 | SUND_1 | 43.58 | 26.49 | 23.98 | 23.98
CR | Other | 29 | SWAN_1 | 304.32 | 284.3 | 6.73 | 7.33
CR | Other | 29 | TAUN1 | 178.2 | 165.02 | 12.71 | 17.77
CR | Other | 29 | TAYN_P | 4.35 | 4.11 | 0 | 0
CR | Other | 29 | TEMP_3 | 2.27 | 1.54 | 1 | 1
CR | Other | 29 | THOM_6 | 520.37 | 482.61 | 21.43 | 22.16
CR | Other | 29 | THSO_P | 43.7 | 9.61 | 8.28 | 8.28
CR | Other | 29 | THUR_6 | 63.52 | 60.05 | 0 | 0
CR | Other | 29 | TILBB_1 | 20.18 | 13.48 | 9.46 | 9.46
CR | Other | 29 | TOTT_1 | 76.75 | 55.53 | 36.93 | 36.93
CR | Other | 29 | TRAW_1 | 1.87 | 1.11 | 1.11 | 1.11
CR | Other | 29 | TYNE_1 | 14.12 | 8.09 | 6.1 | 6.09
CR | Other | 29 | TYNE_2 | 21.25 | 20.09 | 0 | 0
CR | Other | 29 | UPPB_1 | 433.82 | 410.13 | 0 | 0
CR | Other | 29 | UPPB_3 | 245.14 | 230.98 | 2.21 | 2.21
CR | Other | 29 | USKM_1 | 50.19 | 40.48 | 23.15 | 28.53
CR | Other | 29 | WALH_1 | 21.25 | 13.67 | 11.63 | 12.24
CR | Other | 29 | WALP_1 | 110.42 | 97.91 | 37.93 | 37.7
CR | Other | 29 | WALP_B | 34.03 | 27.82 | 7.74 | 7.74
CR | Other | 29 | WASF_1 | 47.86 | 33.61 | 18.95 | 18.86
CR | Other | 29 | WATFS_1 | 6.37 | 4.85 | 3.34 | 3.34
CR | Other | 29 | WBUR_1 | 91.62 | 78.86 | 21.24 | 21.86
CR | Other | 29 | WFIE | 33.32 | 29.32 | 14.58 | 20.98
CR | Other | 29 | WHAM_1 | 59.63 | 46.36 | 18.13 | 19.6
CR | Other | 29 | WHGA_1 | 3.75 | 2.02 | 2.02 | 2.02
CR | Other | 29 | WHHO | 1.95 | 1.44 | 0.64 | 0.63
CR | Other | 29 | WIBA_3 | 61.73 | 53.1 | 27.15 | 38.43
CR | Other | 29 | WIEN_1 | 42.21 | 31.23 | 20.29 | 20.29
CR | Other | 29 | WILL_1 | 68.57 | 50.12 | 22.81 | 22.66
CR | Other | 29 | WIMBN1 | 8.61 | 8.14 | 0 | 0
CR | Other | 29 | WIMBS1 | 13.86 | 11.33 | 5.48 | 5.48
CR | Other | 29 | WISD_6 | 2.37 | 1.75 | 0.77 | 0.77
CR | Other | 29 | WMEL_1 | 400.13 | 376.06 | 6.33 | 6.33
CR | Other | 29 | WTHU31 | 20.14 | 11.97 | 11.97 | 11.97
CR | Other | 29 | WWEY_1 | 11.57 | 8.09 | 4.21 | 4.2
CR | Other | 29 | WYMOM_1 | 12.66 | 8.14 | 8.14 | 8.14
CR | Other | 30 | ABHA1 | 6.89 | 4.09 | 4.09 | 4.09
CR | Other | 30 | ABNE_P | 8.28 | 5.5 | 5.5 | 5.5
CR | Other | 30 | ABTH_1 | 28.59 | 25.73 | 9.35 | 9.28
CR | Other | 30 | ALNE_P | 13.86 | 12.19 | 6.06 | 8.73
CR | Other | 30 | ALVE1 | 20.13 | 13.91 | 13.91 | 13.91
CR | Other | 30 | AMEM_1 | 9.8 | 7.4 | 2.09 | 2.09
CR | Other | 30 | ARMO_P | 7.17 | 6.78 | 0 | 0
CR | Other | 30 | BARKC1 | 203.97 | 141.09 | 98.37 | 103.92
CR | Other | 30 | BARKW3 | 16.3 | 15.41 | 0 | 0
CR | Other | 30 | BEDD_1 | 58.04 | 47.85 | 10.4 | 10.39
CR | Other | 30 | BESW_1 | 13.96 | 8.86 | 7.25 | 7.25
CR | Other | 30 | BICF_1 | 102.1 | 87.93 | 47.18 | 69.28
CR | Other | 30 | BIRK_1 | 24.23 | 16.82 | 9.94 | 9.9
CR | Other | 30 | BISW_1 | 29.25 | 21.35 | 14.62 | 14.62
CR | Other | 30 | BLYTB1 | 7.48 | 4.9 | 3.6 | 3.59
CR | Other | 30 | BOLN_1 | 235.97 | 193.08 | 64.28 | 65.44
CR | Other | 30 | BONN | 1.29 | 0.96 | 0.42 | 0.42
CR | Other | 30 | BOTW_1 | 39.31 | 36.47 | 1.16 | 1.16
CR | Other | 30 | BRAI_1 | 13.54 | 8.55 | 8.55 | 8.55
CR | Other | 30 | BRAW_1 | 42.98 | 31.7 | 21.11 | 21.1
CR | Other | 30 | BRED_1 | 13.3 | 8.56 | 7.86 | 7.85
CR | Other | 30 | BRFO_1 | 155.71 | 130.72 | 44.1 | 49.05
CR | Other | 30 | BRIM_1 | 12.32 | 8.97 | 5.36 | 5.34
CR | Other | 30 | BRLE_1 | 214.95 | 191.93 | 19.7 | 19.68
CR | Other | 30 | BRWA1 | 179.59 | 167.24 | 7.08 | 8.86
CR | Other | 30 | BURM_1 | 291.27 | 232.33 | 145.03 | 156.48
CR | Other | 30 | BUSH_1 | 37.43 | 25.54 | 25.54 | 25.54
CR | Other | 30 | BUST_1 | 2.65 | 1.57 | 1.57 | 1.57
CR | Other | 30 | CANTN1 | 74.47 | 66.33 | 8.99 | 8.99
CR | Other | 30 | CAPEA1 | 270.8 | 247.62 | 42.35 | 42.08
CR | Other | 30 | CARE_1 | 522.29 | 475.3 | 37.59 | 37.55
CR | Other | 30 | CARR_1 | 95.55 | 72.83 | 44.8 | 56.98
CR | Other | 30 | CELL_1 | 405.95 | 359.72 | 45.87 | 48.57
CR | Other | 30 | CHIC_1 | 36.02 | 33.41 | 1.84 | 1.84
CR | Other | 30 | CHSI_1 | 6.24 | 5.59 | 0.52 | 0.52
CR | Other | 30 | CHTE_1 | 493.44 | 461.33 | 19.16 | 19.16
CR | Other | 30 | CITR_1 | 21.21 | 18.06 | 5.48 | 5.44
CR | Other | 30 | CLAY_P | 1.27 | 0.62 | 0.62 | 0.62
CR | Other | 30 | CLYM | 6.11 | 3.63 | 3.63 | 3.63
CR | Other | 30 | CONQA1 | 280.75 | 255.46 | 31.62 | 32.15
CR | Other | 30 | COVE_1 | 58.7 | 42.34 | 31.75 | 31.74
CR | Other | 30 | COWL_1 | 56.6 | 39.68 | 27.03 | 27.03
CR | Other | 30 | COYL | 5.79 | 3.44 | 3.44 | 3.44
CR | Other | 30 | CREB_1 | 84.3 | 75.1 | 9.97 | 9.95
CR | Other | 30 | CUMB | 25.45 | 16.8 | 16.36 | 16.36
CR | Other | 30 | CUPA | 3.32 | 2.33 | 2.33 | 2.33
CR | Other | 30 | DALM3 | 26.52 | 19.63 | 13.49 | 13.49
CR | Other | 30 | DEWP | 1.72 | 1.27 | 0.56 | 0.56
CR | Other | 30 | DRAK_1 | 16.09 | 10.61 | 8.01 | 8
CR | Other | 30 | DRAX_1 | 289.95 | 271.48 | 13.42 | 18.69
CR | Other | 30 | DUDH_P | 4.62 | 3.42 | 1.51 | 1.5
CR | Other | 30 | DUNB | 12.35 | 8.99 | 6.96 | 6.96
CR | Other | 30 | DUNF | 4.65 | 3.05 | 3.05 | 3.05
CR | Other | 30 | EALI_6 | 15.52 | 7.95 | 7.14 | 7.14
CR | Other | 30 | EASO_1 | 14.93 | 11.44 | 6.8 | 8.51
CR | Other | 30 | ECLA_1 | 45.86 | 30.26 | 22.39 | 22.36
CR | Other | 30 | EKIS | 5.33 | 3.17 | 3.17 | 3.17
CR | Other | 30 | ELLA_1 | 64.32 | 46.92 | 23.98 | 23.87
CR | Other | 30 | ELST_1 | 11.44 | 9.17 | 4.68 | 4.68
CR | Other | 30 | ENDE_1 | 41.42 | 27.5 | 22.74 | 23.31
CR | Other | 30 | EXET1 | 60.85 | 50.92 | 13.86 | 13.84
CR | Other | 30 | FAWL_1 | 228.51 | 192.11 | 49.75 | 49.58
CR | Other | 30 | FECK_6 | 38.23 | 33.45 | 6.42 | 7.51
CR | Other | 30 | FERRA2 | 219.55 | 206.38 | 2.01 | 2.01
CR | Other | 30 | FERRB1 | 133.31 | 99.18 | 65.49 | 67.68
CR | Other | 30 | FIDF_1 | 89.46 | 71.12 | 44.43 | 57.55
CR | Other | 30 | FLEE_1 | 523.31 | 493.67 | 1.82 | 1.82
CR | Other | 30 | FOUR_1 | 3.55 | 2.48 | 2.48 | 2.48
CR | Other | 30 | FROD_1 | 227.11 | 184.42 | 79.08 | 78.6
CR | Other | 30 | GLRO | 4.75 | 3.32 | 3.32 | 3.32
CR | Other | 30 | GREN_1 | 149.57 | 117.36 | 68.57 | 87.17
CR | Other | 30 | GRIW_1 | 87.28 | 73.69 | 31.39 | 31.22
CR | Other | 30 | G_EXTRA_2 | 2.85 | 1.99 | 1.99 | 1.99
CR | Other | 30 | G_EXTRA_4 | 4.04 | 2.4 | 2.4 | 2.4
CR | Other | 30 | G_EXTRA_5 | 5.59 | 3.32 | 3.32 | 3.32
CR | Other | 30 | G_EXTRA_8 | 6.83 | 4.69 | 4.69 | 4.69
CR | Other | 30 | G_EXTRA_9 | 3.98 | 2.94 | 2.02 | 2.02
CR | Other | 30 | HACK_1 | 3.6 | 2.66 | 1.18 | 1.17
CR | Other | 30 | HACK_6 | 7.64 | 7.22 | 0 | 0
CR | Other | 30 | HAMHC1 | 37.57 | 19.49 | 19.49 | 19.49
CR | Other | 30 | HARK_1 | 35.43 | 22.56 | 13.73 | 13.7
CR | Other | 30 | HAWP_6 | 3.22 | 1.91 | 1.91 | 1.91
CR | Other | 30 | HEYS_1 | 8.89 | 5.56 | 4.76 | 4.76
CR | Other | 30 | HURS_1 | 10.52 | 7.59 | 3.98 | 3.98
CR | Other | 30 | HUTT_1 | 169.73 | 140.77 | 68.08 | 94.37
CR | Other | 30 | INDQ1 | 73.59 | 55.71 | 37.33 | 37.31
CR | Other | 30 | IROA1 | 9.44 | 6.57 | 3.86 | 3.84
CR | Other | 30 | IRONB1 | 6.89 | 4.37 | 4.37 | 4.37
CR | Other | 30 | IVER_1 | 234.92 | 195.28 | 106.12 | 115.85
CR | Other | 30 | KAIM | 4.25 | 3.01 | 1.65 | 1.64
CR | Other | 30 | KEAD_1 | 14.55 | 9.23 | 9.23 | 9.23
CR | Other | 30 | KEAR_1 | 52.23 | 35.37 | 32.17 | 32.17
CR | Other | 30 | KEIT_P | 39.06 | 34.12 | 17.22 | 25.63
CR | Other | 30 | KEMS_1 | 541.74 | 430.81 | 285.15 | 310.5
CR | Other | 30 | KIER | 4.23 | 2.51 | 2.51 | 2.51
CR | Other | 30 | KILT | 10.09 | 8.2 | 3.88 | 5.12
CR | Other | 30 | KILW | 19.19 | 16.8 | 7.16 | 7.12
CR | Other | 30 | KINO_1 | 171.17 | 143.54 | 65.42 | 65.18
CR | Other | 30 | KINT_P | 9.12 | 6.75 | 2.98 | 2.96
CR | Other | 30 | KIRKB1 | 26.51 | 23.29 | 16.45 | 17.04
CR | Other | 30 | KNAR | 7.88 | 5.51 | 5.51 | 5.51
CR | Other | 30 | LACK_6 | 191.72 | 146.99 | 105.08 | 115.35
CR | Other | 30 | LALE1SG003 | 73.07 | 54.33 | 32.57 | 33.09
CR | Other | 30 | LAND1 | 157.83 | 132.59 | 67.02 | 67.46
CR | Other | 30 | LEGA_1 | 13.73 | 8.9 | 6.92 | 6.91
CR | Other | 30 | LEVE | 36.21 | 28.41 | 16.82 | 19.5
CR | Other | 30 | LINM | 2.2 | 1.31 | 1.31 | 1.31
CR | Other | 30 | LISD_1 | 43.65 | 36.54 | 14.78 | 14.68
CR | Other | 30 | LITT_C | 13.58 | 8.73 | 4.36 | 4.36
CR | Other | 30 | LITT_J | 21.51 | 15.92 | 7.03 | 6.98
CR | Other | 30 | LODR_6 | 3.09 | 2.92 | 0 | 0
CR | Other | 30 | LOVE_1 | 375.08 | 341.27 | 26.88 | 26.85
CR | Other | 30 | LUNA_P | 2.96 | 2.33 | 1.44 | 1.83
CR | Other | 30 | MACC_3 | 31.16 | 22.56 | 11.11 | 11.04
CR | Other | 30 | MANN_1 | 34.56 | 24.04 | 18.79 | 20.53
CR | Other | 30 | MAYB | 12.9 | 9.55 | 4.52 | 4.49
CR | Other | 30 | MELK_1 | 190.37 | 174.82 | 8.06 | 8.05
CR | Other | 30 | MILC_P | 12.72 | 9.29 | 6.21 | 6.21
CR | Other | 30 | MILH_1 | 3.26 | 3.08 | 0 | 0
CR | Other | 30 | MITY_1 | 9.23 | 5.81 | 4.38 | 4.38
CR | Other | 30 | MYBS_P | 3.53 | 3.1 | 1.54 | 2.39
CR | Other | 30 | NEAR | 120.52 | 105.34 | 75.62 | 75.62
CR | Other | 30 | NECE_1 | 260.46 | 222.05 | 115.25 | 115.19
CR | Other | 30 | NEWX_6 | 74.94 | 55.78 | 45.93 | 45.92
CR | Other | 30 | NFLE | 4.56 | 3.08 | 2.08 | 2.08
CR | Other | 30 | NINF_1 | 6.21 | 4.1 | 2.94 | 2.93
CR | Other | 30 | NORM_1 | 121.85 | 99.16 | 53.12 | 67.44
CR | Other | 30 | NORT_1 | 3.6 | 2.41 | 1.64 | 1.63
CR | Other | 30 | NURS_1 | 45.41 | 33.13 | 18.31 | 18.28
CR | Other | 30 | OCKH_1 | 3.73 | 2.21 | 2.21 | 2.21
CR | Other | 30 | OFFE_3 | 7.62 | 4.53 | 4.53 | 4.53
CR | Other | 30 | OLDB_1 | 494.62 | 431.82 | 316.33 | 316.32
CR | Other | 30 | OSBA_1 | 43.63 | 37.62 | 9.03 | 9.02
CR | Other | 30 | PADIB1 | 14.22 | 9.84 | 6.54 | 6.87
CR | Other | 30 | PELH_1 | 8.97 | 5.98 | 5.98 | 5.98
CR | Other | 30 | PEMB_1 | 36.78 | 26.92 | 12.57 | 12.49
CR | Other | 30 | PENN_1 | 8.58 | 5.72 | 5.72 | 5.72
CR | Other | 30 | PENT_1 | 6.18 | 3.98 | 3.98 | 3.98
CR | Other | 30 | PENW_1 | 38.83 | 26.6 | 20.58 | 20.54
CR | Other | 30 | PERS_P | 15.11 | 10.78 | 5.66 | 5.63
CR | Other | 30 | POOB | 11.18 | 6.52 | 6.52 | 6.52
CR | Other | 30 | POPP_3 | 22.28 | 15.93 | 11.76 | 14.02
CR | Other | 30 | PORA_P | 8.89 | 8.41 | 0 | 0
CR | Other | 30 | PYLE_1 | 199.22 | 182.31 | 17.99 | 22.3
CR | Other | 30 | RAIN_1 | 637.36 | 599.42 | 5.3 | 5.3
CR | Other | 30 | RASS_1 | 551.83 | 517.92 | 7.2 | 7.2
CR | Other | 30 | RATS_1 | 71.01 | 54.58 | 25.08 | 25.02
CR | Other | 30 | RAYL_1 | 36.86 | 25.72 | 15.02 | 15.02
CR | Other | 30 | RICH1 | 17.99 | 13.31 | 5.88 | 5.84
CR | Other | 30 | ROCH_1 | 11.04 | 6.37 | 6.37 | 6.37
CR | Other | 30 | RYEH_1 | 34.46 | 22.87 | 16.95 | 16.93
CR | Other | 30 | SALH_1 | 411.89 | 309.74 | 150.91 | 150.33
CR | Other | 30 | SALT_1 | 27.68 | 23.9 | 4.17 | 4.15
CR | Other | 30 | SBAR | 81.36 | 76.91 | 0 | 0
CR | Other | 30 | SEAB1 | 435.24 | 257.68 | 179.8 | 179.78
CR | Other | 30 | SELL_1 | 174.68 | 164.49 | 1.11 | 1.11
CR | Other | 30 | SHEC_3 | 42.42 | 30.89 | 26.89 | 26.89
CR | Other | 30 | SHRW_1 | 18.88 | 13.54 | 10.71 | 10.71
CR | Other | 30 | SJOW_1 | 17.04 | 12.61 | 5.57 | 5.53
CR | Other | 30 | SKLGB1 | 389.21 | 363.48 | 8.14 | 8.12
CR | Other | 30 | SMAN_1 | 249.74 | 220.14 | 34.55 | 36.71
CR | Other | 30 | SPEN_1 | 258.53 | 199.33 | 141.61 | 154.85
CR | Other | 30 | STAH_1 | 33.61 | 26.27 | 13.47 | 16.06
CR | Other | 30 | STAY_1 | 396.06 | 357.82 | 39.5 | 39.48
CR | Other | 30 | STEN_1 | 8.46 | 5.73 | 3.73 | 3.72
CR | Other | 30 | STES_1 | 21.87 | 14.84 | 10.32 | 10.3
CR | Other | 30 | STIR | 39.99 | 35.19 | 17.49 | 25.18
CR | Other | 30 | STLE | 14.7 | 10.32 | 8.02 | 8.02
CR | Other | 30 | STRI_P | 2.71 | 1.61 | 1.61 | 1.61
CR | Other | 30 | SUND_1 | 41.5 | 25.06 | 23.06 | 23.06
CR | Other | 30 | SWAN_1 | 287.25 | 268.27 | 6.55 | 7.15
CR | Other | 30 | TAUN1 | 189.88 | 176.12 | 12.82 | 18.03
CR | Other | 30 | TAYN_P | 4.02 | 3.8 | 0 | 0
CR | Other | 30 | TEMP_3 | 2.26 | 1.54 | 0.99 | 0.99
CR | Other | 30 | THOM_6 | 557.17 | 517.34 | 21.79 | 22.51
CR | Other | 30 | THSO_P | 43.7 | 9.61 | 9.61 | 9.61
CR | Other | 30 | THUR_6 | 68.28 | 64.56 | 0 | 0
CR | Other | 30 | TILBB_1 | 18.66 | 12.28 | 9.07 | 9.07
CR | Other | 30 | TOTT_1 | 77.03 | 55.71 | 37.06 | 37.06
CR | Other | 30 | TRAW_1 | 1.8 | 1.07 | 1.07 | 1.07
CR | Other | 30 | TYNE_1 | 14.48 | 8.3 | 6.26 | 6.25
CR | Other | 30 | TYNE_2 | 16.98 | 16.05 | 0 | 0
CR | Other | 30 | UPPB_1 | 457.56 | 432.57 | 0 | 0
CR | Other | 30 | UPPB_3 | 263.47 | 248.26 | 2.34 | 2.34
CR | Other | 30 | USKM_1 | 50.56 | 40.76 | 23.29 | 28.67
CR | Other | 30 | WALH_1 | 21.22 | 13.67 | 11.61 | 12.22
CR | Other | 30 | WALP_1 | 110.04 | 97.45 | 38.19 | 37.97
CR | Other | 30 | WALP_B | 29.76 | 23.81 | 7.75 | 7.75
CR | Other | 30 | WASF_1 | 48.3 | 34.01 | 18.95 | 18.87
CR | Other | 30 | WATFS_1 | 6.12 | 4.6 | 3.39 | 3.39
CR | Other | 30 | WBUR_1 | 97.49 | 84.08 | 22.22 | 22.86
CR | Other | 30 | WFIE | 33.32 | 29.32 | 14.58 | 20.98
CR | Other | 30 | WHAM_1 | 59.78 | 46.23 | 18.62 | 20.13
CR | Other | 30 | WHGA_1 | 3.72 | 2 | 2 | 2
CR | Other | 30 | WHHO | 2 | 1.48 | 0.65 | 0.65
CR | Other | 30 | WIBA_3 | 61.81 | 53.14 | 27.19 | 38.46
CR | Other | 30 | WIEN_1 | 42.3 | 31.3 | 20.33 | 20.33
CR | Other | 30 | WILL_1 | 70.37 | 51.44 | 23.4 | 23.25
CR | Other | 30 | WIMBN1 | 6.88 | 6.5 | 0 | 0
CR | Other | 30 | WIMBS1 | 13.04 | 10.51 | 5.63 | 5.63
CR | Other | 30 | WISD_6 | 2.43 | 1.8 | 0.79 | 0.79
CR | Other | 30 | WMEL_1 | 429.65 | 403.84 | 6.68 | 6.68
CR | Other | 30 | WTHU31 | 19.3 | 11.47 | 11.47 | 11.47
CR | Other | 30 | WWEY_1 | 10.95 | 7.53 | 4.16 | 4.15
CR | Other | 30 | WYMOM_1 | 12.7 | 8.2 | 8.2 | 8.2
CR | Other | 31 | ABHA1 | 6.6 | 3.92 | 3.92 | 3.92
CR | Other | 31 | ABNE_P | 8.49 | 5.66 | 5.66 | 5.66
CR | Other | 31 | ABTH_1 | 28.59 | 25.73 | 9.35 | 9.28
CR | Other | 31 | ALNE_P | 13.86 | 12.19 | 6.06 | 8.73
CR | Other | 31 | ALVE1 | 21.16 | 14.64 | 14.64 | 14.64
CR | Other | 31 | AMEM_1 | 9.65 | 7.31 | 2 | 2
CR | Other | 31 | ARMO_P | 6.75 | 6.38 | 0 | 0
CR | Other | 31 | BARKC1 | 204.26 | 141.03 | 98.71 | 104.26
CR | Other | 31 | BARKW3 | 12.91 | 12.21 | 0 | 0
CR | Other | 31 | BEDD_1 | 56.76 | 46.74 | 10.17 | 10.17
CR | Other | 31 | BESW_1 | 13.65 | 8.69 | 7.04 | 7.03
CR | Other | 31 | BICF_1 | 105 | 90.41 | 48.56 | 71.26
CR | Other | 31 | BIRK_1 | 24.39 | 16.99 | 9.91 | 9.87
CR | Other | 31 | BISW_1 | 29.25 | 21.36 | 14.62 | 14.62
CR | Other | 31 | BLYTB1 | 7.39 | 4.86 | 3.52 | 3.51
CR | Other | 31 | BOLN_1 | 242.12 | 198.74 | 64.76 | 65.92
CR | Other | 31 | BONN | 1.33 | 0.98 | 0.43 | 0.43
CR | Other | 31 | BOTW_1 | 31.46 | 29.09 | 1.11 | 1.11
CR | Other | 31 | BRAI_1 | 13.45 | 8.53 | 8.53 | 8.53
CR | Other | 31 | BRAW_1 | 41.01 | 29.77 | 21.15 | 21.14
CR | Other | 31 | BRED_1 | 13.69 | 8.83 | 8.11 | 8.11
CR | Other | 31 | BRFO_1 | 141.7 | 117.32 | 44.57 | 49.51
CR | Other | 31 | BRIM_1 | 12.79 | 9.31 | 5.6 | 5.58
CR | Other | 31 | BRLE_1 | 223.48 | 199.83 | 20.03 | 20
CR | Other | 31 | BRWA1 | 188.73 | 175.94 | 7.06 | 8.88
CR | Other | 31 | BURM_1 | 293.68 | 234.08 | 146.43 | 157.88
CR | Other | 31 | BUSH_1 | 39.05 | 26.7 | 26.7 | 26.7
CR | Other | 31 | BUST_1 | 2.53 | 1.51 | 1.51 | 1.51
CR | Other | 31 | CANTN1 | 63.91 | 56.34 | 9.14 | 9.14
CR | Other | 31 | CAPEA1 | 274.38 | 251.08 | 42.21 | 41.94
CR | Other | 31 | CARE_1 | 543.42 | 495 | 38.18 | 38.14
CR | Other | 31 | CARR_1 | 95.46 | 72.73 | 44.7 | 56.87
CR | Other | 31 | CELL_1 | 421.81 | 374.35 | 46.43 | 49.13
CR | Other | 31 | CHIC_1 | 35.75 | 33.12 | 1.95 | 1.95
CR | Other | 31 | CHSI_1 | 5.09 | 4.51 | 0.5 | 0.5
CR | Other | 31 | CHTE_1 | 520.59 | 486.99 | 20.24 | 20.24
CR | Other | 31 | CITR_1 | 20.51 | 17.35 | 5.55 | 5.51
CR | Other | 31 | CLAY_P | 1.29 | 0.63 | 0.63 | 0.63
CR | Other | 31 | CLYM | 5.85 | 3.47 | 3.47 | 3.47
CR | Other | 31 | CONQA1 | 294.32 | 268.1 | 32.29 | 32.83
CR | Other | 31 | COVE_1 | 58.27 | 41.86 | 32.12 | 32.11
CR | Other | 31 | COWL_1 | 55.41 | 38.71 | 26.76 | 26.76
CR | Other | 31 | COYL | 5.54 | 3.29 | 3.29 | 3.29
CR | Other | 31 | CREB_1 | 88.55 | 78.97 | 10.36 | 10.34
CR | Other | 31 | CUMB | 25.82 | 17.11 | 16.67 | 16.67
CR | Other | 31 | CUPA | 3.52 | 2.47 | 2.47 | 2.47
CR | Other | 31 | DALM3 | 26.68 | 19.74 | 13.58 | 13.58
CR | Other | 31 | DEWP | 1.77 | 1.31 | 0.58 | 0.57
CR | Other | 31 | DRAK_1 | 16.36 | 10.81 | 8.14 | 8.13
CR | Other | 31 | DRAX_1 | 304.16 | 284.94 | 13.36 | 18.63
CR | Other | 31 | DUDH_P | 4.75 | 3.52 | 1.55 | 1.54
CR | Other | 31 | DUNB | 12.61 | 9.18 | 7.14 | 7.14
CR | Other | 31 | DUNF | 4.73 | 3.12 | 3.12 | 3.12
CR | Other | 31 | EALI_6 | 15.71 | 7.96 | 7.32 | 7.32
CR | Other | 31 | EASO_1 | 15.05 | 11.58 | 6.81 | 8.57
CR | Other | 31 | ECLA_1 | 44.49 | 29.3 | 21.81 | 21.78
CR | Other | 31 | EKIS | 5.1 | 3.03 | 3.03 | 3.03
CR | Other | 31 | ELLA_1 | 65.66 | 47.92 | 24.41 | 24.3
CR | Other | 31 | ELST_1 | 10.85 | 8.52 | 4.96 | 4.96
CR | Other | 31 | ENDE_1 | 41.75 | 27.79 | 22.93 | 23.5
CR | Other | 31 | EXET1 | 61.43 | 51.36 | 14.17 | 14.14
CR | Other | 31 | FAWL_1 | 231.67 | 194.8 | 51.61 | 51.43
CR | Other | 31 | FECK_6 | 32.56 | 28.19 | 6.25 | 7.34
CR | Other | 31 | FERRA2 | 231.3 | 217.53 | 1.93 | 1.93
CR | Other | 31 | FERRB1 | 133.61 | 99.43 | 65.68 | 67.87
CR | Other | 31 | FIDF_1 | 90.72 | 72.28 | 45.04 | 58.46
CR | Other | 31 | FLEE_1 | 551.8 | 520.64 | 1.74 | 1.74
CR | Other | 31 | FOUR_1 | 3.76 | 2.63 | 2.63 | 2.63
CR | Other | 31 | FROD_1 | 230.6 | 186.86 | 80.7 | 80.21
CR | Other | 31 | GLRO | 5.03 | 3.52 | 3.52 | 3.52
CR | Other | 31 | GREN_1 | 151.17 | 118.74 | 69.19 | 88.03
CR | Other | 31 | GRIW_1 | 87.6 | 73.94 | 31.49 | 31.32
CR | Other | 31 | G_EXTRA_2 | 3.02 | 2.11 | 2.11 | 2.11
CR | Other | 31 | G_EXTRA_4 | 3.87 | 2.3 | 2.3 | 2.3
CR | Other | 31 | G_EXTRA_5 | 5.35 | 3.18 | 3.18 | 3.18
CR | Other | 31 | G_EXTRA_8 | 7.15 | 4.92 | 4.92 | 4.92
CR | Other | 31 | G_EXTRA_9 | 4 | 2.96 | 2.04 | 2.04
CR | Other | 31 | HACK_1 | 3.71 | 2.74 | 1.21 | 1.2
CR | Other | 31 | HACK_6 | 6.05 | 5.72 | 0 | 0
CR | Other | 31 | HAMHC1 | 38.4 | 19.95 | 19.95 | 19.95
CR | Other | 31 | HARK_1 | 35.25 | 22.09 | 14.14 | 14.12
CR | Other | 31 | HAWP_6 | 3.08 | 1.83 | 1.83 | 1.83
CR | Other | 31 | HEYS_1 | 8.65 | 5.43 | 4.6 | 4.6
CR | Other | 31 | HURS_1 | 9.44 | 6.67 | 3.81 | 3.81
CR | Other | 31 | HUTT_1 | 174.35 | 144.61 | 69.9 | 96.9
CR | Other | 31 | INDQ1 | 72.67 | 54.62 | 38.02 | 38
CR | Other | 31 | IROA1 | 9.52 | 6.64 | 3.85 | 3.83
CR | Other | 31 | IRONB1 | 6.87 | 4.38 | 4.38 | 4.38
CR | Other | 31 | IVER_1 | 237.51 | 197.4 | 107.53 | 117.54
CR | Other | 31 | KAIM | 4.31 | 3.05 | 1.66 | 1.65
CR | Other | 31 | KEAD_1 | 14.5 | 9.24 | 9.24 | 9.24
CR | Other | 31 | KEAR_1 | 53.18 | 36.09 | 32.81 | 32.8
CR | Other | 31 | KEIT_P | 39.62 | 34.63 | 17.46 | 26.01
CR | Other | 31 | KEMS_1 | 550.02 | 437.05 | 290.35 | 316.03
CR | Other | 31 | KIER | 4.05 | 2.41 | 2.41 | 2.41
CR | Other | 31 | KILT | 10.37 | 8.43 | 3.98 | 5.26
CR | Other | 31 | KILW | 19.34 | 16.9 | 7.26 | 7.22
CR | Other | 31 | KINO_1 | 170.98 | 143.35 | 65.46 | 65.21
CR | Other | 31 | KINT_P | 9.38 | 6.94 | 3.07 | 3.05
CR | Other | 31 | KIRKB1 | 29.14 | 25.61 | 18.13 | 18.71
CR | Other | 31 | KNAR | 8.35 | 5.85 | 5.85 | 5.85
CR | Other | 31 | LACK_6 | 195.64 | 149.81 | 107.42 | 117.68
CR | Other | 31 | LALE1SG003 | 71.94 | 53.32 | 32.47 | 32.98
CR | Other | 31 | LAND1 | 152.99 | 127.61 | 70.8 | 71.24
CR | Other | 31 | LEGA_1 | 13.86 | 9.01 | 6.98 | 6.97
CR | Other | 31 | LEVE | 36.72 | 28.78 | 17.03 | 19.72
CR | Other | 31 | LINM | 2.11 | 1.25 | 1.25 | 1.25
CR | Other | 31 | LISD_1 | 43.99 | 36.77 | 14.9 | 14.81
CR | Other | 31 | LITT_C | 12.83 | 7.93 | 4.47 | 4.47
CR | Other | 31 | LITT_J | 22.14 | 16.39 | 7.24 | 7.19
CR | Other | 31 | LODR_6 | 2.45 | 2.31 | 0 | 0
CR | Other | 31 | LOVE_1 | 377.63 | 343.53 | 27.27 | 27.24
CR | Other | 31 | LUNA_P | 2.91 | 2.3 | 1.42 | 1.8
CR | Other | 31 | MACC_3 | 31.84 | 23.08 | 11.29 | 11.22
CR | Other | 31 | MANN_1 | 34.09 | 23.69 | 18.73 | 20.5
CR | Other | 31 | MAYB | 13.24 | 9.8 | 4.63 | 4.61
CR | Other | 31 | MELK_1 | 196.71 | 180.9 | 7.9 | 7.89
CR | Other | 31 | MILC_P | 12.7 | 9.28 | 6.2 | 6.2
CR | Other | 31 | MILH_1 | 2.58 | 2.44 | 0 | 0
CR | Other | 31 | MITY_1 | 8.72 | 5.39 | 4.26 | 4.26
CR | Other | 31 | MYBS_P | 3.62 | 3.19 | 1.58 | 2.45
CR | Other | 31 | NEAR | 135.7 | 118.7 | 85.16 | 85.16
CR | Other | 31 | NECE_1 | 275.37 | 235.02 | 124.51 | 124.45
CR | Other | 31 | NEWX_6 | 76.42 | 56.81 | 47.06 | 47.05
CR | Other | 31 | NFLE | 4.19 | 2.79 | 1.99 | 1.99
CR | Other | 31 | NINF_1 | 6.15 | 4.07 | 2.88 | 2.87
CR | Other | 31 | NORM_1 | 122.1 | 99.16 | 53.81 | 68.14
CR | Other | 31 | NORT_1 | 3.58 | 2.41 | 1.61 | 1.61
CR | Other | 31 | NURS_1 | 44.86 | 32.54 | 18.4 | 18.37
CR | Other | 31 | OCKH_1 | 3.57 | 2.12 | 2.12 | 2.12
CR | Other | 31 | OFFE_3 | 7.3 | 4.33 | 4.33 | 4.33
CR | Other | 31 | OLDB_1 | 548.34 | 479.05 | 350.44 | 350.44
CR | Other | 31 | OSBA_1 | 44.41 | 38.17 | 9.52 | 9.51
CR | Other | 31 | PADIB1 | 14.13 | 9.81 | 6.44 | 6.77
CR | Other | 31 | PELH_1 | 9.21 | 6.16 | 6.16 | 6.16
CR | Other | 31 | PEMB_1 | 37.72 | 27.63 | 12.86 | 12.77
CR | Other | 31 | PENN_1 | 9.03 | 6.03 | 6.03 | 6.03
CR | Other | 31 | PENT_1 | 6.21 | 4.01 | 4.01 | 4.01
CR | Other | 31 | PENW_1 | 39.53 | 27.13 | 20.92 | 20.89
CR | Other | 31 | PERS_P | 15.36 | 10.99 | 5.71 | 5.68
CR | Other | 31 | POOB | 11.31 | 6.62 | 6.62 | 6.62
CR | Other | 31 | POPP_3 | 21.99 | 15.83 | 11.55 | 13.87
CR | Other | 31 | PORA_P | 8.37 | 7.91 | 0 | 0
CR | Other | 31 | PYLE_1 | 208.69 | 191.12 | 18.32 | 22.63
CR | Other | 31 | RAIN_1 | 669.31 | 629.77 | 5.07 | 5.07
CR | Other | 31 | RASS_1 | 576.1 | 540.95 | 7.1 | 7.1
CR | Other | 31 | RATS_1 | 68.5 | 52.02 | 25.54 | 25.48
CR | Other | 31 | RAYL_1 | 33.5 | 22.9 | 14.42 | 14.42
CR | Other | 31 | RICH1 | 18.52 | 13.7 | 6.05 | 6.01
CR | Other | 31 | ROCH_1 | 10.69 | 6.16 | 6.16 | 6.16
CR | Other | 31 | RYEH_1 | 34.33 | 22.68 | 17.13 | 17.11
CR | Other | 31 | SALH_1 | 421.2 | 316.57 | 154.63 | 154.03
CR | Other | 31 | SALT_1 | 24.44 | 20.78 | 4.27 | 4.25
CR | Other | 31 | SBAR | 85.83 | 81.14 | 0 | 0
CR | Other | 31 | SEAB1 | 463.67 | 275.86 | 193.63 | 193.62
CR | Other | 31 | SELL_1 | 183.67 | 173.02 | 1.06 | 1.06
CR | Other | 31 | SHEC_3 | 43.23 | 31.51 | 27.41 | 27.41
CR | Other | 31 | SHRW_1 | 19.27 | 13.82 | 10.98 | 10.98
CR | Other | 31 | SJOW_1 | 17.54 | 12.98 | 5.73 | 5.69
CR | Other | 31 | SKLGB1 | 409.72 | 382.92 | 8.09 | 8.08
CR | Other | 31 | SMAN_1 | 261.85 | 231.04 | 35.86 | 38.07
CR | Other | 31 | SPEN_1 | 264.49 | 203.87 | 144.91 | 158.37
CR | Other | 31 | STAH_1 | 33.94 | 26.53 | 13.53 | 16.13
CR | Other | 31 | STAY_1 | 415.44 | 375.79 | 40.56 | 40.53
CR | Other | 31 | STEN_1 | 8.45 | 5.75 | 3.68 | 3.67
CR | Other | 31 | STES_1 | 21.98 | 14.97 | 10.31 | 10.29
CR | Other | 31 | STIR | 39.99 | 35.19 | 17.49 | 25.18
CR | Other | 31 | STLE | 14.63 | 10.29 | 7.98 | 7.98
CR | Other | 31 | STRI_P | 2.59 | 1.54 | 1.54 | 1.54
CR | Other | 31 | SUND_1 | 39.56 | 23.75 | 22.16 | 22.16
CR | Other | 31 | SWAN_1 | 272.69 | 254.61 | 6.38 | 6.98
CR | Other | 31 | TAUN1 | 199.17 | 184.95 | 12.94 | 18.28
CR | Other | 31 | TAYN_P | 3.78 | 3.57 | 0 | 0
CR | Other | 31 | TEMP_3 | 2.26 | 1.54 | 0.98 | 0.98
CR | Other | 31 | THOM_6 | 586.43 | 544.9 | 22.25 | 22.97
CR | Other | 31 | THSO_P | 43.7 | 9.61 | 9.61 | 9.61
CR | Other | 31 | THUR_6 | 72.04 | 68.11 | 0 | 0
CR | Other | 31 | TILBB_1 | 17.3 | 11.22 | 8.68 | 8.68
CR | Other | 31 | TOTT_1 | 77.29 | 55.86 | 37.18 | 37.18
CR | Other | 31 | TRAW_1 | 1.72 | 1.02 | 1.02 | 1.02
CR | Other | 31 | TYNE_1 | 14.86 | 8.52 | 6.42 | 6.41
CR | Other | 31 | TYNE_2 | 13.45 | 12.72 | 0 | 0
CR | Other | 31 | UPPB_1 | 476.03 | 450.04 | 0 | 0
CR | Other | 31 | UPPB_3 | 277.98 | 261.93 | 2.48 | 2.48
CR | Other | 31 | USKM_1 | 50.97 | 41.07 | 23.46 | 28.83
CR | Other | 31 | WALH_1 | 21.23 | 13.7 | 11.62 | 12.23
CR | Other | 31 | WALP_1 | 109.84 | 97.16 | 38.5 | 38.27
CR | Other | 31 | WALP_B | 26.27 | 20.52 | 7.8 | 7.8
CR | Other | 31 | WASF_1 | 48.87 | 34.51 | 19 | 18.92
CR | Other | 31 | WATFS_1 | 5.93 | 4.4 | 3.44 | 3.44
CR | Other | 31 | WBUR_1 | 102.62 | 88.55 | 23.34 | 24
CR | Other | 31 | WFIE | 33.32 | 29.32 | 14.58 | 20.98
CR | Other | 31 | WHAM_1 | 60.32 | 46.44 | 19.16 | 20.71
CR | Other | 31 | WHGA_1 | 3.7 | 1.98 | 1.98 | 1.98
CR | Other | 31 | WHHO | 2.06 | 1.52 | 0.67 | 0.67
CR | Other | 31 | WIBA_3 | 61.89 | 53.17 | 27.23 | 38.5
CR | Other | 31 | WIEN_1 | 42.37 | 31.36 | 20.37 | 20.37
CR | Other | 31 | WILL_1 | 72.41 | 52.94 | 24.08 | 23.91
CR | Other | 31 | WIMBN1 | 5.45 | 5.15 | 0 | 0
CR | Other | 31 | WIMBS1 | 12.38 | 9.85 | 5.77 | 5.77
CR | Other | 31 | WISD_6 | 2.5 | 1.85 | 0.82 | 0.81
CR | Other | 31 | WMEL_1 | 453.08 | 425.86 | 7.09 | 7.09
CR | Other | 31 | WTHU31 | 18.48 | 10.98 | 10.98 | 10.98
CR | Other | 31 | WWEY_1 | 10.45 | 7.07 | 4.11 | 4.11
CR | Other | 31 | WYMOM_1 | 12.8 | 8.3 | 8.3 | 8.3
CR | Other | 32 | ABHA1 | 6.31 | 3.75 | 3.75 | 3.75
CR | Other | 32 | ABNE_P | 8.67 | 5.8 | 5.8 | 5.8
CR | Other | 32 | ABTH_1 | 28.59 | 25.73 | 9.35 | 9.28
CR | Other | 32 | ALNE_P | 13.86 | 12.19 | 6.06 | 8.73
CR | Other | 32 | ALVE1 | 22.11 | 15.31 | 15.31 | 15.31
CR | Other | 32 | AMEM_1 | 9.5 | 7.23 | 1.91 | 1.91
CR | Other | 32 | ARMO_P | 6.44 | 6.09 | 0 | 0
CR | Other | 32 | BARKC1 | 204.74 | 141.15 | 99.05 | 104.6
CR | Other | 32 | BARKW3 | 10.79 | 10.2 | 0 | 0
CR | Other | 32 | BEDD_1 | 55.86 | 46 | 9.96 | 9.96
CR | Other | 32 | BESW_1 | 13.36 | 8.54 | 6.83 | 6.82
CR | Other | 32 | BICF_1 | 107.86 | 92.87 | 49.91 | 73.21
CR | Other | 32 | BIRK_1 | 24.65 | 17.23 | 9.91 | 9.87
CR | Other | 32 | BISW_1 | 29.25 | 21.37 | 14.62 | 14.62
CR | Other | 32 | BLYTB1 | 7.32 | 4.84 | 3.45 | 3.44
CR | Other | 32 | BOLN_1 | 247.65 | 203.82 | 65.21 | 66.36
CR | Other | 32 | BONN | 1.37 | 1.02 | 0.45 | 0.45
CR | Other | 32 | BOTW_1 | 26.51 | 24.43 | 1.06 | 1.06
CR | Other | 32 | BRAI_1 | 13.35 | 8.5 | 8.5 | 8.5
CR | Other | 32 | BRAW_1 | 39.83 | 28.6 | 21.2 | 21.2
CR | Other | 32 | BRED_1 | 14.06 | 9.09 | 8.34 | 8.34
CR | Other | 32 | BRFO_1 | 133.11 | 109.07 | 45 | 49.94
CR | Other | 32 | BRIM_1 | 13.29 | 9.67 | 5.83 | 5.81
CR | Other | 32 | BRLE_1 | 230.96 | 206.72 | 20.36 | 20.33
CR | Other | 32 | BRWA1 | 196.62 | 183.45 | 7.04 | 8.91
CR | Other | 32 | BURM_1 | 296.18 | 235.9 | 147.85 | 159.3
CR | Other | 32 | BUSH_1 | 40.51 | 27.76 | 27.76 | 27.76
CR | Other | 32 | BUST_1 | 2.42 | 1.44 | 1.44 | 1.44
CR | Other | 32 | CANTN1 | 57.32 | 50.1 | 9.27 | 9.27
CR | Other | 32 | CAPEA1 | 277.93 | 254.51 | 42.07 | 41.81
CR | Other | 32 | CARE_1 | 562.66 | 512.91 | 38.75 | 38.72
CR | Other | 32 | CARR_1 | 95.38 | 72.63 | 44.6 | 56.78
CR | Other | 32 | CELL_1 | 436.47 | 387.78 | 47.11 | 49.8
CR | Other | 32 | CHIC_1 | 35.63 | 32.97 | 2.05 | 2.05
CR | Other | 32 | CHSI_1 | 4.35 | 3.83 | 0.47 | 0.47
CR | Other | 32 | CHTE_1 | 544 | 509.13 | 21.16 | 21.16
CR | Other | 32 | CITR_1 | 20.2 | 17 | 5.64 | 5.6
CR | Other | 32 | CLAY_P | 1.31 | 0.64 | 0.64 | 0.64
CR | Other | 32 | CLYM | 5.59 | 3.32 | 3.32 | 3.32
CR | Other | 32 | CONQA1 | 306.18 | 279.11 | 32.95 | 33.5
CR | Other | 32 | COVE_1 | 58.27 | 41.77 | 32.5 | 32.49
CR | Other | 32 | COWL_1 | 54.51 | 38.01 | 26.49 | 26.49
CR | Other | 32 | COYL | 5.3 | 3.15 | 3.15 | 3.15
CR | Other | 32 | CREB_1 | 92.32 | 82.39 | 10.73 | 10.71
CR | Other | 32 | CUMB | 26.14 | 17.38 | 16.94 | 16.94
CR | Other | 32 | CUPA | 3.71 | 2.6 | 2.6 | 2.6
CR | Other | 32 | DALM3 | 26.83 | 19.85 | 13.67 | 13.67
CR | Other | 32 | DEWP | 1.83 | 1.35 | 0.6 | 0.59
CR | Other | 32 | DRAK_1 | 16.63 | 11.02 | 8.27 | 8.25
CR | Other | 32 | DRAX_1 | 316.41 | 296.56 | 13.3 | 18.57
CR | Other | 32 | DUDH_P | 4.91 | 3.63 | 1.61 | 1.59
CR | Other | 32 | DUNB | 12.86 | 9.36 | 7.31 | 7.31
CR | Other | 32 | DUNF | 4.8 | 3.17 | 3.17 | 3.17
CR | Other | 32 | EALI_6 | 15.96 | 8.03 | 7.49 | 7.49
CR | Other | 32 | EASO_1 | 15.19 | 11.74 | 6.83 | 8.64
CR | Other | 32 | ECLA_1 | 43.41 | 28.61 | 21.27 | 21.23
CR | Other | 32 | EKIS | 4.88 | 2.9 | 2.9 | 2.9
CR | Other | 32 | ELLA_1 | 67.22 | 49.08 | 24.9 | 24.79
CR | Other | 32 | ELST_1 | 10.6 | 8.19 | 5.22 | 5.22
CR | Other | 32 | ENDE_1 | 42.08 | 28.09 | 23.11 | 23.67
CR | Other | 32 | EXET1 | 62.02 | 51.8 | 14.47 | 14.44
CR | Other | 32 | FAWL_1 | 234.58 | 197.26 | 53.27 | 53.1
CR | Other | 32 | FECK_6 | 28.91 | 24.83 | 6.09 | 7.18
CR | Other | 32 | FERRA2 | 241.42 | 227.15 | 1.84 | 1.84
CR | Other | 32 | FERRB1 | 133.85 | 99.63 | 65.84 | 68.03
CR | Other | 32 | FIDF_1 | 91.94 | 73.41 | 45.63 | 59.33
CR | Other | 32 | FLEE_1 | 576.37 | 543.92 | 1.66 | 1.66
CR | Other | 32 | FOUR_1 | 3.96 | 2.77 | 2.77 | 2.77
CR | Other | 32 | FROD_1 | 234.67 | 189.77 | 82.42 | 81.92
CR | Other | 32 | GLRO | 5.3 | 3.71 | 3.71 | 3.71
CR | Other | 32 | GREN_1 | 152.87 | 120.18 | 69.83 | 88.92
CR | Other | 32 | GRIW_1 | 87.96 | 74.21 | 31.62 | 31.45
CR | Other | 32 | G_EXTRA_2 | 3.18 | 2.23 | 2.23 | 2.23
CR | Other | 32 | G_EXTRA_4 | 3.7 | 2.2 | 2.2 | 2.2
CR | Other | 32 | G_EXTRA_5 | 5.12 | 3.04 | 3.04 | 3.04
CR | Other | 32 | G_EXTRA_8 | 7.44 | 5.12 | 5.12 | 5.12
CR | Other | 32 | G_EXTRA_9 | 4.02 | 2.98 | 2.05 | 2.05
CR | Other | 32 | HACK_1 | 3.83 | 2.83 | 1.25 | 1.24
CR | Other | 32 | HACK_6 | 5.06 | 4.78 | 0 | 0
CR | Other | 32 | HAMHC1 | 39.21 | 20.39 | 20.39 | 20.39
CR | Other | 32 | HARK_1 | 35.5 | 22.02 | 14.56 | 14.54
CR | Other | 32 | HAWP_6 | 2.95 | 1.75 | 1.75 | 1.75
CR | Other | 32 | HEYS_1 | 8.43 | 5.31 | 4.45 | 4.45
CR | Other | 32 | HURS_1 | 8.66 | 6.03 | 3.64 | 3.64
CR | Other | 32 | HUTT_1 | 179.24 | 148.65 | 71.81 | 99.51
CR | Other | 32 | INDQ1 | 72.57 | 54.31 | 38.73 | 38.71
CR | Other | 32 | IROA1 | 9.62 | 6.73 | 3.85 | 3.83
CR | Other | 32 | IRONB1 | 6.84 | 4.37 | 4.37 | 4.37
CR | Other | 32 | IVER_1 | 240.1 | 199.51 | 108.94 | 119.22
CR | Other | 32 | KAIM | 4.38 | 3.11 | 1.67 | 1.66
CR | Other | 32 | KEAD_1 | 14.43 | 9.23 | 9.23 | 9.23
CR | Other | 32 | KEAR_1 | 54.09 | 36.78 | 33.41 | 33.41
CR | Other | 32 | KEIT_P | 40.19 | 35.14 | 17.7 | 26.4
CR | Other | 32 | KEMS_1 | 558.26 | 443.3 | 295.46 | 321.48
CR | Other | 32 | KIER | 3.88 | 2.3 | 2.3 | 2.3
CR | Other | 32 | KILT | 10.68 | 8.68 | 4.1 | 5.41
CR | Other | 32 | KILW | 19.47 | 16.99 | 7.35 | 7.31
CR | Other | 32 | KINO_1 | 170.89 | 143.26 | 65.48 | 65.24
CR | Other | 32 | KINT_P | 9.69 | 7.17 | 3.17 | 3.15
CR | Other | 32 | KIRKB1 | 31.44 | 27.63 | 19.58 | 20.16
CR | Other | 32 | KNAR | 8.79 | 6.15 | 6.15 | 6.15
CR | Other | 32 | LACK_6 | 199.58 | 152.65 | 109.73 | 120
CR | Other | 32 | LALE1SG003 | 71.21 | 52.7 | 32.37 | 32.89
CR | Other | 32 | LAND1 | 151.48 | 125.81 | 74.13 | 74.57
CR | Other | 32 | LEGA_1 | 14.02 | 9.13 | 7.03 | 7.02
CR | Other | 32 | LEVE | 37.29 | 29.2 | 17.27 | 19.95
CR | Other | 32 | LINM | 2.02 | 1.2 | 1.2 | 1.2
CR | Other | 32 | LISD_1 | 44.37 | 37.04 | 15.04 | 14.95
CR | Other | 32 | LITT_C | 12.45 | 7.47 | 4.57 | 4.57
CR | Other | 32 | LITT_J | 22.88 | 16.93 | 7.48 | 7.43
CR | Other | 32 | LODR_6 | 2.04 | 1.93 | 0 | 0
CR | Other | 32 | LOVE_1 | 382.91 | 348.37 | 27.66 | 27.62
CR | Other | 32 | LUNA_P | 2.87 | 2.28 | 1.4 | 1.78
CR | Other | 32 | MACC_3 | 32.64 | 23.69 | 11.51 | 11.44
CR | Other | 32 | MANN_1 | 33.74 | 23.46 | 18.67 | 20.46
CR | Other | 32 | MAYB | 13.63 | 10.09 | 4.76 | 4.74
CR | Other | 32 | MELK_1 | 202.76 | 186.69 | 7.75 | 7.74
CR | Other | 32 | MILC_P | 12.69 | 9.28 | 6.19 | 6.19
CR | Other | 32 | MILH_1 | 2.16 | 2.04 | 0 | 0
CR | Other | 32 | MITY_1 | 8.33 | 5.08 | 4.14 | 4.14
CR | Other | 32 | MYBS_P | 3.72 | 3.27 | 1.63 | 2.52
CR | Other | 32 | NEAR | 149.49 | 130.84 | 93.82 | 93.82
CR | Other | 32 | NECE_1 | 288.56 | 246.47 | 132.61 | 132.55
CR | Other | 32 | NEWX_6 | 78.02 | 57.95 | 48.18 | 48.18
CR | Other | 32 | NFLE | 3.91 | 2.57 | 1.91 | 1.91
CR | Other | 32 | NINF_1 | 6.1 | 4.06 | 2.83 | 2.82
CR | Other | 32 | NORM_1 | 122.66 | 99.45 | 54.45 | 68.81
CR | Other | 32 | NORT_1 | 3.58 | 2.42 | 1.59 | 1.59
CR | Other | 32 | NURS_1 | 44.69 | 32.31 | 18.5 | 18.47
CR | Other | 32 | OCKH_1 | 3.41 | 2.03 | 2.03 | 2.03
CR | Other | 32 | OFFE_3 | 6.98 | 4.15 | 4.15 | 4.15
CR | Other | 32 | OLDB_1 | 595.12 | 520.19 | 380 | 379.99
CR | Other | 32 | OSBA_1 | 45.17 | 38.71 | 9.99 | 9.97
CR | Other | 32 | PADIB1 | 14.07 | 9.81 | 6.35 | 6.68
CR | Other | 32 | PELH_1 | 9.44 | 6.33 | 6.33 | 6.33
CR | Other | 32 | PEMB_1 | 38.82 | 28.46 | 13.19 | 13.11
CR | Other | 32 | PENN_1 | 9.45 | 6.32 | 6.32 | 6.32
CR | Other | 32 | PENT_1 | 6.24 | 4.04 | 4.04 | 4.04
CR | Other | 32 | PENW_1 | 40.26 | 27.68 | 21.27 | 21.24
CR | Other | 32 | PERS_P | 15.67 | 11.23 | 5.78 | 5.75
CR | Other | 32 | POOB | 11.43 | 6.7 | 6.7 | 6.7
CR | Other | 32 | POPP_3 | 21.71 | 15.74 | 11.34 | 13.73
CR | Other | 32 | PORA_P | 7.99 | 7.55 | 0 | 0
CR | Other | 32 | PYLE_1 | 216.92 | 198.75 | 18.64 | 22.94
CR | Other | 32 | RAIN_1 | 697.26 | 656.32 | 4.85 | 4.85
CR | Other | 32 | RASS_1 | 597.98 | 561.73 | 6.99 | 6.99
CR | Other | 32 | RATS_1 | 67.38 | 50.76 | 26.02 | 25.96
CR | Other | 32 | RAYL_1 | 31.03 | 20.91 | 13.83 | 13.83
CR | Other | 32 | RICH1 | 19.13 | 14.16 | 6.25 | 6.21
CR | Other | 32 | ROCH_1 | 10.35 | 5.95 | 5.95 | 5.95
CR | Other | 32 | RYEH_1 | 34.38 | 22.67 | 17.3 | 17.28
CR | Other | 32 | SALH_1 | 431.51 | 324.15 | 158.61 | 157.99
CR | Other | 32 | SALT_1 | 22.56 | 18.93 | 4.39 | 4.37
CR | Other | 32 | SBAR | 89.69 | 84.8 | 0 | 0
CR | Other | 32 | SEAB1 | 489.85 | 292.06 | 205.99 | 205.98
CR | Other | 32 | SELL_1 | 191.51 | 180.45 | 1.01 | 1.01
CR | Other | 32 | SHEC_3 | 44.03 | 32.12 | 27.93 | 27.93
CR | Other | 32 | SHRW_1 | 19.62 | 14.07 | 11.23 | 11.23
CR | Other | 32 | SJOW_1 | 18.12 | 13.41 | 5.92 | 5.88
CR | Other | 32 | SKLGB1 | 427.45 | 399.73 | 8.05 | 8.04
CR | Other | 32 | SMAN_1 | 272.79 | 240.82 | 37.18 | 39.45
CR | Other | 32 | SPEN_1 | 270.57 | 208.49 | 148.24 | 161.91
CR | Other | 32 | STAH_1 | 34.35 | 26.85 | 13.62 | 16.22
CR | Other | 32 | STAY_1 | 432.22 | 391.34 | 41.51 | 41.49
CR | Other | 32 | STEN_1 | 8.47 | 5.78 | 3.65 | 3.64
CR | Other | 32 | STES_1 | 22.13 | 15.12 | 10.32 | 10.29
CR | Other | 32 | STIR | 39.99 | 35.19 | 17.49 | 25.18
CR | Other | 32 | STLE | 14.56 | 10.26 | 7.94 | 7.94
CR | Other | 32 | STRI_P | 2.48 | 1.47 | 1.47 | 1.47
CR | Other | 32 | SUND_1 | 37.82 | 22.61 | 21.28 | 21.28
CR | Other | 32 | SWAN_1 | 265.58 | 247.98 | 6.22 | 6.82
CR | Other | 32 | TAUN1 | 207.24 | 192.62 | 13.05 | 18.54
CR | Other | 32 | TAYN_P | 3.61 | 3.41 | 0 | 0
CR | Other | 32 | TEMP_3 | 2.27 | 1.55 | 0.97 | 0.97
CR | Other | 32 | THOM_6 | 611.74 | 568.73 | 22.66 | 23.38
CR | Other | 32 | THSO_P | 43.7 | 9.61 | 9.61 | 9.61
CR | Other | 32 | THUR_6 | 75.28 | 71.17 | 0 | 0
CR | Other | 32 | TILBB_1 | 16.23 | 10.43 | 8.3 | 8.3
CR | Other | 32 | TOTT_1 | 77.52 | 56 | 37.3 | 37.3
CR | Other | 32 | TRAW_1 | 1.64 | 0.98 | 0.98 | 0.98
CR | Other | 32 | TYNE_1 | 15.26 | 8.76 | 6.59 | 6.58
CR | Other | 32 | TYNE_2 | 11.24 | 10.62 | 0 | 0
CR | Other | 32 | UPPB_1 | 493.22 | 466.29 | 0 | 0
CR | Other | 32 | UPPB_3 | 290.51 | 273.74 | 2.61 | 2.61
CR | Other | 32 | USKM_1 | 51.44 | 41.42 | 23.64 | 29.01
CR | Other | 32 | WALH_1 | 21.24 | 13.73 | 11.63 | 12.24
CR | Other | 32 | WALP_1 | 109.85 | 97.07 | 38.77 | 38.55
CR | Other | 32 | WALP_B | 24.07 | 18.46 | 7.83 | 7.83
CR | Other | 32 | WASF_1 | 49.62 | 35.14 | 19.12 | 19.03
CR | Other | 32 | WATFS_1 | 5.83 | 4.29 | 3.49 | 3.49
CR | Other | 32 | WBUR_1 | 107.15 | 92.49 | 24.38 | 25.05
CR | Other | 32 | WFIE | 33.32 | 29.32 | 14.58 | 20.98
CR | Other | 32 | WHAM_1 | 61.48 | 47.18 | 19.78 | 21.37
CR | Other | 32 | WHGA_1 | 3.67 | 1.96 | 1.96 | 1.96
CR | Other | 32 | WHHO | 2.13 | 1.57 | 0.69 | 0.69
CR | Other | 32 | WIBA_3 | 61.96 | 53.21 | 27.27 | 38.54
CR | Other | 32 | WIEN_1 | 42.44 | 31.4 | 20.4 | 20.4
CR | Other | 32 | WILL_1 | 74.76 | 54.67 | 24.85 | 24.68
CR | Other | 32 | WIMBN1 | 4.55 | 4.3 | 0 | 0
CR | Other | 32 | WIMBS1 | 12.05 | 9.49 | 5.91 | 5.91
CR | Other | 32 | WISD_6 | 2.59 | 1.91 | 0.85 | 0.84
CR | Other | 32 | WMEL_1 | 473.39 | 444.93 | 7.46 | 7.46
CR | Other | 32 | WTHU31 | 17.68 | 10.5 | 10.5 | 10.5
CR | Other | 32 | WWEY_1 | 10.14 | 6.79 | 4.08 | 4.07
CR | Other | 32 | WYMOM_1 | 12.87 | 8.38 | 8.38 | 8.38
CR | Other | 33 | ABHA1 | 6.03 | 3.58 | 3.58 | 3.58
CR | Other | 33 | ABNE_P | 8.88 | 5.95 | 5.95 | 5.95
CR | Other | 33 | ABTH_1 | 28.59 | 25.73 | 9.35 | 9.28
CR | Other | 33 | ALNE_P | 13.86 | 12.19 | 6.06 | 8.73
CR | Other | 33 | ALVE1 | 23.12 | 16.03 | 16.03 | 16.03
CR | Other | 33 | AMEM_1 | 9.36 | 7.14 | 1.83 | 1.83
CR | Other | 33 | ARMO_P | 5.91 | 5.58 | 0 | 0
CR | Other | 33 | BARKC1 | 205.05 | 141.17 | 99.3 | 104.85
CR | Other | 33 | BARKW3 | 9.47 | 8.96 | 0 | 0
CR | Other | 33 | BEDD_1 | 55.02 | 45.34 | 9.7 | 9.69
CR | Other | 33 | BESW_1 | 12.79 | 8.17 | 6.54 | 6.53
CR | Other | 33 | BICF_1 | 110.5 | 95.12 | 51.18 | 75.02
CR | Other | 33 | BIRK_1 | 23.62 | 16.51 | 9.49 | 9.45
CR | Other | 33 | BISW_1 | 29.24 | 21.37 | 14.62 | 14.62
CR | Other | 33 | BLYTB1 | 7 | 4.63 | 3.3 | 3.29
CR | Other | 33 | BOLN_1 | 251.46 | 207.45 | 65.38 | 66.54
CR | Other | 33 | BONN | 1.32 | 0.98 | 0.43 | 0.43
CR | Other | 33 | BOTW_1 | 23.42 | 21.54 | 1.02 | 1.02
CR | Other | 33 | BRAI_1 | 13.28 | 8.48 | 8.48 | 8.48
CR | Other | 33 | BRAW_1 | 38.99 | 27.78 | 21.2 | 21.19
CR | Other | 33 | BRED_1 | 14.32 | 9.27 | 8.55 | 8.55
CR | Other | 33 | BRFO_1 | 128.08 | 104.17 | 45.45 | 50.39
CR | Other | 33 | BRIM_1 | 13.12 | 9.54 | 5.86 | 5.84
CR | Other | 33 | BRLE_1 | 236.38 | 211.83 | 20.43 | 20.41
CR | Other | 33 | BRWA1 | 203.02 | 189.56 | 7.01 | 8.92
CR | Other | 33 | BURM_1 | 296.53 | 236.12 | 148.58 | 160.03
CR | Other | 33 | BUSH_1 | 42.09 | 28.89 | 28.89 | 28.89
CR | Other | 33 | BUST_1 | 2.32 | 1.38 | 1.38 | 1.38
CR | Other | 33 | CANTN1 | 53.34 | 46.32 | 9.42 | 9.42
CR | Other | 33 | CAPEA1 | 281.05 | 257.53 | 41.94 | 41.68
CR | Other | 33 | CARE_1 | 577.83 | 527.2 | 38.98 | 38.94
CR | Other | 33 | CARR_1 | 95.33 | 72.55 | 44.52 | 56.7
CR | Other | 33 | CELL_1 | 443.23 | 394.92 | 45.9 | 48.6
CR | Other | 33 | CHIC_1 | 35.62 | 32.92 | 2.16 | 2.16
CR | Other | 33 | CHSI_1 | 3.88 | 3.4 | 0.45 | 0.45
CR | Other | 33 | CHTE_1 | 563.04 | 527.14 | 21.91 | 21.91
CR | Other | 33 | CITR_1 | 19.5 | 16.41 | 5.53 | 5.49
CR | Other | 33 | CLAY_P | 1.32 | 0.64 | 0.64 | 0.64
CR | Other | 33 | CLYM | 5.35 | 3.18 | 3.18 | 3.18
CR | Other | 33 | CONQA1 | 316 | 288.2 | 33.6 | 34.17
CR | Other | 33 | COVE_1 | 58.13 | 41.63 | 32.75 | 32.74
CR | Other | 33 | COWL_1 | 53.8 | 37.47 | 26.23 | 26.23
CR | Other | 33 | COYL | 5.07 | 3.01 | 3.01 | 3.01
CR | Other | 33 | CREB_1 | 94.85 | 84.77 | 10.9 | 10.88
CR | Other | 33 | CUMB | 26.52 | 17.69 | 17.25 | 17.25
CR | Other | 33 | CUPA | 3.9 | 2.73 | 2.73 | 2.73
CR | Other | 33 | DALM3 | 26.96 | 19.95 | 13.75 | 13.75
CR | Other | 33 | DEWP | 1.75 | 1.3 | 0.57 | 0.57
CR | Other | 33 | DRAK_1 | 16.44 | 10.89 | 8.25 | 8.23
CR | Other | 33 | DRAX_1 | 326.35 | 305.99 | 13.25 | 18.52
CR | Other | 33 | DUDH_P | 4.71 | 3.49 | 1.54 | 1.53
CR | Other | 33 | DUNB | 13.11 | 9.54 | 7.48 | 7.48
CR | Other | 33 | DUNF | 4.88 | 3.24 | 3.24 | 3.24
CR | Other | 33 | EALI_6 | 16.26 | 8.15 | 7.67 | 7.67
CR | Other | 33 | EASO_1 | 15.04 | 11.68 | 6.75 | 8.61
CR | Other | 33 | ECLA_1 | 41.51 | 27.32 | 20.42 | 20.39
CR | Other | 33 | EKIS | 4.67 | 2.77 | 2.77 | 2.77
CR | Other | 33 | ELLA_1 | 65.17 | 47.57 | 24.22 | 24.11
CR | Other | 33 | ELST_1 | 10.61 | 8.11 | 5.49 | 5.49
CR | Other | 33 | ENDE_1 | 41.82 | 27.94 | 23.11 | 23.67
CR | Other | 33 | EXET1 | 61.84 | 51.67 | 14.52 | 14.5
CR | Other | 33 | FAWL_1 | 235.72 | 198.35 | 54.27 | 54.1
CR | Other | 33 | FECK_6 | 26.55 | 22.69 | 5.93 | 7.02
CR | Other | 33 | FERRA2 | 249.63 | 234.95 | 1.76 | 1.76
CR | Other | 33 | FERRB1 | 134.08 | 99.82 | 66 | 68.19
CR | Other | 33 | FIDF_1 | 93.09 | 74.46 | 46.19 | 60.16
CR | Other | 33 | FLEE_1 | 596.32 | 562.82 | 1.59 | 1.59
CR | Other | 33 | FOUR_1 | 4.17 | 2.92 | 2.92 | 2.92
CR | Other | 33 | FROD_1 | 230.88 | 186.89 | 81.56 | 81.07
CR | Other | 33 | GLRO | 5.58 | 3.9 | 3.9 | 3.9
CR | Other | 33 | GREN_1 | 152.63 | 120.17 | 69.85 | 89.16
CR | Other | 33 | GRIW_1 | 87.54 | 73.91 | 31.48 | 31.31
CR | Other | 33 | G_EXTRA_2 | 3.35 | 2.34 | 2.34 | 2.34
CR | Other | 33 | G_EXTRA_4 | 3.54 | 2.1 | 2.1 | 2.1
CR | Other | 33 | G_EXTRA_5 | 4.89 | 2.91 | 2.91 | 2.91
CR | Other | 33 | G_EXTRA_8 | 7.76 | 5.35 | 5.35 | 5.35
CR | Other | 33 | G_EXTRA_9 | 4.04 | 2.99 | 2.06 | 2.06
CR | Other | 33 | HACK_1 | 3.67 | 2.72 | 1.2 | 1.19
CR | Other | 33 | HACK_6 | 4.44 | 4.2 | 0 | 0
CR | Other | 33 | HAMHC1 | 40.05 | 20.86 | 20.86 | 20.86
CR | Other | 33 | HARK_1 | 35.27 | 21.64 | 14.74 | 14.72
CR | Other | 33 | HAWP_6 | 2.82 | 1.67 | 1.67 | 1.67
CR | Other | 33 | HEYS_1 | 8.06 | 5.08 | 4.26 | 4.25
CR | Other | 33 | HURS_1 | 8.08 | 5.58 | 3.48 | 3.48
CR | Other | 33 | HUTT_1 | 179.32 | 149.1 | 72.11 | 100.46
CR | Other | 33 | INDQ1 | 72.29 | 53.97 | 39.21 | 39.19
CR | Other | 33 | IROA1 | 9.22 | 6.45 | 3.69 | 3.67
CR | Other | 33 | IRONB1 | 6.82 | 4.38 | 4.38 | 4.38
CR | Other | 33 | IVER_1 | 242.39 | 201.39 | 110.24 | 120.76
CR | Other | 33 | KAIM | 4.2 | 2.98 | 1.6 | 1.59
CR | Other | 33 | KEAD_1 | 14.4 | 9.24 | 9.24 | 9.24
CR | Other | 33 | KEAR_1 | 54.88 | 37.38 | 33.99 | 33.99
CR | Other | 33 | KEIT_P | 40.69 | 35.59 | 17.92 | 26.74
CR | Other | 33 | KEMS_1 | 566.41 | 449.46 | 300.5 | 326.82
CR | Other | 33 | KIER | 3.71 | 2.2 | 2.2 | 2.2
CR | Other | 33 | KILT | 10.6 | 8.63 | 4.09 | 5.43
CR | Other | 33 | KILW | 19.61 | 17.09 | 7.45 | 7.41
CR | Other | 33 | KINO_1 | 170.74 | 143.13 | 65.47 | 65.22
CR | Other | 33 | KINT_P | 9.3 | 6.88 | 3.04 | 3.02
CR | Other | 33 | KIRKB1 | 33.38 | 29.33 | 20.81 | 21.39
CR | Other | 33 | KNAR | 9.25 | 6.47 | 6.47 | 6.47
CR | Other | 33 | LACK_6 | 202.03 | 154.39 | 111.58 | 121.84
CR | Other | 33 | LALE1SG003 | 70.28 | 51.97 | 32.13 | 32.64
CR | Other | 33 | LAND1 | 151.84 | 125.83 | 77.02 | 77.46
CR | Other | 33 | LEGA_1 | 13.81 | 8.99 | 6.97 | 6.96
CR | Other | 33 | LEVE | 36.87 | 28.88 | 17.18 | 19.87
CR | Other | 33 | LINM | 1.93 | 1.14 | 1.14 | 1.14
CR | Other | 33 | LISD_1 | 44.06 | 36.79 | 14.95 | 14.86
CR | Other | 33 | LITT_C | 12.31 | 7.23 | 4.68 | 4.68
CR | Other | 33 | LITT_J | 21.95 | 16.24 | 7.17 | 7.12
CR | Other | 33 | LODR_6 | 1.8 | 1.7 | 0 | 0
CR | Other | 33 | LOVE_1 | 387.83 | 353.07 | 27.7 | 27.67
CR | Other | 33 | LUNA_P | 2.84 | 2.25 | 1.37 | 1.76
CR | Other | 33 | MACC_3 | 31.3 | 22.72 | 11.04 | 10.97
CR | Other | 33 | MANN_1 | 33.5 | 23.33 | 18.63 | 20.44
CR | Other | 33 | MAYB | 13.15 | 9.73 | 4.61 | 4.58
CR | Other | 33 | MELK_1 | 207.55 | 191.38 | 7.48 | 7.47
CR | Other | 33 | MILC_P | 12.66 | 9.26 | 6.17 | 6.17
CR | Other | 33 | MILH_1 | 1.89 | 1.79 | 0 | 0
CR | Other | 33 | MITY_1 | 8.02 | 4.85 | 4.02 | 4.02
CR | Other | 33 | MYBS_P | 3.8 | 3.34 | 1.66 | 2.58
CR | Other | 33 | NEAR | 161.01 | 140.99 | 101.06 | 101.06
CR | Other | 33 | NECE_1 | 298.07 | 254.92 | 138.94 | 138.88
CR | Other | 33 | NEWX_6 | 79.49 | 59.01 | 49.24 | 49.23
CR | Other | 33 | NFLE | 3.68 | 2.4 | 1.82 | 1.82
CR | Other | 33 | NINF_1 | 5.84 | 3.89 | 2.71 | 2.7
CR | Other | 33 | NORM_1 | 122.76 | 99.43 | 54.9 | 69.27
CR | Other | 33 | NORT_1 | 3.43 | 2.32 | 1.52 | 1.52
CR | Other | 33 | NURS_1 | 43.76 | 31.55 | 18.28 | 18.25
CR | Other | 33 | OCKH_1 | 3.26 | 1.94 | 1.94 | 1.94
CR | Other | 33 | OFFE_3 | 6.67 | 3.96 | 3.96 | 3.96
CR | Other | 33 | OLDB_1 | 634.48 | 554.82 | 404.94 | 404.94
CR | Other | 33 | OSBA_1 | 45.57 | 38.97 | 10.35 | 10.33
CR | Other | 33 | PADIB1 | 13.55 | 9.46 | 6.11 | 6.44
CR | Other | 33 | PELH_1 | 9.68 | 6.51 | 6.51 | 6.51
CR | Other | 33 | PEMB_1 | 37.23 | 27.29 | 12.65 | 12.57
CR | Other | 33 | PENN_1 | 9.89 | 6.63 | 6.63 | 6.63
CR | Other | 33 | PENT_1 | 6.27 | 4.08 | 4.08 | 4.08
CR | Other | 33 | PENW_1 | 39.9 | 27.42 | 21.28 | 21.24
CR | Other | 33 | PERS_P | 15.02 | 10.77 | 5.54 | 5.51
CR | Other | 33 | POOB | 11.56 | 6.8 | 6.8 | 6.8
CR | Other | 33 | POPP_3 | 21.42 | 15.63 | 11.13 | 13.57
CR | Other | 33 | PORA_P | 7.32 | 6.92 | 0 | 0
CR | Other | 33 | PYLE_1 | 223.59 | 204.94 | 18.92 | 23.23
CR | Other | 33 | RAIN_1 | 720.14 | 678.08 | 4.64 | 4.64
CR | Other | 33 | RASS_1 | 616.26 | 579.09 | 6.9 | 6.9
CR | Other | 33 | RATS_1 | 65.21 | 48.89 | 25.89 | 25.83
CR | Other | 33 | RAYL_1 | 29.17 | 19.48 | 13.26 | 13.26
CR | Other | 33 | RICH1 | 18.35 | 13.58 | 6 | 5.96
CR | Other | 33 | ROCH_1 | 10.01 | 5.75 | 5.75 | 5.75
CR | Other | 33 | RYEH_1 | 34.06 | 22.4 | 17.33 | 17.31
CR | Other | 33 | SALH_1 | 422.34 | 317.31 | 156.26 | 155.67
CR | Other | 33 | SALT_1 | 20.83 | 17.37 | 4.28 | 4.26
CR | Other | 33 | SBAR | 92.83 | 87.76 | 0 | 0
CR | Other | 33 | SEAB1 | 513.3 | 305.92 | 216.75 | 216.73
CR | Other | 33 | SELL_1 | 197.9 | 186.52 | 0.97 | 0.97
CR | Other | 33 | SHEC_3 | 44.84 | 32.74 | 28.45 | 28.45
CR | Other | 33 | SHRW_1 | 19.99 | 14.34 | 11.49 | 11.49
CR | Other | 33 | SJOW_1 | 17.38 | 12.86 | 5.68 | 5.64
CR | Other | 33 | SKLGB1 | 441.44 | 413.08 | 7.88 | 7.87
CR | Other | 33 | SMAN_1 | 278.58 | 246.46 | 37.32 | 39.65
CR | Other | 33 | SPEN_1 | 273.71 | 210.93 | 150.59 | 164.47
CR | Other | 33 | STAH_1 | 33.49 | 26.24 | 13.31 | 15.9
CR | Other | 33 | STAY_1 | 446.21 | 404.23 | 42.53 | 42.51
CR | Other | 33 | STEN_1 | 8.11 | 5.54 | 3.49 | 3.48
CR | Other | 33 | STES_1 | 21.45 | 14.67 | 10.06 | 10.03
CR | Other | 33 | STIR | 39.99 | 35.19 | 17.49 | 25.18
CR | Other | 33 | STLE | 14.49 | 10.22 | 7.9 | 7.9
CR | Other | 33 | STRI_P | 2.37 | 1.41 | 1.41 | 1.41
CR | Other | 33 | SUND_1 | 36.22 | 21.6 | 20.43 | 20.43
CR | Other | 33 | SWAN_1 | 262.45 | 245.15 | 6.01 | 6.61
CR | Other | 33 | TAUN1 | 213.81 | 198.88 | 13.15 | 18.76
CR | Other | 33 | TAYN_P | 3.31 | 3.13 | 0 | 0
CR | Other | 33 | TEMP_3 | 2.17 | 1.49 | 0.93 | 0.93
CR | Other | 33 | THOM_6 | 632.11 | 587.96 | 22.99 | 23.71
CR | Other | 33 | THSO_P | 43.7 | 9.61 | 9.61 | 9.61
CR | Other | 33 | THUR_6 | 77.92 | 73.66 | 0 | 0
CR | Other | 33 | TILBB_1 | 15.34 | 9.8 | 7.94 | 7.94
CR | Other | 33 | TOTT_1 | 77.73 | 56.12 | 37.4 | 37.4
CR | Other | 33 | TRAW_1 | 1.57 | 0.93 | 0.93 | 0.93
CR | Other | 33 | TYNE_1 | 15.29 | 8.72 | 6.64 | 6.62
CR | Other | 33 | TYNE_2 | 9.87 | 9.33 | 0 | 0
CR | Other | 33 | UPPB_1 | 507.84 | 480.12 | 0 | 0
CR | Other | 33 | UPPB_3 | 300.75 | 283.36 | 2.75 | 2.75
CR | Other | 33 | USKM_1 | 50.97 | 41.08 | 23.51 | 28.89
CR | Other | 33 | WALH_1 | 21.16 | 13.68 | 11.61 | 12.22
CR | Other | 33 | WALP_1 | 110.03 | 97.13 | 39.07 | 38.84
CR | Other | 33 | WALP_B | 22.75 | 17.21 | 7.88 | 7.88
CR | Other | 33 | WASF_1 | 47.56 | 33.68 | 18.32 | 18.23
CR | Other | 33 | WATFS_1 | 5.8 | 4.24 | 3.54 | 3.54
CR | Other | 33 | WBUR_1 | 111.07 | 95.85 | 25.43 | 26.12
CR | Other | 33 | WFIE | 33.32 | 29.32 | 14.58 | 20.98
CR | Other | 33 | WHAM_1 | 59.15 | 45.4 | 19.17 | 20.8
CR | Other | 33 | WHGA_1 | 3.65 | 1.94 | 1.94 | 1.94
CR | Other | 33 | WHHO | 2.04 | 1.51 | 0.67 | 0.66
CR | Other | 33 | WIBA_3 | 62.05 | 53.25 | 27.31 | 38.58
CR | Other | 33 | WIEN_1 | 42.48 | 31.44 | 20.42 | 20.42
CR | Other | 33 | WILL_1 | 71.84 | 52.51 | 23.9 | 23.74
CR | Other | 33 | WIMBN1 | 4 | 3.78 | 0 | 0
CR | Other | 33 | WIMBS1 | 11.92 | 9.33 | 6.04 | 6.04
CR | Other | 33 | WISD_6 | 2.48 | 1.84 | 0.81 | 0.8
CR | Other | 33 | WMEL_1 | 490.05 | 460.54 | 7.85 | 7.85
CR | Other | 33 | WTHU31 | 16.9 | 10.04 | 10.04 | 10.04
CR | Other | 33 | WWEY_1 | 9.73 | 6.45 | 3.97 | 3.96
CR | Other | 33 | WYMOM_1 | 12.98 | 8.48 | 8.48 | 8.48
CR | Other | 34 | ABHA1 | 5.76 | 3.42 | 3.42 | 3.42
CR | Other | 34 | ABNE_P | 9.06 | 6.09 | 6.09 | 6.09
CR | Other | 34 | ABTH_1 | 28.59 | 25.73 | 9.35 | 9.28
CR | Other | 34 | ALNE_P | 13.86 | 12.19 | 6.06 | 8.73
CR | Other | 34 | ALVE1 | 24.01 | 16.66 | 16.66 | 16.66
CR | Other | 34 | AMEM_1 | 9.22 | 7.06 | 1.75 | 1.75
CR | Other | 34 | ARMO_P | 5.13 | 4.85 | 0 | 0
CR | Other | 34 | BARKC1 | 205.44 | 141.25 | 99.54 | 105.09
CR | Other | 34 | BARKW3 | 8.76 | 8.28 | 0 | 0
CR | Other | 34 | BEDD_1 | 54.37 | 44.85 | 9.45 | 9.44
CR | Other | 34 | BESW_1 | 12.23 | 7.82 | 6.25 | 6.24
CR | Other | 34 | BICF_1 | 113.07 | 97.33 | 52.4 | 76.77
CR | Other | 34 | BIRK_1 | 22.65 | 15.83 | 9.1 | 9.06
CR | Other | 34 | BISW_1 | 29.22 | 21.36 | 14.6 | 14.6
CR | Other | 34 | BLYTB1 | 6.71 | 4.44 | 3.16 | 3.15
CR | Other | 34 | BOLN_1 | 254.23 | 210.12 | 65.49 | 66.65
CR | Other | 34 | BONN | 1.27 | 0.94 | 0.41 | 0.41
CR | Other | 34 | BOTW_1 | 21.7 | 19.94 | 0.97 | 0.97
CR | Other | 34 | BRAI_1 | 13.18 | 8.45 | 8.45 | 8.45
CR | Other | 34 | BRAW_1 | 38.53 | 27.32 | 21.2 | 21.19
CR | Other | 34 | BRED_1 | 14.55 | 9.42 | 8.74 | 8.73
CR | Other | 34 | BRFO_1 | 125.57 | 101.66 | 45.86 | 50.8
CR | Other | 34 | BRIM_1 | 12.95 | 9.41 | 5.87 | 5.85
CR | Other | 34 | BRLE_1 | 240.35 | 215.57 | 20.49 | 20.47
CR | Other | 34 | BRWA1 | 207.75 | 194.08 | 6.98 | 8.94
CR | Other | 34 | BURM_1 | 296.65 | 236.18 | 149.11 | 160.56
CR | Other | 34 | BUSH_1 | 43.47 | 29.88 | 29.88 | 29.88
CR | Other | 34 | BUST_1 | 2.21 | 1.31 | 1.31 | 1.31
CR | Other | 34 | CANTN1 | 51.2 | 44.29 | 9.54 | 9.54
CR | Other | 34 | CAPEA1 | 283.46 | 259.88 | 41.82 | 41.55
CR | Other | 34 | CARE_1 | 589.28 | 537.99 | 39.17 | 39.13
CR | Other | 34 | CARR_1 | 95.3 | 72.48 | 44.45 | 56.63
CR | Other | 34 | CELL_1 | 447.65 | 399.8 | 44.76 | 47.47
CR | Other | 34 | CHIC_1 | 35.67 | 32.93 | 2.25 | 2.25
CR | Other | 34 | CHSI_1 | 3.61 | 3.16 | 0.43 | 0.43
CR | Other | 34 | CHTE_1 | 579.07 | 542.2 | 23.82 | 23.82
CR | Other | 34 | CITR_1 | 18.99 | 15.99 | 5.43 | 5.39
CR | Other | 34 | CLAY_P | 1.34 | 0.65 | 0.65 | 0.65
CR | Other | 34 | CLYM | 5.11 | 3.03 | 3.03 | 3.03
CR | Other | 34 | CONQA1 | 323.53 | 295.12 | 34.26 | 34.84
CR | Other | 34 | COVE_1 | 58.19 | 41.68 | 33.01 | 33
CR | Other | 34 | COWL_1 | 53.22 | 37.07 | 25.97 | 25.97
CR | Other | 34 | COYL | 4.84 | 2.88 | 2.88 | 2.88
CR | Other | 34 | CREB_1 | 96.7 | 86.51 | 11.03 | 11.01
CR | Other | 34 | CUMB | 26.82 | 17.94 | 17.5 | 17.5
CR | Other | 34 | CUPA | 4.08 | 2.85 | 2.85 | 2.85
CR | Other | 34 | DALM3 | 27.09 | 20.05 | 13.83 | 13.83
CR | Other | 34 | DEWP | 1.68 | 1.25 | 0.55 | 0.55
CR | Other | 34 | DRAK_1 | 16.25 | 10.76 | 8.22 | 8.2
CR | Other | 34 | DRAX_1 | 333.67 | 312.95 | 13.19 | 18.46
CR | Other | 34 | DUDH_P | 4.52 | 3.35 | 1.48 | 1.47
CR | Other | 34 | DUNB | 13.34 | 9.7 | 7.64 | 7.64
CR | Other | 34 | DUNF | 4.95 | 3.29 | 3.29 | 3.29
CR | Other | 34 | EALI_6 | 16.6 | 8.29 | 7.86 | 7.86
CR | Other | 34 | EASO_1 | 14.9 | 11.62 | 6.69 | 8.58
CR | Other | 34 | ECLA_1 | 39.77 | 26.18 | 19.6 | 19.57
CR | Other | 34 | EKIS | 4.46 | 2.65 | 2.65 | 2.65
CR | Other | 34 | ELLA_1 | 63.25 | 46.15 | 23.58 | 23.48
CR | Other | 34 | ELST_1 | 10.75 | 8.15 | 5.74 | 5.74
CR | Other | 34 | ENDE_1 | 41.53 | 27.77 | 23.07 | 23.64
CR | Other | 34 | EXET1 | 61.64 | 51.53 | 14.55 | 14.53
CR | Other | 34 | FAWL_1 | 238.86 | 201.2 | 56.65 | 56.48
CR | Other | 34 | FECK_6 | 25.15 | 21.46 | 5.78 | 6.87
CR | Other | 34 | FERRA2 | 255.66 | 240.7 | 1.68 | 1.68
CR | Other | 34 | FERRB1 | 134.25 | 99.96 | 66.12 | 68.31
CR | Other | 34 | FIDF_1 | 94.18 | 75.47 | 46.72 | 60.95
CR | Other | 34 | FLEE_1 | 611.04 | 576.78 | 1.52 | 1.52
CR | Other | 34 | FOUR_1 | 4.35 | 3.05 | 3.05 | 3.05
CR | Other | 34 | FROD_1 | 227.36 | 184.23 | 80.72 | 80.24
CR | Other | 34 | GLRO | 5.82 | 4.08 | 4.08 | 4.08
CR | Other | 34 | GREN_1 | 152.42 | 120.18 | 69.86 | 89.4
CR | Other | 34 | GRIW_1 | 87.15 | 73.62 | 31.36 | 31.19
CR | Other | 34 | G_EXTRA_2 | 3.49 | 2.45 | 2.45 | 2.45
CR | Other | 34 | G_EXTRA_4 | 3.38 | 2.01 | 2.01 | 2.01
CR | Other | 34 | G_EXTRA_5 | 4.67 | 2.78 | 2.78 | 2.78
CR | Other | 34 | G_EXTRA_8 | 8.03 | 5.54 | 5.54 | 5.54
CR | Other | 34 | G_EXTRA_9 | 4.06 | 3.01 | 2.07 | 2.07
CR | Other | 34 | HACK_1 | 3.53 | 2.61 | 1.15 | 1.14
CR | Other | 34 | HACK_6 | 4.1 | 3.88 | 0 | 0
CR | Other | 34 | HAMHC1 | 40.87 | 21.3 | 21.3 | 21.3
CR | Other | 34 | HARK_1 | 35.24 | 21.45 | 14.93 | 14.91
CR | Other | 34 | HAWP_6 | 2.69 | 1.6 | 1.6 | 1.6
CR | Other | 34 | HEYS_1 | 7.71 | 4.86 | 4.07 | 4.07
CR | Other | 34 | HURS_1 | 7.65 | 5.27 | 3.33 | 3.33
CR | Other | 34 | HUTT_1 | 179.56 | 149.66 | 72.47 | 101.46
CR | Other | 34 | INDQ1 | 72.41 | 53.99 | 39.7 | 39.68
CR | Other | 34 | IROA1 | 8.84 | 6.19 | 3.53 | 3.52
CR | Other | 34 | IRONB1 | 6.79 | 4.37 | 4.37 | 4.37
CR | Other | 34 | IVER_1 | 244.69 | 203.27 | 111.54 | 122.3
CR | Other | 34 | KAIM | 4.03 | 2.86 | 1.53 | 1.53
CR | Other | 34 | KEAD_1 | 14.33 | 9.24 | 9.24 | 9.24
CR | Other | 34 | KEAR_1 | 55.59 | 37.92 | 34.52 | 34.52
CR | Other | 34 | KEIT_P | 41.2 | 36.04 | 18.14 | 27.09
CR | Other | 34 | KEMS_1 | 574.46 | 455.57 | 305.45 | 332.07
CR | Other | 34 | KIER | 3.54 | 2.1 | 2.1 | 2.1
CR | Other | 34 | KILT | 10.53 | 8.6 | 4.08 | 5.45
CR | Other | 34 | KILW | 19.73 | 17.18 | 7.54 | 7.5
CR | Other | 34 | KINO_1 | 170.62 | 143.04 | 65.44 | 65.2
CR | Other | 34 | KINT_P | 8.93 | 6.61 | 2.92 | 2.9
CR | Other | 34 | KIRKB1 | 37.48 | 32.93 | 23.55 | 24.14
CR | Other | 34 | KNAR | 9.66 | 6.76 | 6.76 | 6.76
CR | Other | 34 | LACK_6 | 204.44 | 156.1 | 113.37 | 123.64
CR | Other | 34 | LALE1SG003 | 69.55 | 51.43 | 31.88 | 32.4
CR | Other | 34 | LAND1 | 158.43 | 131.44 | 82.95 | 83.39
CR | Other | 34 | LEGA_1 | 13.61 | 8.85 | 6.91 | 6.9
CR | Other | 34 | LEVE | 36.45 | 28.57 | 17.09 | 19.77
CR | Other | 34 | LINM | 1.84 | 1.09 | 1.09 | 1.09
CR | Other | 34 | LISD_1 | 43.78 | 36.56 | 14.87 | 14.78
CR | Other | 34 | LITT_C | 12.33 | 7.15 | 4.8 | 4.8
CR | Other | 34 | LITT_J | 21.07 | 15.59 | 6.89 | 6.84
CR | Other | 34 | LODR_6 | 1.66 | 1.57 | 0 | 0
CR | Other | 34 | LOVE_1 | 392.3 | 357.36 | 27.72 | 27.69
CR | Other | 34 | LUNA_P | 2.8 | 2.23 | 1.35 | 1.73
CR | Other | 34 | MACC_3 | 30.04 | 21.81 | 10.59 | 10.53
CR | Other | 34 | MANN_1 | 33.3 | 23.23 | 18.57 | 20.4
CR | Other | 34 | MAYB | 12.71 | 9.4 | 4.46 | 4.44
CR | Other | 34 | MELK_1 | 211.16 | 194.94 | 7.23 | 7.21
CR | Other | 34 | MILC_P | 12.64 | 9.25 | 6.16 | 6.16
CR | Other | 34 | MILH_1 | 1.75 | 1.65 | 0 | 0
CR | Other | 34 | MITY_1 | 7.77 | 4.68 | 3.91 | 3.91
CR | Other | 34 | MYBS_P | 3.89 | 3.42 | 1.7 | 2.63
CR | Other | 34 | NEAR | 173.43 | 151.92 | 108.86 | 108.86
CR | Other | 34 | NECE_1 | 319.05 | 273.46 | 153.3 | 153.25
CR | Other | 34 | NEWX_6 | 81 | 60.12 | 50.28 | 50.28
CR | Other | 34 | NFLE | 3.5 | 2.28 | 1.74 | 1.74
CR | Other | 34 | NINF_1 | 5.6 | 3.73 | 2.59 | 2.58
CR | Other | 34 | NORM_1 | 122.94 | 99.51 | 55.28 | 69.68
CR | Other | 34 | NORT_1 | 3.28 | 2.22 | 1.46 | 1.45
CR | Other | 34 | NURS_1 | 43.02 | 30.97 | 18.08 | 18.05
CR | Other | 34 | OCKH_1 | 3.12 | 1.85 | 1.85 | 1.85
CR | Other | 34 | OFFE_3 | 6.37 | 3.79 | 3.79 | 3.79
CR | Other | 34 | OLDB_1 | 717.91 | 628.18 | 460.84 | 460.83
CR | Other | 34 | OSBA_1 | 45.9 | 39.2 | 10.66 | 10.65
CR | Other | 34 | PADIB1 | 13.05 | 9.13 | 5.89 | 6.21
CR | Other | 34 | PELH_1 | 9.89 | 6.67 | 6.67 | 6.67
CR | Other | 34 | PEMB_1 | 35.74 | 26.2 | 12.14 | 12.06
CR | Other | 34 | PENN_1 | 10.28 | 6.9 | 6.9 | 6.9
CR | Other | 34 | PENT_1 | 6.29 | 4.11 | 4.11 | 4.11
CR | Other | 34 | PENW_1 | 39.51 | 27.15 | 21.25 | 21.22
CR | Other | 34 | PERS_P | 14.41 | 10.33 | 5.32 | 5.29
CR | Other | 34 | POOB | 11.67 | 6.87 | 6.87 | 6.87
CR | Other | 34 | POPP_3 | 21.14 | 15.53 | 10.93 | 13.43
CR | Other | 34 | PORA_P | 6.36 | 6.01 | 0 | 0
CR | Other | 34 | PYLE_1 | 228.59 | 209.55 | 19.18 | 23.49
CR | Other | 34 | RAIN_1 | 737.1 | 694.24 | 4.43 | 4.43
CR | Other | 34 | RASS_1 | 630.03 | 592.19 | 6.79 | 6.79
CR | Other | 34 | RATS_1 | 63.67 | 47.62 | 25.74 | 25.68
CR | Other | 34 | RAYL_1 | 27.74 | 18.46 | 12.71 | 12.71
CR | Other | 34 | RICH1 | 17.62 | 13.04 | 5.76 | 5.72
CR | Other | 34 | ROCH_1 | 9.69 | 5.55 | 5.55 | 5.55
CR | Other | 34 | RYEH_1 | 33.81 | 22.19 | 17.34 | 17.32
CR | Other | 34 | SALH_1 | 413.65 | 310.83 | 153.98 | 153.42
CR | Other | 34 | SALT_1 | 19.74 | 16.41 | 4.18 | 4.16
CR | Other | 34 | SBAR | 95.15 | 89.96 | 0 | 0
CR | Other | 34 | SEAB1 | 550.97 | 332.28 | 237.48 | 237.47
CR | Other | 34 | SELL_1 | 202.64 | 191.03 | 0.93 | 0.93
CR | Other | 34 | SHEC_3 | 45.64 | 33.35 | 28.97 | 28.97
CR | Other | 34 | SHRW_1 | 20.32 | 14.57 | 11.72 | 11.72
CR | Other | 34 | SJOW_1 | 16.69 | 12.35 | 5.46 | 5.42
CR | Other | 34 | SKLGB1 | 451.69 | 422.89 | 7.72 | 7.7
CR | Other | 34 | SMAN_1 | 282.66 | 250.49 | 37.43 | 39.82
CR | Other | 34 | SPEN_1 | 276.9 | 213.4 | 152.94 | 167.02
CR | Other | 34 | STAH_1 | 32.69 | 25.67 | 13.01 | 15.6
CR | Other | 34 | STAY_1 | 456.74 | 413.89 | 43.42 | 43.4
CR | Other | 34 | STEN_1 | 7.77 | 5.31 | 3.34 | 3.33
CR | Other | 34 | STES_1 | 20.79 | 14.22 | 9.8 | 9.77
CR | Other | 34 | STIR | 39.99 | 35.19 | 17.49 | 25.18
CR | Other | 34 | STLE | 14.42 | 10.19 | 7.86 | 7.86
CR | Other | 34 | STRI_P | 2.27 | 1.35 | 1.35 | 1.35
CR | Other | 34 | SUND_1 | 34.75 | 20.69 | 19.61 | 19.61
CR | Other | 34 | SWAN_1 | 261.78 | 244.63 | 5.8 | 6.4
CR | Other | 34 | TAUN1 | 218.75 | 203.59 | 13.25 | 18.98
CR | Other | 34 | TAYN_P | 2.87 | 2.72 | 0 | 0
CR | Other | 34 | TEMP_3 | 2.08 | 1.43 | 0.89 | 0.89
CR | Other | 34 | THOM_6 | 647.16 | 602.18 | 23.26 | 23.98
CR | Other | 34 | THSO_P | 43.7 | 9.61 | 9.61 | 9.61
CR | Other | 34 | THUR_6 | 79.86 | 75.5 | 0 | 0
CR | Other | 34 | TILBB_1 | 14.59 | 9.31 | 7.58 | 7.58
CR | Other | 34 | TOTT_1 | 77.92 | 56.23 | 37.49 | 37.49
CR | Other | 34 | TRAW_1 | 1.5 | 0.89 | 0.89 | 0.89
CR | Other | 34 | TYNE_1 | 15.33 | 8.69 | 6.69 | 6.68
CR | Other | 34 | TYNE_2 | 9.12 | 8.62 | 0 | 0
CR | Other | 34 | UPPB_1 | 519.05 | 490.71 | 0 | 0
CR | Other | 34 | UPPB_3 | 308.34 | 290.5 | 2.87 | 2.87
CR | Other | 34 | USKM_1 | 50.51 | 40.74 | 23.38 | 28.76
CR | Other | 34 | WALH_1 | 21.06 | 13.63 | 11.58 | 12.19
CR | Other | 34 | WALP_1 | 110.26 | 97.26 | 39.33 | 39.1
CR | Other | 34 | WALP_B | 22.02 | 16.53 | 7.91 | 7.91
CR | Other | 34 | WASF_1 | 45.62 | 32.31 | 17.56 | 17.47
CR | Other | 34 | WATFS_1 | 5.8 | 4.23 | 3.58 | 3.58
CR | Other | 34 | WBUR_1 | 114.17 | 98.49 | 26.35 | 27.06
CR | Other | 34 | WFIE | 33.32 | 29.32 | 14.58 | 20.98
CR | Other | 34 | WHAM_1 | 57.14 | 43.89 | 18.61 | 20.28
CR | Other | 34 | WHGA_1 | 3.64 | 1.93 | 1.93 | 1.93
CR | Other | 34 | WHHO | 1.96 | 1.45 | 0.64 | 0.64
CR | Other | 34 | WIBA_3 | 62.13 | 53.29 | 27.35 | 38.62
CR | Other | 34 | WIEN_1 | 42.52 | 31.46 | 20.44 | 20.44
CR | Other | 34 | WILL_1 | 69.12 | 50.48 | 23.02 | 22.86
CR | Other | 34 | WIMBN1 | 3.69 | 3.49 | 0 | 0
CR | Other | 34 | WIMBS1 | 11.95 | 9.31 | 6.18 | 6.18
CR | Other | 34 | WISD_6 | 2.38 | 1.76 | 0.78 | 0.77
CR | Other | 34 | WMEL_1 | 502.46 | 472.15 | 8.19 | 8.19
CR | Other | 34 | WTHU31 | 16.14 | 9.59 | 9.59 | 9.59
CR | Other | 34 | WWEY_1 | 9.41 | 6.21 | 3.87 | 3.86
CR | Other | 34 | WYMOM_1 | 13.04 | 8.55 | 8.55 | 8.55
CR | Other | 35 | ABHA1 | 5.5 | 3.27 | 3.27 | 3.27
CR | Other | 35 | ABNE_P | 9.24 | 6.23 | 6.23 | 6.23
CR | Other | 35 | ABTH_1 | 28.59 | 25.73 | 9.35 | 9.28
CR | Other | 35 | ALNE_P | 13.86 | 12.19 | 6.06 | 8.73
CR | Other | 35 | ALVE1 | 24.95 | 17.32 | 17.32 | 17.32
CR | Other | 35 | AMEM_1 | 9.09 | 6.98 | 1.67 | 1.67
CR | Other | 35 | ARMO_P | 4.29 | 4.05 | 0 | 0
CR | Other | 35 | BARKC1 | 205.93 | 141.42 | 99.8 | 105.35
CR | Other | 35 | BARKW3 | 8.4 | 7.94 | 0 | 0
CR | Other | 35 | BEDD_1 | 53.85 | 44.49 | 9.21 | 9.2
CR | Other | 35 | BESW_1 | 11.72 | 7.5 | 5.98 | 5.97
CR | Other | 35 | BICF_1 | 115.65 | 99.53 | 53.63 | 78.53
CR | Other | 35 | BIRK_1 | 21.78 | 15.24 | 8.74 | 8.7
CR | Other | 35 | BISW_1 | 29.2 | 21.35 | 14.59 | 14.59
CR | Other | 35 | BLYTB1 | 6.43 | 4.26 | 3.02 | 3.02
CR | Other | 35 | BOLN_1 | 255.4 | 211.24 | 65.66 | 66.82
CR | Other | 35 | BONN | 1.22 | 0.9 | 0.4 | 0.4
CR | Other | 35 | BOTW_1 | 20.81 | 19.12 | 0.93 | 0.93
CR | Other | 35 | BRAI_1 | 13.11 | 8.44 | 8.44 | 8.44
CR | Other | 35 | BRAW_1 | 38.32 | 27.08 | 21.2 | 21.2
CR | Other | 35 | BRED_1 | 14.81 | 9.6 | 8.93 | 8.93
CR | Other | 35 | BRFO_1 | 124.64 | 100.65 | 46.28 | 51.23
CR | Other | 35 | BRIM_1 | 12.84 | 9.32 | 5.91 | 5.89
CR | Other | 35 | BRLE_1 | 242 | 217.1 | 20.58 | 20.56
CR | Other | 35 | BRWA1 | 209.7 | 195.97 | 6.96 | 8.96
CR | Other | 35 | BURM_1 | 296.95 | 236.38 | 149.71 | 161.16
CR | Other | 35 | BUSH_1 | 44.93 | 30.92 | 30.92 | 30.92
CR | Other | 35 | BUST_1 | 2.11 | 1.26 | 1.26 | 1.26
CR | Other | 35 | CANTN1 | 50.22 | 43.35 | 9.68 | 9.68
CR | Other | 35 | CAPEA1 | 284.3 | 260.73 | 41.7 | 41.43
CR | Other | 35 | CARE_1 | 594.02 | 542.4 | 39.4 | 39.37
CR | Other | 35 | CARR_1 | 95.3 | 72.43 | 44.39 | 56.57
CR | Other | 35 | CELL_1 | 447.96 | 400.7 | 43.78 | 46.49
CR | Other | 35 | CHIC_1 | 35.77 | 32.99 | 2.35 | 2.35
CR | Other | 35 | CHSI_1 | 3.46 | 3.03 | 0.41 | 0.41
CR | Other | 35 | CHTE_1 | 585.27 | 548.11 | 24.33 | 24.33
CR | Other | 35 | CITR_1 | 18.63 | 15.7 | 5.34 | 5.3
CR | Other | 35 | CLAY_P | 1.36 | 0.66 | 0.66 | 0.66
CR | Other | 35 | CLYM | 4.87 | 2.9 | 2.9 | 2.9
CR | Other | 35 | CONQA1 | 327.23 | 298.42 | 34.91 | 35.5
CR | Other | 35 | COVE_1 | 58.41 | 41.87 | 33.29 | 33.28
CR | Other | 35 | COWL_1 | 52.74 | 36.75 | 25.72 | 25.72
CR | Other | 35 | COYL | 4.62 | 2.74 | 2.74 | 2.74
CR | Other | 35 | CREB_1 | 97.53 | 87.28 | 11.21 | 11.19
CR | Other | 35 | CUMB | 27.16 | 18.22 | 17.78 | 17.78
CR | Other | 35 | CUPA | 4.26 | 2.98 | 2.98 | 2.98
CR | Other | 35 | DALM3 | 27.22 | 20.14 | 13.91 | 13.91
CR | Other | 35 | DEWP | 1.63 | 1.2 | 0.53 | 0.53
CR | Other | 35 | DRAK_1 | 16.11 | 10.66 | 8.21 | 8.19
CR | Other | 35 | DRAX_1 | 336.62 | 315.77 | 13.13 | 18.4
CR | Other | 35 | DUDH_P | 4.36 | 3.23 | 1.43 | 1.42
CR | Other | 35 | DUNB | 13.58 | 9.86 | 7.8 | 7.8
CR | Other | 35 | DUNF | 5.02 | 3.35 | 3.35 | 3.35
CR | Other | 35 | EALI_6 | 16.96 | 8.46 | 8.04 | 8.04
CR | Other | 35 | EASO_1 | 14.79 | 11.59 | 6.63 | 8.56
CR | Other | 35 | ECLA_1 | 38.21 | 25.16 | 18.83 | 18.8
CR | Other | 35 | EKIS | 4.26 | 2.53 | 2.53 | 2.53
CR | Other | 35 | ELLA_1 | 61.61 | 44.94 | 23.03 | 22.93
CR | Other | 35 | ELST_1 | 11.01 | 8.31 | 5.99 | 5.99
CR | Other | 35 | ENDE_1 | 41.33 | 27.66 | 23.08 | 23.65
CR | Other | 35 | EXET1 | 61.52 | 51.46 | 14.62 | 14.6
CR | Other | 35 | FAWL_1 | 239.68 | 202 | 57.38 | 57.21
CR | Other | 35 | FECK_6 | 24.33 | 20.77 | 5.63 | 6.72
CR | Other | 35 | FERRA2 | 258.06 | 243.02 | 1.61 | 1.61
CR | Other | 35 | FERRB1 | 134.4 | 100.09 | 66.24 | 68.42
CR | Other | 35 | FIDF_1 | 95.3 | 76.5 | 47.27 | 61.76
CR | Other | 35 | FLEE_1 | 617.01 | 582.47 | 1.45 | 1.45
CR | Other | 35 | FOUR_1 | 4.54 | 3.18 | 3.18 | 3.18
CR | Other | 35 | FROD_1 | 224.56 | 182.1 | 80.12 | 79.65
CR | Other | 35 | GLRO | 6.08 | 4.26 | 4.26 | 4.26
CR | Other | 35 | GREN_1 | 152.4 | 120.33 | 69.94 | 89.71
CR | Other | 35 | GRIW_1 | 86.82 | 73.38 | 31.26 | 31.09
CR | Other | 35 | G_EXTRA_2 | 3.65 | 2.55 | 2.55 | 2.55
CR | Other | 35 | G_EXTRA_4 | 3.23 | 1.92 | 1.92 | 1.92
CR | Other | 35 | G_EXTRA_5 | 4.46 | 2.65 | 2.65 | 2.65
CR | Other | 35 | G_EXTRA_8 | 8.32 | 5.75 | 5.75 | 5.75
CR | Other | 35 | G_EXTRA_9 | 4.08 | 3.02 | 2.09 | 2.09
CR | Other | 35 | HACK_1 | 3.4 | 2.52 | 1.11 | 1.1
CR | Other | 35 | HACK_6 | 3.94 | 3.72 | 0 | 0
CR | Other | 35 | HAMHC1 | 41.71 | 21.76 | 21.76 | 21.76
CR | Other | 35 | HARK_1 | 35.4 | 21.42 | 15.14 | 15.12
CR | Other | 35 | HAWP_6 | 2.57 | 1.53 | 1.53 | 1.53
CR | Other | 35 | HEYS_1 | 7.38 | 4.65 | 3.89 | 3.89
CR | Other | 35 | HURS_1 | 7.31 | 5.04 | 3.18 | 3.18
CR | Other | 35 | HUTT_1 | 180.13 | 150.46 | 72.93 | 102.56
CR | Other | 35 | INDQ1 | 72.8 | 54.27 | 40.2 | 40.18
CR | Other | 35 | IROA1 | 8.5 | 5.96 | 3.39 | 3.38
CR | Other | 35 | IRONB1 | 6.77 | 4.38 | 4.38 | 4.38
CR | Other | 35 | IVER_1 | 247 | 205.16 | 112.85 | 123.85
CR | Other | 35 | KAIM | 3.88 | 2.76 | 1.48 | 1.47
CR | Other | 35 | KEAD_1 | 14.29 | 9.24 | 9.24 | 9.24
CR | Other | 35 | KEAR_1 | 56.37 | 38.5 | 35.09 | 35.08
CR | Other | 35 | KEIT_P | 41.69 | 36.49 | 18.35 | 27.42
CR | Other | 35 | KEMS_1 | 582.51 | 461.67 | 310.39 | 337.31
CR | Other | 35 | KIER | 3.38 | 2.01 | 2.01 | 2.01
CR | Other | 35 | KILT | 10.48 | 8.58 | 4.08 | 5.48
CR | Other | 35 | KILW | 19.86 | 17.27 | 7.63 | 7.59
CR | Other | 35 | KINO_1 | 170.53 | 142.97 | 65.41 | 65.17
CR | Other | 35 | KINT_P | 8.61 | 6.37 | 2.82 | 2.8
CR | Other | 35 | KIRKB1 | 38.91 | 34.19 | 24.45 | 25.04
CR | Other | 35 | KNAR | 10.09 | 7.06 | 7.06 | 7.06
CR | Other | 35 | LACK_6 | 206.99 | 157.91 | 115.21 | 125.48
CR | Other | 35 | LALE1SG003 | 68.96 | 51.02 | 31.65 | 32.16
CR | Other | 35 | LAND1 | 160.82 | 133.44 | 85.19 | 85.63
CR | Other | 35 | LEGA_1 | 13.44 | 8.74 | 6.87 | 6.86
CR | Other | 35 | LEVE | 36.11 | 28.31 | 17.01 | 19.7
CR | Other | 35 | LINM | 1.76 | 1.04 | 1.04 | 1.04
CR | Other | 35 | LISD_1 | 43.56 | 36.37 | 14.81 | 14.72
CR | Other | 35 | LITT_C | 12.46 | 7.16 | 4.91 | 4.91
CR | Other | 35 | LITT_J | 20.33 | 15.04 | 6.65 | 6.6
CR | Other | 35 | LODR_6 | 1.59 | 1.51 | 0 | 0
CR | Other | 35 | LOVE_1 | 393.84 | 358.85 | 27.79 | 27.76
CR | Other | 35 | LUNA_P | 2.76 | 2.21 | 1.33 | 1.71
CR | Other | 35 | MACC_3 | 28.95 | 21.02 | 10.2 | 10.14
CR | Other | 35 | MANN_1 | 33.17 | 23.19 | 18.53 | 20.38
CR | Other | 35 | MAYB | 12.32 | 9.12 | 4.34 | 4.32
CR | Other | 35 | MELK_1 | 212.33 | 196.18 | 6.98 | 6.97
CR | Other | 35 | MILC_P | 12.62 | 9.24 | 6.14 | 6.14
CR | Other | 35 | MILH_1 | 1.68 | 1.59 | 0 | 0
CR | Other | 35 | MITY_1 | 7.57 | 4.54 | 3.8 | 3.8
CR | Other | 35 | MYBS_P | 3.97 | 3.49 | 1.74 | 2.69
CR | Other | 35 | NEAR | 182.52 | 159.92 | 114.57 | 114.57
CR | Other | 35 | NECE_1 | 326.03 | 279.67 | 157.93 | 157.88
CR | Other | 35 | NEWX_6 | 82.57 | 61.27 | 51.33 | 51.32
CR | Other | 35 | NFLE | 3.34 | 2.18 | 1.66 | 1.66
CR | Other | 35 | NINF_1 | 5.37 | 3.58 | 2.48 | 2.47
CR | Other | 35 | NORM_1 | 123.32 | 99.76 | 55.72 | 70.13
CR | Other | 35 | NORT_1 | 3.15 | 2.13 | 1.4 | 1.39
CR | Other | 35 | NURS_1 | 42.45 | 30.53 | 17.9 | 17.87
CR | Other | 35 | OCKH_1 | 2.97 | 1.77 | 1.77 | 1.77
CR | Other | 35 | OFFE_3 | 6.08 | 3.61 | 3.61 | 3.61
CR | Other | 35 | OLDB_1 | 747.02 | 653.8 | 479.14 | 479.14
CR | Other | 35 | OSBA_1 | 46.3 | 39.47 | 11 | 10.99
CR | Other | 35 | PADIB1 | 12.6 | 8.83 | 5.67 | 6
CR | Other | 35 | PELH_1 | 10.11 | 6.84 | 6.84 | 6.84
CR | Other | 35 | PEMB_1 | 34.46 | 25.26 | 11.7 | 11.63
CR | Other | 35 | PENN_1 | 10.69 | 7.18 | 7.18 | 7.18
CR | Other | 35 | PENT_1 | 6.32 | 4.14 | 4.14 | 4.14
CR | Other | 35 | PENW_1 | 39.24 | 26.96 | 21.27 | 21.23
CR | Other | 35 | PERS_P | 13.88 | 9.95 | 5.11 | 5.09
CR | Other | 35 | POOB | 11.79 | 6.96 | 6.96 | 6.96
CR | Other | 35 | POPP_3 | 20.88 | 15.44 | 10.74 | 13.29
CR | Other | 35 | PORA_P | 5.31 | 5.02 | 0 | 0
CR | Other | 35 | PYLE_1 | 230.89 | 211.6 | 19.45 | 23.76
CR | Other | 35 | RAIN_1 | 743.83 | 700.72 | 4.23 | 4.23
CR | Other | 35 | RASS_1 | 635.49 | 597.44 | 6.7 | 6.7
CR | Other | 35 | RATS_1 | 62.68 | 46.84 | 25.66 | 25.61
CR | Other | 35 | RAYL_1 | 26.59 | 17.69 | 12.17 | 12.17
CR | Other | 35 | RICH1 | 17 | 12.58 | 5.56 | 5.52
CR | Other | 35 | ROCH_1 | 9.39 | 5.37 | 5.37 | 5.37
CR | Other | 35 | RYEH_1 | 33.68 | 22.09 | 17.38 | 17.36
CR | Other | 35 | SALH_1 | 406.54 | 305.52 | 152.25 | 151.7
CR | Other | 35 | SALT_1 | 19.08 | 15.84 | 4.09 | 4.07
CR | Other | 35 | SBAR | 96.1 | 90.86 | 0 | 0
CR | Other | 35 | SEAB1 | 561.09 | 341.01 | 243.87 | 243.86
CR | Other | 35 | SELL_1 | 204.53 | 192.84 | 0.88 | 0.88
CR | Other | 35 | SHEC_3 | 46.44 | 33.96 | 29.48 | 29.48
CR | Other | 35 | SHRW_1 | 20.66 | 14.81 | 11.96 | 11.96
CR | Other | 35 | SJOW_1 | 16.1 | 11.92 | 5.26 | 5.23
CR | Other | 35 | SKLGB1 | 455.7 | 426.79 | 7.57 | 7.56
CR | Other | 35 | SMAN_1 | 284.19 | 252.04 | 37.66 | 40.1
CR | Other | 35 | SPEN_1 | 280.3 | 216.03 | 155.36 | 169.63
CR | Other | 35 | STAH_1 | 31.99 | 25.17 | 12.74 | 15.34
CR | Other | 35 | STAY_1 | 461.88 | 418.44 | 44.37 | 44.34
CR | Other | 35 | STEN_1 | 7.47 | 5.11 | 3.21 | 3.2
CR | Other | 35 | STES_1 | 20.22 | 13.84 | 9.57 | 9.55
CR | Other | 35 | STIR | 39.99 | 35.19 | 17.49 | 25.18
CR | Other | 35 | STLE | 14.35 | 10.16 | 7.82 | 7.82
CR | Other | 35 | STRI_P | 2.16 | 1.29 | 1.29 | 1.29
CR | Other | 35 | SUND_1 | 33.37 | 19.85 | 18.81 | 18.81
CR | Other | 35 | SWAN_1 | 260.86 | 243.88 | 5.61 | 6.21
CR | Other | 35 | TAUN1 | 220.96 | 205.72 | 13.35 | 19.21
CR | Other | 35 | TAYN_P | 2.4 | 2.27 | 0 | 0
CR | Other | 35 | TEMP_3 | 2 | 1.37 | 0.85 | 0.85
CR | Other | 35 | THOM_6 | 653.54 | 608.18 | 23.58 | 24.3
CR | Other | 35 | THSO_P | 43.7 | 9.61 | 9.61 | 9.61
CR | Other | 35 | THUR_6 | 80.66 | 76.26 | 0 | 0
CR | Other | 35 | TILBB_1 | 13.93 | 8.89 | 7.24 | 7.24
CR | Other | 35 | TOTT_1 | 78.09 | 56.32 | 37.57 | 37.57
CR | Other | 35 | TRAW_1 | 1.43 | 0.85 | 0.85 | 0.85
CR | Other | 35 | TYNE_1 | 15.41 | 8.69 | 6.75 | 6.74
CR | Other | 35 | TYNE_2 | 8.75 | 8.27 | 0 | 0
CR | Other | 35 | UPPB_1 | 523.54 | 494.96 | 0 | 0
CR | Other | 35 | UPPB_3 | 311.57 | 293.5 | 3 | 3
CR | Other | 35 | USKM_1 | 50.13 | 40.46 | 23.28 | 28.66
CR | Other | 35 | WALH_1 | 20.99 | 13.59 | 11.57 | 12.18
CR | Other | 35 | WALP_1 | 110.58 | 97.47 | 39.6 | 39.37
CR | Other | 35 | WALP_B | 21.69 | 16.23 | 7.96 | 7.96
CR | Other | 35 | WASF_1 | 43.91 | 31.11 | 16.88 | 16.8
CR | Other | 35 | WATFS_1 | 5.83 | 4.24 | 3.62 | 3.62
CR | Other | 35 | WBUR_1 | 116.29 | 100.18 | 27.33 | 28.06
CR | Other | 35 | WFIE | 33.32 | 29.32 | 14.58 | 20.98
CR | Other | 35 | WHAM_1 | 55.53 | 42.7 | 18.13 | 19.85
CR | Other | 35 | WHGA_1 | 3.62 | 1.91 | 1.91 | 1.91
CR | Other | 35 | WHHO | 1.89 | 1.4 | 0.62 | 0.61
CR | Other | 35 | WIBA_3 | 62.21 | 53.33 | 27.39 | 38.66
CR | Other | 35 | WIEN_1 | 42.54 | 31.48 | 20.45 | 20.45
CR | Other | 35 | WILL_1 | 66.81 | 48.76 | 22.26 | 22.12
CR | Other | 35 | WIMBN1 | 3.54 | 3.35 | 0 | 0
CR | Other | 35 | WIMBS1 | 12.07 | 9.38 | 6.31 | 6.31
CR | Other | 35 | WISD_6 | 2.3 | 1.7 | 0.75 | 0.75
CR | Other | 35 | WMEL_1 | 507.86 | 477.13 | 8.56 | 8.56
CR | Other | 35 | WTHU31 | 15.41 | 9.15 | 9.15 | 9.15
CR | Other | 35 | WWEY_1 | 9.17 | 6.03 | 3.77 | 3.77
CR | Other | 35 | WYMOM_1 | 13.13 | 8.64 | 8.64 | 8.64
CR | Other | 36 | ABHA1 | 5.11 | 3.04 | 3.04 | 3.04
CR | Other | 36 | ABNE_P | 9.33 | 6.31 | 6.31 | 6.31
CR | Other | 36 | ABTH_1 | 28.59 | 25.73 | 9.35 | 9.28
CR | Other | 36 | ALNE_P | 13.86 | 12.19 | 6.06 | 8.73
CR | Other | 36 | ALVE1 | 25.69 | 17.85 | 17.85 | 17.85
CR | Other | 36 | AMEM_1 | 8.89 | 6.86 | 1.55 | 1.55
CR | Other | 36 | ARMO_P | 3.52 | 3.33 | 0 | 0
CR | Other | 36 | BARKC1 | 206.02 | 141.36 | 99.8 | 105.36
CR | Other | 36 | BARKW3 | 8.2 | 7.75 | 0 | 0
CR | Other | 36 | BEDD_1 | 53.17 | 44.04 | 8.84 | 8.84
CR | Other | 36 | BESW_1 | 11.06 | 7.09 | 5.61 | 5.6
CR | Other | 36 | BICF_1 | 117.88 | 101.45 | 54.69 | 80.05
CR | Other | 36 | BIRK_1 | 20.98 | 14.7 | 8.36 | 8.32
CR | Other | 36 | BISW_1 | 29.14 | 21.32 | 14.56 | 14.56
CR | Other | 36 | BLYTB1 | 6.12 | 4.06 | 2.86 | 2.85
CR | Other | 36 | BOLN_1 | 255.65 | 211.61 | 65.59 | 66.75
CR | Other | 36 | BONN | 1.19 | 0.88 | 0.39 | 0.39
CR | Other | 36 | BOTW_1 | 20.25 | 18.63 | 0.86 | 0.86
CR | Other | 36 | BRAI_1 | 12.83 | 8.29 | 8.29 | 8.29
CR | Other | 36 | BRAW_1 | 38.17 | 26.92 | 21.19 | 21.18
CR | Other | 36 | BRED_1 | 14.98 | 9.72 | 9.07 | 9.07
CR | Other | 36 | BRFO_1 | 124.13 | 100.11 | 46.52 | 51.47
CR | Other | 36 | BRIM_1 | 12.81 | 9.29 | 5.96 | 5.94
CR | Other | 36 | BRLE_1 | 242.81 | 217.85 | 20.63 | 20.61
CR | Other | 36 | BRWA1 | 210.57 | 196.88 | 6.87 | 8.91
CR | Other | 36 | BURM_1 | 297.43 | 236.72 | 150.32 | 161.77
CR | Other | 36 | BUSH_1 | 46 | 31.71 | 31.71 | 31.71
CR | Other | 36 | BUST_1 | 1.96 | 1.17 | 1.17 | 1.17
CR | Other | 36 | CANTN1 | 49.58 | 42.79 | 9.7 | 9.7
CR | Other | 36 | CAPEA1 | 284.5 | 261.02 | 41.5 | 41.24
CR | Other | 36 | CARE_1 | 596.44 | 544.64 | 39.58 | 39.55
CR | Other | 36 | CARR_1 | 95 | 72.2 | 44.17 | 56.35
CR | Other | 36 | CELL_1 | 447.47 | 400.71 | 43 | 45.71
CR | Other | 36 | CHIC_1 | 35.86 | 33.05 | 2.44 | 2.44
CR | Other | 36 | CHSI_1 | 3.35 | 2.94 | 0.38 | 0.38
CR | Other | 36 | CHTE_1 | 588.68 | 551.43 | 24.77 | 24.77
CR | Other | 36 | CITR_1 | 18.4 | 15.52 | 5.28 | 5.24
CR | Other | 36 | CLAY_P | 1.37 | 0.67 | 0.67 | 0.67
CR | Other | 36 | CLYM | 4.53 | 2.69 | 2.69 | 2.69
CR | Other | 36 | CONQA1 | 329.19 | 300.17 | 35.3 | 35.9
CR | Other | 36 | COVE_1 | 58.25 | 41.81 | 33.28 | 33.27
CR | Other | 36 | COWL_1 | 52.01 | 36.29 | 25.3 | 25.3
CR | Other | 36 | COYL | 4.29 | 2.55 | 2.55 | 2.55
CR | Other | 36 | CREB_1 | 97.97 | 87.69 | 11.34 | 11.32
CR | Other | 36 | CUMB | 27.2 | 18.31 | 17.86 | 17.86
CR | Other | 36 | CUPA | 4.41 | 3.09 | 3.09 | 3.09
CR | Other | 36 | DALM3 | 27.29 | 20.2 | 13.96 | 13.96
CR | Other | 36 | DEWP | 1.59 | 1.17 | 0.52 | 0.51
CR | Other | 36 | DRAK_1 | 15.94 | 10.55 | 8.16 | 8.15
CR | Other | 36 | DRAX_1 | 338.02 | 317.14 | 13.05 | 18.32
CR | Other | 36 | DUDH_P | 4.26 | 3.15 | 1.39 | 1.38
CR | Other | 36 | DUNB | 13.76 | 10 | 7.93 | 7.93
CR | Other | 36 | DUNF | 5.04 | 3.37 | 3.37 | 3.37
CR | Other | 36 | EALI_6 | 17.29 | 8.62 | 8.21 | 8.21
CR | Other | 36 | EASO_1 | 14.63 | 11.52 | 6.52 | 8.5
CR | Other | 36 | ECLA_1 | 36.29 | 23.97 | 17.79 | 17.76
CR | Other | 36 | EKIS | 3.95 | 2.35 | 2.35 | 2.35
CR | Other | 36 | ELLA_1 | 60.49 | 44.12 | 22.64 | 22.54
CR | Other | 36 | ELST_1 | 11.26 | 8.47 | 6.2 | 6.2
CR | Other | 36 | ENDE_1 | 40.89 | 27.41 | 22.92 | 23.48
CR | Other | 36 | EXET1 | 61.39 | 51.38 | 14.64 | 14.62
CR | Other | 36 | FAWL_1 | 240.67 | 202.95 | 58.16 | 57.99
CR | Other | 36 | FECK_6 | 23.64 | 20.25 | 5.4 | 6.5
CR | Other | 36 | FERRA2 | 259.14 | 244.11 | 1.49 | 1.49
CR | Other | 36 | FERRB1 | 134.37 | 100.11 | 66.24 | 68.43
CR | Other | 36 | FIDF_1 | 95.93 | 77.19 | 47.53 | 62.26
CR | Other | 36 | FLEE_1 | 619.91 | 585.27 | 1.35 | 1.35
CR | Other | 36 | FOUR_1 | 4.71 | 3.29 | 3.29 | 3.29
CR | Other | 36 | FROD_1 | 222.89 | 180.82 | 79.83 | 79.36
CR | Other | 36 | GLRO | 6.3 | 4.41 | 4.41 | 4.41
CR | Other | 36 | GREN_1 | 152.12 | 120.32 | 69.81 | 89.77
CR | Other | 36 | GRIW_1 | 86.53 | 73.18 | 31.15 | 30.98
CR | Other | 36 | G_EXTRA_2 | 3.78 | 2.65 | 2.65 | 2.65
CR | Other | 36 | G_EXTRA_4 | 3 | 1.78 | 1.78 | 1.78
CR | Other | 36 | G_EXTRA_5 | 4.14 | 2.46 | 2.46 | 2.46
CR | Other | 36 | G_EXTRA_8 | 8.54 | 5.91 | 5.91 | 5.91
CR | Other | 36 | G_EXTRA_9 | 4.09 | 3.03 | 2.09 | 2.09
CR | Other | 36 | HACK_1 | 3.32 | 2.46 | 1.09 | 1.08
CR | Other | 36 | HACK_6 | 3.84 | 3.63 | 0 | 0
CR | Other | 36 | HAMHC1 | 42.43 | 22.14 | 22.14 | 22.14
CR | Other | 36 | HARK_1 | 35.66 | 21.48 | 15.36 | 15.33
CR | Other | 36 | HAWP_6 | 2.39 | 1.42 | 1.42 | 1.42
CR | Other | 36 | HEYS_1 | 6.94 | 4.39 | 3.65 | 3.64
CR | Other | 36 | HURS_1 | 6.89 | 4.77 | 2.95 | 2.95
CR | Other | 36 | HUTT_1 | 181.04 | 151.47 | 73.46 | 103.65
CR | Other | 36 | INDQ1 | 72.89 | 54.36 | 40.41 | 40.39
CR | Other | 36 | IROA1 | 8.19 | 5.75 | 3.25 | 3.24
CR | Other | 36 | IRONB1 | 6.65 | 4.32 | 4.32 | 4.32
CR | Other | 36 | IVER_1 | 248.43 | 206.41 | 113.62 | 124.83
CR | Other | 36 | KAIM | 3.75 | 2.67 | 1.42 | 1.41
CR | Other | 36 | KEAD_1 | 14.04 | 9.12 | 9.12 | 9.12
CR | Other | 36 | KEAR_1 | 56.66 | 38.76 | 35.33 | 35.33
CR | Other | 36 | KEIT_P | 42.12 | 36.88 | 18.52 | 27.72
CR | Other | 36 | KEMS_1 | 588.06 | 465.92 | 313.75 | 340.94
CR | Other | 36 | KIER | 3.14 | 1.86 | 1.86 | 1.86
CR | Other | 36 | KILT | 10.48 | 8.6 | 4.09 | 5.52
CR | Other | 36 | KILW | 19.97 | 17.34 | 7.7 | 7.66
CR | Other | 36 | KINO_1 | 170.42 | 142.9 | 65.37 | 65.12
CR | Other | 36 | KINT_P | 8.41 | 6.22 | 2.75 | 2.73
CR | Other | 36 | KIRKB1 | 40.42 | 35.52 | 25.4 | 25.99
CR | Other | 36 | KNAR | 10.45 | 7.31 | 7.31 | 7.31
CR | Other | 36 | LACK_6 | 208.81 | 159.18 | 116.52 | 126.79
CR | Other | 36 | LALE1SG003 | 68.32 | 50.6 | 31.34 | 31.86
CR | Other | 36 | LAND1 | 163.28 | 135.65 | 87.16 | 87.6
CR | Other | 36 | LEGA_1 | 13.23 | 8.6 | 6.78 | 6.77
CR | Other | 36 | LEVE | 35.93 | 28.17 | 16.99 | 19.68
CR | Other | 36 | LINM | 1.63 | 0.97 | 0.97 | 0.97
CR | Other | 36 | LISD_1 | 43.43 | 36.26 | 14.78 | 14.69
CR | Other | 36 | LITT_C | 12.62 | 7.21 | 5.01 | 5.01
CR | Other | 36 | LITT_J | 19.84 | 14.68 | 6.49 | 6.44
CR | Other | 36 | LODR_6 | 1.56 | 1.47 | 0 | 0
CR | Other | 36 | LOVE_1 | 394.42 | 359.48 | 27.77 | 27.74
CR | Other | 36 | LUNA_P | 2.71 | 2.18 | 1.3 | 1.68
CR | Other | 36 | MACC_3 | 28.13 | 20.44 | 9.88 | 9.82
CR | Other | 36 | MANN_1 | 32.71 | 22.96 | 18.28 | 20.15
CR | Other | 36 | MAYB | 12.08 | 8.94 | 4.26 | 4.24
CR | Other | 36 | MELK_1 | 212.56 | 196.59 | 6.66 | 6.65
CR | Other | 36 | MILC_P | 12.57 | 9.21 | 6.11 | 6.11
CR | Other | 36 | MILH_1 | 1.64 | 1.55 | 0 | 0
CR | Other | 36 | MITY_1 | 7.27 | 4.35 | 3.63 | 3.63
CR | Other | 36 | MYBS_P | 4.05 | 3.56 | 1.77 | 2.74
CR | Other | 36 | NEAR | 192.04 | 168.32 | 120.55 | 120.55
CR | Other | 36 | NECE_1 | 333.67 | 286.43 | 162.89 | 162.85
CR | Other | 36 | NEWX_6 | 83.57 | 62.01 | 52 | 52
CR | Other | 36 | NFLE | 3.13 | 2.05 | 1.54 | 1.54
CR | Other | 36 | NINF_1 | 5.11 | 3.42 | 2.35 | 2.34
CR | Other | 36 | NORM_1 | 123.56 | 99.94 | 56 | 70.44
CR | Other | 36 | NORT_1 | 3.01 | 2.04 | 1.33 | 1.32
CR | Other | 36 | NURS_1 | 41.99 | 30.19 | 17.73 | 17.7
CR | Other | 36 | OCKH_1 | 2.76 | 1.64 | 1.64 | 1.64
CR | Other | 36 | OFFE_3 | 5.65 | 3.36 | 3.36 | 3.36
CR | Other | 36 | OLDB_1 | 777.58 | 680.73 | 498.36 | 498.35
CR | Other | 36 | OSBA_1 | 46.66 | 39.72 | 11.3 | 11.29
CR | Other | 36 | PADIB1 | 12.1 | 8.52 | 5.41 | 5.74
CR | Other | 36 | PELH_1 | 10.23 | 6.94 | 6.94 | 6.94
CR | Other | 36 | PEMB_1 | 33.56 | 24.61 | 11.38 | 11.3
CR | Other | 36 | PENN_1 | 11.04 | 7.42 | 7.42 | 7.42
CR | Other | 36 | PENT_1 | 6.26 | 4.12 | 4.12 | 4.12
CR | Other | 36 | PENW_1 | 38.95 | 26.78 | 21.22 | 21.19
CR | Other | 36 | PERS_P | 13.44 | 9.65 | 4.93 | 4.91
CR | Other | 36 | POOB | 11.83 | 7 | 7 | 7
CR | Other | 36 | POPP_3 | 20.35 | 15.19 | 10.4 | 12.99
CR | Other | 36 | PORA_P | 4.37 | 4.13 | 0 | 0
CR | Other | 36 | PYLE_1 | 232.18 | 212.72 | 19.68 | 23.99
CR | Other | 36 | RAIN_1 | 746.88 | 703.78 | 3.93 | 3.93
CR | Other | 36 | RASS_1 | 637.95 | 599.91 | 6.5 | 6.5
CR | Other | 36 | RATS_1 | 61.94 | 46.29 | 25.54 | 25.48
CR | Other | 36 | RAYL_1 | 25.11 | 16.76 | 11.37 | 11.37
CR | Other | 36 | RICH1 | 16.59 | 12.28 | 5.42 | 5.39
CR | Other | 36 | ROCH_1 | 8.9 | 5.07 | 5.07 | 5.07
CR | Other | 36 | RYEH_1 | 33.39 | 21.9 | 17.28 | 17.26
CR | Other | 36 | SALH_1 | 402.11 | 302.2 | 151.28 | 150.75
CR | Other | 36 | SALT_1 | 18.7 | 15.52 | 4.04 | 4.02
CR | Other | 36 | SBAR | 96.58 | 91.31 | 0 | 0
CR | Other | 36 | SEAB1 | 571.58 | 350.1 | 250.48 | 250.47
CR | Other | 36 | SELL_1 | 205.42 | 193.72 | 0.82 | 0.82
CR | Other | 36 | SHEC_3 | 46.84 | 34.29 | 29.75 | 29.75
CR | Other | 36 | SHRW_1 | 20.92 | 15 | 12.15 | 12.15
CR | Other | 36 | SJOW_1 | 15.72 | 11.63 | 5.14 | 5.1
CR | Other | 36 | SKLGB1 | 457.44 | 428.6 | 7.34 | 7.33
CR | Other | 36 | SMAN_1 | 285.05 | 252.9 | 37.92 | 40.41
CR | Other | 36 | SPEN_1 | 282.66 | 217.88 | 157 | 171.44
CR | Other | 36 | STAH_1 | 31.42 | 24.78 | 12.5 | 15.1
CR | Other | 36 | STAY_1 | 464.75 | 420.94 | 45.06 | 45.03
CR | Other | 36 | STEN_1 | 7.15 | 4.9 | 3.05 | 3.04
CR | Other | 36 | STES_1 | 19.6 | 13.45 | 9.28 | 9.26
CR | Other | 36 | STIR | 39.99 | 35.19 | 17.49 | 25.18
CR | Other | 36 | STLE | 14.19 | 10.07 | 7.73 | 7.73
CR | Other | 36 | STRI_P | 2.01 | 1.19 | 1.19 | 1.19
CR | Other | 36 | SUND_1 | 31.33 | 18.62 | 17.61 | 17.61
CR | Other | 36 | SWAN_1 | 260.01 | 243.23 | 5.34 | 5.94
CR | Other | 36 | TAUN1 | 222.06 | 206.84 | 13.36 | 19.33
CR | Other | 36 | TAYN_P | 1.97 | 1.86 | 0 | 0
CR | Other | 36 | TEMP_3 | 1.92 | 1.32 | 0.81 | 0.81
CR | Other | 36 | THOM_6 | 656.6 | 611.14 | 23.68 | 24.4
CR | Other | 36 | THSO_P | 43.7 | 9.61 | 9.61 | 9.61
CR | Other | 36 | THUR_6 | 81.07 | 76.64 | 0 | 0
CR | Other | 36 | TILBB_1 | 13.03 | 8.34 | 6.72 | 6.72
CR | Other | 36 | TOTT_1 | 78.23 | 56.4 | 37.64 | 37.64
CR | Other | 36 | TRAW_1 | 1.33 | 0.79 | 0.79 | 0.79
CR | Other | 36 | TYNE_1 | 15.52 | 8.71 | 6.83 | 6.82
CR | Other | 36 | TYNE_2 | 8.54 | 8.08 | 0 | 0
CR | Other | 36 | UPPB_1 | 525.79 | 497.08 | 0 | 0
CR | Other | 36 | UPPB_3 | 313.25 | 295.06 | 3.1 | 3.1
CR | Other | 36 | USKM_1 | 49.86 | 40.27 | 23.2 | 28.58
CR | Other | 36 | WALH_1 | 20.75 | 13.45 | 11.44 | 12.06
CR | Other | 36 | WALP_1 | 110.87 | 97.67 | 39.83 | 39.6
CR | Other | 36 | WALP_B | 21.38 | 15.99 | 7.91 | 7.91
CR | Other | 36 | WASF_1 | 42.41 | 30.1 | 16.21 | 16.13
CR | Other | 36 | WATFS_1 | 5.87 | 4.27 | 3.66 | 3.66
CR | Other | 36 | WBUR_1 | 117.77 | 101.33 | 28.12 | 28.86
CR | Other | 36 | WFIE | 33.32 | 29.32 | 14.58 | 20.98
CR | Other | 36 | WHAM_1 | 54.53 | 41.96 | 17.84 | 19.6
CR | Other | 36 | WHGA_1 | 3.57 | 1.88 | 1.88 | 1.88
CR | Other | 36 | WHHO | 1.84 | 1.36 | 0.6 | 0.6
CR | Other | 36 | WIBA_3 | 62.29 | 53.37 | 27.43 | 38.7
CR | Other | 36 | WIEN_1 | 42.55 | 31.49 | 20.45 | 20.45
CR | Other | 36 | WILL_1 | 65.31 | 47.65 | 21.78 | 21.64
CR | Other | 36 | WIMBN1 | 3.46 | 3.27 | 0 | 0
CR | Other | 36 | WIMBS1 | 12.16 | 9.43 | 6.4 | 6.4
CR | Other | 36 | WISD_6 | 2.24 | 1.66 | 0.73 | 0.73
CR | Other | 36 | WMEL_1 | 510.76 | 479.77 | 8.86 | 8.86
CR | Other | 36 | WTHU31 | 14.32 | 8.5 | 8.5 | 8.5
CR | Other | 36 | WWEY_1 | 8.91 | 5.85 | 3.65 | 3.64
CR | Other | 36 | WYMOM_1 | 13.05 | 8.62 | 8.62 | 8.62
CR | Other | 37 | ABHA1 | 4.75 | 2.82 | 2.82 | 2.82
CR | Other | 37 | ABNE_P | 9.38 | 6.36 | 6.36 | 6.36
CR | Other | 37 | ABTH_1 | 28.59 | 25.73 | 9.35 | 9.28
CR | Other | 37 | ALNE_P | 13.86 | 12.19 | 6.06 | 8.73
CR | Other | 37 | ALVE1 | 26.26 | 18.26 | 18.26 | 18.26
CR | Other | 37 | AMEM_1 | 8.7 | 6.75 | 1.44 | 1.44
CR | Other | 37 | ARMO_P | 2.99 | 2.82 | 0 | 0
CR | Other | 37 | BARKC1 | 206.21 | 141.37 | 99.83 | 105.39
CR | Other | 37 | BARKW3 | 8.1 | 7.66 | 0 | 0
CR | Other | 37 | BEDD_1 | 52.61 | 43.69 | 8.51 | 8.51
CR | Other | 37 | BESW_1 | 10.51 | 6.77 | 5.29 | 5.28
CR | Other | 37 | BICF_1 | 120.02 | 103.3 | 55.68 | 81.51
CR | Other | 37 | BIRK_1 | 20.52 | 14.42 | 8.1 | 8.07
CR | Other | 37 | BISW_1 | 29.07 | 21.28 | 14.52 | 14.52
CR | Other | 37 | BLYTB1 | 5.88 | 3.92 | 2.72 | 2.71
CR | Other | 37 | BOLN_1 | 255.42 | 211.51 | 65.51 | 66.67
CR | Other | 37 | BONN | 1.19 | 0.88 | 0.39 | 0.39
CR | Other | 37 | BOTW_1 | 19.91 | 18.35 | 0.8 | 0.8
CR | Other | 37 | BRAI_1 | 12.54 | 8.14 | 8.14 | 8.14
CR | Other | 37 | BRAW_1 | 38.14 | 26.86 | 21.19 | 21.18
CR | Other | 37 | BRED_1 | 15.12 | 9.82 | 9.18 | 9.17
CR | Other | 37 | BRFO_1 | 123.96 | 99.9 | 46.71 | 51.66
CR | Other | 37 | BRIM_1 | 12.91 | 9.36 | 6.04 | 6.02
CR | Other | 37 | BRLE_1 | 242.94 | 217.92 | 20.72 | 20.7
CR | Other | 37 | BRWA1 | 210.47 | 196.87 | 6.79 | 8.86
CR | Other | 37 | BURM_1 | 298.12 | 237.24 | 150.87 | 162.33
CR | Other | 37 | BUSH_1 | 46.79 | 32.3 | 32.3 | 32.3
CR | Other | 37 | BUST_1 | 1.82 | 1.08 | 1.08 | 1.08
CR | Other | 37 | CANTN1 | 49.18 | 42.47 | 9.68 | 9.68
CR | Other | 37 | CAPEA1 | 284.14 | 260.78 | 41.32 | 41.06
CR | Other | 37 | CARE_1 | 596.62 | 544.72 | 39.78 | 39.75
CR | Other | 37 | CARR_1 | 94.76 | 72.01 | 43.98 | 56.16
CR | Other | 37 | CELL_1 | 446.81 | 400.27 | 42.7 | 45.41
CR | Other | 37 | CHIC_1 | 35.94 | 33.1 | 2.5 | 2.5
CR | Other | 37 | CHSI_1 | 3.27 | 2.88 | 0.36 | 0.36
CR | Other | 37 | CHTE_1 | 588.87 | 551.73 | 24.91 | 24.91
CR | Other | 37 | CITR_1 | 18.35 | 15.48 | 5.27 | 5.24
CR | Other | 37 | CLAY_P | 1.39 | 0.68 | 0.68 | 0.68
CR | Other | 37 | CLYM | 4.21 | 2.5 | 2.5 | 2.5
CR | Other | 37 | CONQA1 | 329.8 | 300.65 | 35.68 | 36.3
CR | Other | 37 | COVE_1 | 58.23 | 41.86 | 33.31 | 33.3
CR | Other | 37 | COWL_1 | 51.35 | 35.88 | 24.91 | 24.91
CR | Other | 37 | COYL | 3.99 | 2.37 | 2.37 | 2.37
CR | Other | 37 | CREB_1 | 98.13 | 87.81 | 11.47 | 11.45
CR | Other | 37 | CUMB | 27.13 | 18.32 | 17.87 | 17.87
CR | Other | 37 | CUPA | 4.53 | 3.17 | 3.17 | 3.17
CR | Other | 37 | DALM3 | 27.36 | 20.25 | 14 | 14
CR | Other | 37 | DEWP | 1.58 | 1.17 | 0.52 | 0.51
CR | Other | 37 | DRAK_1 | 15.87 | 10.52 | 8.13 | 8.12
CR | Other | 37 | DRAX_1 | 337.89 | 317.07 | 12.98 | 18.25
CR | Other | 37 | DUDH_P | 4.25 | 3.14 | 1.39 | 1.38
CR | Other | 37 | DUNB | 13.91 | 10.1 | 8.03 | 8.03
CR | Other | 37 | DUNF | 5.03 | 3.38 | 3.38 | 3.38
CR | Other | 37 | EALI_6 | 17.64 | 8.79 | 8.38 | 8.38
CR | Other | 37 | EASO_1 | 14.54 | 11.51 | 6.45 | 8.46
CR | Other | 37 | ECLA_1 | 34.74 | 23.04 | 16.89 | 16.86
CR | Other | 37 | EKIS | 3.67 | 2.18 | 2.18 | 2.18
CR | Other | 37 | ELLA_1 | 60.26 | 43.96 | 22.55 | 22.45
CR | Other | 37 | ELST_1 | 11.46 | 8.6 | 6.37 | 6.37
CR | Other | 37 | ENDE_1 | 40.56 | 27.24 | 22.76 | 23.33
CR | Other | 37 | EXET1 | 61.4 | 51.4 | 14.68 | 14.66
CR | Other | 37 | FAWL_1 | 241.38 | 203.6 | 58.64 | 58.48
CR | Other | 37 | FECK_6 | 23.13 | 19.89 | 5.19 | 6.29
CR | Other | 37 | FERRA2 | 258.96 | 244 | 1.39 | 1.39
CR | Other | 37 | FERRB1 | 134.27 | 100.07 | 66.21 | 68.39
CR | Other | 37 | FIDF_1 | 96.49 | 77.83 | 47.75 | 62.7
CR | Other | 37 | FLEE_1 | 619.75 | 585.17 | 1.25 | 1.25
CR | Other | 37 | FOUR_1 | 4.83 | 3.38 | 3.38 | 3.38
CR | Other | 37 | FROD_1 | 223.08 | 180.93 | 80.09 | 79.63
CR | Other | 37 | GLRO | 6.47 | 4.53 | 4.53 | 4.53
CR | Other | 37 | GREN_1 | 152.29 | 120.64 | 69.81 | 89.96
CR | Other | 37 | GRIW_1 | 86.45 | 73.13 | 31.11 | 30.94
CR | Other | 37 | G_EXTRA_2 | 3.88 | 2.72 | 2.72 | 2.72
CR | Other | 37 | G_EXTRA_4 | 2.79 | 1.65 | 1.65 | 1.65
CR | Other | 37 | G_EXTRA_5 | 3.85 | 2.29 | 2.29 | 2.29
CR | Other | 37 | G_EXTRA_8 | 8.7 | 6.03 | 6.03 | 6.03
CR | Other | 37 | G_EXTRA_9 | 4.1 | 3.04 | 2.1 | 2.1
CR | Other | 37 | HACK_1 | 3.31 | 2.45 | 1.08 | 1.07
CR | Other | 37 | HACK_6 | 3.8 | 3.59 | 0 | 0
CR | Other | 37 | HAMHC1 | 43.12 | 22.51 | 22.51 | 22.51
CR | Other | 37 | HARK_1 | 36.11 | 21.7 | 15.62 | 15.6
CR | Other | 37 | HAWP_6 | 2.22 | 1.32 | 1.32 | 1.32
CR | Other | 37 | HEYS_1 | 6.57 | 4.16 | 3.42 | 3.42
CR | Other | 37 | HURS_1 | 6.51 | 4.53 | 2.74 | 2.74
CR | Other | 37 | HUTT_1 | 183.06 | 153.3 | 74.35 | 105.1
CR | Other | 37 | INDQ1 | 73.21 | 54.63 | 40.68 | 40.66
CR | Other | 37 | IROA1 | 8.02 | 5.64 | 3.15 | 3.14
CR | Other | 37 | IRONB1 | 6.52 | 4.25 | 4.25 | 4.25
CR | Other | 37 | IVER_1 | 249.91 | 207.68 | 114.4 | 125.82
CR | Other | 37 | KAIM | 3.69 | 2.63 | 1.38 | 1.38
CR | Other | 37 | KEAD_1 | 13.76 | 8.98 | 8.98 | 8.98
CR | Other | 37 | KEAR_1 | 56.9 | 38.99 | 35.53 | 35.52
CR | Other | 37 | KEIT_P | 42.53 | 37.25 | 18.7 | 28
CR | Other | 37 | KEMS_1 | 593.37 | 469.99 | 316.96 | 344.4
CR | Other | 37 | KIER | 2.92 | 1.73 | 1.73 | 1.73
CR | Other | 37 | KILT | 10.58 | 8.68 | 4.13 | 5.59
CR | Other | 37 | KILW | 20.05 | 17.4 | 7.76 | 7.72
CR | Other | 37 | KINO_1 | 170.34 | 142.85 | 65.33 | 65.08
CR | Other | 37 | KINT_P | 8.38 | 6.2 | 2.74 | 2.72
CR | Other | 37 | KIRKB1 | 41.26 | 36.26 | 25.93 | 26.52
CR | Other | 37 | KNAR | 10.73 | 7.51 | 7.51 | 7.51
CR | Other | 37 | LACK_6 | 210.84 | 160.63 | 117.83 | 128.1
CR | Other | 37 | LALE1SG003 | 67.85 | 50.3 | 31.08 | 31.6
CR | Other | 37 | LAND1 | 164.72 | 136.97 | 88.29 | 88.73
CR | Other | 37 | LEGA_1 | 13.1 | 8.53 | 6.71 | 6.7
CR | Other | 37 | LEVE | 35.97 | 28.2 | 17.04 | 19.73
CR | Other | 37 | LINM | 1.52 | 0.9 | 0.9 | 0.9
CR | Other | 37 | LISD_1 | 43.48 | 36.27 | 14.81 | 14.72
CR | Other | 37 | LITT_C | 12.8 | 7.29 | 5.12 | 5.12
CR | Other | 37 | LITT_J | 19.77 | 14.63 | 6.46 | 6.42
CR | Other | 37 | LODR_6 | 1.54 | 1.45 | 0 | 0
CR | Other | 37 | LOVE_1 | 394.02 | 359.12 | 27.79 | 27.76
CR | Other | 37 | LUNA_P | 2.66 | 2.15 | 1.27 | 1.65
CR | Other | 37 | MACC_3 | 27.85 | 20.27 | 9.74 | 9.68
CR | Other | 37 | MANN_1 | 32.26 | 22.72 | 18.03 | 19.91
CR | Other | 37 | MAYB | 12.04 | 8.91 | 4.25 | 4.23
CR | Other | 37 | MELK_1 | 212.03 | 196.24 | 6.39 | 6.38
CR | Other | 37 | MILC_P | 12.52 | 9.18 | 6.09 | 6.09
CR | Other | 37 | MILH_1 | 1.62 | 1.53 | 0 | 0
CR | Other | 37 | MITY_1 | 6.99 | 4.18 | 3.47 | 3.47
CR | Other | 37 | MYBS_P | 4.12 | 3.62 | 1.8 | 2.79
CR | Other | 37 | NEAR | 197.3 | 172.98 | 123.86 | 123.86
CR | Other | 37 | NECE_1 | 338.16 | 290.37 | 165.74 | 165.69
CR | Other | 37 | NEWX_6 | 84.61 | 62.78 | 52.67 | 52.67
CR | Other | 37 | NFLE | 2.94 | 1.93 | 1.43 | 1.43
CR | Other | 37 | NINF_1 | 4.92 | 3.3 | 2.24 | 2.23
CR | Other | 37 | NORM_1 | 123.87 | 100.19 | 56.25 | 70.7
CR | Other | 37 | NORT_1 | 2.92 | 1.98 | 1.27 | 1.27
CR | Other | 37 | NURS_1 | 41.81 | 30.05 | 17.63 | 17.61
CR | Other | 37 | OCKH_1 | 2.57 | 1.52 | 1.52 | 1.52
CR | Other | 37 | OFFE_3 | 5.25 | 3.12 | 3.12 | 3.12
CR | Other | 37 | OLDB_1 | 794.54 | 695.68 | 509.02 | 509.01
CR | Other | 37 | OSBA_1 | 47.02 | 39.97 | 11.55 | 11.54
CR | Other | 37 | PADIB1 | 11.75 | 8.3 | 5.21 | 5.54
CR | Other | 37 | PELH_1 | 10.3 | 7 | 7 | 7
CR | Other | 37 | PEMB_1 | 33.34 | 24.46 | 11.28 | 11.2
CR | Other | 37 | PENN_1 | 11.32 | 7.61 | 7.61 | 7.61
CR | Other | 37 | PENT_1 | 6.19 | 4.09 | 4.09 | 4.09
CR | Other | 37 | PENW_1 | 38.88 | 26.75 | 21.22 | 21.19
CR | Other | 37 | PERS_P | 13.26 | 9.54 | 4.83 | 4.81
CR | Other | 37 | POOB | 11.85 | 7.01 | 7.01 | 7.01
CR | Other | 37 | POPP_3 | 19.87 | 14.95 | 10.08 | 12.72
CR | Other | 37 | PORA_P | 3.7 | 3.5 | 0 | 0
CR | Other | 37 | PYLE_1 | 232.47 | 212.91 | 19.87 | 24.18
CR | Other | 37 | RAIN_1 | 746.36 | 703.45 | 3.65 | 3.65
CR | Other | 37 | RASS_1 | 637.46 | 599.58 | 6.29 | 6.29
CR | Other | 37 | RATS_1 | 61.7 | 46.13 | 25.52 | 25.46
CR | Other | 37 | RAYL_1 | 23.78 | 15.94 | 10.62 | 10.62
CR | Other | 37 | RICH1 | 16.53 | 12.23 | 5.4 | 5.37
CR | Other | 37 | ROCH_1 | 8.45 | 4.8 | 4.8 | 4.8
CR | Other | 37 | RYEH_1 | 33.21 | 21.8 | 17.2 | 17.18
CR | Other | 37 | SALH_1 | 402.21 | 302.25 | 151.68 | 151.14
CR | Other | 37 | SALT_1 | 18.58 | 15.4 | 4.04 | 4.03
CR | Other | 37 | SBAR | 96.58 | 91.31 | 0 | 0
CR | Other | 37 | SEAB1 | 577.69 | 355.32 | 254.3 | 254.29
CR | Other | 37 | SELL_1 | 205.31 | 193.65 | 0.76 | 0.76
CR | Other | 37 | SHEC_3 | 47.24 | 34.61 | 30.01 | 30.01
CR | Other | 37 | SHRW_1 | 21.11 | 15.14 | 12.29 | 12.29
CR | Other | 37 | SJOW_1 | 15.66 | 11.59 | 5.12 | 5.08
CR | Other | 37 | SKLGB1 | 457.09 | 428.4 | 7.15 | 7.13
CR | Other | 37 | SMAN_1 | 285.63 | 253.35 | 38.34 | 40.89
CR | Other | 37 | SPEN_1 | 285.61 | 220.17 | 158.79 | 173.4
CR | Other | 37 | STAH_1 | 31.17 | 24.62 | 12.37 | 14.97
CR | Other | 37 | STAY_1 | 465.43 | 421.45 | 45.56 | 45.54
CR | Other | 37 | STEN_1 | 6.95 | 4.78 | 2.93 | 2.92
CR | Other | 37 | STES_1 | 19.19 | 13.21 | 9.06 | 9.04
CR | Other | 37 | STIR | 39.99 | 35.19 | 17.49 | 25.18
CR | Other | 37 | STLE | 14.05 | 9.99 | 7.65 | 7.65
CR | Other | 37 | STRI_P | 1.87 | 1.11 | 1.11 | 1.11
CR | Other | 37 | SUND_1 | 29.43 | 17.49 | 16.49 | 16.49
CR | Other | 37 | SWAN_1 | 258.9 | 242.33 | 5.1 | 5.7
CR | Other | 37 | TAUN1 | 222.21 | 207.06 | 13.38 | 19.46
CR | Other | 37 | TAYN_P | 1.67 | 1.58 | 0 | 0
CR | Other | 37 | TEMP_3 | 1.86 | 1.29 | 0.78 | 0.78
CR | Other | 37 | THOM_6 | 656.56 | 611.18 | 23.73 | 24.45
CR | Other | 37 | THSO_P | 43.7 | 9.61 | 9.61 | 9.61
CR | Other | 37 | THUR_6 | 81.07 | 76.64 | 0 | 0
CR | Other | 37 | TILBB_1 | 12.2 | 7.84 | 6.24 | 6.24
CR | Other | 37 | TOTT_1 | 78.35 | 56.46 | 37.7 | 37.7
CR | Other | 37 | TRAW_1 | 1.24 | 0.73 | 0.73 | 0.73
CR | Other | 37 | TYNE_1 | 15.73 | 8.81 | 6.93 | 6.92
CR | Other | 37 | TYNE_2 | 8.44 | 7.98 | 0 | 0
CR | Other | 37 | UPPB_1 | 525.63 | 496.93 | 0 | 0
CR | Other | 37 | UPPB_3 | 313.37 | 295.15 | 3.19 | 3.19
CR | Other | 37 | USKM_1 | 49.8 | 40.24 | 23.19 | 28.57
CR | Other | 37 | WALH_1 | 20.54 | 13.33 | 11.32 | 11.93
CR | Other | 37 | WALP_1 | 111.11 | 97.83 | 40.01 | 39.78
CR | Other | 37 | WALP_B | 21.14 | 15.82 | 7.84 | 7.84
CR | Other | 37 | WASF_1 | 41.66 | 29.64 | 15.8 | 15.72
CR | Other | 37 | WATFS_1 | 5.9 | 4.29 | 3.69 | 3.69
CR | Other | 37 | WBUR_1 | 118.64 | 101.97 | 28.74 | 29.49
CR | Other | 37 | WFIE | 33.32 | 29.32 | 14.58 | 20.98
CR | Other | 37 | WHAM_1 | 54.48 | 41.94 | 17.85 | 19.64
CR | Other | 37 | WHGA_1 | 3.53 | 1.85 | 1.85 | 1.85
CR | Other | 37 | WHHO | 1.84 | 1.36 | 0.6 | 0.6
CR | Other | 37 | WIBA_3 | 62.36 | 53.41 | 27.46 | 38.73
CR | Other | 37 | WIEN_1 | 42.55 | 31.49 | 20.45 | 20.45
CR | Other | 37 | WILL_1 | 65.11 | 47.49 | 21.72 | 21.58
CR | Other | 37 | WIMBN1 | 3.42 | 3.23 | 0 | 0
CR | Other | 37 | WIMBS1 | 12.26 | 9.5 | 6.49 | 6.49
CR | Other | 37 | WISD_6 | 2.23 | 1.65 | 0.73 | 0.73
CR | Other | 37 | WMEL_1 | 511.1 | 480 | 9.1 | 9.1
CR | Other | 37 | WTHU31 | 13.29 | 7.9 | 7.9 | 7.9
CR | Other | 37 | WWEY_1 | 8.73 | 5.73 | 3.55 | 3.54
CR | Other | 37 | WYMOM_1 | 12.93 | 8.57 | 8.57 | 8.57
CR | Other | 38 | ABHA1 | 4.41 | 2.62 | 2.62 | 2.62
CR | Other | 38 | ABNE_P | 9.41 | 6.4 | 6.4 | 6.4
CR | Other | 38 | ABTH_1 | 28.59 | 25.73 | 9.35 | 9.28
CR | Other | 38 | ALNE_P | 13.86 | 12.19 | 6.06 | 8.73
CR | Other | 38 | ALVE1 | 26.74 | 18.6 | 18.6 | 18.6
CR | Other | 38 | AMEM_1 | 8.53 | 6.65 | 1.33 | 1.33
CR | Other | 38 | ARMO_P | 2.75 | 2.6 | 0 | 0
CR | Other | 38 | BARKC1 | 206.24 | 141.29 | 99.8 | 105.35
CR | Other | 38 | BARKW3 | 8.06 | 7.62 | 0 | 0
CR | Other | 38 | BEDD_1 | 52.05 | 43.33 | 8.19 | 8.19
CR | Other | 38 | BESW_1 | 9.93 | 6.41 | 4.96 | 4.96
CR | Other | 38 | BICF_1 | 122.1 | 105.1 | 56.65 | 82.94
CR | Other | 38 | BIRK_1 | 19.78 | 13.93 | 7.76 | 7.72
CR | Other | 38 | BISW_1 | 29.01 | 21.24 | 14.48 | 14.48
CR | Other | 38 | BLYTB1 | 5.59 | 3.74 | 2.57 | 2.56
CR | Other | 38 | BOLN_1 | 254.93 | 211.21 | 65.33 | 66.49
CR | Other | 38 | BONN | 1.16 | 0.86 | 0.38 | 0.38
CR | Other | 38 | BOTW_1 | 19.72 | 18.2 | 0.74 | 0.74
CR | Other | 38 | BRAI_1 | 12.25 | 7.98 | 7.98 | 7.98
CR | Other | 38 | BRAW_1 | 38.09 | 26.8 | 21.17 | 21.17
CR | Other | 38 | BRED_1 | 15.21 | 9.88 | 9.25 | 9.25
CR | Other | 38 | BRFO_1 | 123.99 | 99.91 | 46.87 | 51.81
CR | Other | 38 | BRIM_1 | 12.83 | 9.29 | 6.05 | 6.03
CR | Other | 38 | BRLE_1 | 242.83 | 217.83 | 20.72 | 20.7
CR | Other | 38 | BRWA1 | 210.39 | 196.86 | 6.72 | 8.83
CR | Other | 38 | BURM_1 | 298.28 | 237.36 | 151.24 | 162.7
CR | Other | 38 | BUSH_1 | 47.43 | 32.78 | 32.78 | 32.78
CR | Other | 38 | BUST_1 | 1.69 | 1 | 1 | 1
CR | Other | 38 | CANTN1 | 48.96 | 42.31 | 9.65 | 9.65
CR | Other | 38 | CAPEA1 | 283.84 | 260.59 | 41.16 | 40.89
CR | Other | 38 | CARE_1 | 596.54 | 544.63 | 39.86 | 39.83
CR | Other | 38 | CARR_1 | 94.51 | 71.82 | 43.79 | 55.97
CR | Other | 38 | CELL_1 | 444.81 | 398.83 | 41.95 | 44.67
CR | Other | 38 | CHIC_1 | 36.02 | 33.15 | 2.56 | 2.56
CR | Other | 38 | CHSI_1 | 3.21 | 2.84 | 0.33 | 0.33
CR | Other | 38 | CHTE_1 | 588.73 | 551.73 | 24.84 | 24.84
CR | Other | 38 | CITR_1 | 18.17 | 15.34 | 5.22 | 5.18
CR | Other | 38 | CLAY_P | 1.4 | 0.68 | 0.68 | 0.68
CR | Other | 38 | CLYM | 3.9 | 2.32 | 2.32 | 2.32
CR | Other | 38 | CONQA1 | 330.4 | 301.11 | 36.06 | 36.69
CR | Other | 38 | COVE_1 | 58.15 | 41.86 | 33.32 | 33.31
CR | Other | 38 | COWL_1 | 50.74 | 35.51 | 24.55 | 24.55
CR | Other | 38 | COYL | 3.7 | 2.2 | 2.2 | 2.2
CR | Other | 38 | CREB_1 | 98.09 | 87.78 | 11.52 | 11.51
CR | Other | 38 | CUMB | 27.04 | 18.31 | 17.86 | 17.86
CR | Other | 38 | CUPA | 4.63 | 3.24 | 3.24 | 3.24
CR | Other | 38 | DALM3 | 27.43 | 20.3 | 14.05 | 14.05
CR | Other | 38 | DEWP | 1.54 | 1.14 | 0.5 | 0.5
CR | Other | 38 | DRAK_1 | 15.67 | 10.38 | 8.06 | 8.04
CR | Other | 38 | DRAX_1 | 337.77 | 317 | 12.91 | 18.18
CR | Other | 38 | DUDH_P | 4.14 | 3.07 | 1.35 | 1.34
CR | Other | 38 | DUNB | 14.05 | 10.2 | 8.12 | 8.12
CR | Other | 38 | DUNF | 5.01 | 3.38 | 3.38 | 3.38
CR | Other | 38 | EALI_6 | 17.95 | 8.94 | 8.53 | 8.53
CR | Other | 38 | EASO_1 | 14.4 | 11.46 | 6.37 | 8.41
CR | Other | 38 | ECLA_1 | 33.05 | 21.99 | 15.96 | 15.94
CR | Other | 38 | EKIS | 3.41 | 2.02 | 2.02 | 2.02
CR | Other | 38 | ELLA_1 | 59.17 | 43.16 | 22.17 | 22.07
CR | Other | 38 | ELST_1 | 11.66 | 8.74 | 6.51 | 6.51
CR | Other | 38 | ENDE_1 | 40.05 | 26.94 | 22.53 | 23.1
CR | Other | 38 | EXET1 | 61.19 | 51.27 | 14.64 | 14.62
CR | Other | 38 | FAWL_1 | 241.3 | 203.61 | 58.73 | 58.57
CR | Other | 38 | FECK_6 | 22.74 | 19.63 | 5 | 6.09
CR | Other | 38 | FERRA2 | 258.8 | 243.91 | 1.29 | 1.29
CR | Other | 38 | FERRB1 | 134.17 | 100.03 | 66.16 | 68.35
CR | Other | 38 | FIDF_1 | 97.04 | 78.45 | 47.96 | 63.14
CR | Other | 38 | FLEE_1 | 619.6 | 585.08 | 1.16 | 1.16
CR | Other | 38 | FOUR_1 | 4.94 | 3.46 | 3.46 | 3.46
CR | Other | 38 | FROD_1 | 221.27 | 179.56 | 79.66 | 79.21
CR | Other | 38 | GLRO | 6.61 | 4.63 | 4.63 | 4.63
CR | Other | 38 | GREN_1 | 152.01 | 120.63 | 69.66 | 90.01
CR | Other | 38 | GRIW_1 | 86.17 | 72.94 | 31 | 30.83
CR | Other | 38 | G_EXTRA_2 | 3.97 | 2.78 | 2.78 | 2.78
CR | Other | 38 | G_EXTRA_4 | 2.58 | 1.54 | 1.54 | 1.54
CR | Other | 38 | G_EXTRA_5 | 3.57 | 2.12 | 2.12 | 2.12
CR | Other | 38 | G_EXTRA_8 | 8.84 | 6.13 | 6.13 | 6.13
CR | Other | 38 | G_EXTRA_9 | 4.12 | 3.05 | 2.11 | 2.11
CR | Other | 38 | HACK_1 | 3.23 | 2.39 | 1.06 | 1.05
CR | Other | 38 | HACK_6 | 3.78 | 3.57 | 0 | 0
CR | Other | 38 | HAMHC1 | 43.67 | 22.8 | 22.8 | 22.8
CR | Other | 38 | HARK_1 | 36.35 | 21.77 | 15.79 | 15.77
CR | Other | 38 | HAWP_6 | 2.06 | 1.22 | 1.22 | 1.22
CR | Other | 38 | HEYS_1 | 6.18 | 3.93 | 3.21 | 3.2
CR | Other | 38 | HURS_1 | 6.17 | 4.33 | 2.54 | 2.54
CR | Other | 38 | HUTT_1 | 183.98 | 154.31 | 74.88 | 106.17
CR | Other | 38 | INDQ1 | 73.4 | 54.81 | 40.89 | 40.87
CR | Other | 38 | IROA1 | 7.73 | 5.45 | 3.02 | 3.01
CR | Other | 38 | IRONB1 | 6.38 | 4.18 | 4.18 | 4.18
CR | Other | 38 | IVER_1 | 251.34 | 208.92 | 115.17 | 126.8
CR | Other | 38 | KAIM | 3.57 | 2.55 | 1.33 | 1.33
CR | Other | 38 | KEAD_1 | 13.48 | 8.83 | 8.83 | 8.83
CR | Other | 38 | KEAR_1 | 57.06 | 39.15 | 35.68 | 35.68
CR | Other | 38 | KEIT_P | 42.95 | 37.63 | 18.87 | 28.29
CR | Other | 38 | KEMS_1 | 598.52 | 473.95 | 320.06 | 347.76
CR | Other | 38 | KIER | 2.71 | 1.61 | 1.61 | 1.61
CR | Other | 38 | KILT | 10.58 | 8.7 | 4.15 | 5.63
CR | Other | 38 | KILW | 20.13 | 17.45 | 7.81 | 7.77
CR | Other | 38 | KINO_1 | 170.24 | 142.78 | 65.28 | 65.03
CR | Other | 38 | KINT_P | 8.18 | 6.05 | 2.67 | 2.65
CR | Other | 38 | KIRKB1 | 41.65 | 36.6 | 26.17 | 26.76
CR | Other | 38 | KNAR | 10.97 | 7.68 | 7.68 | 7.68
CR | Other | 38 | LACK_6 | 212.39 | 161.72 | 118.95 | 129.22
CR | Other | 38 | LALE1SG003 | 67.31 | 49.96 | 30.8 | 31.32
CR | Other | 38 | LAND1 | 165.46 | 137.68 | 88.86 | 89.3
CR | Other | 38 | LEGA_1 | 12.88 | 8.38 | 6.61 | 6.6
CR | Other | 38 | LEVE | 35.76 | 28.04 | 17 | 19.69
CR | Other | 38 | LINM | 1.41 | 0.84 | 0.84 | 0.84
CR | Other | 38 | LISD_1 | 43.35 | 36.16 | 14.78 | 14.69
CR | Other | 38 | LITT_C | 12.98 | 7.37 | 5.21 | 5.21
CR | Other | 38 | LITT_J | 19.3 | 14.28 | 6.31 | 6.26
CR | Other | 38 | LODR_6 | 1.53 | 1.44 | 0 | 0
CR | Other | 38 | LOVE_1 | 393.55 | 358.77 | 27.71 | 27.68
CR | Other | 38 | LUNA_P | 2.61 | 2.12 | 1.24 | 1.62
CR | Other | 38 | MACC_3 | 27.07 | 19.71 | 9.44 | 9.38
CR | Other | 38 | MANN_1 | 31.83 | 22.5 | 17.78 | 19.67
CR | Other | 38 | MAYB | 11.8 | 8.73 | 4.17 | 4.15
CR | Other | 38 | MELK_1 | 211.47 | 195.88 | 6.1 | 6.09
CR | Other | 38 | MILC_P | 12.48 | 9.16 | 6.06 | 6.06
CR | Other | 38 | MILH_1 | 1.61 | 1.52 | 0 | 0
CR | Other | 38 | MITY_1 | 6.74 | 4.02 | 3.32 | 3.32
CR | Other | 38 | MYBS_P | 4.19 | 3.69 | 1.83 | 2.84
CR | Other | 38 | NEAR | 199.65 | 175.06 | 125.34 | 125.34
CR | Other | 38 | NECE_1 | 339.78 | 291.85 | 166.92 | 166.88
CR | Other | 38 | NEWX_6 | 85.58 | 63.49 | 53.31 | 53.31
CR | Other | 38 | NFLE | 2.76 | 1.83 | 1.33 | 1.33
CR | Other | 38 | NINF_1 | 4.69 | 3.16 | 2.11 | 2.11
CR | Other | 38 | NORM_1 | 123.96 | 100.26 | 56.39 | 70.86
CR | Other | 38 | NORT_1 | 2.79 | 1.9 | 1.2 | 1.2
CR | Other | 38 | NURS_1 | 41.41 | 29.76 | 17.47 | 17.44
CR | Other | 38 | OCKH_1 | 2.38 | 1.41 | 1.41 | 1.41
CR | Other | 38 | OFFE_3 | 4.87 | 2.89 | 2.89 | 2.89
CR | Other | 38 | OLDB_1 | 802.14 | 702.42 | 513.8 | 513.8
CR | Other | 38 | OSBA_1 | 47.23 | 40.11 | 11.74 | 11.73
CR | Other | 38 | PADIB1 | 11.3 | 8.01 | 4.98 | 5.3
CR | Other | 38 | PELH_1 | 10.35 | 7.05 | 7.05 | 7.05
CR | Other | 38 | PEMB_1 | 32.47 | 23.84 | 10.97 | 10.89
CR | Other | 38 | PENN_1 | 11.55 | 7.77 | 7.77 | 7.77
CR | Other | 38 | PENT_1 | 6.11 | 4.05 | 4.05 | 4.05
CR | Other | 38 | PENW_1 | 38.52 | 26.52 | 21.11 | 21.08
CR | Other | 38 | PERS_P | 12.85 | 9.26 | 4.66 | 4.64
CR | Other | 38 | POOB | 11.83 | 7.01 | 7.01 | 7.01
CR | Other | 38 | POPP_3 | 19.43 | 14.75 | 9.78 | 12.48
CR | Other | 38 | PORA_P | 3.41 | 3.23 | 0 | 0
CR | Other | 38 | PYLE_1 | 232.69 | 213.04 | 20.02 | 24.33
CR | Other | 38 | RAIN_1 | 745.9 | 703.17 | 3.38 | 3.38
CR | Other | 38 | RASS_1 | 637.06 | 599.34 | 6.09 | 6.09
CR | Other | 38 | RATS_1 | 61.04 | 45.68 | 25.32 | 25.27
CR | Other | 38 | RAYL_1 | 22.56 | 15.2 | 9.91 | 9.91
CR | Other | 38 | RICH1 | 16.14 | 11.94 | 5.28 | 5.24
CR | Other | 38 | ROCH_1 | 8.03 | 4.54 | 4.54 | 4.54
CR | Other | 38 | RYEH_1 | 32.89 | 21.6 | 17.06 | 17.04
CR | Other | 38 | SALH_1 | 397.46 | 298.72 | 150.43 | 149.91
CR | Other | 38 | SALT_1 | 18.36 | 15.23 | 3.99 | 3.97
CR | Other | 38 | SBAR | 96.58 | 91.31 | 0 | 0
CR | Other | 38 | SEAB1 | 580.65 | 357.81 | 256.17 | 256.16
CR | Other | 38 | SELL_1 | 205.21 | 193.59 | 0.71 | 0.71
CR | Other | 38 | SHEC_3 | 47.64 | 34.93 | 30.28 | 30.28
CR | Other | 38 | SHRW_1 | 21.26 | 15.25 | 12.4 | 12.4
CR | Other | 38 | SJOW_1 | 15.29 | 11.31 | 5 | 4.96
CR | Other | 38 | SKLGB1 | 456.66 | 428.13 | 6.93 | 6.91
CR | Other | 38 | SMAN_1 | 285.23 | 253.08 | 38.42 | 41.01
CR | Other | 38 | SPEN_1 | 287.8 | 221.9 | 160.32 | 175.09
CR | Other | 38 | STAH_1 | 30.63 | 24.25 | 12.14 | 14.75
CR | Other | 38 | STAY_1 | 465.97 | 421.85 | 45.97 | 45.94
CR | Other | 38 | STEN_1 | 6.66 | 4.59 | 2.79 | 2.78
CR | Other | 38 | STES_1 | 18.6 | 12.83 | 8.78 | 8.76
CR | Other | 38 | STIR | 39.99 | 35.19 | 17.49 | 25.18
CR | Other | 38 | STLE | 13.91 | 9.91 | 7.57 | 7.57
CR | Other | 38 | STRI_P | 1.73 | 1.03 | 1.03 | 1.03
CR | Other | 38 | SUND_1 | 27.66 | 16.43 | 15.44 | 15.44
CR | Other | 38 | SWAN_1 | 258.2 | 241.81 | 4.86 | 5.46
CR | Other | 38 | TAUN1 | 222.38 | 207.29 | 13.41 | 19.6
CR | Other | 38 | TAYN_P | 1.54 | 1.46 | 0 | 0
CR | Other | 38 | TEMP_3 | 1.79 | 1.24 | 0.75 | 0.74
CR | Other | 38 | THOM_6 | 656.39 | 611.11 | 23.71 | 24.43
CR | Other | 38 | THSO_P | 43.7 | 9.61 | 9.61 | 9.61
CR | Other | 38 | THUR_6 | 81.07 | 76.64 | 0 | 0
CR | Other | 38 | TILBB_1 | 11.43 | 7.38 | 5.79 | 5.79
CR | Other | 38 | TOTT_1 | 78.46 | 56.51 | 37.75 | 37.75
CR | Other | 38 | TRAW_1 | 1.15 | 0.68 | 0.68 | 0.68
CR | Other | 38 | TYNE_1 | 15.82 | 8.83 | 6.99 | 6.98
CR | Other | 38 | TYNE_2 | 8.4 | 7.94 | 0 | 0
CR | Other | 38 | UPPB_1 | 525.57 | 496.87 | 0 | 0
CR | Other | 38 | UPPB_3 | 313.48 | 295.22 | 3.26 | 3.26
CR | Other | 38 | USKM_1 | 49.53 | 40.05 | 23.1 | 28.48
CR | Other | 38 | WALH_1 | 20.28 | 13.18 | 11.18 | 11.8
CR | Other | 38 | WALP_1 | 111.32 | 97.98 | 40.16 | 39.93
CR | Other | 38 | WALP_B | 20.95 | 15.71 | 7.77 | 7.77
CR | Other | 38 | WASF_1 | 40.27 | 28.7 | 15.19 | 15.11
CR | Other | 38 | WATFS_1 | 5.94 | 4.32 | 3.72 | 3.72
CR | Other | 38 | WBUR_1 | 119.36 | 102.49 | 29.25 | 30.02
CR | Other | 38 | WFIE | 33.32 | 29.32 | 14.58 | 20.98
CR | Other | 38 | WHAM_1 | 53.55 | 41.27 | 17.57 | 19.39
CR | Other | 38 | WHGA_1 | 3.48 | 1.81 | 1.81 | 1.81
CR | Other | 38 | WHHO | 1.79 | 1.33 | 0.59 | 0.58
CR | Other | 38 | WIBA_3 | 62.43 | 53.44 | 27.5 | 38.77
CR | Other | 38 | WIEN_1 | 42.55 | 31.49 | 20.45 | 20.45
CR | Other | 38 | WILL_1 | 63.64 | 46.4 | 21.24 | 21.1
CR | Other | 38 | WIMBN1 | 3.4 | 3.21 | 0 | 0
CR | Other | 38 | WIMBS1 | 12.38 | 9.59 | 6.57 | 6.57
CR | Other | 38 | WISD_6 | 2.18 | 1.61 | 0.71 | 0.71
CR | Other | 38 | WMEL_1 | 511.39 | 480.2 | 9.31 | 9.31
CR | Other | 38 | WTHU31 | 12.34 | 7.33 | 7.33 | 7.33
CR | Other | 38 | WWEY_1 | 8.51 | 5.58 | 3.44 | 3.43
CR | Other | 38 | WYMOM_1 | 12.79 | 8.52 | 8.52 | 8.52
CR | Other | 39 | ABHA1 | 4.09 | 2.43 | 2.43 | 2.43
CR | Other | 39 | ABNE_P | 9.36 | 6.38 | 6.38 | 6.38
CR | Other | 39 | ABTH_1 | 28.59 | 25.73 | 9.35 | 9.28
CR | Other | 39 | ALNE_P | 13.86 | 12.19 | 6.06 | 8.73
CR | Other | 39 | ALVE1 | 26.95 | 18.76 | 18.76 | 18.76
CR | Other | 39 | AMEM_1 | 8.37 | 6.55 | 1.24 | 1.24
CR | Other | 39 | ARMO_P | 2.68 | 2.53 | 0 | 0
CR | Other | 39 | BARKC1 | 206.05 | 141.09 | 99.65 | 105.21
CR | Other | 39 | BARKW3 | 8.05 | 7.61 | 0 | 0
CR | Other | 39 | BEDD_1 | 51.5 | 42.98 | 7.87 | 7.87
CR | Other | 39 | BESW_1 | 9.32 | 6.03 | 4.64 | 4.63
CR | Other | 39 | BICF_1 | 123.79 | 106.58 | 57.41 | 84.08
CR | Other | 39 | BIRK_1 | 18.84 | 13.28 | 7.36 | 7.32
CR | Other | 39 | BISW_1 | 28.95 | 21.21 | 14.45 | 14.45
CR | Other | 39 | BLYTB1 | 5.28 | 3.54 | 2.41 | 2.4
CR | Other | 39 | BOLN_1 | 254.09 | 210.65 | 64.96 | 66.12
CR | Other | 39 | BONN | 1.11 | 0.82 | 0.36 | 0.36
CR | Other | 39 | BOTW_1 | 19.6 | 18.12 | 0.69 | 0.69
CR | Other | 39 | BRAI_1 | 11.92 | 7.79 | 7.79 | 7.79
CR | Other | 39 | BRAW_1 | 38.01 | 26.73 | 21.14 | 21.13
CR | Other | 39 | BRED_1 | 15.17 | 9.86 | 9.25 | 9.25
CR | Other | 39 | BRFO_1 | 123.97 | 99.91 | 46.91 | 51.85
CR | Other | 39 | BRIM_1 | 12.57 | 9.1 | 5.99 | 5.97
CR | Other | 39 | BRLE_1 | 242.47 | 217.56 | 20.61 | 20.58
CR | Other | 39 | BRWA1 | 210.29 | 196.85 | 6.64 | 8.79
CR | Other | 39 | BURM_1 | 297.7 | 236.94 | 151.24 | 162.7
CR | Other | 39 | BUSH_1 | 47.64 | 32.95 | 32.95 | 32.95
CR | Other | 39 | BUST_1 | 1.57 | 0.93 | 0.93 | 0.93
CR | Other | 39 | CANTN1 | 48.74 | 42.18 | 9.55 | 9.55
CR | Other | 39 | CAPEA1 | 283.57 | 260.42 | 41 | 40.73
CR | Other | 39 | CARE_1 | 596.13 | 544.3 | 39.76 | 39.74
CR | Other | 39 | CARR_1 | 94.25 | 71.63 | 43.59 | 55.77
CR | Other | 39 | CELL_1 | 441.82 | 396.66 | 40.88 | 43.6
CR | Other | 39 | CHIC_1 | 36.06 | 33.18 | 2.59 | 2.59
CR | Other | 39 | CHSI_1 | 3.17 | 2.81 | 0.31 | 0.31
CR | Other | 39 | CHTE_1 | 588.51 | 551.65 | 24.71 | 24.71
CR | Other | 39 | CITR_1 | 17.89 | 15.14 | 5.13 | 5.09
CR | Other | 39 | CLAY_P | 1.4 | 0.68 | 0.68 | 0.68
CR | Other | 39 | CLYM | 3.62 | 2.15 | 2.15 | 2.15
CR | Other | 39 | CONQA1 | 330.94 | 301.52 | 36.39 | 37.03
CR | Other | 39 | COVE_1 | 57.96 | 41.8 | 33.28 | 33.27
CR | Other | 39 | COWL_1 | 50.17 | 35.16 | 24.2 | 24.2
CR | Other | 39 | COYL | 3.43 | 2.04 | 2.04 | 2.04
CR | Other | 39 | CREB_1 | 97.81 | 87.59 | 11.46 | 11.44
CR | Other | 39 | CUMB | 26.77 | 18.18 | 17.73 | 17.73
CR | Other | 39 | CUPA | 4.68 | 3.28 | 3.28 | 3.28
CR | Other | 39 | DALM3 | 27.49 | 20.35 | 14.08 | 14.08
CR | Other | 39 | DEWP | 1.48 | 1.1 | 0.48 | 0.48
CR | Other | 39 | DRAK_1 | 15.32 | 10.15 | 7.92 | 7.9
CR | Other | 39 | DRAX_1 | 337.66 | 316.93 | 12.84 | 18.11
CR | Other | 39 | DUDH_P | 3.98 | 2.94 | 1.3 | 1.29
CR | Other | 39 | DUNB | 14.12 | 10.25 | 8.18 | 8.18
CR | Other | 39 | DUNF | 4.97 | 3.35 | 3.35 | 3.35
CR | Other | 39 | EALI_6 | 18.22 | 9.07 | 8.67 | 8.67
CR | Other | 39 | EASO_1 | 14.21 | 11.37 | 6.27 | 8.34
CR | Other | 39 | ECLA_1 | 31.28 | 20.88 | 15.04 | 15.01
CR | Other | 39 | EKIS | 3.16 | 1.88 | 1.88 | 1.88
CR | Other | 39 | ELLA_1 | 57.43 | 41.89 | 21.58 | 21.49
CR | Other | 39 | ELST_1 | 11.76 | 8.81 | 6.59 | 6.59
CR | Other | 39 | ENDE_1 | 39.28 | 26.46 | 22.17 | 22.74
CR | Other | 39 | EXET1 | 60.75 | 50.97 | 14.49 | 14.47
CR | Other | 39 | FAWL_1 | 240.75 | 203.26 | 58.61 | 58.44
CR | Other | 39 | FECK_6 | 22.41 | 19.43 | 4.82 | 5.91
CR | Other | 39 | FERRA2 | 258.64 | 243.81 | 1.19 | 1.19
CR | Other | 39 | FERRB1 | 133.99 | 99.93 | 66.07 | 68.26
CR | Other | 39 | FIDF_1 | 97.34 | 78.87 | 48.03 | 63.4
CR | Other | 39 | FLEE_1 | 619.46 | 585 | 1.08 | 1.08
CR | Other | 39 | FOUR_1 | 5 | 3.5 | 3.5 | 3.5
CR | Other | 39 | FROD_1 | 217.85 | 177.01 | 78.63 | 78.19
CR | Other | 39 | GLRO | 6.69 | 4.68 | 4.68 | 4.68
CR | Other | 39 | GREN_1 | 151.2 | 120.21 | 69.31 | 89.81
CR | Other | 39 | GRIW_1 | 85.74 | 72.63 | 30.84 | 30.67
CR | Other | 39 | G_EXTRA_2 | 4.01 | 2.81 | 2.81 | 2.81
CR | Other | 39 | G_EXTRA_4 | 2.4 | 1.42 | 1.42 | 1.42
CR | Other | 39 | G_EXTRA_5 | 3.31 | 1.97 | 1.97 | 1.97
CR | Other | 39 | G_EXTRA_8 | 8.89 | 6.17 | 6.17 | 6.17
CR | Other | 39 | G_EXTRA_9 | 4.12 | 3.05 | 2.11 | 2.11
CR | Other | 39 | HACK_1 | 3.1 | 2.3 | 1.01 | 1.01
CR | Other | 39 | HACK_6 | 3.77 | 3.57 | 0 | 0
CR | Other | 39 | HAMHC1 | 44 | 22.97 | 22.97 | 22.97
CR | Other | 39 | HARK_1 | 36.37 | 21.7 | 15.86 | 15.84
CR | Other | 39 | HAWP_6 | 1.91 | 1.13 | 1.13 | 1.13
CR | Other | 39 | HEYS_1 | 5.79 | 3.68 | 2.99 | 2.99
CR | Other | 39 | HURS_1 | 5.86 | 4.14 | 2.36 | 2.36
CR | Other | 39 | HUTT_1 | 183.76 | 154.43 | 75 | 106.76
CR | Other | 39 | INDQ1 | 73.44 | 54.87 | 41.03 | 41.01
CR | Other | 39 | IROA1 | 7.36 | 5.2 | 2.86 | 2.85
CR | Other | 39 | IRONB1 | 6.23 | 4.09 | 4.09 | 4.09
CR | Other | 39 | IVER_1 | 252.51 | 209.94 | 115.82 | 127.62
CR | Other | 39 | KAIM | 3.4 | 2.44 | 1.27 | 1.26
CR | Other | 39 | KEAD_1 | 13.15 | 8.64 | 8.64 | 8.64
CR | Other | 39 | KEAR_1 | 57 | 39.16 | 35.69 | 35.69
CR | Other | 39 | KEIT_P | 43.3 | 37.95 | 19.02 | 28.53
CR | Other | 39 | KEMS_1 | 602.95 | 477.36 | 322.72 | 350.63
CR | Other | 39 | KIER | 2.51 | 1.49 | 1.49 | 1.49
CR | Other | 39 | KILT | 10.5 | 8.65 | 4.13 | 5.63
CR | Other | 39 | KILW | 20.16 | 17.48 | 7.84 | 7.8
CR | Other | 39 | KINO_1 | 170.13 | 142.71 | 65.23 | 64.98
CR | Other | 39 | KINT_P | 7.85 | 5.81 | 2.57 | 2.55
CR | Other | 39 | KIRKB1 | 41.88 | 36.8 | 26.32 | 26.9
CR | Other | 39 | KNAR | 11.09 | 7.76 | 7.76 | 7.76
CR | Other | 39 | LACK_6 | 213.32 | 162.36 | 119.75 | 130.03
CR | Other | 39 | LALE1SG003 | 66.73 | 49.58 | 30.52 | 31.03
CR | Other | 39 | LAND1 | 165.96 | 138.18 | 89.22 | 89.66
CR | Other | 39 | LEGA_1 | 12.56 | 8.17 | 6.47 | 6.46
CR | Other | 39 | LEVE | 35.36 | 27.74 | 16.89 | 19.58
CR | Other | 39 | LINM | 1.3 | 0.78 | 0.78 | 0.78
CR | Other | 39 | LISD_1 | 43.09 | 35.95 | 14.7 | 14.61
CR | Other | 39 | LITT_C | 13.14 | 7.45 | 5.29 | 5.29
CR | Other | 39 | LITT_J | 18.53 | 13.71 | 6.06 | 6.02
CR | Other | 39 | LODR_6 | 1.53 | 1.44 | 0 | 0
CR | Other | 39 | LOVE_1 | 392.87 | 358.28 | 27.48 | 27.45
CR | Other | 39 | LUNA_P | 2.56 | 2.09 | 1.21 | 1.59
CR | Other | 39 | MACC_3 | 25.93 | 18.89 | 9.02 | 8.97
CR | Other | 39 | MANN_1 | 31.34 | 22.23 | 17.49 | 19.4
CR | Other | 39 | MAYB | 11.4 | 8.44 | 4.05 | 4.02
CR | Other | 39 | MELK_1 | 210.89 | 195.5 | 5.8 | 5.79
CR | Other | 39 | MILC_P | 12.44 | 9.13 | 6.04 | 6.04
CR | Other | 39 | MILH_1 | 1.61 | 1.52 | 0 | 0
CR | Other | 39 | MITY_1 | 6.51 | 3.88 | 3.17 | 3.17
CR | Other | 39 | MYBS_P | 4.25 | 3.74 | 1.86 | 2.88
CR | Other | 39 | NEAR | 201.05 | 176.32 | 126.22 | 126.22
CR | Other | 39 | NECE_1 | 340.27 | 292.38 | 167.48 | 167.43
CR | Other | 39 | NEWX_6 | 86.41 | 64.11 | 53.87 | 53.87
CR | Other | 39 | NFLE | 2.6 | 1.73 | 1.23 | 1.23
CR | Other | 39 | NINF_1 | 4.44 | 2.99 | 1.99 | 1.98
CR | Other | 39 | NORM_1 | 123.68 | 100.08 | 56.33 | 70.81
CR | Other | 39 | NORT_1 | 2.64 | 1.81 | 1.14 | 1.13
CR | Other | 39 | NURS_1 | 40.85 | 29.36 | 17.25 | 17.22
CR | Other | 39 | OCKH_1 | 2.21 | 1.31 | 1.31 | 1.31
CR | Other | 39 | OFFE_3 | 4.52 | 2.68 | 2.68 | 2.68
CR | Other | 39 | OLDB_1 | 806.65 | 706.44 | 516.67 | 516.66
CR | Other | 39 | OSBA_1 | 47.21 | 40.09 | 11.8 | 11.79
CR | Other | 39 | PADIB1 | 10.78 | 7.68 | 4.73 | 5.06
CR | Other | 39 | PELH_1 | 10.31 | 7.04 | 7.04 | 7.04
CR | Other | 39 | PEMB_1 | 31.14 | 22.87 | 10.5 | 10.44
CR | Other | 39 | PENN_1 | 11.66 | 7.85 | 7.85 | 7.85
CR | Other | 39 | PENT_1 | 6 | 3.99 | 3.99 | 3.99
CR | Other | 39 | PENW_1 | 37.86 | 26.06 | 20.87 | 20.84
CR | Other | 39 | PERS_P | 12.29 | 8.86 | 4.45 | 4.42
CR | Other | 39 | POOB | 11.74 | 6.96 | 6.96 | 6.96
CR | Other | 39 | POPP_3 | 19 | 14.54 | 9.5 | 12.23
CR | Other | 39 | PORA_P | 3.32 | 3.14 | 0 | 0
CR | Other | 39 | PYLE_1 | 232.78 | 213.09 | 20.09 | 24.4
CR | Other | 39 | RAIN_1 | 745.48 | 702.92 | 3.14 | 3.14
CR | Other | 39 | RASS_1 | 636.68 | 599.11 | 5.88 | 5.88
CR | Other | 39 | RATS_1 | 59.95 | 44.91 | 24.94 | 24.89
CR | Other | 39 | RAYL_1 | 21.44 | 14.53 | 9.25 | 9.25
CR | Other | 39 | RICH1 | 15.5 | 11.47 | 5.07 | 5.03
CR | Other | 39 | ROCH_1 | 7.63 | 4.3 | 4.3 | 4.3
CR | Other | 39 | RYEH_1 | 32.39 | 21.27 | 16.83 | 16.81
CR | Other | 39 | SALH_1 | 388.86 | 292.35 | 147.77 | 147.27
CR | Other | 39 | SALT_1 | 18.04 | 14.99 | 3.9 | 3.88
CR | Other | 39 | SBAR | 96.58 | 91.31 | 0 | 0
CR | Other | 39 | SEAB1 | 582.44 | 359.3 | 257.34 | 257.33
CR | Other | 39 | SELL_1 | 205.13 | 193.54 | 0.66 | 0.66
CR | Other | 39 | SHEC_3 | 47.99 | 35.22 | 30.51 | 30.51
CR | Other | 39 | SHRW_1 | 21.32 | 15.3 | 12.45 | 12.45
CR | Other | 39 | SJOW_1 | 14.68 | 10.86 | 4.8 | 4.76
CR | Other | 39 | SKLGB1 | 456.13 | 427.79 | 6.67 | 6.66
CR | Other | 39 | SMAN_1 | 283.89 | 252.11 | 38.08 | 40.71
CR | Other | 39 | SPEN_1 | 289.09 | 222.94 | 161.43 | 176.35
CR | Other | 39 | STAH_1 | 29.89 | 23.72 | 11.86 | 14.46
CR | Other | 39 | STAY_1 | 466.07 | 421.96 | 46.07 | 46.05
CR | Other | 39 | STEN_1 | 6.32 | 4.37 | 2.64 | 2.63
CR | Other | 39 | STES_1 | 17.85 | 12.34 | 8.44 | 8.42
CR | Other | 39 | STIR | 39.99 | 35.19 | 17.49 | 25.18
CR | Other | 39 | STLE | 13.78 | 9.84 | 7.49 | 7.49
CR | Other | 39 | STRI_P | 1.61 | 0.95 | 0.95 | 0.95
CR | Other | 39 | SUND_1 | 25.98 | 15.43 | 14.44 | 14.44
CR | Other | 39 | SWAN_1 | 257.68 | 241.46 | 4.63 | 5.23
CR | Other | 39 | TAUN1 | 222.5 | 207.47 | 13.42 | 19.7
CR | Other | 39 | TAYN_P | 1.5 | 1.42 | 0 | 0
CR | Other | 39 | TEMP_3 | 1.7 | 1.18 | 0.7 | 0.7
CR | Other | 39 | THOM_6 | 655.94 | 610.85 | 23.51 | 24.23
CR | Other | 39 | THSO_P | 43.7 | 9.61 | 9.61 | 9.61
CR | Other | 39 | THUR_6 | 81.07 | 76.64 | 0 | 0
CR | Other | 39 | TILBB_1 | 10.72 | 6.96 | 5.37 | 5.37
CR | Other | 39 | TOTT_1 | 78.55 | 56.56 | 37.8 | 37.8
CR | Other | 39 | TRAW_1 | 1.06 | 0.63 | 0.63 | 0.63
CR | Other | 39 | TYNE_1 | 15.82 | 8.78 | 7.02 | 7.01
CR | Other | 39 | TYNE_2 | 8.38 | 7.92 | 0 | 0
CR | Other | 39 | UPPB_1 | 525.55 | 496.85 | 0 | 0
CR | Other | 39 | UPPB_3 | 313.53 | 295.25 | 3.29 | 3.29
CR | Other | 39 | USKM_1 | 49.07 | 39.72 | 22.95 | 28.33
CR | Other | 39 | WALH_1 | 19.95 | 12.97 | 11 | 11.62
CR | Other | 39 | WALP_1 | 111.44 | 98.06 | 40.24 | 40.02
CR | Other | 39 | WALP_B | 20.73 | 15.58 | 7.65 | 7.65
CR | Other | 39 | WASF_1 | 38.43 | 27.41 | 14.44 | 14.36
CR | Other | 39 | WATFS_1 | 5.97 | 4.33 | 3.74 | 3.74
CR | Other | 39 | WBUR_1 | 119.65 | 102.71 | 29.47 | 30.25
CR | Other | 39 | WFIE | 33.32 | 29.32 | 14.58 | 20.98
CR | Other | 39 | WHAM_1 | 51.96 | 40.1 | 17.06 | 18.92
CR | Other | 39 | WHGA_1 | 3.44 | 1.78 | 1.78 | 1.78
CR | Other | 39 | WHHO | 1.72 | 1.27 | 0.56 | 0.56
CR | Other | 39 | WIBA_3 | 62.49 | 53.47 | 27.52 | 38.8
CR | Other | 39 | WIEN_1 | 42.55 | 31.49 | 20.45 | 20.45
CR | Other | 39 | WILL_1 | 61.22 | 44.61 | 20.45 | 20.32
CR | Other | 39 | WIMBN1 | 3.39 | 3.21 | 0 | 0
CR | Other | 39 | WIMBS1 | 12.49 | 9.67 | 6.64 | 6.64
CR | Other | 39 | WISD_6 | 2.09 | 1.55 | 0.68 | 0.68
CR | Other | 39 | WMEL_1 | 511.53 | 480.31 | 9.41 | 9.41
CR | Other | 39 | WTHU31 | 11.44 | 6.8 | 6.8 | 6.8
CR | Other | 39 | WWEY_1 | 8.27 | 5.42 | 3.32 | 3.31
CR | Other | 39 | WYMOM_1 | 12.59 | 8.41 | 8.41 | 8.41
CR | Other | 40 | ABHA1 | 3.79 | 2.25 | 2.25 | 2.25
CR | Other | 40 | ABNE_P | 9.26 | 6.32 | 6.32 | 6.32
CR | Other | 40 | ABTH_1 | 28.59 | 25.73 | 9.35 | 9.28
CR | Other | 40 | ALNE_P | 13.86 | 12.19 | 6.06 | 8.73
CR | Other | 40 | ALVE1 | 26.93 | 18.75 | 18.75 | 18.75
CR | Other | 40 | AMEM_1 | 8.21 | 6.46 | 1.15 | 1.15
CR | Other | 40 | ARMO_P | 2.68 | 2.53 | 0 | 0
CR | Other | 40 | BARKC1 | 205.63 | 140.76 | 99.4 | 104.95
CR | Other | 40 | BARKW3 | 8.05 | 7.61 | 0 | 0
CR | Other | 40 | BEDD_1 | 50.94 | 42.62 | 7.56 | 7.56
CR | Other | 40 | BESW_1 | 8.73 | 5.65 | 4.33 | 4.32
CR | Other | 40 | BICF_1 | 125.36 | 107.97 | 58.1 | 85.16
CR | Other | 40 | BIRK_1 | 17.84 | 12.59 | 6.94 | 6.91
CR | Other | 40 | BISW_1 | 28.89 | 21.18 | 14.41 | 14.41
CR | Other | 40 | BLYTB1 | 4.97 | 3.33 | 2.26 | 2.25
CR | Other | 40 | BOLN_1 | 253.02 | 209.94 | 64.45 | 65.62
CR | Other | 40 | BONN | 1.06 | 0.79 | 0.35 | 0.34
CR | Other | 40 | BOTW_1 | 19.52 | 18.07 | 0.64 | 0.64
CR | Other | 40 | BRAI_1 | 11.55 | 7.58 | 7.58 | 7.58
CR | Other | 40 | BRAW_1 | 37.9 | 26.63 | 21.09 | 21.08
CR | Other | 40 | BRED_1 | 15.04 | 9.77 | 9.19 | 9.19
CR | Other | 40 | BRFO_1 | 123.9 | 99.89 | 46.88 | 51.82
CR | Other | 40 | BRIM_1 | 12.23 | 8.85 | 5.88 | 5.87
CR | Other | 40 | BRLE_1 | 241.98 | 217.2 | 20.42 | 20.4
CR | Other | 40 | BRWA1 | 210.21 | 196.84 | 6.58 | 8.75
CR | Other | 40 | BURM_1 | 296.93 | 236.39 | 151.16 | 162.62
CR | Other | 40 | BUSH_1 | 47.47 | 32.86 | 32.86 | 32.86
CR | Other | 40 | BUST_1 | 1.45 | 0.86 | 0.86 | 0.86
CR | Other | 40 | CANTN1 | 48.48 | 42.03 | 9.41 | 9.41
CR | Other | 40 | CAPEA1 | 283.32 | 260.27 | 40.84 | 40.58
CR | Other | 40 | CARE_1 | 595.51 | 543.85 | 39.55 | 39.52
CR | Other | 40 | CARR_1 | 93.92 | 71.4 | 43.37 | 55.55
CR | Other | 40 | CELL_1 | 438.51 | 394.27 | 39.71 | 42.44
CR | Other | 40 | CHIC_1 | 36.07 | 33.19 | 2.59 | 2.59
CR | Other | 40 | CHSI_1 | 3.13 | 2.79 | 0.28 | 0.28
CR | Other | 40 | CHTE_1 | 588.13 | 551.43 | 24.49 | 24.49
CR | Other | 40 | CITR_1 | 17.58 | 14.91 | 5.03 | 4.99
CR | Other | 40 | CLAY_P | 1.4 | 0.68 | 0.68 | 0.68
CR | Other | 40 | CLYM | 3.36 | 1.99 | 1.99 | 1.99
CR | Other | 40 | CONQA1 | 331.41 | 301.88 | 36.69 | 37.34
CR | Other | 40 | COVE_1 | 57.74 | 41.69 | 33.22 | 33.21
CR | Other | 40 | COWL_1 | 49.63 | 34.83 | 23.87 | 23.87
CR | Other | 40 | COYL | 3.18 | 1.89 | 1.89 | 1.89
CR | Other | 40 | CREB_1 | 97.39 | 87.29 | 11.3 | 11.29
CR | Other | 40 | CUMB | 26.38 | 17.95 | 17.5 | 17.5
CR | Other | 40 | CUPA | 4.69 | 3.28 | 3.28 | 3.28
CR | Other | 40 | DALM3 | 27.55 | 20.39 | 14.12 | 14.12
CR | Other | 40 | DEWP | 1.41 | 1.05 | 0.46 | 0.46
CR | Other | 40 | DRAK_1 | 14.91 | 9.87 | 7.74 | 7.73
CR | Other | 40 | DRAX_1 | 337.56 | 316.87 | 12.78 | 18.05
CR | Other | 40 | DUDH_P | 3.79 | 2.81 | 1.24 | 1.23
CR | Other | 40 | DUNB | 14.15 | 10.27 | 8.2 | 8.2
CR | Other | 40 | DUNF | 4.89 | 3.31 | 3.31 | 3.31
CR | Other | 40 | EALI_6 | 18.4 | 9.16 | 8.75 | 8.75
CR | Other | 40 | EASO_1 | 14.01 | 11.26 | 6.17 | 8.27
CR | Other | 40 | ECLA_1 | 29.54 | 19.77 | 14.14 | 14.12
CR | Other | 40 | EKIS | 2.93 | 1.74 | 1.74 | 1.74
CR | Other | 40 | ELLA_1 | 55.49 | 40.46 | 20.93 | 20.84
CR | Other | 40 | ELST_1 | 11.78 | 8.82 | 6.6 | 6.6
CR | Other | 40 | ENDE_1 | 38.41 | 25.9 | 21.75 | 22.32
CR | Other | 40 | EXET1 | 60.19 | 50.57 | 14.27 | 14.25
CR | Other | 40 | FAWL_1 | 239.85 | 202.62 | 58.28 | 58.11
CR | Other | 40 | FECK_6 | 22.12 | 19.26 | 4.65 | 5.74
CR | Other | 40 | FERRA2 | 258.49 | 243.72 | 1.11 | 1.11
CR | Other | 40 | FERRB1 | 133.77 | 99.8 | 65.94 | 68.12
CR | Other | 40 | FIDF_1 | 97.54 | 79.21 | 48.02 | 63.58
CR | Other | 40 | FLEE_1 | 619.32 | 584.92 | 1 | 1
CR | Other | 40 | FOUR_1 | 5.01 | 3.51 | 3.51 | 3.51
CR | Other | 40 | FROD_1 | 213.77 | 173.98 | 77.32 | 76.88
CR | Other | 40 | GLRO | 6.7 | 4.69 | 4.69 | 4.69
CR | Other | 40 | GREN_1 | 150.19 | 119.64 | 68.86 | 89.52
CR | Other | 40 | GRIW_1 | 85.26 | 72.29 | 30.67 | 30.5
CR | Other | 40 | G_EXTRA_2 | 4.02 | 2.81 | 2.81 | 2.81
CR | Other | 40 | G_EXTRA_4 | 2.22 | 1.32 | 1.32 | 1.32
CR | Other | 40 | G_EXTRA_5 | 3.07 | 1.82 | 1.82 | 1.82
CR | Other | 40 | G_EXTRA_8 | 8.87 | 6.16 | 6.16 | 6.16
CR | Other | 40 | G_EXTRA_9 | 4.13 | 3.06 | 2.12 | 2.12
CR | Other | 40 | HACK_1 | 2.96 | 2.19 | 0.97 | 0.96
CR | Other | 40 | HACK_6 | 3.77 | 3.57 | 0 | 0
CR | Other | 40 | HAMHC1 | 44.18 | 23.05 | 23.05 | 23.05
CR | Other | 40 | HARK_1 | 36.21 | 21.53 | 15.85 | 15.83
CR | Other | 40 | HAWP_6 | 1.77 | 1.05 | 1.05 | 1.05
CR | Other | 40 | HEYS_1 | 5.41 | 3.45 | 2.79 | 2.78
CR | Other | 40 | HURS_1 | 5.57 | 3.97 | 2.19 | 2.19
CR | Other | 40 | HUTT_1 | 183.26 | 154.34 | 75.03 | 107.25
CR | Other | 40 | INDQ1 | 73.38 | 54.87 | 41.12 | 41.1
CR | Other | 40 | IROA1 | 6.97 | 4.93 | 2.7 | 2.69
CR | Other | 40 | IRONB1 | 6.05 | 3.99 | 3.99 | 3.99
CR | Other | 40 | IVER_1 | 253.58 | 210.89 | 116.4 | 128.37
CR | Other | 40 | KAIM | 3.23 | 2.31 | 1.2 | 1.19
CR | Other | 40 | KEAD_1 | 12.78 | 8.42 | 8.42 | 8.42
CR | Other | 40 | KEAR_1 | 56.75 | 39.03 | 35.58 | 35.57
CR | Other | 40 | KEIT_P | 43.64 | 38.26 | 19.16 | 28.76
CR | Other | 40 | KEMS_1 | 606.82 | 480.35 | 325.01 | 353.14
CR | Other | 40 | KIER | 2.33 | 1.38 | 1.38 | 1.38
CR | Other | 40 | KILT | 10.39 | 8.59 | 4.1 | 5.63
CR | Other | 40 | KILW | 20.17 | 17.48 | 7.84 | 7.81
CR | Other | 40 | KINO_1 | 170.02 | 142.63 | 65.18 | 64.93
CR | Other | 40 | KINT_P | 7.49 | 5.54 | 2.45 | 2.43
CR | Other | 40 | KIRKB1 | 41.88 | 36.8 | 26.32 | 26.9
CR | Other | 40 | KNAR | 11.12 | 7.78 | 7.78 | 7.78
CR | Other | 40 | LACK_6 | 213.82 | 162.71 | 120.3 | 130.57
CR | Other | 40 | LALE1SG003 | 66.14 | 49.2 | 30.23 | 30.75
CR | Other | 40 | LAND1 | 165.99 | 138.27 | 89.27 | 89.7
CR | Other | 40 | LEGA_1 | 12.2 | 7.93 | 6.3 | 6.29
CR | Other | 40 | LEVE | 34.89 | 27.39 | 16.76 | 19.45
CR | Other | 40 | LINM | 1.21 | 0.72 | 0.72 | 0.72
CR | Other | 40 | LISD_1 | 42.77 | 35.71 | 14.61 | 14.52
CR | Other | 40 | LITT_C | 13.25 | 7.5 | 5.34 | 5.34
CR | Other | 40 | LITT_J | 17.67 | 13.08 | 5.78 | 5.74
CR | Other | 40 | LODR_6 | 1.53 | 1.44 | 0 | 0
CR | Other | 40 | LOVE_1 | 392.07 | 357.72 | 27.15 | 27.12
CR | Other | 40 | LUNA_P | 2.52 | 2.07 | 1.19 | 1.57
CR | Other | 40 | MACC_3 | 24.66 | 17.98 | 8.57 | 8.52
CR | Other | 40 | MANN_1 | 30.82 | 21.94 | 17.17 | 19.09
CR | Other | 40 | MAYB | 10.96 | 8.11 | 3.9 | 3.88
CR | Other | 40 | MELK_1 | 210.31 | 195.12 | 5.51 | 5.5
CR | Other | 40 | MILC_P | 12.41 | 9.11 | 6.02 | 6.02
CR | Other | 40 | MILH_1 | 1.61 | 1.52 | 0 | 0
CR | Other | 40 | MITY_1 | 6.28 | 3.74 | 3.04 | 3.04
CR | Other | 40 | MYBS_P | 4.31 | 3.8 | 1.89 | 2.92
CR | Other | 40 | NEAR | 200.97 | 176.27 | 126.17 | 126.17
CR | Other | 40 | NECE_1 | 339.41 | 291.74 | 167.22 | 167.18
CR | Other | 40 | NEWX_6 | 87.12 | 64.63 | 54.36 | 54.35
CR | Other | 40 | NFLE | 2.45 | 1.64 | 1.14 | 1.14
CR | Other | 40 | NINF_1 | 4.18 | 2.82 | 1.86 | 1.86
CR | Other | 40 | NORM_1 | 123.16 | 99.73 | 56.11 | 70.61
CR | Other | 40 | NORT_1 | 2.49 | 1.71 | 1.07 | 1.06
CR | Other | 40 | NURS_1 | 40.23 | 28.91 | 17.01 | 16.99
CR | Other | 40 | OCKH_1 | 2.05 | 1.22 | 1.22 | 1.22
CR | Other | 40 | OFFE_3 | 4.19 | 2.49 | 2.49 | 2.49
CR | Other | 40 | OLDB_1 | 806.41 | 706.29 | 516.54 | 516.54
CR | Other | 40 | OSBA_1 | 47.03 | 39.96 | 11.75 | 11.74
CR | Other | 40 | PADIB1 | 10.27 | 7.33 | 4.49 | 4.82
CR | Other | 40 | PELH_1 | 10.21 | 6.98 | 6.98 | 6.98
CR | Other | 40 | PEMB_1 | 29.66 | 21.78 | 10 | 9.93
CR | Other | 40 | PENN_1 | 11.69 | 7.87 | 7.87 | 7.87
CR | Other | 40 | PENT_1 | 5.87 | 3.91 | 3.91 | 3.91
CR | Other | 40 | PENW_1 | 37.05 | 25.5 | 20.56 | 20.53
CR | Other | 40 | PERS_P | 11.67 | 8.42 | 4.21 | 4.19
CR | Other | 40 | POOB | 11.61 | 6.89 | 6.89 | 6.89
CR | Other | 40 | POPP_3 | 18.61 | 14.35 | 9.24 | 12.02
CR | Other | 40 | PORA_P | 3.32 | 3.14 | 0 | 0
CR | Other | 40 | PYLE_1 | 232.76 | 213.06 | 20.09 | 24.4
CR | Other | 40 | RAIN_1 | 745.09 | 702.69 | 2.91 | 2.91
CR | Other | 40 | RASS_1 | 636.31 | 598.89 | 5.66 | 5.66
CR | Other | 40 | RATS_1 | 58.67 | 44.01 | 24.44 | 24.4
CR | Other | 40 | RAYL_1 | 20.39 | 13.91 | 8.63 | 8.63
CR | Other | 40 | RICH1 | 14.77 | 10.93 | 4.83 | 4.8
CR | Other | 40 | ROCH_1 | 7.25 | 4.08 | 4.08 | 4.08
CR | Other | 40 | RYEH_1 | 31.77 | 20.85 | 16.53 | 16.51
CR | Other | 40 | SALH_1 | 378.73 | 284.87 | 144.46 | 143.99
CR | Other | 40 | SALT_1 | 17.69 | 14.73 | 3.79 | 3.77
CR | Other | 40 | SBAR | 96.58 | 91.31 | 0 | 0
CR | Other | 40 | SEAB1 | 582.57 | 359.37 | 257.46 | 257.45
CR | Other | 40 | SELL_1 | 205.05 | 193.49 | 0.61 | 0.61
CR | Other | 40 | SHEC_3 | 48.29 | 35.46 | 30.7 | 30.7
CR | Other | 40 | SHRW_1 | 21.3 | 15.29 | 12.44 | 12.44
CR | Other | 40 | SJOW_1 | 13.99 | 10.36 | 4.57 | 4.54
CR | Other | 40 | SKLGB1 | 455.58 | 427.43 | 6.4 | 6.39
CR | Other | 40 | SMAN_1 | 282.1 | 250.82 | 37.5 | 40.18
CR | Other | 40 | SPEN_1 | 289.92 | 223.64 | 162.3 | 177.37
CR | Other | 40 | STAH_1 | 29.08 | 23.15 | 11.55 | 14.15
CR | Other | 40 | STAY_1 | 465.83 | 421.83 | 45.94 | 45.92
CR | Other | 40 | STEN_1 | 5.97 | 4.13 | 2.48 | 2.47
CR | Other | 40 | STES_1 | 17.05 | 11.8 | 8.09 | 8.07
CR | Other | 40 | STIR | 39.99 | 35.19 | 17.49 | 25.18
CR | Other | 40 | STLE | 13.66 | 9.77 | 7.42 | 7.42
CR | Other | 40 | STRI_P | 1.49 | 0.88 | 0.88 | 0.88
CR | Other | 40 | SUND_1 | 24.41 | 14.5 | 13.51 | 13.51
CR | Other | 40 | SWAN_1 | 257.27 | 241.2 | 4.41 | 5.01
CR | Other | 40 | TAUN1 | 222.63 | 207.65 | 13.44 | 19.81
CR | Other | 40 | TAYN_P | 1.5 | 1.42 | 0 | 0
CR | Other | 40 | TEMP_3 | 1.6 | 1.11 | 0.66 | 0.66
CR | Other | 40 | THOM_6 | 655.29 | 610.44 | 23.19 | 23.91
CR | Other | 40 | THSO_P | 43.7 | 9.61 | 9.61 | 9.61
CR | Other | 40 | THUR_6 | 81.07 | 76.64 | 0 | 0
CR | Other | 40 | TILBB_1 | 10.06 | 6.57 | 4.98 | 4.98
CR | Other | 40 | TOTT_1 | 78.62 | 56.59 | 37.83 | 37.83
CR | Other | 40 | TRAW_1 | 0.99 | 0.59 | 0.59 | 0.59
CR | Other | 40 | TYNE_1 | 15.74 | 8.7 | 7.02 | 7.01
CR | Other | 40 | TYNE_2 | 8.38 | 7.92 | 0 | 0
CR | Other | 40 | UPPB_1 | 525.55 | 496.85 | 0 | 0
CR | Other | 40 | UPPB_3 | 313.54 | 295.26 | 3.3 | 3.3
CR | Other | 40 | USKM_1 | 48.55 | 39.35 | 22.78 | 28.17
CR | Other | 40 | WALH_1 | 19.58 | 12.74 | 10.8 | 11.41
CR | Other | 40 | WALP_1 | 111.47 | 98.08 | 40.26 | 40.04
CR | Other | 40 | WALP_B | 20.49 | 15.43 | 7.51 | 7.51
CR | Other | 40 | WASF_1 | 36.45 | 26.03 | 13.65 | 13.59
CR | Other | 40 | WATFS_1 | 6 | 4.35 | 3.76 | 3.76
CR | Other | 40 | WBUR_1 | 119.6 | 102.69 | 29.47 | 30.25
CR | Other | 40 | WFIE | 33.32 | 29.32 | 14.58 | 20.98
CR | Other | 40 | WHAM_1 | 50.15 | 38.78 | 16.48 | 18.37
CR | Other | 40 | WHGA_1 | 3.39 | 1.75 | 1.75 | 1.75
CR | Other | 40 | WHHO | 1.64 | 1.21 | 0.54 | 0.53
CR | Other | 40 | WIBA_3 | 62.53 | 53.49 | 27.54 | 38.82
CR | Other | 40 | WIEN_1 | 42.55 | 31.49 | 20.45 | 20.45
CR | Other | 40 | WILL_1 | 58.5 | 42.59 | 19.56 | 19.43
CR | Other | 40 | WIMBN1 | 3.39 | 3.21 | 0 | 0
CR | Other | 40 | WIMBS1 | 12.59 | 9.75 | 6.71 | 6.71
CR | Other | 40 | WISD_6 | 2 | 1.48 | 0.65 | 0.65
CR | Other | 40 | WMEL_1 | 511.56 | 480.33 | 9.43 | 9.43
CR | Other | 40 | WTHU31 | 10.61 | 6.3 | 6.3 | 6.3
CR | Other | 40 | WWEY_1 | 8.02 | 5.25 | 3.19 | 3.19
CR | Other | 40 | WYMOM_1 | 12.33 | 8.25 | 8.25 | 8.25
CR | Solar | 17 | ABHA1 | 82.33 | 0 | 1.86 | 58.88
CR | Solar | 17 | ABNE_P | 9.9 | 0 | 0.22 | 7.08
CR | Solar | 17 | ABTH_1 | 64.33 | 0 | 1.45 | 46.01
CR | Solar | 17 | ALVE1 | 183.06 | 0 | 4.14 | 130.92
CR | Solar | 17 | AMEM_1 | 37.22 | 0 | 0.84 | 26.62
CR | Solar | 17 | ARBR_P | 24.23 | 0 | 0.55 | 17.33
CR | Solar | 17 | AXMI1 | 93.28 | 0 | 2.11 | 66.71
CR | Solar | 17 | BARKC1 | 1.64 | 0 | 0.04 | 1.17
CR | Solar | 17 | BESW_1 | 43.45 | 0 | 0.98 | 31.08
CR | Solar | 17 | BICF_1 | 156.31 | 0 | 3.53 | 111.79
CR | Solar | 17 | BISW_1 | 17.58 | 0 | 0.4 | 12.57
CR | Solar | 17 | BOLN_1 | 65.49 | 0 | 1.48 | 46.84
CR | Solar | 17 | BOTW_1 | 54.96 | 0 | 1.24 | 39.31
CR | Solar | 17 | BRAI_1 | 95.97 | 0 | 2.17 | 68.64
CR | Solar | 17 | BRED_1 | 1.08 | 0 | 0.02 | 0.77
CR | Solar | 17 | BRFO_1 | 133.56 | 0 | 3.02 | 95.52
CR | Solar | 17 | BRLE_1 | 59.53 | 0 | 1.35 | 42.58
CR | Solar | 17 | BRWA1 | 239.5 | 0 | 5.41 | 171.29
CR | Solar | 17 | BURM_1 | 311.97 | 0 | 7.05 | 223.12
CR | Solar | 17 | BUSH_1 | 11.75 | 0 | 0.27 | 8.4
CR | Solar | 17 | CAMB_01 | 16.3 | 0 | 0.37 | 11.66
CR | Solar | 17 | CANTN1 | 108.8 | 0 | 2.46 | 77.81
CR | Solar | 17 | CAPEA1 | 5.43 | 0 | 0.12 | 3.88
CR | Solar | 17 | CARE_1 | 14.12 | 0 | 0.32 | 10.1
CR | Solar | 17 | CARR_1 | 1.66 | 0 | 0.04 | 1.19
CR | Solar | 17 | CELL_1 | 29.24 | 0 | 0.66 | 20.91
CR | Solar | 17 | CHIC_1 | 66.82 | 0 | 1.51 | 47.79
CR | Solar | 17 | CHTE_1 | 141.05 | 0 | 3.19 | 100.88
CR | Solar | 17 | CONQA1 | 110.45 | 0 | 2.5 | 78.99
CR | Solar | 17 | COVE_1 | 5.37 | 0 | 0.12 | 3.84
CR | Solar | 17 | COWL_1 | 268.05 | 0 | 6.06 | 191.71
CR | Solar | 17 | CREB_1 | 16.28 | 0 | 0.37 | 11.64
CR | Solar | 17 | CUPA | 4 | 0 | 0.09 | 2.86
CR | Solar | 17 | DEVO | 5 | 0 | 0.11 | 3.58
CR | Solar | 17 | DRAK_1 | 89.4 | 0 | 2.02 | 63.94
CR | Solar | 17 | EASO_1 | 224.24 | 0 | 5.07 | 160.38
CR | Solar | 17 | ECLA_1 | 121.33 | 0 | 2.74 | 86.78
CR | Solar | 17 | ELGI_P | 1.27 | 0 | 0.03 | 0.91
CR | Solar | 17 | ENDE_1 | 49.42 | 0 | 1.12 | 35.35
CR | Solar | 17 | EXET1 | 91.27 | 0 | 2.06 | 65.28
CR | Solar | 17 | FAWL_1 | 89.02 | 0 | 2.01 | 63.67
CR | Solar | 17 | FECK_6 | 137.83 | 0 | 3.11 | 98.58
CR | Solar | 17 | FERRA2 | 8.04 | 0 | 0.18 | 5.75
CR | Solar | 17 | FERRB1 | 5.43 | 0 | 0.12 | 3.88
CR | Solar | 17 | FLEE_1 | 43.15 | 0 | 0.98 | 30.86
CR | Solar | 17 | FROD_1 | 3.66 | 0 | 0.08 | 2.62
CR | Solar | 17 | GREN_1 | 243.4 | 0 | 5.5 | 174.08
CR | Solar | 17 | GRIW_1 | 29.78 | 0 | 0.67 | 21.3
CR | Solar | 17 | HAMHC1 | 27.56 | 0 | 0.62 | 19.71
CR | Solar | 17 | HARK_1 | 52.47 | 0 | 1.19 | 37.53
CR | Solar | 17 | HAWP_6 | 5.44 | 0 | 0.12 | 3.89
CR | Solar | 17 | HEYS_1 | 23.95 | 0 | 0.54 | 17.13
CR | Solar | 17 | HUTT_1 | 10.59 | 0 | 0.24 | 7.57
CR | Solar | 17 | IMPK_1 | 10.7 | 0 | 0.24 | 7.65
CR | Solar | 17 | INDQ1 | 332.89 | 0 | 7.52 | 238.08
CR | Solar | 17 | IROA1 | 100.97 | 0 | 2.28 | 72.21
CR | Solar | 17 | IRONB1 | 36.04 | 0 | 0.81 | 25.78
CR | Solar | 17 | KEAD_1 | 48.12 | 0 | 1.09 | 34.42
CR | Solar | 17 | KEAR_3 | 11.19 | 0 | 0.25 | 8
CR | Solar | 17 | KEMS_1 | 71.83 | 0 | 1.62 | 51.37
CR | Solar | 17 | KIBY_1 | 1.64 | 0 | 0.04 | 1.17
CR | Solar | 17 | KILW | 4.99 | 0 | 0.11 | 3.57
CR | Solar | 17 | KINO_1 | 21.51 | 0 | 0.49 | 15.38
CR | Solar | 17 | KINT_P | 1.8 | 0 | 0.04 | 1.29
CR | Solar | 17 | KITW_1 | 1.32 | 0 | 0.03 | 0.94
CR | Solar | 17 | KNAR | 16.27 | 0 | 0.37 | 11.64
CR | Solar | 17 | LACK_6 | 5.44 | 0 | 0.12 | 3.89
CR | Solar | 17 | LALE1SG003 | 5.26 | 0 | 0.12 | 3.76
CR | Solar | 17 | LAND1 | 227.67 | 0 | 5.15 | 162.83
CR | Solar | 17 | LEGA_1 | 65.26 | 0 | 1.47 | 46.67
CR | Solar | 17 | LISD_1 | 2.71 | 0 | 0.06 | 1.94
CR | Solar | 17 | LOVE_1 | 170.81 | 0 | 3.86 | 122.16
CR | Solar | 17 | MACC_3 | 10.86 | 0 | 0.25 | 7.77
CR | Solar | 17 | MACD_P | 2.4 | 0 | 0.05 | 1.72
CR | Solar | 17 | MAGA_6 | 27.52 | 0 | 0.62 | 19.68
CR | Solar | 17 | MANN_1 | 295.77 | 0 | 6.68 | 211.53
CR | Solar | 17 | MELK_1 | 276.42 | 0 | 6.25 | 197.7
CR | Solar | 17 | MILH_1 | 10.85 | 0 | 0.25 | 7.76
CR | Solar | 17 | MITY_1 | 512.01 | 0 | 11.57 | 366.19
CR | Solar | 17 | NFLE | 41.48 | 0 | 0.94 | 29.67
CR | Solar | 17 | NINF_1 | 72.38 | 0 | 1.64 | 51.77
CR | Solar | 17 | NORM_1 | 297.26 | 0 | 6.72 | 212.6
CR | Solar | 17 | NORT_1 | 31.3 | 0 | 0.71 | 22.39
CR | Solar | 17 | NURS_1 | 195.9 | 0 | 4.43 | 140.11
CR | Solar | 17 | PADIB1 | 5.43 | 0 | 0.12 | 3.88
CR | Solar | 17 | PELH_1 | 141.51 | 0 | 3.2 | 101.21
CR | Solar | 17 | PEMB_1 | 242.25 | 0 | 5.47 | 173.26
CR | Solar | 17 | PENN_1 | 5.43 | 0 | 0.12 | 3.88
CR | Solar | 17 | PENT_1 | 46.26 | 0 | 1.05 | 33.09
CR | Solar | 17 | PENW_1 | 45.41 | 0 | 1.03 | 32.48
CR | Solar | 17 | POPP_3 | 10.87 | 0 | 0.25 | 7.77
CR | Solar | 17 | PYLE_1 | 36.77 | 0 | 0.83 | 26.3
CR | Solar | 17 | RAIN_1 | 2.83 | 0 | 0.06 | 2.02
CR | Solar | 17 | RASS_1 | 36.14 | 0 | 0.82 | 25.85
CR | Solar | 17 | RATS_1 | 76.43 | 0 | 1.73 | 54.66
CR | Solar | 17 | RAYL_1 | 24.41 | 0 | 0.55 | 17.46
CR | Solar | 17 | REDH | 8.3 | 0 | 0.19 | 5.94
CR | Solar | 17 | RICH1 | 67.01 | 0 | 1.51 | 47.93
CR | Solar | 17 | ROCH_1 | 2.61 | 0 | 0.06 | 1.87
CR | Solar | 17 | RUGEB1 | 15.48 | 0 | 0.35 | 11.07
CR | Solar | 17 | SALH_1 | 10.8 | 0 | 0.24 | 7.72
CR | Solar | 17 | SALT_1 | 6.6 | 0 | 0.15 | 4.72
CR | Solar | 17 | SBAR | 48.07 | 0 | 1.09 | 34.38
CR | Solar | 17 | SEAB1 | 93.38 | 0 | 2.11 | 66.79
CR | Solar | 17 | SELL_1 | 47.94 | 0 | 1.08 | 34.29
CR | Solar | 17 | SHRW_1 | 116.14 | 0 | 2.62 | 83.06
CR | Solar | 17 | SKLGB1 | 5.43 | 0 | 0.12 | 3.88
CR | Solar | 17 | SPEN_1 | 5.39 | 0 | 0.12 | 3.85
CR | Solar | 17 | STAH_1 | 10.28 | 0 | 0.23 | 7.35
CR | Solar | 17 | STAY_1 | 137.24 | 0 | 3.1 | 98.15
CR | Solar | 17 | STES_1 | 5.43 | 0 | 0.12 | 3.88
CR | Solar | 17 | STRI_P | 1.6 | 0 | 0.04 | 1.14
CR | Solar | 17 | SUND_1 | 48.94 | 0 | 1.11 | 35
CR | Solar | 17 | SWAN_1 | 117.47 | 0 | 2.65 | 84.01
CR | Solar | 17 | TARL_P | 4.95 | 0 | 0.11 | 3.54
CR | Solar | 17 | TAUN1 | 83.97 | 0 | 1.9 | 60.06
CR | Solar | 17 | THOM_6 | 5.4 | 0 | 0.12 | 3.86
CR | Solar | 17 | TILBB_1 | 4.69 | 0 | 0.11 | 3.35
CR | Solar | 17 | TRAW_1 | 16.44 | 0 | 0.37 | 11.76
CR | Solar | 17 | UPPB_1 | 31.52 | 0 | 0.71 | 22.54
CR | Solar | 17 | UPPB_3 | 30.82 | 0 | 0.7 | 22.04
CR | Solar | 17 | USKM_1 | 39.52 | 0 | 0.89 | 28.26
CR | Solar | 17 | WALH_1 | 101.25 | 0 | 2.29 | 72.41
CR | Solar | 17 | WALP_1 | 22.62 | 0 | 0.51 | 16.18
CR | Solar | 17 | WALP_B | 195.87 | 0 | 4.43 | 140.09
CR | Solar | 17 | WARL_1 | 16.52 | 0 | 0.37 | 11.82
CR | Solar | 17 | WASF_1 | 5.43 | 0 | 0.12 | 3.88
CR | Solar | 17 | WBOL_6 | 5.12 | 0 | 0.12 | 3.66
CR | Solar | 17 | WBUR_1 | 111.46 | 0 | 2.52 | 79.72
CR | Solar | 17 | WILL_1 | 51.96 | 0 | 1.17 | 37.16
CR | Solar | 17 | WWEY_1 | 2.17 | 0 | 0.05 | 1.55
CR | Solar | 17 | WYMOM_1 | 24.7 | 0 | 0.56 | 17.67
CR | Solar | 18 | ABHA1 | 88.77 | 0 | 2.01 | 63.49
CR | Solar | 18 | ABNE_P | 10.68 | 0 | 0.24 | 7.64
CR | Solar | 18 | ABTH_1 | 69.35 | 0 | 1.57 | 49.6
CR | Solar | 18 | ALVE1 | 197.36 | 0 | 4.46 | 141.15
CR | Solar | 18 | AMEM_1 | 40.13 | 0 | 0.91 | 28.7
CR | Solar | 18 | ARBR_P | 26.13 | 0 | 0.59 | 18.69
CR | Solar | 18 | AXMI1 | 100.57 | 0 | 2.27 | 71.93
CR | Solar | 18 | BARKC1 | 1.76 | 0 | 0.04 | 1.26
CR | Solar | 18 | BESW_1 | 46.85 | 0 | 1.06 | 33.51
CR | Solar | 18 | BICF_1 | 168.53 | 0 | 3.81 | 120.53
CR | Solar | 18 | BISW_1 | 18.96 | 0 | 0.43 | 13.56
CR | Solar | 18 | BOLN_1 | 70.61 | 0 | 1.6 | 50.5
CR | Solar | 18 | BOTW_1 | 59.26 | 0 | 1.34 | 42.38
CR | Solar | 18 | BRAI_1 | 103.47 | 0 | 2.34 | 74
CR | Solar | 18 | BRED_1 | 1.17 | 0 | 0.03 | 0.84
CR | Solar | 18 | BRFO_1 | 144 | 0 | 3.25 | 102.99
CR | Solar | 18 | BRLE_1 | 64.18 | 0 | 1.45 | 45.9
CR | Solar | 18 | BRWA1 | 258.22 | 0 | 5.84 | 184.68
CR | Solar | 18 | BURM_1 | 336.35 | 0 | 7.6 | 240.56
CR | Solar | 18 | BUSH_1 | 12.67 | 0 | 0.29 | 9.06
CR | Solar | 18 | CAMB_01 | 17.57 | 0 | 0.4 | 12.57
CR | Solar | 18 | CANTN1 | 117.3 | 0 | 2.65 | 83.89
CR | Solar | 18 | CAPEA1 | 5.86 | 0 | 0.13 | 4.19
CR | Solar | 18 | CARE_1 | 15.22 | 0 | 0.34 | 10.89
CR | Solar | 18 | CARR_1 | 1.79 | 0 | 0.04 | 1.28
CR | Solar | 18 | CELL_1 | 31.52 | 0 | 0.71 | 22.54
CR | Solar | 18 | CHIC_1 | 72.05 | 0 | 1.63 | 51.53
CR | Solar | 18 | CHTE_1 | 152.07 | 0 | 3.44 | 108.76
CR | Solar | 18 | CONQA1 | 119.08 | 0 | 2.69 | 85.17
CR | Solar | 18 | COVE_1 | 5.79 | 0 | 0.13 | 4.14
CR | Solar | 18 | COWL_1 | 289 | 0 | 6.53 | 206.69
CR | Solar | 18 | CREB_1 | 17.55 | 0 | 0.4 | 12.55
CR | Solar | 18 | CUPA | 5.17 | 0 | 0.12 | 3.7
CR | Solar | 18 | DEVO | 6.46 | 0 | 0.15 | 4.62
CR | Solar | 18 | DRAK_1 | 96.38 | 0 | 2.18 | 68.93
CR | Solar | 18 | EASO_1 | 241.76 | 0 | 5.46 | 172.91
CR | Solar | 18 | ECLA_1 | 130.81 | 0 | 2.96 | 93.56
CR | Solar | 18 | ELGI_P | 1.37 | 0 | 0.03 | 0.98
CR | Solar | 18 | ENDE_1 | 53.28 | 0 | 1.2 | 38.11
CR | Solar | 18 | EXET1 | 98.4 | 0 | 2.22 | 70.38
CR | Solar | 18 | FAWL_1 | 95.98 | 0 | 2.17 | 68.64
CR | Solar | 18 | FECK_6 | 148.6 | 0 | 3.36 | 106.28
CR | Solar | 18 | FERRA2 | 8.67 | 0 | 0.2 | 6.2
CR | Solar | 18 | FERRB1 | 5.86 | 0 | 0.13 | 4.19
CR | Solar | 18 | FLEE_1 | 46.52 | 0 | 1.05 | 33.27
CR | Solar | 18 | FROD_1 | 3.95 | 0 | 0.09 | 2.83
CR | Solar | 18 | GREN_1 | 262.42 | 0 | 5.93 | 187.68
CR | Solar | 18 | GRIW_1 | 32.11 | 0 | 0.73 | 22.97
CR | Solar | 18 | HAMHC1 | 29.72 | 0 | 0.67 | 21.26
CR | Solar | 18 | HARK_1 | 56.57 | 0 | 1.28 | 40.46
CR | Solar | 18 | HAWP_6 | 5.86 | 0 | 0.13 | 4.19
CR | Solar | 18 | HEYS_1 | 25.82 | 0 | 0.58 | 18.47
CR | Solar | 18 | HUTT_1 | 11.42 | 0 | 0.26 | 8.17
CR | Solar | 18 | IMPK_1 | 11.54 | 0 | 0.26 | 8.25
CR | Solar | 18 | INDQ1 | 358.9 | 0 | 8.11 | 256.69
CR | Solar | 18 | IROA1 | 108.87 | 0 | 2.46 | 77.86
CR | Solar | 18 | IRONB1 | 38.85 | 0 | 0.88 | 27.79
CR | Solar | 18 | KEAD_1 | 51.88 | 0 | 1.17 | 37.1
CR | Solar | 18 | KEAR_3 | 12.06 | 0 | 0.27 | 8.63
CR | Solar | 18 | KEMS_1 | 77.45 | 0 | 1.75 | 55.39
CR | Solar | 18 | KIBY_1 | 1.77 | 0 | 0.04 | 1.27
CR | Solar | 18 | KILW | 6.45 | 0 | 0.15 | 4.61
CR | Solar | 18 | KINO_1 | 23.19 | 0 | 0.52 | 16.59
CR | Solar | 18 | KINT_P | 1.94 | 0 | 0.04 | 1.39
CR | Solar | 18 | KITW_1 | 1.42 | 0 | 0.03 | 1.02
CR | Solar | 18 | KNAR | 17.54 | 0 | 0.4 | 12.54
CR | Solar | 18 | LACK_6 | 5.86 | 0 | 0.13 | 4.19
CR | Solar | 18 | LALE1SG003 | 5.67 | 0 | 0.13 | 4.06
CR | Solar | 18 | LAND1 | 245.46 | 0 | 5.55 | 175.55
CR | Solar | 18 | LEGA_1 | 70.36 | 0 | 1.59 | 50.32
CR | Solar | 18 | LISD_1 | 2.92 | 0 | 0.07 | 2.09
CR | Solar | 18 | LOVE_1 | 184.16 | 0 | 4.16 | 131.71
CR | Solar | 18 | MACC_3 | 11.71 | 0 | 0.26 | 8.37
CR | Solar | 18 | MACD_P | 2.59 | 0 | 0.06 | 1.85
CR | Solar | 18 | MAGA_6 | 29.67 | 0 | 0.67 | 21.22
CR | Solar | 18 | MANN_1 | 318.88 | 0 | 7.21 | 228.06
CR | Solar | 18 | MELK_1 | 298.03 | 0 | 6.74 | 213.15
CR | Solar | 18 | MILH_1 | 11.7 | 0 | 0.26 | 8.37
CR | Solar | 18 | MITY_1 | 552.03 | 0 | 12.48 | 394.81
CR | Solar | 18 | NFLE | 44.72 | 0 | 1.01 | 31.98
CR | Solar | 18 | NINF_1 | 78.03 | 0 | 1.76 | 55.81
CR | Solar | 18 | NORM_1 | 320.5 | 0 | 7.24 | 229.22
CR | Solar | 18 | NORT_1 | 33.75 | 0 | 0.76 | 24.14
CR | Solar | 18 | NURS_1 | 211.21 | 0 | 4.77 | 151.06
CR | Solar | 18 | PADIB1 | 5.85 | 0 | 0.13 | 4.18
CR | Solar | 18 | PELH_1 | 152.57 | 0 | 3.45 | 109.12
CR | Solar | 18 | PEMB_1 | 261.18 | 0 | 5.9 | 186.8
CR | Solar | 18 | PENN_1 | 5.85 | 0 | 0.13 | 4.18
CR | Solar | 18 | PENT_1 | 49.88 | 0 | 1.13 | 35.67
CR | Solar | 18 | PENW_1 | 48.96 | 0 | 1.11 | 35.02
CR | Solar | 18 | POPP_3 | 11.72 | 0 | 0.26 | 8.38
CR | Solar | 18 | PYLE_1 | 39.64 | 0 | 0.9 | 28.35
CR | Solar | 18 | RAIN_1 | 3.05 | 0 | 0.07 | 2.18
CR | Solar | 18 | RASS_1 | 38.97 | 0 | 0.88 | 27.87
CR | Solar | 18 | RATS_1 | 82.41 | 0 | 1.86 | 58.94
CR | Solar | 18 | RAYL_1 | 26.32 | 0 | 0.59 | 18.82
CR | Solar | 18 | REDH | 10.72 | 0 | 0.24 | 7.67
CR | Solar | 18 | RICH1 | 72.25 | 0 | 1.63 | 51.67
CR | Solar | 18 | ROCH_1 | 2.81 | 0 | 0.06 | 2.01
CR | Solar | 18 | RUGEB1 | 16.69 | 0 | 0.38 | 11.94
CR | Solar | 18 | SALH_1 | 11.64 | 0 | 0.26 | 8.32
CR | Solar | 18 | SALT_1 | 7.12 | 0 | 0.16 | 5.09
CR | Solar | 18 | SBAR | 51.83 | 0 | 1.17 | 37.07
CR | Solar | 18 | SEAB1 | 100.68 | 0 | 2.28 | 72.01
CR | Solar | 18 | SELL_1 | 51.69 | 0 | 1.17 | 36.97
CR | Solar | 18 | SHRW_1 | 125.22 | 0 | 2.83 | 89.56
CR | Solar | 18 | SKLGB1 | 5.85 | 0 | 0.13 | 4.18
CR | Solar | 18 | SPEN_1 | 5.82 | 0 | 0.13 | 4.16
CR | Solar | 18 | STAH_1 | 11.08 | 0 | 0.25 | 7.92
CR | Solar | 18 | STAY_1 | 147.97 | 0 | 3.34 | 105.83
CR | Solar | 18 | STES_1 | 5.85 | 0 | 0.13 | 4.18
CR | Solar | 18 | STRI_P | 1.73 | 0 | 0.04 | 1.24
CR | Solar | 18 | SUND_1 | 52.76 | 0 | 1.19 | 37.73
CR | Solar | 18 | SWAN_1 | 126.65 | 0 | 2.86 | 90.58
CR | Solar | 18 | TARL_P | 5.34 | 0 | 0.12 | 3.82
CR | Solar | 18 | TAUN1 | 90.53 | 0 | 2.05 | 64.75
CR | Solar | 18 | THOM_6 | 5.83 | 0 | 0.13 | 4.17
CR | Solar | 18 | TILBB_1 | 5.05 | 0 | 0.11 | 3.61
CR | Solar | 18 | TRAW_1 | 17.72 | 0 | 0.4 | 12.67
CR | Solar | 18 | UPPB_1 | 33.98 | 0 | 0.77 | 24.3
CR | Solar | 18 | UPPB_3 | 33.23 | 0 | 0.75 | 23.77
CR | Solar | 18 | USKM_1 | 42.61 | 0 | 0.96 | 30.47
CR | Solar | 18 | WALH_1 | 109.16 | 0 | 2.47 | 78.07
CR | Solar | 18 | WALP_1 | 24.38 | 0 | 0.55 | 17.44
CR | Solar | 18 | WALP_B | 211.18 | 0 | 4.77 | 151.04
CR | Solar | 18 | WARL_1 | 17.81 | 0 | 0.4 | 12.74
CR | Solar | 18 | WASF_1 | 5.85 | 0 | 0.13 | 4.18
CR | Solar | 18 | WBOL_6 | 5.52 | 0 | 0.12 | 3.95
CR | Solar | 18 | WBUR_1 | 120.17 | 0 | 2.72 | 85.95
CR | Solar | 18 | WILL_1 | 56.02 | 0 | 1.27 | 40.07
CR | Solar | 18 | WWEY_1 | 2.34 | 0 | 0.05 | 1.67
CR | Solar | 18 | WYMOM_1 | 26.63 | 0 | 0.6 | 19.05
CR | Solar | 19 | ABHA1 | 93.02 | 0 | 2.1 | 66.53
CR | Solar | 19 | ABNE_P | 11.19 | 0 | 0.25 | 8
CR | Solar | 19 | ABTH_1 | 72.67 | 0 | 1.64 | 51.97
CR | Solar | 19 | ALVE1 | 206.82 | 0 | 4.67 | 147.92
CR | Solar | 19 | AMEM_1 | 42.05 | 0 | 0.95 | 30.07
CR | Solar | 19 | ARBR_P | 27.39 | 0 | 0.62 | 19.59
CR | Solar | 19 | AXMI1 | 105.39 | 0 | 2.38 | 75.37
CR | Solar | 19 | BARKC1 | 1.85 | 0 | 0.04 | 1.32
CR | Solar | 19 | BESW_1 | 49.09 | 0 | 1.11 | 35.11
CR | Solar | 19 | BICF_1 | 176.6 | 0 | 3.99 | 126.3
CR | Solar | 19 | BISW_1 | 19.86 | 0 | 0.45 | 14.2
CR | Solar | 19 | BOLN_1 | 73.99 | 0 | 1.67 | 52.92
CR | Solar | 19 | BOTW_1 | 62.1 | 0 | 1.4 | 44.41
CR | Solar | 19 | BRAI_1 | 108.43 | 0 | 2.45 | 77.55
CR | Solar | 19 | BRED_1 | 1.22 | 0 | 0.03 | 0.87
CR | Solar | 19 | BRFO_1 | 150.89 | 0 | 3.41 | 107.92
CR | Solar | 19 | BRLE_1 | 67.26 | 0 | 1.52 | 48.1
CR | Solar | 19 | BRWA1 | 270.58 | 0 | 6.12 | 193.52
CR | Solar | 19 | BURM_1 | 352.46 | 0 | 7.97 | 252.08
CR | Solar | 19 | BUSH_1 | 13.28 | 0 | 0.3 | 9.5
CR | Solar | 19 | CAMB_01 | 18.41 | 0 | 0.42 | 13.17
CR | Solar | 19 | CANTN1 | 122.92 | 0 | 2.78 | 87.91
CR | Solar | 19 | CAPEA1 | 6.14 | 0 | 0.14 | 4.39
CR | Solar | 19 | CARE_1 | 15.95 | 0 | 0.36 | 11.41
CR | Solar | 19 | CARR_1 | 1.87 | 0 | 0.04 | 1.34
CR | Solar | 19 | CELL_1 | 33.03 | 0 | 0.75 | 23.62
CR | Solar | 19 | CHIC_1 | 75.5 | 0 | 1.71 | 54
CR | Solar | 19 | CHTE_1 | 159.36 | 0 | 3.6 | 113.97
CR | Solar | 19 | CONQA1 | 124.78 | 0 | 2.82 | 89.24
CR | Solar | 19 | COVE_1 | 6.07 | 0 | 0.14 | 4.34
CR | Solar | 19 | COWL_1 | 302.84 | 0 | 6.84 | 216.59
CR | Solar | 19 | CREB_1 | 18.39 | 0 | 0.42 | 13.15
CR | Solar | 19 | CUPA | 5.86 | 0 | 0.13 | 4.19
CR | Solar | 19 | DEVO | 7.33 | 0 | 0.17 | 5.24
CR | Solar | 19 | DRAK_1 | 101 | 0 | 2.28 | 72.24
CR | Solar | 19 | EASO_1 | 253.34 | 0 | 5.73 | 181.19
CR | Solar | 19 | ECLA_1 | 137.07 | 0 | 3.1 | 98.03
CR | Solar | 19 | ELGI_P | 1.44 | 0 | 0.03 | 1.03
CR | Solar | 19 | ENDE_1 | 55.83 | 0 | 1.26 | 39.93
CR | Solar | 19 | EXET1 | 103.11 | 0 | 2.33 | 73.74
CR | Solar | 19 | FAWL_1 | 100.58 | 0 | 2.27 | 71.93
CR | Solar | 19 | FECK_6 | 155.72 | 0 | 3.52 | 111.37
CR | Solar | 19 | FERRA2 | 9.09 | 0 | 0.21 | 6.5
CR | Solar | 19 | FERRB1 | 6.14 | 0 | 0.14 | 4.39
CR | Solar | 19 | FLEE_1 | 48.75 | 0 | 1.1 | 34.87
CR | Solar | 19 | FROD_1 | 4.14 | 0 | 0.09 | 2.96
CR | Solar | 19 | GREN_1 | 274.99 | 0 | 6.21 | 196.67
CR | Solar | 19 | GRIW_1 | 33.65 | 0 | 0.76 | 24.07
CR | Solar | 19 | HAMHC1 | 31.14 | 0 | 0.7 | 22.27
CR | Solar | 19 | HARK_1 | 59.28 | 0 | 1.34 | 42.4
CR | Solar | 19 | HAWP_6 | 6.14 | 0 | 0.14 | 4.39
CR | Solar | 19 | HEYS_1 | 27.05 | 0 | 0.61 | 19.35
CR | Solar | 19 | HUTT_1 | 11.96 | 0 | 0.27 | 8.55
CR | Solar | 19 | IMPK_1 | 12.09 | 0 | 0.27 | 8.65
CR | Solar | 19 | INDQ1 | 376.09 | 0 | 8.5 | 268.98
CR | Solar | 19 | IROA1 | 114.08 | 0 | 2.58 | 81.59
CR | Solar | 19 | IRONB1 | 40.71 | 0 | 0.92 | 29.12
CR | Solar | 19 | KEAD_1 | 54.37 | 0 | 1.23 | 38.89
CR | Solar | 19 | KEAR_3 | 12.64 | 0 | 0.29 | 9.04
CR | Solar | 19 | KEMS_1 | 81.15 | 0 | 1.83 | 58.04
CR | Solar | 19 | KIBY_1 | 1.86 | 0 | 0.04 | 1.33
CR | Solar | 19 | KILW | 7.31 | 0 | 0.17 | 5.23
CR | Solar | 19 | KINO_1 | 24.3 | 0 | 0.55 | 17.38
CR | Solar | 19 | KINT_P | 2.04 | 0 | 0.05 | 1.46
CR | Solar | 19 | KITW_1 | 1.49 | 0 | 0.03 | 1.07
CR | Solar | 19 | KNAR | 18.38 | 0 | 0.42 | 13.15
CR | Solar | 19 | LACK_6 | 6.14 | 0 | 0.14 | 4.39
CR | Solar | 19 | LALE1SG003 | 5.94 | 0 | 0.13 | 4.25
CR | Solar | 19 | LAND1 | 257.22 | 0 | 5.81 | 183.96
CR | Solar | 19 | LEGA_1 | 73.73 | 0 | 1.67 | 52.73
CR | Solar | 19 | LISD_1 | 3.06 | 0 | 0.07 | 2.19
CR | Solar | 19 | LOVE_1 | 192.98 | 0 | 4.36 | 138.02
CR | Solar | 19 | MACC_3 | 12.27 | 0 | 0.28 | 8.78
CR | Solar | 19 | MACD_P | 2.71 | 0 | 0.06 | 1.94
CR | Solar | 19 | MAGA_6 | 31.09 | 0 | 0.7 | 22.24
CR | Solar | 19 | MANN_1 | 334.15 | 0 | 7.55 | 238.98
CR | Solar | 19 | MELK_1 | 312.3 | 0 | 7.06 | 223.36
CR | Solar | 19 | MILH_1 | 12.26 | 0 | 0.28 | 8.77
CR | Solar | 19 | MITY_1 | 578.47 | 0 | 13.07 | 413.72
CR | Solar | 19 | NFLE | 46.86 | 0 | 1.06 | 33.51
CR | Solar | 19 | NINF_1 | 81.77 | 0 | 1.85 | 58.48
CR | Solar | 19 | NORM_1 | 335.84 | 0 | 7.59 | 240.19
CR | Solar | 19 | NORT_1 | 35.36 | 0 | 0.8 | 25.29
CR | Solar | 19 | NURS_1 | 221.32 | 0 | 5 | 158.29
CR | Solar | 19 | PADIB1 | 6.13 | 0 | 0.14 | 4.38
CR | Solar | 19 | PELH_1 | 159.87 | 0 | 3.61 | 114.34
CR | Solar | 19 | PEMB_1 | 273.69 | 0 | 6.19 | 195.74
CR | Solar | 19 | PENN_1 | 6.13 | 0 | 0.14 | 4.38
CR | Solar | 19 | PENT_1 | 52.26 | 0 | 1.18 | 37.38
CR | Solar | 19 | PENW_1 | 51.31 | 0 | 1.16 | 36.7
CR | Solar | 19 | POPP_3 | 12.28 | 0 | 0.28 | 8.78
CR | Solar | 19 | PYLE_1 | 41.54 | 0 | 0.94 | 29.71
CR | Solar | 19 | RAIN_1 | 3.19 | 0 | 0.07 | 2.28
CR | Solar | 19 | RASS_1 | 40.84 | 0 | 0.92 | 29.21
CR | Solar | 19 | RATS_1 | 86.35 | 0 | 1.95 | 61.76
CR | Solar | 19 | RAYL_1 | 27.58 | 0 | 0.62 | 19.73
CR | Solar | 19 | REDH | 12.16 | 0 | 0.27 | 8.7
CR | Solar | 19 | RICH1 | 75.71 | 0 | 1.71 | 54.15
CR | Solar | 19 | ROCH_1 | 2.95 | 0 | 0.07 | 2.11
CR | Solar | 19 | RUGEB1 | 17.49 | 0 | 0.4 | 12.51
CR | Solar | 19 | SALH_1 | 12.2 | 0 | 0.28 | 8.73
CR | Solar | 19 | SALT_1 | 7.46 | 0 | 0.17 | 5.34
CR | Solar | 19 | SBAR | 54.31 | 0 | 1.23 | 38.84
CR | Solar | 19 | SEAB1 | 105.5 | 0 | 2.38 | 75.45
CR | Solar | 19 | SELL_1 | 54.16 | 0 | 1.22 | 38.74
CR | Solar | 19 | SHRW_1 | 131.22 | 0 | 2.97 | 93.85
CR | Solar | 19 | SKLGB1 | 6.13 | 0 | 0.14 | 4.38
CR | Solar | 19 | SPEN_1 | 6.1 | 0 | 0.14 | 4.36
CR | Solar | 19 | STAH_1 | 11.61 | 0 | 0.26 | 8.3
CR | Solar | 19 | STAY_1 | 155.05 | 0 | 3.5 | 110.89
CR | Solar | 19 | STES_1 | 6.13 | 0 | 0.14 | 4.38
CR | Solar | 19 | STRI_P | 1.81 | 0 | 0.04 | 1.29
CR | Solar | 19 | SUND_1 | 55.29 | 0 | 1.25 | 39.54
CR | Solar | 19 | SWAN_1 | 132.71 | 0 | 3 | 94.91
CR | Solar | 19 | TARL_P | 5.6 | 0 | 0.13 | 4.01
CR | Solar | 19 | TAUN1 | 94.86 | 0 | 2.14 | 67.84
CR | Solar | 19 | THOM_6 | 6.11 | 0 | 0.14 | 4.37
CR | Solar | 19 | TILBB_1 | 5.29 | 0 | 0.12 | 3.78
CR | Solar | 19 | TRAW_1 | 18.57 | 0 | 0.42 | 13.28
CR | Solar | 19 | UPPB_1 | 35.61 | 0 | 0.8 | 25.47
CR | Solar | 19 | UPPB_3 | 34.82 | 0 | 0.79 | 24.9
CR | Solar | 19 | USKM_1 | 44.65 | 0 | 1.01 | 31.93
CR | Solar | 19 | WALH_1 | 114.39 | 0 | 2.59 | 81.81
CR | Solar | 19 | WALP_1 | 25.55 | 0 | 0.58 | 18.27
CR | Solar | 19 | WALP_B | 221.29 | 0 | 5 | 158.27
CR | Solar | 19 | WARL_1 | 18.67 | 0 | 0.42 | 13.35
CR | Solar | 19 | WASF_1 | 6.13 | 0 | 0.14 | 4.38
CR | Solar | 19 | WBOL_6 | 5.79 | 0 | 0.13 | 4.14
CR | Solar | 19 | WBUR_1 | 125.92 | 0 | 2.85 | 90.06
CR | Solar | 19 | WILL_1 | 58.7 | 0 | 1.33 | 41.98
CR | Solar | 19 | WWEY_1 | 2.46 | 0 | 0.06 | 1.76
CR | Solar | 19 | WYMOM_1 | 27.9 | 0 | 0.63 | 19.95
CR | Solar | 20 | ABHA1 | 97.74 | 0 | 2.21 | 69.9
CR | Solar | 20 | ABNE_P | 11.24 | 0 | 0.25 | 8.04
CR | Solar | 20 | ABTH_1 | 72.96 | 0 | 1.65 | 52.18
CR | Solar | 20 | ACTL_2 | 0.16 | 0 | 0 | 0.11
CR | Solar | 20 | ACTL_C | 0.16 | 0 | 0 | 0.11
CR | Solar | 20 | ALNE_P | 0.05 | 0 | 0 | 0.04
CR | Solar | 20 | ALST_3 | 0.28 | 0 | 0.01 | 0.2
CR | Solar | 20 | ALVE1 | 211.53 | 0 | 4.78 | 151.29
CR | Solar | 20 | AMEM_1 | 42.24 | 0 | 0.95 | 30.21
CR | Solar | 20 | ARBR_P | 27.39 | 0 | 0.62 | 19.59
CR | Solar | 20 | ARDK_P | 0.02 | 0 | 0 | 0.01
CR | Solar | 20 | ARMO_P | 0.1 | 0 | 0 | 0.07
CR | Solar | 20 | AXMI1 | 111.65 | 0 | 2.52 | 79.85
CR | Solar | 20 | BAGA | 0.15 | 0 | 0 | 0.11
CR | Solar | 20 | BAIN | 0.15 | 0 | 0 | 0.11
CR | Solar | 20 | BARKC1 | 2.06 | 0 | 0.05 | 1.47
CR | Solar | 20 | BARKW3 | 0.21 | 0 | 0 | 0.15
CR | Solar | 20 | BEDDT1 | 0.24 | 0 | 0.01 | 0.17
CR | Solar | 20 | BEDD_1 | 0.24 | 0 | 0.01 | 0.17
CR | Solar | 20 | BERW | 0.02 | 0 | 0 | 0.01
CR | Solar | 20 | BESW_1 | 50.07 | 0 | 1.13 | 35.81
CR | Solar | 20 | BICF_1 | 188.56 | 0 | 4.26 | 134.86
CR | Solar | 20 | BIRK_1 | 0.28 | 0 | 0.01 | 0.2
CR | Solar | 20 | BISW_1 | 20.35 | 0 | 0.46 | 14.55
CR | Solar | 20 | BLYTB1 | 0.85 | 0 | 0.02 | 0.61
CR | Solar | 20 | BLYTH132 | 0.85 | 0 | 0.02 | 0.61
CR | Solar | 20 | BOAG_P | 0.01 | 0 | 0 | 0.01
CR | Solar | 20 | BOLN_1 | 74.85 | 0 | 1.69 | 53.53
CR | Solar | 20 | BONN | 0.15 | 0 | 0 | 0.11
CR | Solar | 20 | BOTW_1 | 65.94 | 0 | 1.49 | 47.16
CR | Solar | 20 | BRAC_P | 0.01 | 0 | 0 | 0.01
CR | Solar | 20 | BRAI_1 | 110.14 | 0 | 2.49 | 78.77
CR | Solar | 20 | BRAW_1 | 0.21 | 0 | 0 | 0.15
CR | Solar | 20 | BRED_1 | 1.51 | 0 | 0.03 | 1.08
CR | Solar | 20 | BRFO_1 | 152.42 | 0 | 3.44 | 109.01
CR | Solar | 20 | BRIM_1 | 1.71 | 0 | 0.04 | 1.22
CR | Solar | 20 | BRLE_1 | 68.97 | 0 | 1.56 | 49.33
CR | Solar | 20 | BROX | 0.02 | 0 | 0 | 0.01
CR | Solar | 20 | BRWA1 | 277.42 | 0 | 6.27 | 198.41
CR | Solar | 20 | BURM_1 | 371.25 | 0 | 8.39 | 265.52
CR | Solar | 20 | BUSH_1 | 13.77 | 0 | 0.31 | 9.85
CR | Solar | 20 | BUST_1 | 0.98 | 0 | 0.02 | 0.7
CR | Solar | 20 | CAAD_P | 0.01 | 0 | 0 | 0.01
CR | Solar | 20 | CAFA | 0.02 | 0 | 0 | 0.01
CR | Solar | 20 | CAMB_01 | 19.27 | 0 | 0.44 | 13.78
CR | Solar | 20 | CANTN1 | 124.97 | 0 | 2.82 | 89.38
CR | Solar | 20 | CAPEA1 | 6.42 | 0 | 0.15 | 4.59
CR | Solar | 20 | CARE_1 | 16.23 | 0 | 0.37 | 11.61
CR | Solar | 20 | CARR_1 | 2.16 | 0 | 0.05 | 1.54
CR | Solar | 20 | CASS_P | 0.01 | 0 | 0 | 0.01
CR | Solar | 20 | CATY | 0.02 | 0 | 0 | 0.01
CR | Solar | 20 | CBNK_H | 0.16 | 0 | 0 | 0.11
CR | Solar | 20 | CELL_1 | 35.59 | 0 | 0.8 | 25.45
CR | Solar | 20 | CHAP | 0.02 | 0 | 0 | 0.01
CR | Solar | 20 | CHAS | 0.02 | 0 | 0 | 0.01
CR | Solar | 20 | CHIC_1 | 81.76 | 0 | 1.85 | 58.47
CR | Solar | 20 | CHSI_1 | 0.24 | 0 | 0.01 | 0.17
CR | Solar | 20 | CHTE_1 | 159.7 | 0 | 3.61 | 114.22
CR | Solar | 20 | CITR_1 | 0.16 | 0 | 0 | 0.11
CR | Solar | 20 | CLAC_P | 0.03 | 0 | 0 | 0.02
CR | Solar | 20 | CLT03 | 1.52 | 0 | 0.03 | 1.09
CR | Solar | 20 | CLYM | 0.02 | 0 | 0 | 0.01
CR | Solar | 20 | COAT | 0.02 | 0 | 0 | 0.01
CR | Solar | 20 | CONQA1 | 125.63 | 0 | 2.84 | 89.85
CR | Solar | 20 | COUA_P | 0.02 | 0 | 0 | 0.01
CR | Solar | 20 | COVE_1 | 7.04 | 0 | 0.16 | 5.04
CR | Solar | 20 | COWL_1 | 309.68 | 0 | 7 | 221.48
CR | Solar | 20 | COYL | 0.02 | 0 | 0 | 0.01
CR | Solar | 20 | CREB_1 | 19.53 | 0 | 0.44 | 13.97
CR | Solar | 20 | CUMB | 0.15 | 0 | 0 | 0.11
CR | Solar | 20 | CUPA | 6.01 | 0 | 0.14 | 4.3
CR | Solar | 20 | DALM3 | 0.02 | 0 | 0 | 0.01
CR | Solar | 20 | DEVM | 0.02 | 0 | 0 | 0.01
CR | Solar | 20 | DEVO | 7.47 | 0 | 0.17 | 5.34
CR | Solar | 20 | DOUN_P | 0.04 | 0 | 0 | 0.03
CR | Solar | 20 | DRAK_1 | 101.49 | 0 | 2.29 | 72.59
CR | Solar | 20 | DRAX_1 | 0.85 | 0 | 0.02 | 0.61
CR | Solar | 20 | DRCR | 0.15 | 0 | 0 | 0.11
CR | Solar | 20 | DUDH_P | 0.01 | 0 | 0 | 0.01
CR | Solar | 20 | DUGR_P | 0.01 | 0 | 0 | 0.01
CR | Solar | 20 | DUNB | 0.02 | 0 | 0 | 0.01
CR | Solar | 20 | DUNF | 0.15 | 0 | 0 | 0.11
CR | Solar | 20 | DUNO_P | 0.15 | 0 | 0 | 0.11
CR | Solar | 20 | DYCE_P | 0.05 | 0 | 0 | 0.04
CR | Solar | 20 | EALI_6 | 0.16 | 0 | 0 | 0.11
CR | Solar | 20 | EASO_1 | 256.76 | 0 | 5.8 | 183.63
CR | Solar | 20 | EAST | 0.02 | 0 | 0 | 0.01
CR | Solar | 20 | ECCL | 0.02 | 0 | 0 | 0.01
CR | Solar | 20 | ECLA_1 | 140.49 | 0 | 3.18 | 100.48
CR | Solar | 20 | EKIL | 0.02 | 0 | 0 | 0.01
CR | Solar | 20 | EKIS | 0.02 | 0 | 0 | 0.01
CR | Solar | 20 | ELGI_P | 1.44 | 0 | 0.03 | 1.03
CR | Solar | 20 | ELLA_1 | 0.21 | 0 | 0 | 0.15
CR | Solar | 20 | ELST_1 | 0.19 | 0 | 0 | 0.14
CR | Solar | 20 | ENDE_1 | 57.54 | 0 | 1.3 | 41.15
CR | Solar | 20 | EXET1 | 107.83 | 0 | 2.44 | 77.12
CR | Solar | 20 | FASN_P | 0.01 | 0 | 0 | 0.01
CR | Solar | 20 | FAUG_P | 0.02 | 0 | 0 | 0.01
CR | Solar | 20 | FAWL_1 | 104.42 | 0 | 2.36 | 74.68
CR | Solar | 20 | FECK_6 | 156.7 | 0 | 3.54 | 112.07
CR | Solar | 20 | FERRA2 | 9.94 | 0 | 0.22 | 7.11
CR | Solar | 20 | FERRB1 | 6.99 | 0 | 0.16 | 5
CR | Solar | 20 | FIDD_P | 0.1 | 0 | 0 | 0.07
CR | Solar | 20 | FLEE_1 | 50.46 | 0 | 1.14 | 36.09
CR | Solar | 20 | FOUR_1 | 1.28 | 0 | 0.03 | 0.92
CR | Solar | 20 | FROD_1 | 4.42 | 0 | 0.1 | 3.16
CR | Solar | 20 | FWIL_P | 0.08 | 0 | 0 | 0.06
CR | Solar | 20 | GALA | 0.02 | 0 | 0 | 0.01
CR | Solar | 20 | GIFF | 0.02 | 0 | 0 | 0.01
CR | Solar | 20 | GLLE | 0.02 | 0 | 0 | 0.01
CR | Solar | 20 | GLLU | 0.02 | 0 | 0 | 0.01
CR | Solar | 20 | GLNI | 0.15 | 0 | 0 | 0.11
CR | Solar | 20 | GLRO | 0.15 | 0 | 0 | 0.11
CR | Solar | 20 | GREE_H | 0.16 | 0 | 0 | 0.11
CR | Solar | 20 | GREN_1 | 285.61 | 0 | 6.45 | 204.27
CR | Solar | 20 | GRIW_1 | 36.21 | 0 | 0.82 | 25.9
CR | Solar | 20 | GRUB_P | 0.06 | 0 | 0 | 0.04
CR | Solar | 20 | G_EXTRA_11 | 0.02 | 0 | 0 | 0.01
CR | Solar | 20 | G_EXTRA_2 | 0.02 | 0 | 0 | 0.01
CR | Solar | 20 | G_EXTRA_5 | 0.02 | 0 | 0 | 0.01
CR | Solar | 20 | G_EXTRA_7 | 0.15 | 0 | 0 | 0.11
CR | Solar | 20 | G_EXTRA_9 | 0.02 | 0 | 0 | 0.01
CR | Solar | 20 | HACK_1 | 0.21 | 0 | 0 | 0.15
CR | Solar | 20 | HACK_6 | 0.21 | 0 | 0 | 0.15
CR | Solar | 20 | HAMHC1 | 32.12 | 0 | 0.73 | 22.97
CR | Solar | 20 | HARK_1 | 60.56 | 0 | 1.37 | 43.31
CR | Solar | 20 | HARM_6 | 0.32 | 0 | 0.01 | 0.23
CR | Solar | 20 | HAWI | 0.02 | 0 | 0 | 0.01
CR | Solar | 20 | HAWP_6 | 6.46 | 0 | 0.15 | 4.62
CR | Solar | 20 | HEYS1 | 1.28 | 0 | 0.03 | 0.92
CR | Solar | 20 | HEYS_1 | 28.34 | 0 | 0.64 | 20.27
CR | Solar | 20 | HUER | 0.02 | 0 | 0 | 0.01
CR | Solar | 20 | HURS_1 | 0.24 | 0 | 0.01 | 0.17
CR | Solar | 20 | HUTT_1 | 15.38 | 0 | 0.35 | 11
CR | Solar | 20 | IMPK_1 | 17.21 | 0 | 0.39 | 12.31
CR | Solar | 20 | INDQ1 | 380.81 | 0 | 8.61 | 272.36
CR | Solar | 20 | INKE | 0.15 | 0 | 0 | 0.11
CR | Solar | 20 | INNE_P | 0.01 | 0 | 0 | 0.01
CR | Solar | 20 | IROA1 | 120.06 | 0 | 2.71 | 85.87
CR | Solar | 20 | IRONB1 | 43.28 | 0 | 0.98 | 30.95
CR | Solar | 20 | IVER_1 | 0.19 | 0 | 0 | 0.14
CR | Solar | 20 | IVER_6 | 0.19 | 0 | 0 | 0.14
CR | Solar | 20 | JOHN | 0.02 | 0 | 0 | 0.01
CR | Solar | 20 | JORD_3 | 0.34 | 0 | 0.01 | 0.24
CR | Solar | 20 | KAIM | 0.02 | 0 | 0 | 0.01
CR | Solar | 20 | KEAD_1 | 55.5 | 0 | 1.25 | 39.69
CR | Solar | 20 | KEAR_1 | 0.21 | 0 | 0 | 0.15
CR | Solar | 20 | KEAR_3 | 12.85 | 0 | 0.29 | 9.19
CR | Solar | 20 | KEIT_P | 0.12 | 0 | 0 | 0.09
CR | Solar | 20 | KEMS_1 | 85.25 | 0 | 1.93 | 60.97
CR | Solar | 20 | KEOO | 0.02 | 0 | 0 | 0.01
CR | Solar | 20 | KIBY_1 | 1.86 | 0 | 0.04 | 1.33
CR | Solar | 20 | KIER | 0.15 | 0 | 0 | 0.11
CR | Solar | 20 | KIIN_P | 0.03 | 0 | 0 | 0.02
CR | Solar | 20 | KILS | 0.02 | 0 | 0 | 0.01
CR | Solar | 20 | KILT | 0.02 | 0 | 0 | 0.01
CR | Solar | 20 | KILW | 7.33 | 0 | 0.17 | 5.24
CR | Solar | 20 | KINO_1 | 26.35 | 0 | 0.6 | 18.85
CR | Solar | 20 | KINT_P | 2.12 | 0 | 0.05 | 1.52
CR | Solar | 20 | KIRKB1 | 0.21 | 0 | 0 | 0.15
CR | Solar | 20 | KITW_1 | 1.97 | 0 | 0.04 | 1.41
CR | Solar | 20 | KNAR | 18.81 | 0 | 0.43 | 13.45
CR | Solar | 20 | LACK_6 | 7.42 | 0 | 0.17 | 5.31
CR | Solar | 20 | LAIR_P | 0.03 | 0 | 0 | 0.02
CR | Solar | 20 | LALE1SG003 | 6.13 | 0 | 0.14 | 4.38
CR | Solar | 20 | LAND1 | 261.93 | 0 | 5.92 | 187.33
CR | Solar | 20 | LEGA_1 | 75.44 | 0 | 1.7 | 53.95
CR | Solar | 20 | LEVE | 0.15 | 0 | 0 | 0.11
CR | Solar | 20 | LING | 0.02 | 0 | 0 | 0.01
CR | Solar | 20 | LINM | 0.02 | 0 | 0 | 0.01
CR | Solar | 20 | LISD_1 | 3.06 | 0 | 0.07 | 2.19
CR | Solar | 20 | LITT_C | 0.24 | 0 | 0.01 | 0.17
CR | Solar | 20 | LITT_J | 0.24 | 0 | 0.01 | 0.17
CR | Solar | 20 | LODR_6 | 0.16 | 0 | 0 | 0.11
CR | Solar | 20 | LOUD_H | 0.19 | 0 | 0 | 0.14
CR | Solar | 20 | LOVE_1 | 196.82 | 0 | 4.45 | 140.77
CR | Solar | 20 | MACC_3 | 13.13 | 0 | 0.3 | 9.39
CR | Solar | 20 | MACD_P | 2.81 | 0 | 0.06 | 2.01
CR | Solar | 20 | MAGA_6 | 31.95 | 0 | 0.72 | 22.85
CR | Solar | 20 | MANN_1 | 340.42 | 0 | 7.69 | 243.47
CR | Solar | 20 | MAYB | 0.02 | 0 | 0 | 0.01
CR | Solar | 20 | MELK_1 | 319.13 | 0 | 7.21 | 228.24
CR | Solar | 20 | MILC_P | 0.04 | 0 | 0 | 0.03
CR | Solar | 20 | MILH_1 | 12.45 | 0 | 0.28 | 8.9
CR | Solar | 20 | MITY_1 | 585.3 | 0 | 13.23 | 418.61
CR | Solar | 20 | MYBS_P | 0.08 | 0 | 0 | 0.06
CR | Solar | 20 | NEAR | 0.02 | 0 | 0 | 0.01
CR | Solar | 20 | NECE_1 | 0.98 | 0 | 0.02 | 0.7
CR | Solar | 20 | NEEP_3 | 0.34 | 0 | 0.01 | 0.24
CR | Solar | 20 | NETS | 0.02 | 0 | 0 | 0.01
CR | Solar | 20 | NEWX_6 | 0.57 | 0 | 0.01 | 0.41
CR | Solar | 20 | NFLE | 48.91 | 0 | 1.11 | 34.98
CR | Solar | 20 | NHYD_6 | 0.19 | 0 | 0 | 0.14
CR | Solar | 20 | NINF_1 | 82.62 | 0 | 1.87 | 59.09
CR | Solar | 20 | NORL_3 | 0.34 | 0 | 0.01 | 0.24
CR | Solar | 20 | NORM_1 | 347.8 | 0 | 7.86 | 248.75
CR | Solar | 20 | NORT_1 | 35.68 | 0 | 0.81 | 25.52
CR | Solar | 20 | NURS_1 | 225.17 | 0 | 5.09 | 161.04
CR | Solar | 20 | OCKH_1 | 0.49 | 0 | 0.01 | 0.35
CR | Solar | 20 | OFFE_3 | 0.32 | 0 | 0.01 | 0.23
CR | Solar | 20 | OLDB_1 | 0.49 | 0 | 0.01 | 0.35
CR | Solar | 20 | OSBA_1 | 1.2 | 0 | 0.03 | 0.86
CR | Solar | 20 | PADIB1 | 6.98 | 0 | 0.16 | 4.99
CR | Solar | 20 | PELH_1 | 161.58 | 0 | 3.65 | 115.56
CR | Solar | 20 | PEMB_1 | 278.81 | 0 | 6.3 | 199.4
CR | Solar | 20 | PENE_1 | 0.85 | 0 | 0.02 | 0.61
CR | Solar | 20 | PENN_1 | 6.13 | 0 | 0.14 | 4.38
CR | Solar | 20 | PENT_1 | 56.54 | 0 | 1.28 | 40.44
CR | Solar | 20 | PENW_1 | 52.16 | 0 | 1.18 | 37.3
CR | Solar | 20 | PERI_H | 0.16 | 0 | 0 | 0.11
CR | Solar | 20 | PERS_P | 0.04 | 0 | 0 | 0.03
CR | Solar | 20 | PITS_3 | 0.34 | 0 | 0.01 | 0.24
CR | Solar | 20 | POOB | 0.02 | 0 | 0 | 0.01
CR | Solar | 20 | POPP_3 | 12.71 | 0 | 0.29 | 9.09
CR | Solar | 20 | PORA_P | 0.09 | 0 | 0 | 0.06
CR | Solar | 20 | PORD | 0.15 | 0 | 0 | 0.11
CR | Solar | 20 | PYLE_1 | 42.39 | 0 | 0.96 | 30.32
CR | Solar | 20 | QUOI_P | 0.01 | 0 | 0 | 0.01
CR | Solar | 20 | RAIN_1 | 3.19 | 0 | 0.07 | 2.28
CR | Solar | 20 | RANN_P | 0.04 | 0 | 0 | 0.03
CR | Solar | 20 | RASS_1 | 45.96 | 0 | 1.04 | 32.87
CR | Solar | 20 | RATS_1 | 88.06 | 0 | 1.99 | 62.98
CR | Solar | 20 | RAYL_1 | 31.68 | 0 | 0.72 | 22.66
CR | Solar | 20 | REBR_3 | 0.21 | 0 | 0 | 0.15
CR | Solar | 20 | REDH | 12.31 | 0 | 0.28 | 8.8
CR | Solar | 20 | REDM_P | 0.03 | 0 | 0 | 0.02
CR | Solar | 20 | RICH1 | 77.76 | 0 | 1.76 | 55.61
CR | Solar | 20 | ROCH_1 | 3.16 | 0 | 0.07 | 2.26
CR | Solar | 20 | RUGEB1 | 20.06 | 0 | 0.45 | 14.35
CR | Solar | 20 | RYEH_1 | 1.71 | 0 | 0.04 | 1.22
CR | Solar | 20 | SALH_1 | 13.48 | 0 | 0.3 | 9.64
CR | Solar | 20 | SALT_1 | 8.6 | 0 | 0.19 | 6.15
CR | Solar | 20 | SBAR | 56.02 | 0 | 1.27 | 40.07
CR | Solar | 20 | SEAB1 | 110.62 | 0 | 2.5 | 79.12
CR | Solar | 20 | SELL_1 | 58.26 | 0 | 1.32 | 41.67
CR | Solar | 20 | SFEG_P | 0.05 | 0 | 0 | 0.04
CR | Solar | 20 | SFIL_P | 0.02 | 0 | 0 | 0.01
CR | Solar | 20 | SHEC_3 | 0.34 | 0 | 0.01 | 0.24
CR | Solar | 20 | SHRW_1 | 133.78 | 0 | 3.02 | 95.68
CR | Solar | 20 | SIGH | 0.02 | 0 | 0 | 0.01
CR | Solar | 20 | SJOW_1 | 0.16 | 0 | 0 | 0.11
CR | Solar | 20 | SKLGB1 | 6.34 | 0 | 0.14 | 4.53
CR | Solar | 20 | SLOY_P | 0.01 | 0 | 0 | 0.01
CR | Solar | 20 | SMAN_1 | 0.28 | 0 | 0.01 | 0.2
CR | Solar | 20 | SPEN_1 | 7.8 | 0 | 0.18 | 5.58
CR | Solar | 20 | SSHI_3 | 0.32 | 0 | 0.01 | 0.23
CR | Solar | 20 | STAH_1 | 12.46 | 0 | 0.28 | 8.91
CR | Solar | 20 | STAL_1 | 0.85 | 0 | 0.02 | 0.61
CR | Solar | 20 | STAY_1 | 163.6 | 0 | 3.7 | 117.01
CR | Solar | 20 | STEN_1 | 0.85 | 0 | 0.02 | 0.61
CR | Solar | 20 | STES_1 | 6.98 | 0 | 0.16 | 4.99
CR | Solar | 20 | STHA | 0.02 | 0 | 0 | 0.01
CR | Solar | 20 | STIR | 0.15 | 0 | 0 | 0.11
CR | Solar | 20 | STLE | 0.15 | 0 | 0 | 0.11
CR | Solar | 20 | STRI_P | 1.88 | 0 | 0.04 | 1.34
CR | Solar | 20 | SUND_1 | 58.7 | 0 | 1.33 | 41.98
CR | Solar | 20 | SWAN_1 | 137.84 | 0 | 3.12 | 98.58
CR | Solar | 20 | TARL_P | 5.61 | 0 | 0.13 | 4.01
CR | Solar | 20 | TAUN1 | 96.57 | 0 | 2.18 | 69.07
CR | Solar | 20 | TAYN_P | 0.07 | 0 | 0 | 0.05
CR | Solar | 20 | TELR | 0.02 | 0 | 0 | 0.01
CR | Solar | 20 | TEMP_3 | 0.34 | 0 | 0.01 | 0.24
CR | Solar | 20 | THOM_6 | 7.3 | 0 | 0.16 | 5.22
CR | Solar | 20 | THSO_P | 0.15 | 0 | 0 | 0.11
CR | Solar | 20 | THUR_6 | 0.34 | 0 | 0.01 | 0.24
CR | Solar | 20 | TILBB_1 | 9.39 | 0 | 0.21 | 6.72
CR | Solar | 20 | TONG | 0.02 | 0 | 0 | 0.01
CR | Solar | 20 | TOTT_1 | 0.21 | 0 | 0 | 0.15
CR | Solar | 20 | TRAW_1 | 19.43 | 0 | 0.44 | 13.9
CR | Solar | 20 | TUMB_P | 0.02 | 0 | 0 | 0.01
CR | Solar | 20 | TYNE_1 | 0.32 | 0 | 0.01 | 0.23
CR | Solar | 20 | TYNE_2 | 0.32 | 0 | 0.01 | 0.23
CR | Solar | 20 | UPPB_1 | 35.89 | 0 | 0.81 | 25.67
CR | Solar | 20 | UPPB_3 | 35.1 | 0 | 0.79 | 25.1
CR | Solar | 20 | USKM_1 | 44.93 | 0 | 1.02 | 32.13
CR | Solar | 20 | WALH_1 | 118.66 | 0 | 2.68 | 84.87
CR | Solar | 20 | WALP_1 | 28.97 | 0 | 0.65 | 20.72
CR | Solar | 20 | WALP_B | 224.71 | 0 | 5.08 | 160.71
CR | Solar | 20 | WARL_1 | 22.77 | 0 | 0.51 | 16.29
CR | Solar | 20 | WASF_1 | 6.13 | 0 | 0.14 | 4.38
CR | Solar | 20 | WATFS_1 | 0.19 | 0 | 0 | 0.14
CR | Solar | 20 | WBOL_6 | 6.11 | 0 | 0.14 | 4.37
CR | Solar | 20 | WBUR_1 | 129.34 | 0 | 2.92 | 92.5
CR | Solar | 20 | WFIE | 0.15 | 0 | 0 | 0.11
CR | Solar | 20 | WHAM_1 | 0.21 | 0 | 0 | 0.15
CR | Solar | 20 | WHGA_1 | 0.21 | 0 | 0 | 0.15
CR | Solar | 20 | WIBA_3 | 0.34 | 0 | 0.01 | 0.24
CR | Solar | 20 | WIEN_1 | 0.49 | 0 | 0.01 | 0.35
CR | Solar | 20 | WILL_1 | 59.68 | 0 | 1.35 | 42.68
CR | Solar | 20 | WIMBN1 | 0.57 | 0 | 0.01 | 0.41
CR | Solar | 20 | WIMBS1 | 0.57 | 0 | 0.01 | 0.41
CR | Solar | 20 | WISD_1 | 0.16 | 0 | 0 | 0.11
CR | Solar | 20 | WISD_6 | 0.16 | 0 | 0 | 0.11
CR | Solar | 20 | WISH | 0.02 | 0 | 0 | 0.01
CR | Solar | 20 | WMEL_1 | 0.34 | 0 | 0.01 | 0.24
CR | Solar | 20 | WTHU31 | 0.21 | 0 | 0 | 0.15
CR | Solar | 20 | WWEY_1 | 2.7 | 0 | 0.06 | 1.93
CR | Solar | 20 | WYLF_1 | 2.56 | 0 | 0.06 | 1.83
CR | Solar | 20 | WYMOM_1 | 29.61 | 0 | 0.67 | 21.18
CR | Solar | 21 | ABHA1 | 101.02 | 0 | 2.28 | 72.25
CR | Solar | 21 | ABNE_P | 11.27 | 0 | 0.25 | 8.06
CR | Solar | 21 | ABTH_1 | 73.16 | 0 | 1.65 | 52.32
CR | Solar | 21 | ACTL_2 | 0.26 | 0 | 0.01 | 0.19
CR | Solar | 21 | ACTL_C | 0.26 | 0 | 0.01 | 0.19
CR | Solar | 21 | ALNE_P | 0.08 | 0 | 0 | 0.06
CR | Solar | 21 | ALST_3 | 0.48 | 0 | 0.01 | 0.34
CR | Solar | 21 | ALVE1 | 214.82 | 0 | 4.85 | 153.64
CR | Solar | 21 | AMEM_1 | 42.37 | 0 | 0.96 | 30.3
CR | Solar | 21 | ARBR_P | 27.39 | 0 | 0.62 | 19.59
CR | Solar | 21 | ARDK_P | 0.03 | 0 | 0 | 0.02
CR | Solar | 21 | ARMO_P | 0.17 | 0 | 0 | 0.12
CR | Solar | 21 | AXMI1 | 116.02 | 0 | 2.62 | 82.98
CR | Solar | 21 | BAGA | 0.29 | 0 | 0.01 | 0.21
CR | Solar | 21 | BAIN | 0.29 | 0 | 0.01 | 0.21
CR | Solar | 21 | BARKC1 | 2.21 | 0 | 0.05 | 1.58
CR | Solar | 21 | BARKW3 | 0.36 | 0 | 0.01 | 0.26
CR | Solar | 21 | BEDDT1 | 0.41 | 0 | 0.01 | 0.29
CR | Solar | 21 | BEDD_1 | 0.41 | 0 | 0.01 | 0.29
CR | Solar | 21 | BERW | 0.03 | 0 | 0 | 0.02
CR | Solar | 21 | BESW_1 | 50.75 | 0 | 1.15 | 36.3
CR | Solar | 21 | BICF_1 | 196.9 | 0 | 4.45 | 140.82
CR | Solar | 21 | BIRK_1 | 0.48 | 0 | 0.01 | 0.34
CR | Solar | 21 | BISW_1 | 20.69 | 0 | 0.47 | 14.8
CR | Solar | 21 | BLYTB1 | 1.45 | 0 | 0.03 | 1.04
CR | Solar | 21 | BLYTH132 | 1.45 | 0 | 0.03 | 1.04
CR | Solar | 21 | BOAG_P | 0.02 | 0 | 0 | 0.01
CR | Solar | 21 | BOLN_1 | 75.44 | 0 | 1.7 | 53.95
CR | Solar | 21 | BONN | 0.29 | 0 | 0.01 | 0.21
CR | Solar | 21 | BOTW_1 | 68.62 | 0 | 1.55 | 49.08
CR | Solar | 21 | BRAC_P | 0.01 | 0 | 0 | 0.01
CR | Solar | 21 | BRAI_1 | 111.33 | 0 | 2.52 | 79.62
CR | Solar | 21 | BRAW_1 | 0.36 | 0 | 0.01 | 0.26
CR | Solar | 21 | BRED_1 | 1.71 | 0 | 0.04 | 1.22
CR | Solar | 21 | BRFO_1 | 153.48 | 0 | 3.47 | 109.77
CR | Solar | 21 | BRIM_1 | 2.9 | 0 | 0.07 | 2.07
CR | Solar | 21 | BRLE_1 | 70.16 | 0 | 1.59 | 50.18
CR | Solar | 21 | BROA_P | 0.01 | 0 | 0 | 0.01
CR | Solar | 21 | BROX | 0.03 | 0 | 0 | 0.02
CR | Solar | 21 | BRWA1 | 282.18 | 0 | 6.38 | 201.82
CR | Solar | 21 | BURM_1 | 384.36 | 0 | 8.69 | 274.89
CR | Solar | 21 | BUSH_1 | 14.11 | 0 | 0.32 | 10.09
CR | Solar | 21 | BUST_1 | 1.66 | 0 | 0.04 | 1.19
CR | Solar | 21 | CAAD_P | 0.01 | 0 | 0 | 0.01
CR | Solar | 21 | CAFA | 0.03 | 0 | 0 | 0.02
CR | Solar | 21 | CAMB_01 | 19.86 | 0 | 0.45 | 14.2
CR | Solar | 21 | CANTN1 | 126.4 | 0 | 2.86 | 90.4
CR | Solar | 21 | CAPEA1 | 6.62 | 0 | 0.15 | 4.73
CR | Solar | 21 | CARE_1 | 16.43 | 0 | 0.37 | 11.75
CR | Solar | 21 | CARR_1 | 2.36 | 0 | 0.05 | 1.69
CR | Solar | 21 | CASS_P | 0.02 | 0 | 0 | 0.01
CR | Solar | 21 | CATY | 0.03 | 0 | 0 | 0.02
CR | Solar | 21 | CBNK_H | 0.26 | 0 | 0.01 | 0.19
CR | Solar | 21 | CELL_1 | 37.38 | 0 | 0.84 | 26.73
CR | Solar | 21 | CHAP | 0.03 | 0 | 0 | 0.02
CR | Solar | 21 | CHAS | 0.03 | 0 | 0 | 0.02
CR | Solar | 21 | CHIC_1 | 86.13 | 0 | 1.95 | 61.6
CR | Solar | 21 | CHSI_1 | 0.41 | 0 | 0.01 | 0.29
CR | Solar | 21 | CHTE_1 | 159.94 | 0 | 3.61 | 114.39
CR | Solar | 21 | CITR_1 | 0.26 | 0 | 0.01 | 0.19
CR | Solar | 21 | CLAC_P | 0.05 | 0 | 0 | 0.04
CR | Solar | 21 | CLT03 | 2.59 | 0 | 0.06 | 1.85
CR | Solar | 21 | CLYM | 0.03 | 0 | 0 | 0.02
CR | Solar | 21 | COAT | 0.03 | 0 | 0 | 0.02
CR | Solar | 21 | CONQA1 | 126.23 | 0 | 2.85 | 90.28
CR | Solar | 21 | COUA_P | 0.03 | 0 | 0 | 0.02
CR | Solar | 21 | COVE_1 | 7.73 | 0 | 0.17 | 5.53
CR | Solar | 21 | COWL_1 | 314.44 | 0 | 7.11 | 224.89
CR | Solar | 21 | COYL | 0.03 | 0 | 0 | 0.02
CR | Solar | 21 | CREB_1 | 20.32 | 0 | 0.46 | 14.53
CR | Solar | 21 | CUMB | 0.29 | 0 | 0.01 | 0.21
CR | Solar | 21 | CUPA | 6.15 | 0 | 0.14 | 4.4
CR | Solar | 21 | DALM3 | 0.03 | 0 | 0 | 0.02
CR | Solar | 21 | DEVM | 0.03 | 0 | 0 | 0.02
CR | Solar | 21 | DEVO | 7.61 | 0 | 0.17 | 5.44
CR | Solar | 21 | DOUN_P | 0.06 | 0 | 0 | 0.04
CR | Solar | 21 | DRAK_1 | 101.83 | 0 | 2.3 | 72.83
CR | Solar | 21 | DRAX_1 | 1.45 | 0 | 0.03 | 1.04
CR | Solar | 21 | DRCR | 0.29 | 0 | 0.01 | 0.21
CR | Solar | 21 | DUDH_P | 0.01 | 0 | 0 | 0.01
CR | Solar | 21 | DUGR_P | 0.01 | 0 | 0 | 0.01
CR | Solar | 21 | DUNB | 0.03 | 0 | 0 | 0.02
CR | Solar | 21 | DUNF | 0.29 | 0 | 0.01 | 0.21
CR | Solar | 21 | DUNO_P | 0.29 | 0 | 0.01 | 0.21
CR | Solar | 21 | DYCE_P | 0.09 | 0 | 0 | 0.06
CR | Solar | 21 | EALI_6 | 0.26 | 0 | 0.01 | 0.19
CR | Solar | 21 | EASO_1 | 259.14 | 0 | 5.86 | 185.34
CR | Solar | 21 | EAST | 0.03 | 0 | 0 | 0.02
CR | Solar | 21 | ECCL | 0.03 | 0 | 0 | 0.02
CR | Solar | 21 | ECLA_1 | 142.87 | 0 | 3.23 | 102.18
CR | Solar | 21 | EKIL | 0.03 | 0 | 0 | 0.02
CR | Solar | 21 | EKIS | 0.03 | 0 | 0 | 0.02
CR | Solar | 21 | ELGI_P | 1.44 | 0 | 0.03 | 1.03
CR | Solar | 21 | ELLA_1 | 0.36 | 0 | 0.01 | 0.26
CR | Solar | 21 | ELST_1 | 0.32 | 0 | 0.01 | 0.23
CR | Solar | 21 | ENDE_1 | 58.73 | 0 | 1.33 | 42
CR | Solar | 21 | EXET1 | 111.12 | 0 | 2.51 | 79.47
CR | Solar | 21 | FASN_P | 0.01 | 0 | 0 | 0.01
CR | Solar | 21 | FAUG_P | 0.04 | 0 | 0 | 0.03
CR | Solar | 21 | FAWL_1 | 107.1 | 0 | 2.42 | 76.6
CR | Solar | 21 | FECK_6 | 157.38 | 0 | 3.56 | 112.56
CR | Solar | 21 | FERRA2 | 10.54 | 0 | 0.24 | 7.54
CR | Solar | 21 | FERRB1 | 7.59 | 0 | 0.17 | 5.43
CR | Solar | 21 | FIDD_P | 0.17 | 0 | 0 | 0.12
CR | Solar | 21 | FLEE_1 | 51.65 | 0 | 1.17 | 36.94
CR | Solar | 21 | FOUR_1 | 2.17 | 0 | 0.05 | 1.55
CR | Solar | 21 | FRAS_P | 0.01 | 0 | 0 | 0.01
CR | Solar | 21 | FROD_1 | 4.62 | 0 | 0.1 | 3.3
CR | Solar | 21 | FWIL_P | 0.14 | 0 | 0 | 0.1
CR | Solar | 21 | GALA | 0.03 | 0 | 0 | 0.02
CR | Solar | 21 | GIFF | 0.03 | 0 | 0 | 0.02
CR | Solar | 21 | GLLE | 0.03 | 0 | 0 | 0.02
CR | Solar | 21 | GLLU | 0.03 | 0 | 0 | 0.02
CR | Solar | 21 | GLNI | 0.29 | 0 | 0.01 | 0.21
CR | Solar | 21 | GLRO | 0.29 | 0 | 0.01 | 0.21
CR | Solar | 21 | GREE_H | 0.26 | 0 | 0.01 | 0.19
CR | Solar | 21 | GREN_1 | 293.01 | 0 | 6.62 | 209.56
CR | Solar | 21 | GRIW_1 | 38 | 0 | 0.86 | 27.18
CR | Solar | 21 | GRUB_P | 0.1 | 0 | 0 | 0.07
CR | Solar | 21 | G_EXTRA_11 | 0.03 | 0 | 0 | 0.02
CR | Solar | 21 | G_EXTRA_2 | 0.03 | 0 | 0 | 0.02
CR | Solar | 21 | G_EXTRA_5 | 0.03 | 0 | 0 | 0.02
CR | Solar | 21 | G_EXTRA_7 | 0.29 | 0 | 0.01 | 0.21
CR | Solar | 21 | G_EXTRA_9 | 0.03 | 0 | 0 | 0.02
CR | Solar | 21 | HACK_1 | 0.36 | 0 | 0.01 | 0.26
CR | Solar | 21 | HACK_6 | 0.36 | 0 | 0.01 | 0.26
CR | Solar | 21 | HAMHC1 | 32.8 | 0 | 0.74 | 23.46
CR | Solar | 21 | HARK_1 | 61.45 | 0 | 1.39 | 43.95
CR | Solar | 21 | HARM_6 | 0.54 | 0 | 0.01 | 0.39
CR | Solar | 21 | HAWI | 0.03 | 0 | 0 | 0.02
CR | Solar | 21 | HAWP_6 | 6.68 | 0 | 0.15 | 4.78
CR | Solar | 21 | HEYS1 | 2.17 | 0 | 0.05 | 1.55
CR | Solar | 21 | HEYS_1 | 29.23 | 0 | 0.66 | 20.91
CR | Solar | 21 | HUER | 0.03 | 0 | 0 | 0.02
CR | Solar | 21 | HURS_1 | 0.41 | 0 | 0.01 | 0.29
CR | Solar | 21 | HUTT_1 | 17.76 | 0 | 0.4 | 12.7
CR | Solar | 21 | IMPK_1 | 20.79 | 0 | 0.47 | 14.87
CR | Solar | 21 | INDQ1 | 384.1 | 0 | 8.68 | 274.71
CR | Solar | 21 | INKE | 0.29 | 0 | 0.01 | 0.21
CR | Solar | 21 | INNE_P | 0.02 | 0 | 0 | 0.01
CR | Solar | 21 | IROA1 | 124.23 | 0 | 2.81 | 88.85
CR | Solar | 21 | IRONB1 | 45.06 | 0 | 1.02 | 32.23
CR | Solar | 21 | IVER_1 | 0.32 | 0 | 0.01 | 0.23
CR | Solar | 21 | IVER_6 | 0.32 | 0 | 0.01 | 0.23
CR | Solar | 21 | JOHN | 0.03 | 0 | 0 | 0.02
CR | Solar | 21 | JORD_3 | 0.58 | 0 | 0.01 | 0.41
CR | Solar | 21 | KAIM | 0.03 | 0 | 0 | 0.02
CR | Solar | 21 | KEAD_1 | 56.3 | 0 | 1.27 | 40.27
CR | Solar | 21 | KEAR_1 | 0.36 | 0 | 0.01 | 0.26
CR | Solar | 21 | KEAR_3 | 13 | 0 | 0.29 | 9.3
CR | Solar | 21 | KEIT_P | 0.21 | 0 | 0 | 0.15
CR | Solar | 21 | KEMS_1 | 88.11 | 0 | 1.99 | 63.02
CR | Solar | 21 | KEOO | 0.03 | 0 | 0 | 0.02
CR | Solar | 21 | KIBY_1 | 1.86 | 0 | 0.04 | 1.33
CR | Solar | 21 | KIER | 0.29 | 0 | 0.01 | 0.21
CR | Solar | 21 | KIIN_P | 0.06 | 0 | 0 | 0.04
CR | Solar | 21 | KILS | 0.03 | 0 | 0 | 0.02
CR | Solar | 21 | KILT | 0.03 | 0 | 0 | 0.02
CR | Solar | 21 | KILW | 7.35 | 0 | 0.17 | 5.26
CR | Solar | 21 | KINO_1 | 27.78 | 0 | 0.63 | 19.87
CR | Solar | 21 | KINT_P | 2.19 | 0 | 0.05 | 1.57
CR | Solar | 21 | KIRKB1 | 0.36 | 0 | 0.01 | 0.26
CR | Solar | 21 | KITW_1 | 2.31 | 0 | 0.05 | 1.65
CR | Solar | 21 | KNAR | 19.11 | 0 | 0.43 | 13.67
CR | Solar | 21 | LACK_6 | 8.32 | 0 | 0.19 | 5.95
CR | Solar | 21 | LAIR_P | 0.06 | 0 | 0 | 0.04
CR | Solar | 21 | LALE1SG003 | 6.26 | 0 | 0.14 | 4.48
CR | Solar | 21 | LAND1 | 265.22 | 0 | 5.99 | 189.69
CR | Solar | 21 | LEGA_1 | 76.63 | 0 | 1.73 | 54.81
CR | Solar | 21 | LEVE | 0.29 | 0 | 0.01 | 0.21
CR | Solar | 21 | LING | 0.03 | 0 | 0 | 0.02
CR | Solar | 21 | LINM | 0.03 | 0 | 0 | 0.02
CR | Solar | 21 | LISD_1 | 3.06 | 0 | 0.07 | 2.19
CR | Solar | 21 | LITT_C | 0.41 | 0 | 0.01 | 0.29
CR | Solar | 21 | LITT_J | 0.41 | 0 | 0.01 | 0.29
CR | Solar | 21 | LODR_6 | 0.26 | 0 | 0.01 | 0.19
CR | Solar | 21 | LOUD_H | 0.32 | 0 | 0.01 | 0.23
CR | Solar | 21 | LOVE_1 | 199.51 | 0 | 4.51 | 142.69
CR | Solar | 21 | MACC_3 | 13.72 | 0 | 0.31 | 9.81
CR | Solar | 21 | MACD_P | 2.88 | 0 | 0.07 | 2.06
CR | Solar | 21 | MAGA_6 | 32.54 | 0 | 0.74 | 23.27
CR | Solar | 21 | MANN_1 | 344.79 | 0 | 7.79 | 246.59
CR | Solar | 21 | MAYB | 0.03 | 0 | 0 | 0.02
CR | Solar | 21 | MELK_1 | 323.9 | 0 | 7.32 | 231.65
CR | Solar | 21 | MILC_P | 0.07 | 0 | 0 | 0.05
CR | Solar | 21 | MILH_1 | 12.58 | 0 | 0.28 | 9
CR | Solar | 21 | MITY_1 | 590.07 | 0 | 13.34 | 422.02
CR | Solar | 21 | MYBS_P | 0.14 | 0 | 0 | 0.1
CR | Solar | 21 | NEAR | 0.03 | 0 | 0 | 0.02
CR | Solar | 21 | NECE_1 | 1.66 | 0 | 0.04 | 1.19
CR | Solar | 21 | NEEP_3 | 0.58 | 0 | 0.01 | 0.41
CR | Solar | 21 | NETS | 0.03 | 0 | 0 | 0.02
CR | Solar | 21 | NEWX_6 | 0.97 | 0 | 0.02 | 0.69
CR | Solar | 21 | NFLE | 50.34 | 0 | 1.14 | 36
CR | Solar | 21 | NHYD_6 | 0.32 | 0 | 0.01 | 0.23
CR | Solar | 21 | NINF_1 | 83.22 | 0 | 1.88 | 59.52
CR | Solar | 21 | NORL_3 | 0.58 | 0 | 0.01 | 0.41
CR | Solar | 21 | NORM_1 | 356.14 | 0 | 8.05 | 254.71
CR | Solar | 21 | NORT_1 | 35.91 | 0 | 0.81 | 25.68
CR | Solar | 21 | NURS_1 | 227.85 | 0 | 5.15 | 162.96
CR | Solar | 21 | OCKH_1 | 0.83 | 0 | 0.02 | 0.59
CR | Solar | 21 | OFFE_3 | 0.54 | 0 | 0.01 | 0.39
CR | Solar | 21 | OLDB_1 | 0.83 | 0 | 0.02 | 0.59
CR | Solar | 21 | OSBA_1 | 2.03 | 0 | 0.05 | 1.45
CR | Solar | 21 | PADIB1 | 7.58 | 0 | 0.17 | 5.42
CR | Solar | 21 | PELH_1 | 162.77 | 0 | 3.68 | 116.41
CR | Solar | 21 | PEMB_1 | 282.39 | 0 | 6.38 | 201.97
CR | Solar | 21 | PENE_1 | 1.45 | 0 | 0.03 | 1.04
CR | Solar | 21 | PENN_1 | 6.13 | 0 | 0.14 | 4.38
CR | Solar | 21 | PENT_1 | 59.51 | 0 | 1.34 | 42.56
CR | Solar | 21 | PENW_1 | 52.76 | 0 | 1.19 | 37.73
CR | Solar | 21 | PERI_H | 0.26 | 0 | 0.01 | 0.19
CR | Solar | 21 | PERS_P | 0.06 | 0 | 0 | 0.04
CR | Solar | 21 | PITS_3 | 0.58 | 0 | 0.01 | 0.41
CR | Solar | 21 | POOB | 0.03 | 0 | 0 | 0.02
CR | Solar | 21 | POPP_3 | 13.01 | 0 | 0.29 | 9.3
CR | Solar | 21 | PORA_P | 0.16 | 0 | 0 | 0.11
CR | Solar | 21 | PORD | 0.29 | 0 | 0.01 | 0.21
CR | Solar | 21 | PYLE_1 | 42.99 | 0 | 0.97 | 30.75
CR | Solar | 21 | QUOI_P | 0.02 | 0 | 0 | 0.01
CR | Solar | 21 | RAIN_1 | 3.19 | 0 | 0.07 | 2.28
CR | Solar | 21 | RANN_P | 0.08 | 0 | 0 | 0.06
CR | Solar | 21 | RASS_1 | 49.53 | 0 | 1.12 | 35.42
CR | Solar | 21 | RATS_1 | 89.25 | 0 | 2.02 | 63.83
CR | Solar | 21 | RAYL_1 | 34.54 | 0 | 0.78 | 24.7
CR | Solar | 21 | REBR_3 | 0.36 | 0 | 0.01 | 0.26
CR | Solar | 21 | REDH | 12.45 | 0 | 0.28 | 8.9
CR | Solar | 21 | REDM_P | 0.06 | 0 | 0 | 0.04
CR | Solar | 21 | RICH1 | 79.19 | 0 | 1.79 | 56.64
CR | Solar | 21 | ROCH_1 | 3.31 | 0 | 0.07 | 2.37
CR | Solar | 21 | RUGEB1 | 21.84 | 0 | 0.49 | 15.62
CR | Solar | 21 | RYEH_1 | 2.9 | 0 | 0.07 | 2.07
CR | Solar | 21 | SALH_1 | 14.37 | 0 | 0.32 | 10.28
CR | Solar | 21 | SALT_1 | 9.39 | 0 | 0.21 | 6.72
CR | Solar | 21 | SBAR | 57.21 | 0 | 1.29 | 40.92
CR | Solar | 21 | SEAB1 | 114.2 | 0 | 2.58 | 81.68
CR | Solar | 21 | SELL_1 | 61.12 | 0 | 1.38 | 43.71
CR | Solar | 21 | SFEG_P | 0.09 | 0 | 0 | 0.06
CR | Solar | 21 | SFIL_P | 0.04 | 0 | 0 | 0.03
CR | Solar | 21 | SHEC_3 | 0.58 | 0 | 0.01 | 0.41
CR | Solar | 21 | SHRW_1 | 135.57 | 0 | 3.06 | 96.96
CR | Solar | 21 | SIGH | 0.03 | 0 | 0 | 0.02
CR | Solar | 21 | SJOW_1 | 0.26 | 0 | 0.01 | 0.19
CR | Solar | 21 | SKLGB1 | 6.49 | 0 | 0.15 | 4.64
CR | Solar | 21 | SLOY_P | 0.01 | 0 | 0 | 0.01
CR | Solar | 21 | SMAN_1 | 0.48 | 0 | 0.01 | 0.34
CR | Solar | 21 | SPEN_1 | 9 | 0 | 0.2 | 6.44
CR | Solar | 21 | SSHI_3 | 0.54 | 0 | 0.01 | 0.39
CR | Solar | 21 | STAH_1 | 13.06 | 0 | 0.3 | 9.34
CR | Solar | 21 | STAL_1 | 1.45 | 0 | 0.03 | 1.04
CR | Solar | 21 | STAY_1 | 169.55 | 0 | 3.83 | 121.26
CR | Solar | 21 | STEN_1 | 1.45 | 0 | 0.03 | 1.04
CR | Solar | 21 | STES_1 | 7.58 | 0 | 0.17 | 5.42
CR | Solar | 21 | STHA | 0.03 | 0 | 0 | 0.02
CR | Solar | 21 | STIR | 0.29 | 0 | 0.01 | 0.21
CR | Solar | 21 | STLE | 0.29 | 0 | 0.01 | 0.21
CR | Solar | 21 | STRI_P | 1.93 | 0 | 0.04 | 1.38
CR | Solar | 21 | SUND_1 | 61.09 | 0 | 1.38 | 43.69
CR | Solar | 21 | SWAN_1 | 141.41 | 0 | 3.2 | 101.14
CR | Solar | 21 | TARL_P | 5.62 | 0 | 0.13 | 4.02
CR | Solar | 21 | TAUN1 | 97.76 | 0 | 2.21 | 69.92
CR | Solar | 21 | TAYN_P | 0.12 | 0 | 0 | 0.09
CR | Solar | 21 | TELR | 0.03 | 0 | 0 | 0.02
CR | Solar | 21 | TEMP_3 | 0.58 | 0 | 0.01 | 0.41
CR | Solar | 21 | THOM_6 | 8.14 | 0 | 0.18 | 5.82
CR | Solar | 21 | THSO_P | 0.26 | 0 | 0.01 | 0.19
CR | Solar | 21 | THUR_6 | 0.58 | 0 | 0.01 | 0.41
CR | Solar | 21 | TILBB_1 | 12.25 | 0 | 0.28 | 8.76
CR | Solar | 21 | TONG | 0.03 | 0 | 0 | 0.02
CR | Solar | 21 | TOTT_1 | 0.36 | 0 | 0.01 | 0.26
CR | Solar | 21 | TRAW_1 | 20.02 | 0 | 0.45 | 14.32
CR | Solar | 21 | TUMB_P | 0.03 | 0 | 0 | 0.02
CR | Solar | 21 | TYNE_1 | 0.54 | 0 | 0.01 | 0.39
CR | Solar | 21 | TYNE_2 | 0.54 | 0 | 0.01 | 0.39
CR | Solar | 21 | UPPB_1 | 36.09 | 0 | 0.82 | 25.81
CR | Solar | 21 | UPPB_3 | 35.3 | 0 | 0.8 | 25.25
CR | Solar | 21 | USKM_1 | 45.13 | 0 | 1.02 | 32.28
CR | Solar | 21 | WALH_1 | 121.64 | 0 | 2.75 | 87
CR | Solar | 21 | WALP_1 | 31.35 | 0 | 0.71 | 22.42
CR | Solar | 21 | WALP_B | 227.09 | 0 | 5.13 | 162.41
CR | Solar | 21 | WARL_1 | 25.63 | 0 | 0.58 | 18.33
CR | Solar | 21 | WASF_1 | 6.13 | 0 | 0.14 | 4.38
CR | Solar | 21 | WATFS_1 | 0.32 | 0 | 0.01 | 0.23
CR | Solar | 21 | WBOL_6 | 6.33 | 0 | 0.14 | 4.53
CR | Solar | 21 | WBUR_1 | 131.72 | 0 | 2.98 | 94.21
CR | Solar | 21 | WFIE | 0.29 | 0 | 0.01 | 0.21
CR | Solar | 21 | WHAM_1 | 0.36 | 0 | 0.01 | 0.26
CR | Solar | 21 | WHGA_1 | 0.36 | 0 | 0.01 | 0.26
CR | Solar | 21 | WIBA_3 | 0.58 | 0 | 0.01 | 0.41
CR | Solar | 21 | WIEN_1 | 0.83 | 0 | 0.02 | 0.59
CR | Solar | 21 | WILL_1 | 60.36 | 0 | 1.36 | 43.17
CR | Solar | 21 | WIMBN1 | 0.97 | 0 | 0.02 | 0.69
CR | Solar | 21 | WIMBS1 | 0.97 | 0 | 0.02 | 0.69
CR | Solar | 21 | WISD_1 | 0.26 | 0 | 0.01 | 0.19
CR | Solar | 21 | WISD_6 | 0.26 | 0 | 0.01 | 0.19
CR | Solar | 21 | WISH | 0.03 | 0 | 0 | 0.02
CR | Solar | 21 | WMEL_1 | 0.58 | 0 | 0.01 | 0.41
CR | Solar | 21 | WTHU31 | 0.36 | 0 | 0.01 | 0.26
CR | Solar | 21 | WWEY_1 | 2.87 | 0 | 0.06 | 2.05
CR | Solar | 21 | WYLF_1 | 4.35 | 0 | 0.1 | 3.11
CR | Solar | 21 | WYMOM_1 | 30.8 | 0 | 0.7 | 22.03
CR | Solar | 22 | ABHA1 | 105.09 | 0 | 2.38 | 75.16
CR | Solar | 22 | ABNE_P | 11.31 | 0 | 0.26 | 8.09
CR | Solar | 22 | ABTH_1 | 73.4 | 0 | 1.66 | 52.5
CR | Solar | 22 | ACTL_2 | 0.4 | 0 | 0.01 | 0.29
CR | Solar | 22 | ACTL_C | 0.4 | 0 | 0.01 | 0.29
CR | Solar | 22 | ALNE_P | 0.12 | 0 | 0 | 0.09
CR | Solar | 22 | ALST_3 | 0.73 | 0 | 0.02 | 0.52
CR | Solar | 22 | ALVE1 | 218.89 | 0 | 4.95 | 156.55
CR | Solar | 22 | AMEM_1 | 42.53 | 0 | 0.96 | 30.42
CR | Solar | 22 | ARBR_P | 27.39 | 0 | 0.62 | 19.59
CR | Solar | 22 | ARDK_P | 0.04 | 0 | 0 | 0.03
CR | Solar | 22 | ARMO_P | 0.25 | 0 | 0.01 | 0.18
CR | Solar | 22 | AXMI1 | 121.42 | 0 | 2.74 | 86.84
CR | Solar | 22 | BAGA | 0.44 | 0 | 0.01 | 0.31
CR | Solar | 22 | BAIN | 0.44 | 0 | 0.01 | 0.31
CR | Solar | 22 | BARKC1 | 2.39 | 0 | 0.05 | 1.71
CR | Solar | 22 | BARKW3 | 0.55 | 0 | 0.01 | 0.39
CR | Solar | 22 | BEDDT1 | 0.62 | 0 | 0.01 | 0.44
CR | Solar | 22 | BEDD_1 | 0.62 | 0 | 0.01 | 0.44
CR | Solar | 22 | BERW | 0.05 | 0 | 0 | 0.04
CR | Solar | 22 | BESW_1 | 51.59 | 0 | 1.17 | 36.9
CR | Solar | 22 | BICF_1 | 207.21 | 0 | 4.68 | 148.2
CR | Solar | 22 | BIRK_1 | 0.73 | 0 | 0.02 | 0.52
CR | Solar | 22 | BISW_1 | 21.11 | 0 | 0.48 | 15.1
CR | Solar | 22 | BLYTB1 | 2.19 | 0 | 0.05 | 1.57
CR | Solar | 22 | BLYTH132 | 2.19 | 0 | 0.05 | 1.57
CR | Solar | 22 | BOAG_P | 0.03 | 0 | 0 | 0.02
CR | Solar | 22 | BOLN_1 | 76.18 | 0 | 1.72 | 54.48
CR | Solar | 22 | BONN | 0.44 | 0 | 0.01 | 0.31
CR | Solar | 22 | BOTW_1 | 71.94 | 0 | 1.63 | 51.45
CR | Solar | 22 | BRAC_P | 0.02 | 0 | 0 | 0.01
CR | Solar | 22 | BRAI_1 | 112.8 | 0 | 2.55 | 80.67
CR | Solar | 22 | BRAW_1 | 0.55 | 0 | 0.01 | 0.39
CR | Solar | 22 | BRED_1 | 1.95 | 0 | 0.04 | 1.39
CR | Solar | 22 | BRFO_1 | 154.8 | 0 | 3.5 | 110.71
CR | Solar | 22 | BRIM_1 | 4.37 | 0 | 0.1 | 3.13
CR | Solar | 22 | BRLE_1 | 71.63 | 0 | 1.62 | 51.23
CR | Solar | 22 | BROA_P | 0.01 | 0 | 0 | 0.01
CR | Solar | 22 | BROX | 0.05 | 0 | 0 | 0.04
CR | Solar | 22 | BRWA1 | 288.07 | 0 | 6.51 | 206.03
CR | Solar | 22 | BUMU_P | 0.01 | 0 | 0 | 0.01
CR | Solar | 22 | BURM_1 | 400.56 | 0 | 9.05 | 286.48
CR | Solar | 22 | BUSH_1 | 14.53 | 0 | 0.33 | 10.39
CR | Solar | 22 | BUST_1 | 2.5 | 0 | 0.06 | 1.79
CR | Solar | 22 | CAAD_P | 0.02 | 0 | 0 | 0.01
CR | Solar | 22 | CAFA | 0.05 | 0 | 0 | 0.04
CR | Solar | 22 | CAMB_01 | 20.6 | 0 | 0.47 | 14.73
CR | Solar | 22 | CANTN1 | 128.17 | 0 | 2.9 | 91.67
CR | Solar | 22 | CAPEA1 | 6.87 | 0 | 0.16 | 4.91
CR | Solar | 22 | CARE_1 | 16.68 | 0 | 0.38 | 11.93
CR | Solar | 22 | CARR_1 | 2.6 | 0 | 0.06 | 1.86
CR | Solar | 22 | CASS_P | 0.03 | 0 | 0 | 0.02
CR | Solar | 22 | CATY | 0.05 | 0 | 0 | 0.04
CR | Solar | 22 | CBNK_H | 0.4 | 0 | 0.01 | 0.29
CR | Solar | 22 | CELL_1 | 39.59 | 0 | 0.89 | 28.31
CR | Solar | 22 | CHAP | 0.05 | 0 | 0 | 0.04
CR | Solar | 22 | CHAS | 0.05 | 0 | 0 | 0.04
CR | Solar | 22 | CHIC_1 | 91.53 | 0 | 2.07 | 65.46
CR | Solar | 22 | CHSI_1 | 0.62 | 0 | 0.01 | 0.44
CR | Solar | 22 | CHTE_1 | 160.23 | 0 | 3.62 | 114.6
CR | Solar | 22 | CITR_1 | 0.4 | 0 | 0.01 | 0.29
CR | Solar | 22 | CLAC_P | 0.08 | 0 | 0 | 0.06
CR | Solar | 22 | CLAY_P | 0.01 | 0 | 0 | 0.01
CR | Solar | 22 | CLT03 | 3.9 | 0 | 0.09 | 2.79
CR | Solar | 22 | CLYM | 0.05 | 0 | 0 | 0.04
CR | Solar | 22 | COAT | 0.05 | 0 | 0 | 0.04
CR | Solar | 22 | CONQA1 | 126.97 | 0 | 2.87 | 90.81
CR | Solar | 22 | COUA_P | 0.05 | 0 | 0 | 0.04
CR | Solar | 22 | COVE_1 | 8.57 | 0 | 0.19 | 6.13
CR | Solar | 22 | COWL_1 | 320.34 | 0 | 7.24 | 229.11
CR | Solar | 22 | COYL | 0.05 | 0 | 0 | 0.04
CR | Solar | 22 | CREB_1 | 21.3 | 0 | 0.48 | 15.23
CR | Solar | 22 | CUMB | 0.44 | 0 | 0.01 | 0.31
CR | Solar | 22 | CUPA | 6.3 | 0 | 0.14 | 4.51
CR | Solar | 22 | DALM3 | 0.05 | 0 | 0 | 0.04
CR | Solar | 22 | DEVM | 0.05 | 0 | 0 | 0.04
CR | Solar | 22 | DEVO | 7.77 | 0 | 0.18 | 5.56
CR | Solar | 22 | DOUN_P | 0.09 | 0 | 0 | 0.06
CR | Solar | 22 | DRAK_1 | 102.25 | 0 | 2.31 | 73.13
CR | Solar | 22 | DRAX_1 | 2.19 | 0 | 0.05 | 1.57
CR | Solar | 22 | DRCR | 0.44 | 0 | 0.01 | 0.31
CR | Solar | 22 | DUDH_P | 0.02 | 0 | 0 | 0.01
CR | Solar | 22 | DUGR_P | 0.02 | 0 | 0 | 0.01
CR | Solar | 22 | DUNB | 0.05 | 0 | 0 | 0.04
CR | Solar | 22 | DUNF | 0.44 | 0 | 0.01 | 0.31
CR | Solar | 22 | DUNO_P | 0.44 | 0 | 0.01 | 0.31
CR | Solar | 22 | DYCE_P | 0.13 | 0 | 0 | 0.09
CR | Solar | 22 | EALI_6 | 0.4 | 0 | 0.01 | 0.29
CR | Solar | 22 | EASO_1 | 262.09 | 0 | 5.92 | 187.45
CR | Solar | 22 | EAST | 0.05 | 0 | 0 | 0.04
CR | Solar | 22 | ECCL | 0.05 | 0 | 0 | 0.04
CR | Solar | 22 | ECLA_1 | 145.82 | 0 | 3.3 | 104.29
CR | Solar | 22 | EKIL | 0.05 | 0 | 0 | 0.04
CR | Solar | 22 | EKIS | 0.05 | 0 | 0 | 0.04
CR | Solar | 22 | ELGI_P | 1.44 | 0 | 0.03 | 1.03
CR | Solar | 22 | ELLA_1 | 0.55 | 0 | 0.01 | 0.39
CR | Solar | 22 | ELST_1 | 0.49 | 0 | 0.01 | 0.35
CR | Solar | 22 | ENDE_1 | 60.2 | 0 | 1.36 | 43.06
CR | Solar | 22 | EXET1 | 115.18 | 0 | 2.6 | 82.38
CR | Solar | 22 | FASN_P | 0.02 | 0 | 0 | 0.01
CR | Solar | 22 | FAUG_P | 0.05 | 0 | 0 | 0.04
CR | Solar | 22 | FAWL_1 | 110.42 | 0 | 2.5 | 78.97
CR | Solar | 22 | FECK_6 | 158.22 | 0 | 3.58 | 113.16
CR | Solar | 22 | FERRA2 | 11.27 | 0 | 0.25 | 8.06
CR | Solar | 22 | FERRB1 | 8.33 | 0 | 0.19 | 5.96
CR | Solar | 22 | FIDD_P | 0.25 | 0 | 0.01 | 0.18
CR | Solar | 22 | FLEE_1 | 53.12 | 0 | 1.2 | 37.99
CR | Solar | 22 | FOUR_1 | 3.28 | 0 | 0.07 | 2.35
CR | Solar | 22 | FRAS_P | 0.01 | 0 | 0 | 0.01
CR | Solar | 22 | FROD_1 | 4.87 | 0 | 0.11 | 3.48
CR | Solar | 22 | FWIL_P | 0.21 | 0 | 0 | 0.15
CR | Solar | 22 | GALA | 0.05 | 0 | 0 | 0.04
CR | Solar | 22 | GIFF | 0.05 | 0 | 0 | 0.04
CR | Solar | 22 | GLLE | 0.05 | 0 | 0 | 0.04
CR | Solar | 22 | GLLU | 0.05 | 0 | 0 | 0.04
CR | Solar | 22 | GLNI | 0.44 | 0 | 0.01 | 0.31
CR | Solar | 22 | GLRO | 0.44 | 0 | 0.01 | 0.31
CR | Solar | 22 | GREE_H | 0.4 | 0 | 0.01 | 0.29
CR | Solar | 22 | GREN_1 | 302.17 | 0 | 6.83 | 216.11
CR | Solar | 22 | GRIW_1 | 40.21 | 0 | 0.91 | 28.76
CR | Solar | 22 | GRUB_P | 0.15 | 0 | 0 | 0.11
CR | Solar | 22 | G_EXTRA_11 | 0.05 | 0 | 0 | 0.04
CR | Solar | 22 | G_EXTRA_2 | 0.05 | 0 | 0 | 0.04
CR | Solar | 22 | G_EXTRA_5 | 0.05 | 0 | 0 | 0.04
CR | Solar | 22 | G_EXTRA_7 | 0.44 | 0 | 0.01 | 0.31
CR | Solar | 22 | G_EXTRA_9 | 0.05 | 0 | 0 | 0.04
CR | Solar | 22 | HACK_1 | 0.55 | 0 | 0.01 | 0.39
CR | Solar | 22 | HACK_6 | 0.55 | 0 | 0.01 | 0.39
CR | Solar | 22 | HAMHC1 | 33.64 | 0 | 0.76 | 24.06
CR | Solar | 22 | HARK_1 | 62.56 | 0 | 1.41 | 44.74
CR | Solar | 22 | HARM_6 | 0.82 | 0 | 0.02 | 0.59
CR | Solar | 22 | HAWI | 0.05 | 0 | 0 | 0.04
CR | Solar | 22 | HAWP_6 | 6.96 | 0 | 0.16 | 4.98
CR | Solar | 22 | HEYS1 | 3.28 | 0 | 0.07 | 2.35
CR | Solar | 22 | HEYS_1 | 30.33 | 0 | 0.69 | 21.69
CR | Solar | 22 | HUER | 0.05 | 0 | 0 | 0.04
CR | Solar | 22 | HURS_1 | 0.62 | 0 | 0.01 | 0.44
CR | Solar | 22 | HUTT_1 | 20.71 | 0 | 0.47 | 14.81
CR | Solar | 22 | IMPK_1 | 25.21 | 0 | 0.57 | 18.03
CR | Solar | 22 | INDQ1 | 388.16 | 0 | 8.77 | 277.61
CR | Solar | 22 | INKE | 0.44 | 0 | 0.01 | 0.31
CR | Solar | 22 | INNE_P | 0.04 | 0 | 0 | 0.03
CR | Solar | 22 | IROA1 | 129.38 | 0 | 2.92 | 92.53
CR | Solar | 22 | IRONB1 | 47.27 | 0 | 1.07 | 33.81
CR | Solar | 22 | IVER_1 | 0.49 | 0 | 0.01 | 0.35
CR | Solar | 22 | IVER_6 | 0.49 | 0 | 0.01 | 0.35
CR | Solar | 22 | JOHN | 0.05 | 0 | 0 | 0.04
CR | Solar | 22 | JORD_3 | 0.87 | 0 | 0.02 | 0.62
CR | Solar | 22 | KAIM | 0.05 | 0 | 0 | 0.04
CR | Solar | 22 | KEAD_1 | 57.28 | 0 | 1.29 | 40.97
CR | Solar | 22 | KEAR_1 | 0.55 | 0 | 0.01 | 0.39
CR | Solar | 22 | KEAR_3 | 13.19 | 0 | 0.3 | 9.43
CR | Solar | 22 | KEIT_P | 0.32 | 0 | 0.01 | 0.23
CR | Solar | 22 | KEMS_1 | 91.65 | 0 | 2.07 | 65.55
CR | Solar | 22 | KEOO | 0.05 | 0 | 0 | 0.04
CR | Solar | 22 | KIBY_1 | 1.86 | 0 | 0.04 | 1.33
CR | Solar | 22 | KIER | 0.44 | 0 | 0.01 | 0.31
CR | Solar | 22 | KIIN_P | 0.09 | 0 | 0 | 0.06
CR | Solar | 22 | KILS | 0.05 | 0 | 0 | 0.04
CR | Solar | 22 | KILT | 0.05 | 0 | 0 | 0.04
CR | Solar | 22 | KILW | 7.36 | 0 | 0.17 | 5.26
CR | Solar | 22 | KINO_1 | 29.55 | 0 | 0.67 | 21.13
CR | Solar | 22 | KINT_P | 2.26 | 0 | 0.05 | 1.62
CR | Solar | 22 | KIRKB1 | 0.55 | 0 | 0.01 | 0.39
CR | Solar | 22 | KITW_1 | 2.74 | 0 | 0.06 | 1.96
CR | Solar | 22 | KNAR | 19.48 | 0 | 0.44 | 13.93
CR | Solar | 22 | LACK_6 | 9.42 | 0 | 0.21 | 6.74
CR | Solar | 22 | LAIR_P | 0.08 | 0 | 0 | 0.06
CR | Solar | 22 | LALE1SG003 | 6.43 | 0 | 0.15 | 4.6
CR | Solar | 22 | LAND1 | 269.29 | 0 | 6.09 | 192.6
CR | Solar | 22 | LEGA_1 | 78.11 | 0 | 1.77 | 55.86
CR | Solar | 22 | LEVE | 0.44 | 0 | 0.01 | 0.31
CR | Solar | 22 | LING | 0.05 | 0 | 0 | 0.04
CR | Solar | 22 | LINM | 0.05 | 0 | 0 | 0.04
CR | Solar | 22 | LISD_1 | 3.06 | 0 | 0.07 | 2.19
CR | Solar | 22 | LITT_C | 0.62 | 0 | 0.01 | 0.44
CR | Solar | 22 | LITT_J | 0.62 | 0 | 0.01 | 0.44
CR | Solar | 22 | LODR_6 | 0.4 | 0 | 0.01 | 0.29
CR | Solar | 22 | LOUD_H | 0.49 | 0 | 0.01 | 0.35
CR | Solar | 22 | LOVE_1 | 202.82 | 0 | 4.58 | 145.06
CR | Solar | 22 | LUNA_P | 0.01 | 0 | 0 | 0.01
CR | Solar | 22 | MACC_3 | 14.46 | 0 | 0.33 | 10.34
CR | Solar | 22 | MACD_P | 2.97 | 0 | 0.07 | 2.12
CR | Solar | 22 | MAGA_6 | 33.28 | 0 | 0.75 | 23.8
CR | Solar | 22 | MANN_1 | 350.19 | 0 | 7.91 | 250.46
CR | Solar | 22 | MAYB | 0.05 | 0 | 0 | 0.04
CR | Solar | 22 | MELK_1 | 329.79 | 0 | 7.45 | 235.87
CR | Solar | 22 | MILC_P | 0.1 | 0 | 0 | 0.07
CR | Solar | 22 | MILH_1 | 12.75 | 0 | 0.29 | 9.12
CR | Solar | 22 | MITY_1 | 595.96 | 0 | 13.47 | 426.23
CR | Solar | 22 | MYBS_P | 0.2 | 0 | 0 | 0.14
CR | Solar | 22 | NEAR | 0.05 | 0 | 0 | 0.04
CR | Solar | 22 | NECE_1 | 2.5 | 0 | 0.06 | 1.79
CR | Solar | 22 | NEEP_3 | 0.87 | 0 | 0.02 | 0.62
CR | Solar | 22 | NETS | 0.05 | 0 | 0 | 0.04
CR | Solar | 22 | NEWX_6 | 1.46 | 0 | 0.03 | 1.04
CR | Solar | 22 | NFLE | 52.11 | 0 | 1.18 | 37.27
CR | Solar | 22 | NHYD_6 | 0.49 | 0 | 0.01 | 0.35
CR | Solar | 22 | NINF_1 | 83.96 | 0 | 1.9 | 60.05
CR | Solar | 22 | NORL_3 | 0.87 | 0 | 0.02 | 0.62
CR | Solar | 22 | NORM_1 | 366.45 | 0 | 8.28 | 262.09
CR | Solar | 22 | NORT_1 | 36.18 | 0 | 0.82 | 25.88
CR | Solar | 22 | NURS_1 | 231.16 | 0 | 5.22 | 165.33
CR | Solar | 22 | OCKH_1 | 1.25 | 0 | 0.03 | 0.89
CR | Solar | 22 | OFFE_3 | 0.82 | 0 | 0.02 | 0.59
CR | Solar | 22 | OLDB_1 | 1.25 | 0 | 0.03 | 0.89
CR | Solar | 22 | OSBA_1 | 3.06 | 0 | 0.07 | 2.19
CR | Solar | 22 | PADIB1 | 8.32 | 0 | 0.19 | 5.95
CR | Solar | 22 | PELH_1 | 164.25 | 0 | 3.71 | 117.47
CR | Solar | 22 | PEMB_1 | 286.81 | 0 | 6.48 | 205.13
CR | Solar | 22 | PENE_1 | 2.19 | 0 | 0.05 | 1.57
CR | Solar | 22 | PENN_1 | 6.13 | 0 | 0.14 | 4.38
CR | Solar | 22 | PENT_1 | 63.2 | 0 | 1.43 | 45.2
CR | Solar | 22 | PENW_1 | 53.49 | 0 | 1.21 | 38.26
CR | Solar | 22 | PERI_H | 0.4 | 0 | 0.01 | 0.29
CR | Solar | 22 | PERS_P | 0.1 | 0 | 0 | 0.07
CR | Solar | 22 | PITS_3 | 0.87 | 0 | 0.02 | 0.62
CR | Solar | 22 | POOB | 0.05 | 0 | 0 | 0.04
CR | Solar | 22 | POPP_3 | 13.37 | 0 | 0.3 | 9.56
CR | Solar | 22 | PORA_P | 0.24 | 0 | 0.01 | 0.17
CR | Solar | 22 | PORD | 0.44 | 0 | 0.01 | 0.31
CR | Solar | 22 | PYLE_1 | 43.73 | 0 | 0.99 | 31.28
CR | Solar | 22 | QUOI_P | 0.03 | 0 | 0 | 0.02
CR | Solar | 22 | RAIN_1 | 3.19 | 0 | 0.07 | 2.28
CR | Solar | 22 | RANN_P | 0.11 | 0 | 0 | 0.08
CR | Solar | 22 | RASS_1 | 53.95 | 0 | 1.22 | 38.59
CR | Solar | 22 | RATS_1 | 90.73 | 0 | 2.05 | 64.89
CR | Solar | 22 | RAYL_1 | 38.07 | 0 | 0.86 | 27.23
CR | Solar | 22 | REBR_3 | 0.55 | 0 | 0.01 | 0.39
CR | Solar | 22 | REDH | 12.6 | 0 | 0.28 | 9.01
CR | Solar | 22 | REDM_P | 0.09 | 0 | 0 | 0.06
CR | Solar | 22 | RICH1 | 80.96 | 0 | 1.83 | 57.9
CR | Solar | 22 | ROCH_1 | 3.49 | 0 | 0.08 | 2.5
CR | Solar | 22 | RUGEB1 | 24.05 | 0 | 0.54 | 17.2
CR | Solar | 22 | RYEH_1 | 4.37 | 0 | 0.1 | 3.13
CR | Solar | 22 | SALH_1 | 15.48 | 0 | 0.35 | 11.07
CR | Solar | 22 | SALT_1 | 10.38 | 0 | 0.23 | 7.42
CR | Solar | 22 | SBAR | 58.68 | 0 | 1.33 | 41.97
CR | Solar | 22 | SEAB1 | 118.62 | 0 | 2.68 | 84.84
CR | Solar | 22 | SELL_1 | 64.66 | 0 | 1.46 | 46.24
CR | Solar | 22 | SFEG_P | 0.14 | 0 | 0 | 0.1
CR | Solar | 22 | SFIL_P | 0.06 | 0 | 0 | 0.04
CR | Solar | 22 | SHEC_3 | 0.87 | 0 | 0.02 | 0.62
CR | Solar | 22 | SHRW_1 | 137.78 | 0 | 3.11 | 98.54
CR | Solar | 22 | SIGH | 0.05 | 0 | 0 | 0.04
CR | Solar | 22 | SJOW_1 | 0.4 | 0 | 0.01 | 0.29
CR | Solar | 22 | SKLGB1 | 6.68 | 0 | 0.15 | 4.78
CR | Solar | 22 | SLOY_P | 0.02 | 0 | 0 | 0.01
CR | Solar | 22 | SMAN_1 | 0.73 | 0 | 0.02 | 0.52
CR | Solar | 22 | SPEN_1 | 10.47 | 0 | 0.24 | 7.49
CR | Solar | 22 | SSHI_3 | 0.82 | 0 | 0.02 | 0.59
CR | Solar | 22 | STAH_1 | 13.8 | 0 | 0.31 | 9.87
CR | Solar | 22 | STAL_1 | 2.19 | 0 | 0.05 | 1.57
CR | Solar | 22 | STAY_1 | 176.92 | 0 | 4 | 126.53
CR | Solar | 22 | STEN_1 | 2.19 | 0 | 0.05 | 1.57
CR | Solar | 22 | STES_1 | 8.32 | 0 | 0.19 | 5.95
CR | Solar | 22 | STHA | 0.05 | 0 | 0 | 0.04
CR | Solar | 22 | STIR | 0.44 | 0 | 0.01 | 0.31
CR | Solar | 22 | STLE | 0.44 | 0 | 0.01 | 0.31
CR | Solar | 22 | STRI_P | 1.99 | 0 | 0.04 | 1.42
CR | Solar | 22 | SUND_1 | 64.03 | 0 | 1.45 | 45.79
CR | Solar | 22 | SWAN_1 | 145.83 | 0 | 3.3 | 104.3
CR | Solar | 22 | TARL_P | 5.63 | 0 | 0.13 | 4.03
CR | Solar | 22 | TAUN1 | 99.24 | 0 | 2.24 | 70.98
CR | Solar | 22 | TAYN_P | 0.18 | 0 | 0 | 0.13
CR | Solar | 22 | TELR | 0.05 | 0 | 0 | 0.04
CR | Solar | 22 | TEMP_3 | 0.87 | 0 | 0.02 | 0.62
CR | Solar | 22 | THOM_6 | 9.17 | 0 | 0.21 | 6.56
CR | Solar | 22 | THSO_P | 0.4 | 0 | 0.01 | 0.29
CR | Solar | 22 | THUR_6 | 0.87 | 0 | 0.02 | 0.62
CR | Solar | 22 | TILBB_1 | 15.79 | 0 | 0.36 | 11.29
CR | Solar | 22 | TONG | 0.05 | 0 | 0 | 0.04
CR | Solar | 22 | TOTT_1 | 0.55 | 0 | 0.01 | 0.39
CR | Solar | 22 | TRAW_1 | 20.76 | 0 | 0.47 | 14.85
CR | Solar | 22 | TUMB_P | 0.04 | 0 | 0 | 0.03
CR | Solar | 22 | TYNE_1 | 0.82 | 0 | 0.02 | 0.59
CR | Solar | 22 | TYNE_2 | 0.82 | 0 | 0.02 | 0.59
CR | Solar | 22 | UPPB_1 | 36.34 | 0 | 0.82 | 25.99
CR | Solar | 22 | UPPB_3 | 35.55 | 0 | 0.8 | 25.43
CR | Solar | 22 | USKM_1 | 45.38 | 0 | 1.03 | 32.46
CR | Solar | 22 | WALH_1 | 125.32 | 0 | 2.83 | 89.63
CR | Solar | 22 | WALP_1 | 34.3 | 0 | 0.78 | 24.53
CR | Solar | 22 | WALP_B | 230.04 | 0 | 5.2 | 164.52
CR | Solar | 22 | WARL_1 | 29.16 | 0 | 0.66 | 20.86
CR | Solar | 22 | WASF_1 | 6.13 | 0 | 0.14 | 4.38
CR | Solar | 22 | WATFS_1 | 0.49 | 0 | 0.01 | 0.35
CR | Solar | 22 | WBOL_6 | 6.61 | 0 | 0.15 | 4.73
CR | Solar | 22 | WBUR_1 | 134.67 | 0 | 3.04 | 96.32
CR | Solar | 22 | WFIE | 0.44 | 0 | 0.01 | 0.31
CR | Solar | 22 | WHAM_1 | 0.55 | 0 | 0.01 | 0.39
CR | Solar | 22 | WHGA_1 | 0.55 | 0 | 0.01 | 0.39
CR | Solar | 22 | WIBA_3 | 0.87 | 0 | 0.02 | 0.62
CR | Solar | 22 | WIEN_1 | 1.25 | 0 | 0.03 | 0.89
CR | Solar | 22 | WILL_1 | 61.2 | 0 | 1.38 | 43.77
CR | Solar | 22 | WIMBN1 | 1.46 | 0 | 0.03 | 1.04
CR | Solar | 22 | WIMBS1 | 1.46 | 0 | 0.03 | 1.04
CR | Solar | 22 | WISD_1 | 0.4 | 0 | 0.01 | 0.29
CR | Solar | 22 | WISD_6 | 0.4 | 0 | 0.01 | 0.29
CR | Solar | 22 | WISH | 0.05 | 0 | 0 | 0.04
CR | Solar | 22 | WMEL_1 | 0.87 | 0 | 0.02 | 0.62
CR | Solar | 22 | WTHU31 | 0.55 | 0 | 0.01 | 0.39
CR | Solar | 22 | WWEY_1 | 3.08 | 0 | 0.07 | 2.2
CR | Solar | 22 | WYLF_1 | 6.56 | 0 | 0.15 | 4.69
CR | Solar | 22 | WYMOM_1 | 32.27 | 0 | 0.73 | 23.08
CR | Solar | 23 | ABHA1 | 110.79 | 0 | 2.5 | 79.24
CR | Solar | 23 | ABNE_P | 11.37 | 0 | 0.26 | 8.13
CR | Solar | 23 | ABTH_1 | 73.75 | 0 | 1.67 | 52.75
CR | Solar | 23 | ACTL_2 | 0.59 | 0 | 0.01 | 0.42
CR | Solar | 23 | ACTL_C | 0.59 | 0 | 0.01 | 0.42
CR | Solar | 23 | ALNE_P | 0.17 | 0 | 0 | 0.12
CR | Solar | 23 | ALST_3 | 1.07 | 0 | 0.02 | 0.77
CR | Solar | 23 | ALVE1 | 224.59 | 0 | 5.08 | 160.63
CR | Solar | 23 | AMEM_1 | 42.76 | 0 | 0.97 | 30.58
CR | Solar | 23 | ARBR_P | 27.39 | 0 | 0.62 | 19.59
CR | Solar | 23 | ARDK_P | 0.06 | 0 | 0 | 0.04
CR | Solar | 23 | ARMO_P | 0.37 | 0 | 0.01 | 0.26
CR | Solar | 23 | AXMI1 | 129 | 0 | 2.92 | 92.26
CR | Solar | 23 | BAGA | 0.62 | 0 | 0.01 | 0.44
CR | Solar | 23 | BAIN | 0.62 | 0 | 0.01 | 0.44
CR | Solar | 23 | BARKC1 | 2.65 | 0 | 0.06 | 1.9
CR | Solar | 23 | BARKW3 | 0.8 | 0 | 0.02 | 0.57
CR | Solar | 23 | BEDDT1 | 0.92 | 0 | 0.02 | 0.66
CR | Solar | 23 | BEDD_1 | 0.92 | 0 | 0.02 | 0.66
CR | Solar | 23 | BERW | 0.07 | 0 | 0 | 0.05
CR | Solar | 23 | BESW_1 | 52.77 | 0 | 1.19 | 37.74
CR | Solar | 23 | BICF_1 | 221.68 | 0 | 5.01 | 158.55
CR | Solar | 23 | BIRK_1 | 1.07 | 0 | 0.02 | 0.77
CR | Solar | 23 | BISW_1 | 21.7 | 0 | 0.49 | 15.52
CR | Solar | 23 | BLYTB1 | 3.22 | 0 | 0.07 | 2.3
CR | Solar | 23 | BLYTH132 | 3.22 | 0 | 0.07 | 2.3
CR | Solar | 23 | BOAG_P | 0.04 | 0 | 0 | 0.03
CR | Solar | 23 | BOLN_1 | 77.21 | 0 | 1.74 | 55.22
CR | Solar | 23 | BONN | 0.62 | 0 | 0.01 | 0.44
CR | Solar | 23 | BOTW_1 | 76.59 | 0 | 1.73 | 54.78
CR | Solar | 23 | BRAC_P | 0.03 | 0 | 0 | 0.02
CR | Solar | 23 | BRAI_1 | 114.87 | 0 | 2.6 | 82.16
CR | Solar | 23 | BRAW_1 | 0.8 | 0 | 0.02 | 0.57
CR | Solar | 23 | BRED_1 | 2.3 | 0 | 0.05 | 1.64
CR | Solar | 23 | BRFO_1 | 156.64 | 0 | 3.54 | 112.03
CR | Solar | 23 | BRIM_1 | 6.44 | 0 | 0.15 | 4.61
CR | Solar | 23 | BRLE_1 | 73.7 | 0 | 1.67 | 52.71
CR | Solar | 23 | BROA_P | 0.01 | 0 | 0 | 0.01
CR | Solar | 23 | BROX | 0.07 | 0 | 0 | 0.05
CR | Solar | 23 | BRWA1 | 296.34 | 0 | 6.7 | 211.94
CR | Solar | 23 | BUMU_P | 0.01 | 0 | 0 | 0.01
CR | Solar | 23 | BURM_1 | 423.29 | 0 | 9.57 | 302.74
CR | Solar | 23 | BUSH_1 | 15.12 | 0 | 0.34 | 10.81
CR | Solar | 23 | BUST_1 | 3.68 | 0 | 0.08 | 2.63
CR | Solar | 23 | CAAD_P | 0.03 | 0 | 0 | 0.02
CR | Solar | 23 | CAFA | 0.07 | 0 | 0 | 0.05
CR | Solar | 23 | CAMB_01 | 21.63 | 0 | 0.49 | 15.47
CR | Solar | 23 | CANTN1 | 130.65 | 0 | 2.95 | 93.44
CR | Solar | 23 | CAPEA1 | 7.21 | 0 | 0.16 | 5.16
CR | Solar | 23 | CARE_1 | 17.02 | 0 | 0.38 | 12.17
CR | Solar | 23 | CARR_1 | 2.95 | 0 | 0.07 | 2.11
CR | Solar | 23 | CASS_P | 0.05 | 0 | 0 | 0.04
CR | Solar | 23 | CATY | 0.07 | 0 | 0 | 0.05
CR | Solar | 23 | CBNK_H | 0.59 | 0 | 0.01 | 0.42
CR | Solar | 23 | CELL_1 | 42.69 | 0 | 0.96 | 30.53
CR | Solar | 23 | CHAP | 0.07 | 0 | 0 | 0.05
CR | Solar | 23 | CHAS | 0.07 | 0 | 0 | 0.05
CR | Solar | 23 | CHIC_1 | 99.11 | 0 | 2.24 | 70.88
CR | Solar | 23 | CHSI_1 | 0.92 | 0 | 0.02 | 0.66
CR | Solar | 23 | CHTE_1 | 160.65 | 0 | 3.63 | 114.9
CR | Solar | 23 | CITR_1 | 0.59 | 0 | 0.01 | 0.42
CR | Solar | 23 | CLAC_P | 0.11 | 0 | 0 | 0.08
CR | Solar | 23 | CLAY_P | 0.01 | 0 | 0 | 0.01
CR | Solar | 23 | CLT03 | 5.75 | 0 | 0.13 | 4.11
CR | Solar | 23 | CLYM | 0.07 | 0 | 0 | 0.05
CR | Solar | 23 | COAT | 0.07 | 0 | 0 | 0.05
CR | Solar | 23 | CONQA1 | 128 | 0 | 2.89 | 91.55
CR | Solar | 23 | COUA_P | 0.07 | 0 | 0 | 0.05
CR | Solar | 23 | COVE_1 | 9.75 | 0 | 0.22 | 6.97
CR | Solar | 23 | COWL_1 | 328.6 | 0 | 7.43 | 235.01
CR | Solar | 23 | COYL | 0.07 | 0 | 0 | 0.05
CR | Solar | 23 | CREB_1 | 22.68 | 0 | 0.51 | 16.22
CR | Solar | 23 | CUMB | 0.62 | 0 | 0.01 | 0.44
CR | Solar | 23 | CUPA | 6.48 | 0 | 0.15 | 4.63
CR | Solar | 23 | DALM3 | 0.07 | 0 | 0 | 0.05
CR | Solar | 23 | DEVM | 0.07 | 0 | 0 | 0.05
CR | Solar | 23 | DEVO | 7.95 | 0 | 0.18 | 5.69
CR | Solar | 23 | DOUN_P | 0.14 | 0 | 0 | 0.1
CR | Solar | 23 | DRAK_1 | 102.84 | 0 | 2.32 | 73.55
CR | Solar | 23 | DRAX_1 | 3.22 | 0 | 0.07 | 2.3
CR | Solar | 23 | DRCR | 0.62 | 0 | 0.01 | 0.44
CR | Solar | 23 | DUDH_P | 0.03 | 0 | 0 | 0.02
CR | Solar | 23 | DUGR_P | 0.03 | 0 | 0 | 0.02
CR | Solar | 23 | DUNB | 0.07 | 0 | 0 | 0.05
CR | Solar | 23 | DUNF | 0.62 | 0 | 0.01 | 0.44
CR | Solar | 23 | DUNO_P | 0.62 | 0 | 0.01 | 0.44
CR | Solar | 23 | DYCE_P | 0.19 | 0 | 0 | 0.14
CR | Solar | 23 | EALI_6 | 0.59 | 0 | 0.01 | 0.42
CR | Solar | 23 | EASO_1 | 266.22 | 0 | 6.02 | 190.4
CR | Solar | 23 | EAST | 0.07 | 0 | 0 | 0.05
CR | Solar | 23 | ECCL | 0.07 | 0 | 0 | 0.05
CR | Solar | 23 | ECLA_1 | 149.95 | 0 | 3.39 | 107.24
CR | Solar | 23 | EKIL | 0.07 | 0 | 0 | 0.05
CR | Solar | 23 | EKIS | 0.07 | 0 | 0 | 0.05
CR | Solar | 23 | ELGI_P | 1.44 | 0 | 0.03 | 1.03
CR | Solar | 23 | ELLA_1 | 0.8 | 0 | 0.02 | 0.57
CR | Solar | 23 | ELST_1 | 0.72 | 0 | 0.02 | 0.51
CR | Solar | 23 | ENDE_1 | 62.27 | 0 | 1.41 | 44.54
CR | Solar | 23 | EXET1 | 120.89 | 0 | 2.73 | 86.46
CR | Solar | 23 | FASN_P | 0.03 | 0 | 0 | 0.02
CR | Solar | 23 | FAUG_P | 0.08 | 0 | 0 | 0.06
CR | Solar | 23 | FAWL_1 | 115.07 | 0 | 2.6 | 82.3
CR | Solar | 23 | FECK_6 | 159.4 | 0 | 3.6 | 114
CR | Solar | 23 | FERRA2 | 12.31 | 0 | 0.28 | 8.8
CR | Solar | 23 | FERRB1 | 9.36 | 0 | 0.21 | 6.69
CR | Solar | 23 | FIDD_P | 0.37 | 0 | 0.01 | 0.26
CR | Solar | 23 | FLEE_1 | 55.19 | 0 | 1.25 | 39.47
CR | Solar | 23 | FOUR_1 | 4.83 | 0 | 0.11 | 3.45
CR | Solar | 23 | FRAS_P | 0.02 | 0 | 0 | 0.01
CR | Solar | 23 | FROD_1 | 5.21 | 0 | 0.12 | 3.73
CR | Solar | 23 | FWIL_P | 0.32 | 0 | 0.01 | 0.23
CR | Solar | 23 | GALA | 0.07 | 0 | 0 | 0.05
CR | Solar | 23 | GIFF | 0.07 | 0 | 0 | 0.05
CR | Solar | 23 | GLLE | 0.07 | 0 | 0 | 0.05
CR | Solar | 23 | GLLU | 0.07 | 0 | 0 | 0.05
CR | Solar | 23 | GLNI | 0.62 | 0 | 0.01 | 0.44
CR | Solar | 23 | GLRO | 0.62 | 0 | 0.01 | 0.44
CR | Solar | 23 | GREE_H | 0.59 | 0 | 0.01 | 0.42
CR | Solar | 23 | GREN_1 | 315.01 | 0 | 7.12 | 225.3
CR | Solar | 23 | GRIW_1 | 43.31 | 0 | 0.98 | 30.98
CR | Solar | 23 | GRUB_P | 0.22 | 0 | 0 | 0.16
CR | Solar | 23 | G_EXTRA_11 | 0.07 | 0 | 0 | 0.05
CR | Solar | 23 | G_EXTRA_2 | 0.07 | 0 | 0 | 0.05
CR | Solar | 23 | G_EXTRA_5 | 0.07 | 0 | 0 | 0.05
CR | Solar | 23 | G_EXTRA_7 | 0.62 | 0 | 0.01 | 0.44
CR | Solar | 23 | G_EXTRA_9 | 0.07 | 0 | 0 | 0.05
CR | Solar | 23 | HACK_1 | 0.8 | 0 | 0.02 | 0.57
CR | Solar | 23 | HACK_6 | 0.8 | 0 | 0.02 | 0.57
CR | Solar | 23 | HAMHC1 | 34.82 | 0 | 0.79 | 24.9
CR | Solar | 23 | HARK_1 | 64.11 | 0 | 1.45 | 45.85
CR | Solar | 23 | HARM_6 | 1.21 | 0 | 0.03 | 0.87
CR | Solar | 23 | HAWI | 0.07 | 0 | 0 | 0.05
CR | Solar | 23 | HAWP_6 | 7.35 | 0 | 0.17 | 5.26
CR | Solar | 23 | HEYS1 | 4.83 | 0 | 0.11 | 3.45
CR | Solar | 23 | HEYS_1 | 31.88 | 0 | 0.72 | 22.8
CR | Solar | 23 | HUER | 0.07 | 0 | 0 | 0.05
CR | Solar | 23 | HURS_1 | 0.92 | 0 | 0.02 | 0.66
CR | Solar | 23 | HUTT_1 | 24.84 | 0 | 0.56 | 17.77
CR | Solar | 23 | IMPK_1 | 31.41 | 0 | 0.71 | 22.46
CR | Solar | 23 | INDQ1 | 393.86 | 0 | 8.9 | 281.69
CR | Solar | 23 | INKE | 0.62 | 0 | 0.01 | 0.44
CR | Solar | 23 | INNE_P | 0.06 | 0 | 0 | 0.04
CR | Solar | 23 | IROA1 | 136.62 | 0 | 3.09 | 97.71
CR | Solar | 23 | IRONB1 | 50.37 | 0 | 1.14 | 36.02
CR | Solar | 23 | IVER_1 | 0.72 | 0 | 0.02 | 0.51
CR | Solar | 23 | IVER_6 | 0.72 | 0 | 0.02 | 0.51
CR | Solar | 23 | JOHN | 0.07 | 0 | 0 | 0.05
CR | Solar | 23 | JORD_3 | 1.29 | 0 | 0.03 | 0.92
CR | Solar | 23 | KAIM | 0.07 | 0 | 0 | 0.05
CR | Solar | 23 | KEAD_1 | 58.66 | 0 | 1.33 | 41.95
CR | Solar | 23 | KEAR_1 | 0.8 | 0 | 0.02 | 0.57
CR | Solar | 23 | KEAR_3 | 13.45 | 0 | 0.3 | 9.62
CR | Solar | 23 | KEIT_P | 0.47 | 0 | 0.01 | 0.34
CR | Solar | 23 | KEMS_1 | 96.61 | 0 | 2.18 | 69.1
CR | Solar | 23 | KEOO | 0.07 | 0 | 0 | 0.05
CR | Solar | 23 | KIBY_1 | 1.86 | 0 | 0.04 | 1.33
CR | Solar | 23 | KIER | 0.62 | 0 | 0.01 | 0.44
CR | Solar | 23 | KIIN_P | 0.13 | 0 | 0 | 0.09
CR | Solar | 23 | KILS | 0.07 | 0 | 0 | 0.05
CR | Solar | 23 | KILT | 0.07 | 0 | 0 | 0.05
CR | Solar | 23 | KILW | 7.38 | 0 | 0.17 | 5.28
CR | Solar | 23 | KINO_1 | 32.03 | 0 | 0.72 | 22.91
CR | Solar | 23 | KINT_P | 2.37 | 0 | 0.05 | 1.7
CR | Solar | 23 | KIRKB1 | 0.8 | 0 | 0.02 | 0.57
CR | Solar | 23 | KITW_1 | 3.33 | 0 | 0.08 | 2.38
CR | Solar | 23 | KNAR | 19.99 | 0 | 0.45 | 14.3
CR | Solar | 23 | LACK_6 | 10.97 | 0 | 0.25 | 7.85
CR | Solar | 23 | LAIR_P | 0.12 | 0 | 0 | 0.09
CR | Solar | 23 | LALE1SG003 | 6.66 | 0 | 0.15 | 4.76
CR | Solar | 23 | LAND1 | 274.99 | 0 | 6.21 | 196.67
CR | Solar | 23 | LEGA_1 | 80.17 | 0 | 1.81 | 57.34
CR | Solar | 23 | LEVE | 0.62 | 0 | 0.01 | 0.44
CR | Solar | 23 | LING | 0.07 | 0 | 0 | 0.05
CR | Solar | 23 | LINM | 0.07 | 0 | 0 | 0.05
CR | Solar | 23 | LISD_1 | 3.06 | 0 | 0.07 | 2.19
CR | Solar | 23 | LITT_C | 0.92 | 0 | 0.02 | 0.66
CR | Solar | 23 | LITT_J | 0.92 | 0 | 0.02 | 0.66
CR | Solar | 23 | LODR_6 | 0.59 | 0 | 0.01 | 0.42
CR | Solar | 23 | LOUD_H | 0.72 | 0 | 0.02 | 0.51
CR | Solar | 23 | LOVE_1 | 207.47 | 0 | 4.69 | 148.38
CR | Solar | 23 | LUNA_P | 0.01 | 0 | 0 | 0.01
CR | Solar | 23 | MACC_3 | 15.49 | 0 | 0.35 | 11.08
CR | Solar | 23 | MACD_P | 3.08 | 0 | 0.07 | 2.2
CR | Solar | 23 | MAGA_6 | 34.31 | 0 | 0.78 | 24.54
CR | Solar | 23 | MANN_1 | 357.77 | 0 | 8.09 | 255.88
CR | Solar | 23 | MAYB | 0.07 | 0 | 0 | 0.05
CR | Solar | 23 | MELK_1 | 338.06 | 0 | 7.64 | 241.78
CR | Solar | 23 | MILC_P | 0.15 | 0 | 0 | 0.11
CR | Solar | 23 | MILH_1 | 12.98 | 0 | 0.29 | 9.28
CR | Solar | 23 | MITY_1 | 604.23 | 0 | 13.66 | 432.15
CR | Solar | 23 | MYBS_P | 0.3 | 0 | 0.01 | 0.21
CR | Solar | 23 | NEAR | 0.07 | 0 | 0 | 0.05
CR | Solar | 23 | NECE_1 | 3.68 | 0 | 0.08 | 2.63
CR | Solar | 23 | NEEP_3 | 1.29 | 0 | 0.03 | 0.92
CR | Solar | 23 | NETS | 0.07 | 0 | 0 | 0.05
CR | Solar | 23 | NEWX_6 | 2.15 | 0 | 0.05 | 1.54
CR | Solar | 23 | NFLE | 54.59 | 0 | 1.23 | 39.04
CR | Solar | 23 | NHYD_6 | 0.72 | 0 | 0.02 | 0.51
CR | Solar | 23 | NINF_1 | 84.99 | 0 | 1.92 | 60.78
CR | Solar | 23 | NORL_3 | 1.29 | 0 | 0.03 | 0.92
CR | Solar | 23 | NORM_1 | 380.92 | 0 | 8.61 | 272.43
CR | Solar | 23 | NORT_1 | 36.57 | 0 | 0.83 | 26.15
CR | Solar | 23 | NURS_1 | 235.81 | 0 | 5.33 | 168.65
CR | Solar | 23 | OCKH_1 | 1.84 | 0 | 0.04 | 1.32
CR | Solar | 23 | OFFE_3 | 1.21 | 0 | 0.03 | 0.87
CR | Solar | 23 | OLDB_1 | 1.84 | 0 | 0.04 | 1.32
CR | Solar | 23 | OSBA_1 | 4.51 | 0 | 0.1 | 3.23
CR | Solar | 23 | PADIB1 | 9.35 | 0 | 0.21 | 6.69
CR | Solar | 23 | PELH_1 | 166.31 | 0 | 3.76 | 118.94
CR | Solar | 23 | PEMB_1 | 293.01 | 0 | 6.62 | 209.56
CR | Solar | 23 | PENE_1 | 3.22 | 0 | 0.07 | 2.3
CR | Solar | 23 | PENN_1 | 6.13 | 0 | 0.14 | 4.38
CR | Solar | 23 | PENT_1 | 68.36 | 0 | 1.54 | 48.89
CR | Solar | 23 | PENW_1 | 54.53 | 0 | 1.23 | 39
CR | Solar | 23 | PERI_H | 0.59 | 0 | 0.01 | 0.42
CR | Solar | 23 | PERS_P | 0.14 | 0 | 0 | 0.1
CR | Solar | 23 | PITS_3 | 1.29 | 0 | 0.03 | 0.92
CR | Solar | 23 | POOB | 0.07 | 0 | 0 | 0.05
CR | Solar | 23 | POPP_3 | 13.89 | 0 | 0.31 | 9.93
CR | Solar | 23 | PORA_P | 0.35 | 0 | 0.01 | 0.25
CR | Solar | 23 | PORD | 0.62 | 0 | 0.01 | 0.44
CR | Solar | 23 | PYLE_1 | 44.76 | 0 | 1.01 | 32.01
CR | Solar | 23 | QUOI_P | 0.04 | 0 | 0 | 0.03
CR | Solar | 23 | RAIN_1 | 3.19 | 0 | 0.07 | 2.28
CR | Solar | 23 | RANN_P | 0.17 | 0 | 0 | 0.12
CR | Solar | 23 | RASS_1 | 60.15 | 0 | 1.36 | 43.02
CR | Solar | 23 | RATS_1 | 92.79 | 0 | 2.1 | 66.36
CR | Solar | 23 | RAYL_1 | 43.03 | 0 | 0.97 | 30.78
CR | Solar | 23 | REBR_3 | 0.8 | 0 | 0.02 | 0.57
CR | Solar | 23 | REDH | 12.79 | 0 | 0.29 | 9.15
CR | Solar | 23 | REDM_P | 0.13 | 0 | 0 | 0.09
CR | Solar | 23 | RICH1 | 83.44 | 0 | 1.89 | 59.68
CR | Solar | 23 | ROCH_1 | 3.75 | 0 | 0.08 | 2.68
CR | Solar | 23 | RUGEB1 | 27.15 | 0 | 0.61 | 19.42
CR | Solar | 23 | RYEH_1 | 6.44 | 0 | 0.15 | 4.61
CR | Solar | 23 | SALH_1 | 17.03 | 0 | 0.38 | 12.18
CR | Solar | 23 | SALT_1 | 11.75 | 0 | 0.27 | 8.4
CR | Solar | 23 | SBAR | 60.75 | 0 | 1.37 | 43.45
CR | Solar | 23 | SEAB1 | 124.82 | 0 | 2.82 | 89.27
CR | Solar | 23 | SELL_1 | 69.62 | 0 | 1.57 | 49.79
CR | Solar | 23 | SFEG_P | 0.2 | 0 | 0 | 0.14
CR | Solar | 23 | SFIL_P | 0.08 | 0 | 0 | 0.06
CR | Solar | 23 | SHEC_3 | 1.29 | 0 | 0.03 | 0.92
CR | Solar | 23 | SHRW_1 | 140.88 | 0 | 3.18 | 100.76
CR | Solar | 23 | SIGH | 0.07 | 0 | 0 | 0.05
CR | Solar | 23 | SJOW_1 | 0.59 | 0 | 0.01 | 0.42
CR | Solar | 23 | SKLGB1 | 6.93 | 0 | 0.16 | 4.96
CR | Solar | 23 | SLOY_P | 0.02 | 0 | 0 | 0.01
CR | Solar | 23 | SMAN_1 | 1.07 | 0 | 0.02 | 0.77
CR | Solar | 23 | SPEN_1 | 12.53 | 0 | 0.28 | 8.96
CR | Solar | 23 | SSHI_3 | 1.21 | 0 | 0.03 | 0.87
CR | Solar | 23 | STAH_1 | 14.83 | 0 | 0.34 | 10.61
CR | Solar | 23 | STAL_1 | 3.22 | 0 | 0.07 | 2.3
CR | Solar | 23 | STAY_1 | 187.25 | 0 | 4.23 | 133.92
CR | Solar | 23 | STEN_1 | 3.22 | 0 | 0.07 | 2.3
CR | Solar | 23 | STES_1 | 9.35 | 0 | 0.21 | 6.69
CR | Solar | 23 | STHA | 0.07 | 0 | 0 | 0.05
CR | Solar | 23 | STIR | 0.62 | 0 | 0.01 | 0.44
CR | Solar | 23 | STLE | 0.62 | 0 | 0.01 | 0.44
CR | Solar | 23 | STRI_P | 2.08 | 0 | 0.05 | 1.49
CR | Solar | 23 | SUND_1 | 68.17 | 0 | 1.54 | 48.76
CR | Solar | 23 | SWAN_1 | 152.03 | 0 | 3.44 | 108.73
CR | Solar | 23 | TARL_P | 5.65 | 0 | 0.13 | 4.04
CR | Solar | 23 | TAUN1 | 101.3 | 0 | 2.29 | 72.45
CR | Solar | 23 | TAYN_P | 0.26 | 0 | 0.01 | 0.19
CR | Solar | 23 | TELR | 0.07 | 0 | 0 | 0.05
CR | Solar | 23 | TEMP_3 | 1.29 | 0 | 0.03 | 0.92
CR | Solar | 23 | THOM_6 | 10.61 | 0 | 0.24 | 7.59
CR | Solar | 23 | THSO_P | 0.58 | 0 | 0.01 | 0.41
CR | Solar | 23 | THUR_6 | 1.29 | 0 | 0.03 | 0.92
CR | Solar | 23 | TILBB_1 | 20.75 | 0 | 0.47 | 14.84
CR | Solar | 23 | TONG | 0.07 | 0 | 0 | 0.05
CR | Solar | 23 | TOTT_1 | 0.8 | 0 | 0.02 | 0.57
CR | Solar | 23 | TRAW_1 | 21.79 | 0 | 0.49 | 15.58
CR | Solar | 23 | TUMB_P | 0.06 | 0 | 0 | 0.04
CR | Solar | 23 | TYNE_1 | 1.21 | 0 | 0.03 | 0.87
CR | Solar | 23 | TYNE_2 | 1.21 | 0 | 0.03 | 0.87
CR | Solar | 23 | UPPB_1 | 36.68 | 0 | 0.83 | 26.23
CR | Solar | 23 | UPPB_3 | 35.89 | 0 | 0.81 | 25.67
CR | Solar | 23 | USKM_1 | 45.72 | 0 | 1.03 | 32.7
CR | Solar | 23 | WALH_1 | 130.49 | 0 | 2.95 | 93.33
CR | Solar | 23 | WALP_1 | 38.43 | 0 | 0.87 | 27.49
CR | Solar | 23 | WALP_B | 234.17 | 0 | 5.29 | 167.48
CR | Solar | 23 | WARL_1 | 34.12 | 0 | 0.77 | 24.4
CR | Solar | 23 | WASF_1 | 6.13 | 0 | 0.14 | 4.38
CR | Solar | 23 | WATFS_1 | 0.72 | 0 | 0.02 | 0.51
CR | Solar | 23 | WBOL_6 | 7 | 0 | 0.16 | 5.01
CR | Solar | 23 | WBUR_1 | 138.8 | 0 | 3.14 | 99.27
CR | Solar | 23 | WFIE | 0.62 | 0 | 0.01 | 0.44
CR | Solar | 23 | WHAM_1 | 0.8 | 0 | 0.02 | 0.57
CR | Solar | 23 | WHGA_1 | 0.8 | 0 | 0.02 | 0.57
CR | Solar | 23 | WIBA_3 | 1.29 | 0 | 0.03 | 0.92
CR | Solar | 23 | WIEN_1 | 1.84 | 0 | 0.04 | 1.32
CR | Solar | 23 | WILL_1 | 62.38 | 0 | 1.41 | 44.61
CR | Solar | 23 | WIMBN1 | 2.15 | 0 | 0.05 | 1.54
CR | Solar | 23 | WIMBS1 | 2.15 | 0 | 0.05 | 1.54
CR | Solar | 23 | WISD_1 | 0.59 | 0 | 0.01 | 0.42
CR | Solar | 23 | WISD_6 | 0.59 | 0 | 0.01 | 0.42
CR | Solar | 23 | WISH | 0.07 | 0 | 0 | 0.05
CR | Solar | 23 | WMEL_1 | 1.29 | 0 | 0.03 | 0.92
CR | Solar | 23 | WTHU31 | 0.8 | 0 | 0.02 | 0.57
CR | Solar | 23 | WWEY_1 | 3.38 | 0 | 0.08 | 2.42
CR | Solar | 23 | WYLF_1 | 9.66 | 0 | 0.22 | 6.91
CR | Solar | 23 | WYMOM_1 | 34.34 | 0 | 0.78 | 24.56
CR | Solar | 24 | ABHA1 | 117.59 | 0 | 2.66 | 84.1
CR | Solar | 24 | ABNE_P | 11.43 | 0 | 0.26 | 8.17
CR | Solar | 24 | ABTH_1 | 74.16 | 0 | 1.68 | 53.04
CR | Solar | 24 | ACTL_2 | 0.81 | 0 | 0.02 | 0.58
CR | Solar | 24 | ACTL_C | 0.81 | 0 | 0.02 | 0.58
CR | Solar | 24 | ALNE_P | 0.24 | 0 | 0.01 | 0.17
CR | Solar | 24 | ALST_3 | 1.48 | 0 | 0.03 | 1.06
CR | Solar | 24 | ALVE1 | 231.38 | 0 | 5.23 | 165.48
CR | Solar | 24 | AMEM_1 | 43.04 | 0 | 0.97 | 30.78
CR | Solar | 24 | ARBR_P | 27.39 | 0 | 0.62 | 19.59
CR | Solar | 24 | ARDK_P | 0.08 | 0 | 0 | 0.06
CR | Solar | 24 | ARMO_P | 0.51 | 0 | 0.01 | 0.36
CR | Solar | 24 | AXMI1 | 138.02 | 0 | 3.12 | 98.71
CR | Solar | 24 | BAGA | 0.82 | 0 | 0.02 | 0.59
CR | Solar | 24 | BAIN | 0.82 | 0 | 0.02 | 0.59
CR | Solar | 24 | BARKC1 | 2.96 | 0 | 0.07 | 2.12
CR | Solar | 24 | BARKW3 | 1.11 | 0 | 0.03 | 0.79
CR | Solar | 24 | BEDDT1 | 1.27 | 0 | 0.03 | 0.91
CR | Solar | 24 | BEDD_1 | 1.27 | 0 | 0.03 | 0.91
CR | Solar | 24 | BERW | 0.1 | 0 | 0 | 0.07
CR | Solar | 24 | BESW_1 | 54.18 | 0 | 1.22 | 38.75
CR | Solar | 24 | BICF_1 | 238.91 | 0 | 5.4 | 170.87
CR | Solar | 24 | BIRK_1 | 1.48 | 0 | 0.03 | 1.06
CR | Solar | 24 | BISW_1 | 22.41 | 0 | 0.51 | 16.03
CR | Solar | 24 | BLYTB1 | 4.45 | 0 | 0.1 | 3.18
CR | Solar | 24 | BLYTH132 | 4.45 | 0 | 0.1 | 3.18
CR | Solar | 24 | BOAG_P | 0.06 | 0 | 0 | 0.04
CR | Solar | 24 | BOLN_1 | 78.44 | 0 | 1.77 | 56.1
CR | Solar | 24 | BONN | 0.82 | 0 | 0.02 | 0.59
CR | Solar | 24 | BOTW_1 | 82.12 | 0 | 1.86 | 58.73
CR | Solar | 24 | BRAC_P | 0.05 | 0 | 0 | 0.04
CR | Solar | 24 | BRAI_1 | 117.33 | 0 | 2.65 | 83.91
CR | Solar | 24 | BRAW_1 | 1.11 | 0 | 0.03 | 0.79
CR | Solar | 24 | BRED_1 | 2.71 | 0 | 0.06 | 1.94
CR | Solar | 24 | BRFO_1 | 158.84 | 0 | 3.59 | 113.6
CR | Solar | 24 | BRIM_1 | 8.9 | 0 | 0.2 | 6.37
CR | Solar | 24 | BRLE_1 | 76.16 | 0 | 1.72 | 54.47
CR | Solar | 24 | BROA_P | 0.02 | 0 | 0 | 0.01
CR | Solar | 24 | BROX | 0.1 | 0 | 0 | 0.07
CR | Solar | 24 | BRWA1 | 306.19 | 0 | 6.92 | 218.99
CR | Solar | 24 | BUMU_P | 0.02 | 0 | 0 | 0.01
CR | Solar | 24 | BURM_1 | 450.37 | 0 | 10.18 | 322.1
CR | Solar | 24 | BUSH_1 | 15.82 | 0 | 0.36 | 11.31
CR | Solar | 24 | BUST_1 | 5.09 | 0 | 0.12 | 3.64
CR | Solar | 24 | CAAD_P | 0.04 | 0 | 0 | 0.03
CR | Solar | 24 | CAFA | 0.1 | 0 | 0 | 0.07
CR | Solar | 24 | CAMB_01 | 22.86 | 0 | 0.52 | 16.35
CR | Solar | 24 | CANTN1 | 133.6 | 0 | 3.02 | 95.55
CR | Solar | 24 | CAPEA1 | 7.62 | 0 | 0.17 | 5.45
CR | Solar | 24 | CARE_1 | 17.43 | 0 | 0.39 | 12.47
CR | Solar | 24 | CARR_1 | 3.36 | 0 | 0.08 | 2.4
CR | Solar | 24 | CASS_P | 0.07 | 0 | 0 | 0.05
CR | Solar | 24 | CATY | 0.1 | 0 | 0 | 0.07
CR | Solar | 24 | CBNK_H | 0.81 | 0 | 0.02 | 0.58
CR | Solar | 24 | CELL_1 | 46.38 | 0 | 1.05 | 33.17
CR | Solar | 24 | CHAP | 0.1 | 0 | 0 | 0.07
CR | Solar | 24 | CHAS | 0.1 | 0 | 0 | 0.07
CR | Solar | 24 | CHIC_1 | 108.14 | 0 | 2.44 | 77.34
CR | Solar | 24 | CHSI_1 | 1.27 | 0 | 0.03 | 0.91
CR | Solar | 24 | CHTE_1 | 161.14 | 0 | 3.64 | 115.25
CR | Solar | 24 | CITR_1 | 0.81 | 0 | 0.02 | 0.58
CR | Solar | 24 | CLAC_P | 0.16 | 0 | 0 | 0.11
CR | Solar | 24 | CLAY_P | 0.02 | 0 | 0 | 0.01
CR | Solar | 24 | CLT03 | 7.94 | 0 | 0.18 | 5.68
CR | Solar | 24 | CLYM | 0.1 | 0 | 0 | 0.07
CR | Solar | 24 | COAT | 0.1 | 0 | 0 | 0.07
CR | Solar | 24 | CONQA1 | 129.23 | 0 | 2.92 | 92.43
CR | Solar | 24 | COUA_P | 0.1 | 0 | 0 | 0.07
CR | Solar | 24 | COVE_1 | 11.15 | 0 | 0.25 | 7.97
CR | Solar | 24 | COWL_1 | 338.45 | 0 | 7.65 | 242.06
CR | Solar | 24 | COYL | 0.1 | 0 | 0 | 0.07
CR | Solar | 24 | CREB_1 | 24.32 | 0 | 0.55 | 17.39
CR | Solar | 24 | CUMB | 0.82 | 0 | 0.02 | 0.59
CR | Solar | 24 | CUPA | 6.69 | 0 | 0.15 | 4.78
CR | Solar | 24 | DALM3 | 0.1 | 0 | 0 | 0.07
CR | Solar | 24 | DEVM | 0.1 | 0 | 0 | 0.07
CR | Solar | 24 | DEVO | 8.15 | 0 | 0.18 | 5.83
CR | Solar | 24 | DOUN_P | 0.19 | 0 | 0 | 0.14
CR | Solar | 24 | DRAK_1 | 103.54 | 0 | 2.34 | 74.05
CR | Solar | 24 | DRAX_1 | 4.45 | 0 | 0.1 | 3.18
CR | Solar | 24 | DRCR | 0.82 | 0 | 0.02 | 0.59
CR | Solar | 24 | DUDH_P | 0.05 | 0 | 0 | 0.04
CR | Solar | 24 | DUGR_P | 0.04 | 0 | 0 | 0.03
CR | Solar | 24 | DUNB | 0.1 | 0 | 0 | 0.07
CR | Solar | 24 | DUNF | 0.82 | 0 | 0.02 | 0.59
CR | Solar | 24 | DUNO_P | 0.82 | 0 | 0.02 | 0.59
CR | Solar | 24 | DYCE_P | 0.27 | 0 | 0.01 | 0.19
CR | Solar | 24 | EALI_6 | 0.81 | 0 | 0.02 | 0.58
CR | Solar | 24 | EASO_1 | 271.14 | 0 | 6.13 | 193.92
CR | Solar | 24 | EAST | 0.1 | 0 | 0 | 0.07
CR | Solar | 24 | ECCL | 0.1 | 0 | 0 | 0.07
CR | Solar | 24 | ECLA_1 | 154.87 | 0 | 3.5 | 110.76
CR | Solar | 24 | EKIL | 0.1 | 0 | 0 | 0.07
CR | Solar | 24 | EKIS | 0.1 | 0 | 0 | 0.07
CR | Solar | 24 | ELGI_P | 1.44 | 0 | 0.03 | 1.03
CR | Solar | 24 | ELLA_1 | 1.11 | 0 | 0.03 | 0.79
CR | Solar | 24 | ELST_1 | 0.99 | 0 | 0.02 | 0.71
CR | Solar | 24 | ENDE_1 | 64.73 | 0 | 1.46 | 46.29
CR | Solar | 24 | EXET1 | 127.68 | 0 | 2.89 | 91.32
CR | Solar | 24 | FASN_P | 0.04 | 0 | 0 | 0.03
CR | Solar | 24 | FAUG_P | 0.11 | 0 | 0 | 0.08
CR | Solar | 24 | FAWL_1 | 120.6 | 0 | 2.73 | 86.25
CR | Solar | 24 | FECK_6 | 160.81 | 0 | 3.63 | 115.01
CR | Solar | 24 | FERRA2 | 13.54 | 0 | 0.31 | 9.68
CR | Solar | 24 | FERRB1 | 10.59 | 0 | 0.24 | 7.57
CR | Solar | 24 | FIDD_P | 0.51 | 0 | 0.01 | 0.36
CR | Solar | 24 | FLEE_1 | 57.65 | 0 | 1.3 | 41.23
CR | Solar | 24 | FOUR_1 | 6.68 | 0 | 0.15 | 4.78
CR | Solar | 24 | FRAS_P | 0.02 | 0 | 0 | 0.01
CR | Solar | 24 | FROD_1 | 5.62 | 0 | 0.13 | 4.02
CR | Solar | 24 | FWIL_P | 0.44 | 0 | 0.01 | 0.31
CR | Solar | 24 | GALA | 0.1 | 0 | 0 | 0.07
CR | Solar | 24 | GIFF | 0.1 | 0 | 0 | 0.07
CR | Solar | 24 | GLLE | 0.1 | 0 | 0 | 0.07
CR | Solar | 24 | GLLU | 0.1 | 0 | 0 | 0.07
CR | Solar | 24 | GLNI | 0.82 | 0 | 0.02 | 0.59
CR | Solar | 24 | GLRO | 0.82 | 0 | 0.02 | 0.59
CR | Solar | 24 | GREE_H | 0.81 | 0 | 0.02 | 0.58
CR | Solar | 24 | GREN_1 | 330.31 | 0 | 7.47 | 236.24
CR | Solar | 24 | GRIW_1 | 47 | 0 | 1.06 | 33.61
CR | Solar | 24 | GRUB_P | 0.3 | 0 | 0.01 | 0.21
CR | Solar | 24 | G_EXTRA_11 | 0.1 | 0 | 0 | 0.07
CR | Solar | 24 | G_EXTRA_2 | 0.1 | 0 | 0 | 0.07
CR | Solar | 24 | G_EXTRA_5 | 0.1 | 0 | 0 | 0.07
CR | Solar | 24 | G_EXTRA_7 | 0.82 | 0 | 0.02 | 0.59
CR | Solar | 24 | G_EXTRA_9 | 0.1 | 0 | 0 | 0.07
CR | Solar | 24 | HACK_1 | 1.11 | 0 | 0.03 | 0.79
CR | Solar | 24 | HACK_6 | 1.11 | 0 | 0.03 | 0.79
CR | Solar | 24 | HAMHC1 | 36.23 | 0 | 0.82 | 25.91
CR | Solar | 24 | HARK_1 | 65.95 | 0 | 1.49 | 47.17
CR | Solar | 24 | HARM_6 | 1.67 | 0 | 0.04 | 1.19
CR | Solar | 24 | HAWI | 0.1 | 0 | 0 | 0.07
CR | Solar | 24 | HAWP_6 | 7.81 | 0 | 0.18 | 5.59
CR | Solar | 24 | HEYS1 | 6.68 | 0 | 0.15 | 4.78
CR | Solar | 24 | HEYS_1 | 33.73 | 0 | 0.76 | 24.12
CR | Solar | 24 | HUER | 0.1 | 0 | 0 | 0.07
CR | Solar | 24 | HURS_1 | 1.27 | 0 | 0.03 | 0.91
CR | Solar | 24 | HUTT_1 | 29.77 | 0 | 0.67 | 21.29
CR | Solar | 24 | IMPK_1 | 38.79 | 0 | 0.88 | 27.74
CR | Solar | 24 | INDQ1 | 400.66 | 0 | 9.05 | 286.55
CR | Solar | 24 | INKE | 0.82 | 0 | 0.02 | 0.59
CR | Solar | 24 | INNE_P | 0.08 | 0 | 0 | 0.06
CR | Solar | 24 | IROA1 | 145.23 | 0 | 3.28 | 103.87
CR | Solar | 24 | IRONB1 | 54.07 | 0 | 1.22 | 38.67
CR | Solar | 24 | IVER_1 | 0.99 | 0 | 0.02 | 0.71
CR | Solar | 24 | IVER_6 | 0.99 | 0 | 0.02 | 0.71
CR | Solar | 24 | JOHN | 0.1 | 0 | 0 | 0.07
CR | Solar | 24 | JORD_3 | 1.78 | 0 | 0.04 | 1.27
CR | Solar | 24 | KAIM | 0.1 | 0 | 0 | 0.07
CR | Solar | 24 | KEAD_1 | 60.3 | 0 | 1.36 | 43.13
CR | Solar | 24 | KEAR_1 | 1.11 | 0 | 0.03 | 0.79
CR | Solar | 24 | KEAR_3 | 13.75 | 0 | 0.31 | 9.83
CR | Solar | 24 | KEIT_P | 0.64 | 0 | 0.01 | 0.46
CR | Solar | 24 | KEMS_1 | 102.52 | 0 | 2.32 | 73.32
CR | Solar | 24 | KEOO | 0.1 | 0 | 0 | 0.07
CR | Solar | 24 | KIBY_1 | 1.86 | 0 | 0.04 | 1.33
CR | Solar | 24 | KIER | 0.82 | 0 | 0.02 | 0.59
CR | Solar | 24 | KIIN_P | 0.18 | 0 | 0 | 0.13
CR | Solar | 24 | KILS | 0.1 | 0 | 0 | 0.07
CR | Solar | 24 | KILT | 0.1 | 0 | 0 | 0.07
CR | Solar | 24 | KILW | 7.41 | 0 | 0.17 | 5.3
CR | Solar | 24 | KINO_1 | 34.98 | 0 | 0.79 | 25.02
CR | Solar | 24 | KINT_P | 2.5 | 0 | 0.06 | 1.79
CR | Solar | 24 | KIRKB1 | 1.11 | 0 | 0.03 | 0.79
CR | Solar | 24 | KITW_1 | 4.03 | 0 | 0.09 | 2.88
CR | Solar | 24 | KNAR | 20.61 | 0 | 0.47 | 14.74
CR | Solar | 24 | LACK_6 | 12.82 | 0 | 0.29 | 9.17
CR | Solar | 24 | LAIR_P | 0.17 | 0 | 0 | 0.12
CR | Solar | 24 | LALE1SG003 | 6.93 | 0 | 0.16 | 4.96
CR | Solar | 24 | LAND1 | 281.78 | 0 | 6.37 | 201.53
CR | Solar | 24 | LEGA_1 | 82.64 | 0 | 1.87 | 59.1
CR | Solar | 24 | LEVE | 0.82 | 0 | 0.02 | 0.59
CR | Solar | 24 | LING | 0.1 | 0 | 0 | 0.07
CR | Solar | 24 | LINM | 0.1 | 0 | 0 | 0.07
CR | Solar | 24 | LISD_1 | 3.06 | 0 | 0.07 | 2.19
CR | Solar | 24 | LITT_C | 1.27 | 0 | 0.03 | 0.91
CR | Solar | 24 | LITT_J | 1.27 | 0 | 0.03 | 0.91
CR | Solar | 24 | LODR_6 | 0.81 | 0 | 0.02 | 0.58
CR | Solar | 24 | LOUD_H | 0.99 | 0 | 0.02 | 0.71
CR | Solar | 24 | LOVE_1 | 213.01 | 0 | 4.81 | 152.34
CR | Solar | 24 | LUNA_P | 0.02 | 0 | 0 | 0.01
CR | Solar | 24 | MACC_3 | 16.72 | 0 | 0.38 | 11.96
CR | Solar | 24 | MACD_P | 3.23 | 0 | 0.07 | 2.31
CR | Solar | 24 | MAGA_6 | 35.54 | 0 | 0.8 | 25.42
CR | Solar | 24 | MANN_1 | 366.79 | 0 | 8.29 | 262.33
CR | Solar | 24 | MAYB | 0.1 | 0 | 0 | 0.07
CR | Solar | 24 | MELK_1 | 347.9 | 0 | 7.86 | 248.82
CR | Solar | 24 | MILC_P | 0.2 | 0 | 0 | 0.14
CR | Solar | 24 | MILH_1 | 13.25 | 0 | 0.3 | 9.48
CR | Solar | 24 | MITY_1 | 614.07 | 0 | 13.88 | 439.18
CR | Solar | 24 | MYBS_P | 0.42 | 0 | 0.01 | 0.3
CR | Solar | 24 | NEAR | 0.1 | 0 | 0 | 0.07
CR | Solar | 24 | NECE_1 | 5.09 | 0 | 0.12 | 3.64
CR | Solar | 24 | NEEP_3 | 1.78 | 0 | 0.04 | 1.27
CR | Solar | 24 | NETS | 0.1 | 0 | 0 | 0.07
CR | Solar | 24 | NEWX_6 | 2.97 | 0 | 0.07 | 2.12
CR | Solar | 24 | NFLE | 57.54 | 0 | 1.3 | 41.15
CR | Solar | 24 | NHYD_6 | 0.99 | 0 | 0.02 | 0.71
CR | Solar | 24 | NINF_1 | 86.22 | 0 | 1.95 | 61.66
CR | Solar | 24 | NORL_3 | 1.78 | 0 | 0.04 | 1.27
CR | Solar | 24 | NORM_1 | 398.15 | 0 | 9 | 284.76
CR | Solar | 24 | NORT_1 | 37.03 | 0 | 0.84 | 26.48
CR | Solar | 24 | NURS_1 | 241.35 | 0 | 5.45 | 172.61
CR | Solar | 24 | OCKH_1 | 2.54 | 0 | 0.06 | 1.82
CR | Solar | 24 | OFFE_3 | 1.67 | 0 | 0.04 | 1.19
CR | Solar | 24 | OLDB_1 | 2.54 | 0 | 0.06 | 1.82
CR | Solar | 24 | OSBA_1 | 6.23 | 0 | 0.14 | 4.46
CR | Solar | 24 | PADIB1 | 10.58 | 0 | 0.24 | 7.57
CR | Solar | 24 | PELH_1 | 168.78 | 0 | 3.81 | 120.71
CR | Solar | 24 | PEMB_1 | 300.39 | 0 | 6.79 | 214.84
CR | Solar | 24 | PENE_1 | 4.45 | 0 | 0.1 | 3.18
CR | Solar | 24 | PENN_1 | 6.13 | 0 | 0.14 | 4.38
CR | Solar | 24 | PENT_1 | 74.52 | 0 | 1.68 | 53.3
CR | Solar | 24 | PENW_1 | 55.76 | 0 | 1.26 | 39.88
CR | Solar | 24 | PERI_H | 0.81 | 0 | 0.02 | 0.58
CR | Solar | 24 | PERS_P | 0.2 | 0 | 0 | 0.14
CR | Solar | 24 | PITS_3 | 1.78 | 0 | 0.04 | 1.27
CR | Solar | 24 | POOB | 0.1 | 0 | 0 | 0.07
CR | Solar | 24 | POPP_3 | 14.51 | 0 | 0.33 | 10.38
CR | Solar | 24 | PORA_P | 0.48 | 0 | 0.01 | 0.34
CR | Solar | 24 | PORD | 0.82 | 0 | 0.02 | 0.59
CR | Solar | 24 | PYLE_1 | 45.99 | 0 | 1.04 | 32.89
CR | Solar | 24 | QUOI_P | 0.05 | 0 | 0 | 0.04
CR | Solar | 24 | RAIN_1 | 3.19 | 0 | 0.07 | 2.28
CR | Solar | 24 | RANN_P | 0.23 | 0 | 0.01 | 0.16
CR | Solar | 24 | RASS_1 | 67.54 | 0 | 1.53 | 48.3
CR | Solar | 24 | RATS_1 | 95.25 | 0 | 2.15 | 68.12
CR | Solar | 24 | RAYL_1 | 48.94 | 0 | 1.11 | 35
CR | Solar | 24 | REBR_3 | 1.11 | 0 | 0.03 | 0.79
CR | Solar | 24 | REDH | 12.99 | 0 | 0.29 | 9.29
CR | Solar | 24 | REDM_P | 0.18 | 0 | 0 | 0.13
CR | Solar | 24 | RICH1 | 86.39 | 0 | 1.95 | 61.79
CR | Solar | 24 | ROCH_1 | 4.06 | 0 | 0.09 | 2.9
CR | Solar | 24 | RUGEB1 | 30.84 | 0 | 0.7 | 22.06
CR | Solar | 24 | RYEH_1 | 8.9 | 0 | 0.2 | 6.37
CR | Solar | 24 | SALH_1 | 18.87 | 0 | 0.43 | 13.5
CR | Solar | 24 | SALT_1 | 13.39 | 0 | 0.3 | 9.58
CR | Solar | 24 | SBAR | 63.21 | 0 | 1.43 | 45.21
CR | Solar | 24 | SEAB1 | 132.2 | 0 | 2.99 | 94.55
CR | Solar | 24 | SELL_1 | 75.53 | 0 | 1.71 | 54.02
CR | Solar | 24 | SFEG_P | 0.28 | 0 | 0.01 | 0.2
CR | Solar | 24 | SFIL_P | 0.11 | 0 | 0 | 0.08
CR | Solar | 24 | SHEC_3 | 1.78 | 0 | 0.04 | 1.27
CR | Solar | 24 | SHRW_1 | 144.57 | 0 | 3.27 | 103.4
CR | Solar | 24 | SIGH | 0.1 | 0 | 0 | 0.07
CR | Solar | 24 | SJOW_1 | 0.81 | 0 | 0.02 | 0.58
CR | Solar | 24 | SKLGB1 | 7.24 | 0 | 0.16 | 5.18
CR | Solar | 24 | SLOY_P | 0.03 | 0 | 0 | 0.02
CR | Solar | 24 | SMAN_1 | 1.48 | 0 | 0.03 | 1.06
CR | Solar | 24 | SPEN_1 | 15 | 0 | 0.34 | 10.73
CR | Solar | 24 | SSHI_3 | 1.67 | 0 | 0.04 | 1.19
CR | Solar | 24 | STAH_1 | 16.06 | 0 | 0.36 | 11.49
CR | Solar | 24 | STAL_1 | 4.45 | 0 | 0.1 | 3.18
CR | Solar | 24 | STAY_1 | 199.56 | 0 | 4.51 | 142.73
CR | Solar | 24 | STEN_1 | 4.45 | 0 | 0.1 | 3.18
CR | Solar | 24 | STES_1 | 10.58 | 0 | 0.24 | 7.57
CR | Solar | 24 | STHA | 0.1 | 0 | 0 | 0.07
CR | Solar | 24 | STIR | 0.82 | 0 | 0.02 | 0.59
CR | Solar | 24 | STLE | 0.82 | 0 | 0.02 | 0.59
CR | Solar | 24 | STRI_P | 2.18 | 0 | 0.05 | 1.56
CR | Solar | 24 | SUND_1 | 73.09 | 0 | 1.65 | 52.27
CR | Solar | 24 | SWAN_1 | 159.42 | 0 | 3.6 | 114.02
CR | Solar | 24 | TARL_P | 5.66 | 0 | 0.13 | 4.05
CR | Solar | 24 | TAUN1 | 103.76 | 0 | 2.34 | 74.21
CR | Solar | 24 | TAYN_P | 0.36 | 0 | 0.01 | 0.26
CR | Solar | 24 | TELR | 0.1 | 0 | 0 | 0.07
CR | Solar | 24 | TEMP_3 | 1.78 | 0 | 0.04 | 1.27
CR | Solar | 24 | THOM_6 | 12.34 | 0 | 0.28 | 8.83
CR | Solar | 24 | THSO_P | 0.8 | 0 | 0.02 | 0.57
CR | Solar | 24 | THUR_6 | 1.78 | 0 | 0.04 | 1.27
CR | Solar | 24 | TILBB_1 | 26.66 | 0 | 0.6 | 19.07
CR | Solar | 24 | TONG | 0.1 | 0 | 0 | 0.07
CR | Solar | 24 | TOTT_1 | 1.11 | 0 | 0.03 | 0.79
CR | Solar | 24 | TRAW_1 | 23.02 | 0 | 0.52 | 16.46
CR | Solar | 24 | TUMB_P | 0.08 | 0 | 0 | 0.06
CR | Solar | 24 | TYNE_1 | 1.67 | 0 | 0.04 | 1.19
CR | Solar | 24 | TYNE_2 | 1.67 | 0 | 0.04 | 1.19
CR | Solar | 24 | UPPB_1 | 37.09 | 0 | 0.84 | 26.53
CR | Solar | 24 | UPPB_3 | 36.3 | 0 | 0.82 | 25.96
CR | Solar | 24 | USKM_1 | 46.13 | 0 | 1.04 | 32.99
CR | Solar | 24 | WALH_1 | 136.64 | 0 | 3.09 | 97.72
CR | Solar | 24 | WALP_1 | 43.35 | 0 | 0.98 | 31
CR | Solar | 24 | WALP_B | 239.09 | 0 | 5.4 | 171
CR | Solar | 24 | WARL_1 | 40.03 | 0 | 0.9 | 28.63
CR | Solar | 24 | WASF_1 | 6.13 | 0 | 0.14 | 4.38
CR | Solar | 24 | WATFS_1 | 0.99 | 0 | 0.02 | 0.71
CR | Solar | 24 | WBOL_6 | 7.46 | 0 | 0.17 | 5.34
CR | Solar | 24 | WBUR_1 | 143.73 | 0 | 3.25 | 102.8
CR | Solar | 24 | WFIE | 0.82 | 0 | 0.02 | 0.59
CR | Solar | 24 | WHAM_1 | 1.11 | 0 | 0.03 | 0.79
CR | Solar | 24 | WHGA_1 | 1.11 | 0 | 0.03 | 0.79
CR | Solar | 24 | WIBA_3 | 1.78 | 0 | 0.04 | 1.27
CR | Solar | 24 | WIEN_1 | 2.54 | 0 | 0.06 | 1.82
CR | Solar | 24 | WILL_1 | 63.79 | 0 | 1.44 | 45.62
CR | Solar | 24 | WIMBN1 | 2.97 | 0 | 0.07 | 2.12
CR | Solar | 24 | WIMBS1 | 2.97 | 0 | 0.07 | 2.12
CR | Solar | 24 | WISD_1 | 0.81 | 0 | 0.02 | 0.58
CR | Solar | 24 | WISD_6 | 0.81 | 0 | 0.02 | 0.58
CR | Solar | 24 | WISH | 0.1 | 0 | 0 | 0.07
CR | Solar | 24 | WMEL_1 | 1.78 | 0 | 0.04 | 1.27
CR | Solar | 24 | WTHU31 | 1.11 | 0 | 0.03 | 0.79
CR | Solar | 24 | WWEY_1 | 3.73 | 0 | 0.08 | 2.67
CR | Solar | 24 | WYLF_1 | 13.35 | 0 | 0.3 | 9.55
CR | Solar | 24 | WYMOM_1 | 36.8 | 0 | 0.83 | 26.32
CR | Solar | 25 | ABHA1 | 124.38 | 0 | 2.81 | 88.96
CR | Solar | 25 | ABNE_P | 11.5 | 0 | 0.26 | 8.22
CR | Solar | 25 | ABTH_1 | 74.57 | 0 | 1.69 | 53.33
CR | Solar | 25 | ACTL_2 | 1.03 | 0 | 0.02 | 0.74
CR | Solar | 25 | ACTL_C | 1.03 | 0 | 0.02 | 0.74
CR | Solar | 25 | ALNE_P | 0.3 | 0 | 0.01 | 0.21
CR | Solar | 25 | ALST_3 | 1.89 | 0 | 0.04 | 1.35
CR | Solar | 25 | ALVE1 | 238.17 | 0 | 5.38 | 170.34
CR | Solar | 25 | AMEM_1 | 43.31 | 0 | 0.98 | 30.98
CR | Solar | 25 | ARBR_P | 27.39 | 0 | 0.62 | 19.59
CR | Solar | 25 | ARDK_P | 0.1 | 0 | 0 | 0.07
CR | Solar | 25 | ARMO_P | 0.65 | 0 | 0.01 | 0.46
CR | Solar | 25 | AXMI1 | 147.05 | 0 | 3.32 | 105.17
CR | Solar | 25 | BAGA | 1.04 | 0 | 0.02 | 0.74
CR | Solar | 25 | BAIN | 1.04 | 0 | 0.02 | 0.74
CR | Solar | 25 | BARKC1 | 3.27 | 0 | 0.07 | 2.34
CR | Solar | 25 | BARKW3 | 1.42 | 0 | 0.03 | 1.02
CR | Solar | 25 | BEDDT1 | 1.62 | 0 | 0.04 | 1.16
CR | Solar | 25 | BEDD_1 | 1.62 | 0 | 0.04 | 1.16
CR | Solar | 25 | BERW | 0.12 | 0 | 0 | 0.09
CR | Solar | 25 | BESW_1 | 55.58 | 0 | 1.26 | 39.75
CR | Solar | 25 | BICF_1 | 256.13 | 0 | 5.79 | 183.18
CR | Solar | 25 | BIRK_1 | 1.89 | 0 | 0.04 | 1.35
CR | Solar | 25 | BISW_1 | 23.11 | 0 | 0.52 | 16.53
CR | Solar | 25 | BLYTB1 | 5.68 | 0 | 0.13 | 4.06
CR | Solar | 25 | BLYTH132 | 5.68 | 0 | 0.13 | 4.06
CR | Solar | 25 | BOAG_P | 0.08 | 0 | 0 | 0.06
CR | Solar | 25 | BOLN_1 | 79.67 | 0 | 1.8 | 56.98
CR | Solar | 25 | BONN | 1.04 | 0 | 0.02 | 0.74
CR | Solar | 25 | BOTW_1 | 87.66 | 0 | 1.98 | 62.69
CR | Solar | 25 | BRAC_P | 0.06 | 0 | 0 | 0.04
CR | Solar | 25 | BRAI_1 | 119.79 | 0 | 2.71 | 85.67
CR | Solar | 25 | BRAW_1 | 1.42 | 0 | 0.03 | 1.02
CR | Solar | 25 | BRED_1 | 3.12 | 0 | 0.07 | 2.23
CR | Solar | 25 | BRFO_1 | 161.03 | 0 | 3.64 | 115.17
CR | Solar | 25 | BRIM_1 | 11.36 | 0 | 0.26 | 8.12
CR | Solar | 25 | BRLE_1 | 78.62 | 0 | 1.78 | 56.23
CR | Solar | 25 | BROA_P | 0.02 | 0 | 0 | 0.01
CR | Solar | 25 | BROX | 0.12 | 0 | 0 | 0.09
CR | Solar | 25 | BRWA1 | 316.03 | 0 | 7.14 | 226.02
CR | Solar | 25 | BUMU_P | 0.02 | 0 | 0 | 0.01
CR | Solar | 25 | BURM_1 | 477.43 | 0 | 10.79 | 341.46
CR | Solar | 25 | BUSH_1 | 16.53 | 0 | 0.37 | 11.82
CR | Solar | 25 | BUST_1 | 6.49 | 0 | 0.15 | 4.64
CR | Solar | 25 | CAAD_P | 0.05 | 0 | 0 | 0.04
CR | Solar | 25 | CAFA | 0.12 | 0 | 0 | 0.09
CR | Solar | 25 | CAMB_01 | 24.09 | 0 | 0.54 | 17.23
CR | Solar | 25 | CANTN1 | 136.55 | 0 | 3.09 | 97.66
CR | Solar | 25 | CAPEA1 | 8.03 | 0 | 0.18 | 5.74
CR | Solar | 25 | CARE_1 | 17.84 | 0 | 0.4 | 12.76
CR | Solar | 25 | CARR_1 | 3.77 | 0 | 0.09 | 2.7
CR | Solar | 25 | CASS_P | 0.09 | 0 | 0 | 0.06
CR | Solar | 25 | CATY | 0.12 | 0 | 0 | 0.09
CR | Solar | 25 | CBNK_H | 1.03 | 0 | 0.02 | 0.74
CR | Solar | 25 | CELL_1 | 50.07 | 0 | 1.13 | 35.81
CR | Solar | 25 | CHAP | 0.12 | 0 | 0 | 0.09
CR | Solar | 25 | CHAS | 0.12 | 0 | 0 | 0.09
CR | Solar | 25 | CHIC_1 | 117.16 | 0 | 2.65 | 83.79
CR | Solar | 25 | CHSI_1 | 1.62 | 0 | 0.04 | 1.16
CR | Solar | 25 | CHTE_1 | 161.63 | 0 | 3.65 | 115.6
CR | Solar | 25 | CITR_1 | 1.03 | 0 | 0.02 | 0.74
CR | Solar | 25 | CLAC_P | 0.2 | 0 | 0 | 0.14
CR | Solar | 25 | CLAY_P | 0.02 | 0 | 0 | 0.01
CR | Solar | 25 | CLT03 | 10.14 | 0 | 0.23 | 7.25
CR | Solar | 25 | CLYM | 0.12 | 0 | 0 | 0.09
CR | Solar | 25 | COAT | 0.12 | 0 | 0 | 0.09
CR | Solar | 25 | CONQA1 | 130.46 | 0 | 2.95 | 93.3
CR | Solar | 25 | COUA_P | 0.12 | 0 | 0 | 0.09
CR | Solar | 25 | COVE_1 | 12.56 | 0 | 0.28 | 8.98
CR | Solar | 25 | COWL_1 | 348.29 | 0 | 7.87 | 249.1
CR | Solar | 25 | COYL | 0.12 | 0 | 0 | 0.09
CR | Solar | 25 | CREB_1 | 25.96 | 0 | 0.59 | 18.57
CR | Solar | 25 | CUMB | 1.04 | 0 | 0.02 | 0.74
CR | Solar | 25 | CUPA | 6.9 | 0 | 0.16 | 4.93
CR | Solar | 25 | DALM3 | 0.12 | 0 | 0 | 0.09
CR | Solar | 25 | DEVM | 0.12 | 0 | 0 | 0.09
CR | Solar | 25 | DEVO | 8.36 | 0 | 0.19 | 5.98
CR | Solar | 25 | DOUN_P | 0.25 | 0 | 0.01 | 0.18
CR | Solar | 25 | DRAK_1 | 104.24 | 0 | 2.36 | 74.55
CR | Solar | 25 | DRAX_1 | 5.68 | 0 | 0.13 | 4.06
CR | Solar | 25 | DRCR | 1.04 | 0 | 0.02 | 0.74
CR | Solar | 25 | DUDH_P | 0.06 | 0 | 0 | 0.04
CR | Solar | 25 | DUGR_P | 0.05 | 0 | 0 | 0.04
CR | Solar | 25 | DUNB | 0.12 | 0 | 0 | 0.09
CR | Solar | 25 | DUNF | 1.04 | 0 | 0.02 | 0.74
CR | Solar | 25 | DUNO_P | 1.04 | 0 | 0.02 | 0.74
CR | Solar | 25 | DYCE_P | 0.34 | 0 | 0.01 | 0.24
CR | Solar | 25 | EALI_6 | 1.03 | 0 | 0.02 | 0.74
CR | Solar | 25 | EASO_1 | 276.06 | 0 | 6.24 | 197.44
CR | Solar | 25 | EAST | 0.12 | 0 | 0 | 0.09
CR | Solar | 25 | ECCL | 0.12 | 0 | 0 | 0.09
CR | Solar | 25 | ECLA_1 | 159.8 | 0 | 3.61 | 114.29
CR | Solar | 25 | EKIL | 0.12 | 0 | 0 | 0.09
CR | Solar | 25 | EKIS | 0.12 | 0 | 0 | 0.09
CR | Solar | 25 | ELGI_P | 1.44 | 0 | 0.03 | 1.03
CR | Solar | 25 | ELLA_1 | 1.42 | 0 | 0.03 | 1.02
CR | Solar | 25 | ELST_1 | 1.26 | 0 | 0.03 | 0.9
CR | Solar | 25 | ENDE_1 | 67.19 | 0 | 1.52 | 48.05
CR | Solar | 25 | EXET1 | 134.47 | 0 | 3.04 | 96.17
CR | Solar | 25 | FASN_P | 0.05 | 0 | 0 | 0.04
CR | Solar | 25 | FAUG_P | 0.14 | 0 | 0 | 0.1
CR | Solar | 25 | FAWL_1 | 126.14 | 0 | 2.85 | 90.22
CR | Solar | 25 | FECK_6 | 162.21 | 0 | 3.67 | 116.01
CR | Solar | 25 | FERRA2 | 14.77 | 0 | 0.33 | 10.56
CR | Solar | 25 | FERRB1 | 11.82 | 0 | 0.27 | 8.45
CR | Solar | 25 | FIDD_P | 0.65 | 0 | 0.01 | 0.46
CR | Solar | 25 | FLEE_1 | 60.11 | 0 | 1.36 | 42.99
CR | Solar | 25 | FOUR_1 | 8.52 | 0 | 0.19 | 6.09
CR | Solar | 25 | FRAS_P | 0.03 | 0 | 0 | 0.02
CR | Solar | 25 | FROD_1 | 6.03 | 0 | 0.14 | 4.31
CR | Solar | 25 | FWIL_P | 0.56 | 0 | 0.01 | 0.4
CR | Solar | 25 | GALA | 0.12 | 0 | 0 | 0.09
CR | Solar | 25 | GIFF | 0.12 | 0 | 0 | 0.09
CR | Solar | 25 | GLLE | 0.12 | 0 | 0 | 0.09
CR | Solar | 25 | GLLU | 0.12 | 0 | 0 | 0.09
CR | Solar | 25 | GLNI | 1.04 | 0 | 0.02 | 0.74
CR | Solar | 25 | GLRO | 1.04 | 0 | 0.02 | 0.74
CR | Solar | 25 | GREE_H | 1.03 | 0 | 0.02 | 0.74
CR | Solar | 25 | GREN_1 | 345.6 | 0 | 7.81 | 247.17
CR | Solar | 25 | GRIW_1 | 50.69 | 0 | 1.15 | 36.25
CR | Solar | 25 | GRUB_P | 0.39 | 0 | 0.01 | 0.28
CR | Solar | 25 | G_EXTRA_11 | 0.12 | 0 | 0 | 0.09
CR | Solar | 25 | G_EXTRA_2 | 0.12 | 0 | 0 | 0.09
CR | Solar | 25 | G_EXTRA_5 | 0.12 | 0 | 0 | 0.09
CR | Solar | 25 | G_EXTRA_7 | 1.04 | 0 | 0.02 | 0.74
CR | Solar | 25 | G_EXTRA_9 | 0.12 | 0 | 0 | 0.09
CR | Solar | 25 | HACK_1 | 1.42 | 0 | 0.03 | 1.02
CR | Solar | 25 | HACK_6 | 1.42 | 0 | 0.03 | 1.02
CR | Solar | 25 | HAMHC1 | 37.63 | 0 | 0.85 | 26.91
CR | Solar | 25 | HARK_1 | 67.8 | 0 | 1.53 | 48.49
CR | Solar | 25 | HARM_6 | 2.13 | 0 | 0.05 | 1.52
CR | Solar | 25 | HAWI | 0.12 | 0 | 0 | 0.09
CR | Solar | 25 | HAWP_6 | 8.27 | 0 | 0.19 | 5.91
CR | Solar | 25 | HEYS1 | 8.52 | 0 | 0.19 | 6.09
CR | Solar | 25 | HEYS_1 | 35.58 | 0 | 0.8 | 25.45
CR | Solar | 25 | HUER | 0.12 | 0 | 0 | 0.09
CR | Solar | 25 | HURS_1 | 1.62 | 0 | 0.04 | 1.16
CR | Solar | 25 | HUTT_1 | 34.69 | 0 | 0.78 | 24.81
CR | Solar | 25 | IMPK_1 | 46.17 | 0 | 1.04 | 33.02
CR | Solar | 25 | INDQ1 | 407.45 | 0 | 9.21 | 291.41
CR | Solar | 25 | INKE | 1.04 | 0 | 0.02 | 0.74
CR | Solar | 25 | INNE_P | 0.1 | 0 | 0 | 0.07
CR | Solar | 25 | IROA1 | 153.84 | 0 | 3.48 | 110.03
CR | Solar | 25 | IRONB1 | 57.76 | 0 | 1.31 | 41.31
CR | Solar | 25 | IVER_1 | 1.26 | 0 | 0.03 | 0.9
CR | Solar | 25 | IVER_6 | 1.26 | 0 | 0.03 | 0.9
CR | Solar | 25 | JOHN | 0.12 | 0 | 0 | 0.09
CR | Solar | 25 | JORD_3 | 2.27 | 0 | 0.05 | 1.62
CR | Solar | 25 | KAIM | 0.12 | 0 | 0 | 0.09
CR | Solar | 25 | KEAD_1 | 61.94 | 0 | 1.4 | 44.3
CR | Solar | 25 | KEAR_1 | 1.42 | 0 | 0.03 | 1.02
CR | Solar | 25 | KEAR_3 | 14.06 | 0 | 0.32 | 10.06
CR | Solar | 25 | KEIT_P | 0.82 | 0 | 0.02 | 0.59
CR | Solar | 25 | KEMS_1 | 108.42 | 0 | 2.45 | 77.54
CR | Solar | 25 | KEOO | 0.12 | 0 | 0 | 0.09
CR | Solar | 25 | KIBY_1 | 1.86 | 0 | 0.04 | 1.33
CR | Solar | 25 | KIER | 1.04 | 0 | 0.02 | 0.74
CR | Solar | 25 | KIIN_P | 0.22 | 0 | 0 | 0.16
CR | Solar | 25 | KILS | 0.12 | 0 | 0 | 0.09
CR | Solar | 25 | KILT | 0.12 | 0 | 0 | 0.09
CR | Solar | 25 | KILW | 7.43 | 0 | 0.17 | 5.31
CR | Solar | 25 | KINO_1 | 37.93 | 0 | 0.86 | 27.13
CR | Solar | 25 | KINT_P | 2.62 | 0 | 0.06 | 1.87
CR | Solar | 25 | KIRKB1 | 1.42 | 0 | 0.03 | 1.02
CR | Solar | 25 | KITW_1 | 4.73 | 0 | 0.11 | 3.38
CR | Solar | 25 | KNAR | 21.22 | 0 | 0.48 | 15.18
CR | Solar | 25 | LACK_6 | 14.66 | 0 | 0.33 | 10.48
CR | Solar | 25 | LAIR_P | 0.22 | 0 | 0 | 0.16
CR | Solar | 25 | LALE1SG003 | 7.2 | 0 | 0.16 | 5.15
CR | Solar | 25 | LAND1 | 288.57 | 0 | 6.52 | 206.39
CR | Solar | 25 | LEGA_1 | 85.1 | 0 | 1.92 | 60.86
CR | Solar | 25 | LEVE | 1.04 | 0 | 0.02 | 0.74
CR | Solar | 25 | LING | 0.12 | 0 | 0 | 0.09
CR | Solar | 25 | LINM | 0.12 | 0 | 0 | 0.09
CR | Solar | 25 | LISD_1 | 3.06 | 0 | 0.07 | 2.19
CR | Solar | 25 | LITT_C | 1.62 | 0 | 0.04 | 1.16
CR | Solar | 25 | LITT_J | 1.62 | 0 | 0.04 | 1.16
CR | Solar | 25 | LODR_6 | 1.03 | 0 | 0.02 | 0.74
CR | Solar | 25 | LOUD_H | 1.26 | 0 | 0.03 | 0.9
CR | Solar | 25 | LOVE_1 | 218.54 | 0 | 4.94 | 156.3
CR | Solar | 25 | LUNA_P | 0.02 | 0 | 0 | 0.01
CR | Solar | 25 | MACC_3 | 17.95 | 0 | 0.41 | 12.84
CR | Solar | 25 | MACD_P | 3.37 | 0 | 0.08 | 2.41
CR | Solar | 25 | MAGA_6 | 36.77 | 0 | 0.83 | 26.3
CR | Solar | 25 | MANN_1 | 375.81 | 0 | 8.49 | 268.78
CR | Solar | 25 | MAYB | 0.12 | 0 | 0 | 0.09
CR | Solar | 25 | MELK_1 | 357.75 | 0 | 8.09 | 255.86
CR | Solar | 25 | MILC_P | 0.26 | 0 | 0.01 | 0.19
CR | Solar | 25 | MILH_1 | 13.52 | 0 | 0.31 | 9.67
CR | Solar | 25 | MITY_1 | 623.91 | 0 | 14.1 | 446.22
CR | Solar | 25 | MYBS_P | 0.53 | 0 | 0.01 | 0.38
CR | Solar | 25 | NEAR | 0.12 | 0 | 0 | 0.09
CR | Solar | 25 | NECE_1 | 6.49 | 0 | 0.15 | 4.64
CR | Solar | 25 | NEEP_3 | 2.27 | 0 | 0.05 | 1.62
CR | Solar | 25 | NETS | 0.12 | 0 | 0 | 0.09
CR | Solar | 25 | NEWX_6 | 3.79 | 0 | 0.09 | 2.71
CR | Solar | 25 | NFLE | 60.49 | 0 | 1.37 | 43.26
CR | Solar | 25 | NHYD_6 | 1.26 | 0 | 0.03 | 0.9
CR | Solar | 25 | NINF_1 | 87.45 | 0 | 1.98 | 62.54
CR | Solar | 25 | NORL_3 | 2.27 | 0 | 0.05 | 1.62
CR | Solar | 25 | NORM_1 | 415.37 | 0 | 9.39 | 297.07
CR | Solar | 25 | NORT_1 | 37.49 | 0 | 0.85 | 26.81
CR | Solar | 25 | NURS_1 | 246.89 | 0 | 5.58 | 176.58
CR | Solar | 25 | OCKH_1 | 3.25 | 0 | 0.07 | 2.32
CR | Solar | 25 | OFFE_3 | 2.13 | 0 | 0.05 | 1.52
CR | Solar | 25 | OLDB_1 | 3.25 | 0 | 0.07 | 2.32
CR | Solar | 25 | OSBA_1 | 7.95 | 0 | 0.18 | 5.69
CR | Solar | 25 | PADIB1 | 11.81 | 0 | 0.27 | 8.45
CR | Solar | 25 | PELH_1 | 171.24 | 0 | 3.87 | 122.47
CR | Solar | 25 | PEMB_1 | 307.77 | 0 | 6.96 | 220.12
CR | Solar | 25 | PENE_1 | 5.68 | 0 | 0.13 | 4.06
CR | Solar | 25 | PENN_1 | 6.13 | 0 | 0.14 | 4.38
CR | Solar | 25 | PENT_1 | 80.67 | 0 | 1.82 | 57.7
CR | Solar | 25 | PENW_1 | 56.99 | 0 | 1.29 | 40.76
CR | Solar | 25 | PERI_H | 1.03 | 0 | 0.02 | 0.74
CR | Solar | 25 | PERS_P | 0.25 | 0 | 0.01 | 0.18
CR | Solar | 25 | PITS_3 | 2.27 | 0 | 0.05 | 1.62
CR | Solar | 25 | POOB | 0.12 | 0 | 0 | 0.09
CR | Solar | 25 | POPP_3 | 15.12 | 0 | 0.34 | 10.81
CR | Solar | 25 | PORA_P | 0.61 | 0 | 0.01 | 0.44
CR | Solar | 25 | PORD | 1.04 | 0 | 0.02 | 0.74
CR | Solar | 25 | PYLE_1 | 47.22 | 0 | 1.07 | 33.77
CR | Solar | 25 | QUOI_P | 0.07 | 0 | 0 | 0.05
CR | Solar | 25 | RAIN_1 | 3.19 | 0 | 0.07 | 2.28
CR | Solar | 25 | RANN_P | 0.3 | 0 | 0.01 | 0.21
CR | Solar | 25 | RASS_1 | 74.92 | 0 | 1.69 | 53.58
CR | Solar | 25 | RATS_1 | 97.71 | 0 | 2.21 | 69.88
CR | Solar | 25 | RAYL_1 | 54.84 | 0 | 1.24 | 39.22
CR | Solar | 25 | REBR_3 | 1.42 | 0 | 0.03 | 1.02
CR | Solar | 25 | REDH | 13.2 | 0 | 0.3 | 9.44
CR | Solar | 25 | REDM_P | 0.22 | 0 | 0 | 0.16
CR | Solar | 25 | RICH1 | 89.34 | 0 | 2.02 | 63.9
CR | Solar | 25 | ROCH_1 | 4.37 | 0 | 0.1 | 3.13
CR | Solar | 25 | RUGEB1 | 34.53 | 0 | 0.78 | 24.7
CR | Solar | 25 | RYEH_1 | 11.36 | 0 | 0.26 | 8.12
CR | Solar | 25 | SALH_1 | 20.72 | 0 | 0.47 | 14.82
CR | Solar | 25 | SALT_1 | 15.03 | 0 | 0.34 | 10.75
CR | Solar | 25 | SBAR | 65.67 | 0 | 1.48 | 46.97
CR | Solar | 25 | SEAB1 | 139.58 | 0 | 3.15 | 99.83
CR | Solar | 25 | SELL_1 | 81.43 | 0 | 1.84 | 58.24
CR | Solar | 25 | SFEG_P | 0.36 | 0 | 0.01 | 0.26
CR | Solar | 25 | SFIL_P | 0.14 | 0 | 0 | 0.1
CR | Solar | 25 | SHEC_3 | 2.27 | 0 | 0.05 | 1.62
CR | Solar | 25 | SHRW_1 | 148.26 | 0 | 3.35 | 106.04
CR | Solar | 25 | SIGH | 0.12 | 0 | 0 | 0.09
CR | Solar | 25 | SJOW_1 | 1.03 | 0 | 0.02 | 0.74
CR | Solar | 25 | SKLGB1 | 7.55 | 0 | 0.17 | 5.4
CR | Solar | 25 | SLOY_P | 0.04 | 0 | 0 | 0.03
CR | Solar | 25 | SMAN_1 | 1.89 | 0 | 0.04 | 1.35
CR | Solar | 25 | SPEN_1 | 17.46 | 0 | 0.39 | 12.49
CR | Solar | 25 | SSHI_3 | 2.13 | 0 | 0.05 | 1.52
CR | Solar | 25 | STAH_1 | 17.29 | 0 | 0.39 | 12.37
CR | Solar | 25 | STAL_1 | 5.68 | 0 | 0.13 | 4.06
CR | Solar | 25 | STAY_1 | 211.86 | 0 | 4.79 | 151.52
CR | Solar | 25 | STEN_1 | 5.68 | 0 | 0.13 | 4.06
CR | Solar | 25 | STES_1 | 11.81 | 0 | 0.27 | 8.45
CR | Solar | 25 | STHA | 0.12 | 0 | 0 | 0.09
CR | Solar | 25 | STIR | 1.04 | 0 | 0.02 | 0.74
CR | Solar | 25 | STLE | 1.04 | 0 | 0.02 | 0.74
CR | Solar | 25 | STRI_P | 2.28 | 0 | 0.05 | 1.63
CR | Solar | 25 | SUND_1 | 78.01 | 0 | 1.76 | 55.79
CR | Solar | 25 | SWAN_1 | 166.8 | 0 | 3.77 | 119.3
CR | Solar | 25 | TARL_P | 5.68 | 0 | 0.13 | 4.06
CR | Solar | 25 | TAUN1 | 106.22 | 0 | 2.4 | 75.97
CR | Solar | 25 | TAYN_P | 0.46 | 0 | 0.01 | 0.33
CR | Solar | 25 | TELR | 0.12 | 0 | 0 | 0.09
CR | Solar | 25 | TEMP_3 | 2.27 | 0 | 0.05 | 1.62
CR | Solar | 25 | THOM_6 | 14.06 | 0 | 0.32 | 10.06
CR | Solar | 25 | THSO_P | 1.03 | 0 | 0.02 | 0.74
CR | Solar | 25 | THUR_6 | 2.27 | 0 | 0.05 | 1.62
CR | Solar | 25 | TILBB_1 | 32.56 | 0 | 0.74 | 23.29
CR | Solar | 25 | TONG | 0.12 | 0 | 0 | 0.09
CR | Solar | 25 | TOTT_1 | 1.42 | 0 | 0.03 | 1.02
CR | Solar | 25 | TRAW_1 | 24.25 | 0 | 0.55 | 17.34
CR | Solar | 25 | TUMB_P | 0.11 | 0 | 0 | 0.08
CR | Solar | 25 | TYNE_1 | 2.13 | 0 | 0.05 | 1.52
CR | Solar | 25 | TYNE_2 | 2.13 | 0 | 0.05 | 1.52
CR | Solar | 25 | UPPB_1 | 37.5 | 0 | 0.85 | 26.82
CR | Solar | 25 | UPPB_3 | 36.71 | 0 | 0.83 | 26.25
CR | Solar | 25 | USKM_1 | 46.54 | 0 | 1.05 | 33.29
CR | Solar | 25 | WALH_1 | 142.79 | 0 | 3.23 | 102.12
CR | Solar | 25 | WALP_1 | 48.27 | 0 | 1.09 | 34.52
CR | Solar | 25 | WALP_B | 244.02 | 0 | 5.51 | 174.52
CR | Solar | 25 | WARL_1 | 45.93 | 0 | 1.04 | 32.85
CR | Solar | 25 | WASF_1 | 6.13 | 0 | 0.14 | 4.38
CR | Solar | 25 | WATFS_1 | 1.26 | 0 | 0.03 | 0.9
CR | Solar | 25 | WBOL_6 | 7.92 | 0 | 0.18 | 5.66
CR | Solar | 25 | WBUR_1 | 148.65 | 0 | 3.36 | 106.31
CR | Solar | 25 | WFIE | 1.04 | 0 | 0.02 | 0.74
CR | Solar | 25 | WHAM_1 | 1.42 | 0 | 0.03 | 1.02
CR | Solar | 25 | WHGA_1 | 1.42 | 0 | 0.03 | 1.02
CR | Solar | 25 | WIBA_3 | 2.27 | 0 | 0.05 | 1.62
CR | Solar | 25 | WIEN_1 | 3.25 | 0 | 0.07 | 2.32
CR | Solar | 25 | WILL_1 | 65.19 | 0 | 1.47 | 46.62
CR | Solar | 25 | WIMBN1 | 3.79 | 0 | 0.09 | 2.71
CR | Solar | 25 | WIMBS1 | 3.79 | 0 | 0.09 | 2.71
CR | Solar | 25 | WISD_1 | 1.03 | 0 | 0.02 | 0.74
CR | Solar | 25 | WISD_6 | 1.03 | 0 | 0.02 | 0.74
CR | Solar | 25 | WISH | 0.12 | 0 | 0 | 0.09
CR | Solar | 25 | WMEL_1 | 2.27 | 0 | 0.05 | 1.62
CR | Solar | 25 | WTHU31 | 1.42 | 0 | 0.03 | 1.02
CR | Solar | 25 | WWEY_1 | 4.08 | 0 | 0.09 | 2.92
CR | Solar | 25 | WYLF_1 | 17.04 | 0 | 0.39 | 12.19
CR | Solar | 25 | WYMOM_1 | 39.26 | 0 | 0.89 | 28.08
CR | Solar | 26 | ABHA1 | 131.12 | 0 | 2.96 | 93.78
CR | Solar | 26 | ABNE_P | 11.56 | 0 | 0.26 | 8.27
CR | Solar | 26 | ABTH_1 | 74.98 | 0 | 1.69 | 53.63
CR | Solar | 26 | ACTL_2 | 1.25 | 0 | 0.03 | 0.89
CR | Solar | 26 | ACTL_C | 1.25 | 0 | 0.03 | 0.89
CR | Solar | 26 | ALNE_P | 0.37 | 0 | 0.01 | 0.26
CR | Solar | 26 | ALST_3 | 2.3 | 0 | 0.05 | 1.64
CR | Solar | 26 | ALVE1 | 244.92 | 0 | 5.54 | 175.17
CR | Solar | 26 | AMEM_1 | 43.58 | 0 | 0.98 | 31.17
CR | Solar | 26 | ARBR_P | 27.39 | 0 | 0.62 | 19.59
CR | Solar | 26 | ARDK_P | 0.12 | 0 | 0 | 0.09
CR | Solar | 26 | ARMO_P | 0.8 | 0 | 0.02 | 0.57
CR | Solar | 26 | AXMI1 | 156 | 0 | 3.53 | 111.57
CR | Solar | 26 | BAGA | 1.39 | 0 | 0.03 | 0.99
CR | Solar | 26 | BAIN | 1.39 | 0 | 0.03 | 0.99
CR | Solar | 26 | BARKC1 | 3.57 | 0 | 0.08 | 2.55
CR | Solar | 26 | BARKW3 | 1.73 | 0 | 0.04 | 1.24
CR | Solar | 26 | BEDDT1 | 1.97 | 0 | 0.04 | 1.41
CR | Solar | 26 | BEDD_1 | 1.97 | 0 | 0.04 | 1.41
CR | Solar | 26 | BERW | 0.16 | 0 | 0 | 0.11
CR | Solar | 26 | BESW_1 | 56.98 | 0 | 1.29 | 40.75
CR | Solar | 26 | BICF_1 | 273.23 | 0 | 6.17 | 195.41
CR | Solar | 26 | BIRK_1 | 2.3 | 0 | 0.05 | 1.64
CR | Solar | 26 | BISW_1 | 23.81 | 0 | 0.54 | 17.03
CR | Solar | 26 | BLYTB1 | 6.9 | 0 | 0.16 | 4.93
CR | Solar | 26 | BLYTH132 | 6.9 | 0 | 0.16 | 4.93
CR | Solar | 26 | BOAG_P | 0.09 | 0 | 0 | 0.06
CR | Solar | 26 | BOLN_1 | 80.89 | 0 | 1.83 | 57.85
CR | Solar | 26 | BONN | 1.39 | 0 | 0.03 | 0.99
CR | Solar | 26 | BOTW_1 | 93.16 | 0 | 2.11 | 66.63
CR | Solar | 26 | BRAC_P | 0.07 | 0 | 0 | 0.05
CR | Solar | 26 | BRAI_1 | 122.23 | 0 | 2.76 | 87.42
CR | Solar | 26 | BRAW_1 | 1.73 | 0 | 0.04 | 1.24
CR | Solar | 26 | BRED_1 | 3.52 | 0 | 0.08 | 2.52
CR | Solar | 26 | BRFO_1 | 163.22 | 0 | 3.69 | 116.73
CR | Solar | 26 | BRIM_1 | 13.8 | 0 | 0.31 | 9.87
CR | Solar | 26 | BRLE_1 | 81.06 | 0 | 1.83 | 57.97
CR | Solar | 26 | BROA_P | 0.03 | 0 | 0 | 0.02
CR | Solar | 26 | BROX | 0.16 | 0 | 0 | 0.11
CR | Solar | 26 | BRWA1 | 325.8 | 0 | 7.36 | 233.01
CR | Solar | 26 | BUMU_P | 0.02 | 0 | 0 | 0.01
CR | Solar | 26 | BURM_1 | 504.31 | 0 | 11.4 | 360.68
CR | Solar | 26 | BUSH_1 | 17.22 | 0 | 0.39 | 12.32
CR | Solar | 26 | BUST_1 | 7.89 | 0 | 0.18 | 5.64
CR | Solar | 26 | CAAD_P | 0.06 | 0 | 0 | 0.04
CR | Solar | 26 | CAFA | 0.16 | 0 | 0 | 0.11
CR | Solar | 26 | CAMB_01 | 25.31 | 0 | 0.57 | 18.1
CR | Solar | 26 | CANTN1 | 139.49 | 0 | 3.15 | 99.76
CR | Solar | 26 | CAPEA1 | 8.44 | 0 | 0.19 | 6.04
CR | Solar | 26 | CARE_1 | 18.25 | 0 | 0.41 | 13.05
CR | Solar | 26 | CARR_1 | 4.17 | 0 | 0.09 | 2.98
CR | Solar | 26 | CASS_P | 0.11 | 0 | 0 | 0.08
CR | Solar | 26 | CATY | 0.16 | 0 | 0 | 0.11
CR | Solar | 26 | CBNK_H | 1.25 | 0 | 0.03 | 0.89
CR | Solar | 26 | CELL_1 | 53.74 | 0 | 1.21 | 38.43
CR | Solar | 26 | CHAP | 0.16 | 0 | 0 | 0.11
CR | Solar | 26 | CHAS | 0.16 | 0 | 0 | 0.11
CR | Solar | 26 | CHIC_1 | 126.11 | 0 | 2.85 | 90.19
CR | Solar | 26 | CHSI_1 | 1.97 | 0 | 0.04 | 1.41
CR | Solar | 26 | CHTE_1 | 162.12 | 0 | 3.66 | 115.95
CR | Solar | 26 | CITR_1 | 1.25 | 0 | 0.03 | 0.89
CR | Solar | 26 | CLAC_P | 0.25 | 0 | 0.01 | 0.18
CR | Solar | 26 | CLAY_P | 0.02 | 0 | 0 | 0.01
CR | Solar | 26 | CLT03 | 12.32 | 0 | 0.28 | 8.81
CR | Solar | 26 | CLYM | 0.16 | 0 | 0 | 0.11
CR | Solar | 26 | COAT | 0.16 | 0 | 0 | 0.11
CR | Solar | 26 | CONQA1 | 131.68 | 0 | 2.98 | 94.18
CR | Solar | 26 | COUA_P | 0.15 | 0 | 0 | 0.11
CR | Solar | 26 | COVE_1 | 13.96 | 0 | 0.32 | 9.98
CR | Solar | 26 | COWL_1 | 358.06 | 0 | 8.09 | 256.08
CR | Solar | 26 | COYL | 0.16 | 0 | 0 | 0.11
CR | Solar | 26 | CREB_1 | 27.59 | 0 | 0.62 | 19.73
CR | Solar | 26 | CUMB | 1.39 | 0 | 0.03 | 0.99
CR | Solar | 26 | CUPA | 7.25 | 0 | 0.16 | 5.19
CR | Solar | 26 | DALM3 | 0.16 | 0 | 0 | 0.11
CR | Solar | 26 | DEVM | 0.16 | 0 | 0 | 0.11
CR | Solar | 26 | DEVO | 8.72 | 0 | 0.2 | 6.24
CR | Solar | 26 | DOUN_P | 0.3 | 0 | 0.01 | 0.21
CR | Solar | 26 | DRAK_1 | 104.94 | 0 | 2.37 | 75.05
CR | Solar | 26 | DRAX_1 | 6.9 | 0 | 0.16 | 4.93
CR | Solar | 26 | DRCR | 1.39 | 0 | 0.03 | 0.99
CR | Solar | 26 | DUDH_P | 0.07 | 0 | 0 | 0.05
CR | Solar | 26 | DUGR_P | 0.06 | 0 | 0 | 0.04
CR | Solar | 26 | DUNB | 0.16 | 0 | 0 | 0.11
CR | Solar | 26 | DUNF | 1.39 | 0 | 0.03 | 0.99
CR | Solar | 26 | DUNO_P | 1.39 | 0 | 0.03 | 0.99
CR | Solar | 26 | DYCE_P | 0.41 | 0 | 0.01 | 0.29
CR | Solar | 26 | EALI_6 | 1.25 | 0 | 0.03 | 0.89
CR | Solar | 26 | EASO_1 | 280.95 | 0 | 6.35 | 200.94
CR | Solar | 26 | EAST | 0.16 | 0 | 0 | 0.11
CR | Solar | 26 | ECCL | 0.16 | 0 | 0 | 0.11
CR | Solar | 26 | ECLA_1 | 164.68 | 0 | 3.72 | 117.78
CR | Solar | 26 | EKIL | 0.16 | 0 | 0 | 0.11
CR | Solar | 26 | EKIS | 0.16 | 0 | 0 | 0.11
CR | Solar | 26 | ELGI_P | 1.44 | 0 | 0.03 | 1.03
CR | Solar | 26 | ELLA_1 | 1.73 | 0 | 0.04 | 1.24
CR | Solar | 26 | ELST_1 | 1.53 | 0 | 0.03 | 1.09
CR | Solar | 26 | ENDE_1 | 69.63 | 0 | 1.57 | 49.8
CR | Solar | 26 | EXET1 | 141.21 | 0 | 3.19 | 100.99
CR | Solar | 26 | FASN_P | 0.06 | 0 | 0 | 0.04
CR | Solar | 26 | FAUG_P | 0.17 | 0 | 0 | 0.12
CR | Solar | 26 | FAWL_1 | 131.64 | 0 | 2.98 | 94.15
CR | Solar | 26 | FECK_6 | 163.61 | 0 | 3.7 | 117.01
CR | Solar | 26 | FERRA2 | 15.99 | 0 | 0.36 | 11.44
CR | Solar | 26 | FERRB1 | 13.04 | 0 | 0.29 | 9.33
CR | Solar | 26 | FIDD_P | 0.79 | 0 | 0.02 | 0.57
CR | Solar | 26 | FLEE_1 | 62.56 | 0 | 1.41 | 44.74
CR | Solar | 26 | FOUR_1 | 10.35 | 0 | 0.23 | 7.4
CR | Solar | 26 | FRAS_P | 0.04 | 0 | 0 | 0.03
CR | Solar | 26 | FROD_1 | 6.44 | 0 | 0.15 | 4.61
CR | Solar | 26 | FWIL_P | 0.68 | 0 | 0.02 | 0.49
CR | Solar | 26 | GALA | 0.16 | 0 | 0 | 0.11
CR | Solar | 26 | GIFF | 0.16 | 0 | 0 | 0.11
CR | Solar | 26 | GLLE | 0.16 | 0 | 0 | 0.11
CR | Solar | 26 | GLLU | 0.16 | 0 | 0 | 0.11
CR | Solar | 26 | GLNI | 1.39 | 0 | 0.03 | 0.99
CR | Solar | 26 | GLRO | 1.39 | 0 | 0.03 | 0.99
CR | Solar | 26 | GREE_H | 1.25 | 0 | 0.03 | 0.89
CR | Solar | 26 | GREN_1 | 360.78 | 0 | 8.15 | 258.03
CR | Solar | 26 | GRIW_1 | 54.36 | 0 | 1.23 | 38.88
CR | Solar | 26 | GRUB_P | 0.47 | 0 | 0.01 | 0.34
CR | Solar | 26 | G_EXTRA_11 | 0.16 | 0 | 0 | 0.11
CR | Solar | 26 | G_EXTRA_2 | 0.16 | 0 | 0 | 0.11
CR | Solar | 26 | G_EXTRA_5 | 0.16 | 0 | 0 | 0.11
CR | Solar | 26 | G_EXTRA_7 | 1.39 | 0 | 0.03 | 0.99
CR | Solar | 26 | G_EXTRA_9 | 0.16 | 0 | 0 | 0.11
CR | Solar | 26 | HACK_1 | 1.73 | 0 | 0.04 | 1.24
CR | Solar | 26 | HACK_6 | 1.73 | 0 | 0.04 | 1.24
CR | Solar | 26 | HAMHC1 | 39.03 | 0 | 0.88 | 27.91
CR | Solar | 26 | HARK_1 | 69.63 | 0 | 1.57 | 49.8
CR | Solar | 26 | HARM_6 | 2.59 | 0 | 0.06 | 1.85
CR | Solar | 26 | HAWI | 0.16 | 0 | 0 | 0.11
CR | Solar | 26 | HAWP_6 | 8.73 | 0 | 0.2 | 6.24
CR | Solar | 26 | HEYS1 | 10.35 | 0 | 0.23 | 7.4
CR | Solar | 26 | HEYS_1 | 37.41 | 0 | 0.85 | 26.76
CR | Solar | 26 | HUER | 0.16 | 0 | 0 | 0.11
CR | Solar | 26 | HURS_1 | 1.97 | 0 | 0.04 | 1.41
CR | Solar | 26 | HUTT_1 | 39.57 | 0 | 0.89 | 28.3
CR | Solar | 26 | IMPK_1 | 53.5 | 0 | 1.21 | 38.26
CR | Solar | 26 | INDQ1 | 414.19 | 0 | 9.36 | 296.23
CR | Solar | 26 | INKE | 1.39 | 0 | 0.03 | 0.99
CR | Solar | 26 | INNE_P | 0.12 | 0 | 0 | 0.09
CR | Solar | 26 | IROA1 | 162.39 | 0 | 3.67 | 116.14
CR | Solar | 26 | IRONB1 | 61.42 | 0 | 1.39 | 43.93
CR | Solar | 26 | IVER_1 | 1.53 | 0 | 0.03 | 1.09
CR | Solar | 26 | IVER_6 | 1.53 | 0 | 0.03 | 1.09
CR | Solar | 26 | JOHN | 0.16 | 0 | 0 | 0.11
CR | Solar | 26 | JORD_3 | 2.76 | 0 | 0.06 | 1.97
CR | Solar | 26 | KAIM | 0.16 | 0 | 0 | 0.11
CR | Solar | 26 | KEAD_1 | 63.57 | 0 | 1.44 | 45.47
CR | Solar | 26 | KEAR_1 | 1.73 | 0 | 0.04 | 1.24
CR | Solar | 26 | KEAR_3 | 14.37 | 0 | 0.32 | 10.28
CR | Solar | 26 | KEIT_P | 1 | 0 | 0.02 | 0.72
CR | Solar | 26 | KEMS_1 | 114.28 | 0 | 2.58 | 81.73
CR | Solar | 26 | KEOO | 0.16 | 0 | 0 | 0.11
CR | Solar | 26 | KIBY_1 | 1.86 | 0 | 0.04 | 1.33
CR | Solar | 26 | KIER | 1.39 | 0 | 0.03 | 0.99
CR | Solar | 26 | KIIN_P | 0.27 | 0 | 0.01 | 0.19
CR | Solar | 26 | KILS | 0.16 | 0 | 0 | 0.11
CR | Solar | 26 | KILT | 0.16 | 0 | 0 | 0.11
CR | Solar | 26 | KILW | 7.47 | 0 | 0.17 | 5.34
CR | Solar | 26 | KINO_1 | 40.86 | 0 | 0.92 | 29.22
CR | Solar | 26 | KINT_P | 2.75 | 0 | 0.06 | 1.97
CR | Solar | 26 | KIRKB1 | 1.73 | 0 | 0.04 | 1.24
CR | Solar | 26 | KITW_1 | 5.43 | 0 | 0.12 | 3.88
CR | Solar | 26 | KNAR | 21.83 | 0 | 0.49 | 15.61
CR | Solar | 26 | LACK_6 | 16.49 | 0 | 0.37 | 11.79
CR | Solar | 26 | LAIR_P | 0.27 | 0 | 0.01 | 0.19
CR | Solar | 26 | LALE1SG003 | 7.47 | 0 | 0.17 | 5.34
CR | Solar | 26 | LAND1 | 295.32 | 0 | 6.67 | 211.21
CR | Solar | 26 | LEGA_1 | 87.54 | 0 | 1.98 | 62.61
CR | Solar | 26 | LEVE | 1.39 | 0 | 0.03 | 0.99
CR | Solar | 26 | LING | 0.16 | 0 | 0 | 0.11
CR | Solar | 26 | LINM | 0.16 | 0 | 0 | 0.11
CR | Solar | 26 | LISD_1 | 3.06 | 0 | 0.07 | 2.19
CR | Solar | 26 | LITT_C | 1.97 | 0 | 0.04 | 1.41
CR | Solar | 26 | LITT_J | 1.97 | 0 | 0.04 | 1.41
CR | Solar | 26 | LODR_6 | 1.25 | 0 | 0.03 | 0.89
CR | Solar | 26 | LOUD_H | 1.53 | 0 | 0.03 | 1.09
CR | Solar | 26 | LOVE_1 | 224.04 | 0 | 5.06 | 160.23
CR | Solar | 26 | LUNA_P | 0.02 | 0 | 0 | 0.01
CR | Solar | 26 | MACC_3 | 19.17 | 0 | 0.43 | 13.71
CR | Solar | 26 | MACD_P | 3.51 | 0 | 0.08 | 2.51
CR | Solar | 26 | MAGA_6 | 37.99 | 0 | 0.86 | 27.17
CR | Solar | 26 | MANN_1 | 384.77 | 0 | 8.7 | 275.19
CR | Solar | 26 | MAYB | 0.16 | 0 | 0 | 0.11
CR | Solar | 26 | MELK_1 | 367.52 | 0 | 8.31 | 262.85
CR | Solar | 26 | MILC_P | 0.32 | 0 | 0.01 | 0.23
CR | Solar | 26 | MILH_1 | 13.8 | 0 | 0.31 | 9.87
CR | Solar | 26 | MITY_1 | 633.69 | 0 | 14.32 | 453.22
CR | Solar | 26 | MYBS_P | 0.64 | 0 | 0.01 | 0.46
CR | Solar | 26 | NEAR | 0.16 | 0 | 0 | 0.11
CR | Solar | 26 | NECE_1 | 7.89 | 0 | 0.18 | 5.64
CR | Solar | 26 | NEEP_3 | 2.76 | 0 | 0.06 | 1.97
CR | Solar | 26 | NETS | 0.16 | 0 | 0 | 0.11
CR | Solar | 26 | NEWX_6 | 4.6 | 0 | 0.1 | 3.29
CR | Solar | 26 | NFLE | 63.42 | 0 | 1.43 | 45.36
CR | Solar | 26 | NHYD_6 | 1.53 | 0 | 0.03 | 1.09
CR | Solar | 26 | NINF_1 | 88.67 | 0 | 2 | 63.42
CR | Solar | 26 | NORL_3 | 2.76 | 0 | 0.06 | 1.97
CR | Solar | 26 | NORM_1 | 432.47 | 0 | 9.77 | 309.3
CR | Solar | 26 | NORT_1 | 37.95 | 0 | 0.86 | 27.14
CR | Solar | 26 | NURS_1 | 252.38 | 0 | 5.7 | 180.5
CR | Solar | 26 | OCKH_1 | 3.94 | 0 | 0.09 | 2.82
CR | Solar | 26 | OFFE_3 | 2.59 | 0 | 0.06 | 1.85
CR | Solar | 26 | OLDB_1 | 3.94 | 0 | 0.09 | 2.82
CR | Solar | 26 | OSBA_1 | 9.66 | 0 | 0.22 | 6.91
CR | Solar | 26 | PADIB1 | 13.03 | 0 | 0.29 | 9.32
CR | Solar | 26 | PELH_1 | 173.68 | 0 | 3.93 | 124.22
CR | Solar | 26 | PEMB_1 | 315.1 | 0 | 7.12 | 225.36
CR | Solar | 26 | PENE_1 | 6.9 | 0 | 0.16 | 4.93
CR | Solar | 26 | PENN_1 | 6.13 | 0 | 0.14 | 4.38
CR | Solar | 26 | PENT_1 | 86.77 | 0 | 1.96 | 62.06
CR | Solar | 26 | PENW_1 | 58.21 | 0 | 1.32 | 41.63
CR | Solar | 26 | PERI_H | 1.25 | 0 | 0.03 | 0.89
CR | Solar | 26 | PERS_P | 0.3 | 0 | 0.01 | 0.21
CR | Solar | 26 | PITS_3 | 2.76 | 0 | 0.06 | 1.97
CR | Solar | 26 | POOB | 0.16 | 0 | 0 | 0.11
CR | Solar | 26 | POPP_3 | 15.73 | 0 | 0.36 | 11.25
CR | Solar | 26 | PORA_P | 0.74 | 0 | 0.02 | 0.53
CR | Solar | 26 | PORD | 1.39 | 0 | 0.03 | 0.99
CR | Solar | 26 | PYLE_1 | 48.44 | 0 | 1.09 | 34.64
CR | Solar | 26 | QUOI_P | 0.08 | 0 | 0 | 0.06
CR | Solar | 26 | RAIN_1 | 3.19 | 0 | 0.07 | 2.28
CR | Solar | 26 | RANN_P | 0.36 | 0 | 0.01 | 0.26
CR | Solar | 26 | RASS_1 | 82.25 | 0 | 1.86 | 58.83
CR | Solar | 26 | RATS_1 | 100.16 | 0 | 2.26 | 71.63
CR | Solar | 26 | RAYL_1 | 60.71 | 0 | 1.37 | 43.42
CR | Solar | 26 | REBR_3 | 1.73 | 0 | 0.04 | 1.24
CR | Solar | 26 | REDH | 13.55 | 0 | 0.31 | 9.69
CR | Solar | 26 | REDM_P | 0.27 | 0 | 0.01 | 0.19
CR | Solar | 26 | RICH1 | 92.27 | 0 | 2.09 | 65.99
CR | Solar | 26 | ROCH_1 | 4.67 | 0 | 0.11 | 3.34
CR | Solar | 26 | RUGEB1 | 38.2 | 0 | 0.86 | 27.32
CR | Solar | 26 | RYEH_1 | 13.8 | 0 | 0.31 | 9.87
CR | Solar | 26 | SALH_1 | 22.55 | 0 | 0.51 | 16.13
CR | Solar | 26 | SALT_1 | 16.66 | 0 | 0.38 | 11.92
CR | Solar | 26 | SBAR | 68.11 | 0 | 1.54 | 48.71
CR | Solar | 26 | SEAB1 | 146.91 | 0 | 3.32 | 105.07
CR | Solar | 26 | SELL_1 | 87.29 | 0 | 1.97 | 62.43
CR | Solar | 26 | SFEG_P | 0.44 | 0 | 0.01 | 0.31
CR | Solar | 26 | SFIL_P | 0.18 | 0 | 0 | 0.13
CR | Solar | 26 | SHEC_3 | 2.76 | 0 | 0.06 | 1.97
CR | Solar | 26 | SHRW_1 | 151.92 | 0 | 3.43 | 108.65
CR | Solar | 26 | SIGH | 0.16 | 0 | 0 | 0.11
CR | Solar | 26 | SJOW_1 | 1.25 | 0 | 0.03 | 0.89
CR | Solar | 26 | SKLGB1 | 7.86 | 0 | 0.18 | 5.62
CR | Solar | 26 | SLOY_P | 0.05 | 0 | 0 | 0.04
CR | Solar | 26 | SMAN_1 | 2.3 | 0 | 0.05 | 1.64
CR | Solar | 26 | SPEN_1 | 19.9 | 0 | 0.45 | 14.23
CR | Solar | 26 | SSHI_3 | 2.59 | 0 | 0.06 | 1.85
CR | Solar | 26 | STAH_1 | 18.51 | 0 | 0.42 | 13.24
CR | Solar | 26 | STAL_1 | 6.9 | 0 | 0.16 | 4.93
CR | Solar | 26 | STAY_1 | 224.08 | 0 | 5.06 | 160.26
CR | Solar | 26 | STEN_1 | 6.9 | 0 | 0.16 | 4.93
CR | Solar | 26 | STES_1 | 13.03 | 0 | 0.29 | 9.32
CR | Solar | 26 | STHA | 0.16 | 0 | 0 | 0.11
CR | Solar | 26 | STIR | 1.39 | 0 | 0.03 | 0.99
CR | Solar | 26 | STLE | 1.39 | 0 | 0.03 | 0.99
CR | Solar | 26 | STRI_P | 2.38 | 0 | 0.05 | 1.7
CR | Solar | 26 | SUND_1 | 82.9 | 0 | 1.87 | 59.29
CR | Solar | 26 | SWAN_1 | 174.13 | 0 | 3.94 | 124.54
CR | Solar | 26 | TARL_P | 5.7 | 0 | 0.13 | 4.08
CR | Solar | 26 | TAUN1 | 108.67 | 0 | 2.46 | 77.72
CR | Solar | 26 | TAYN_P | 0.56 | 0 | 0.01 | 0.4
CR | Solar | 26 | TELR | 0.16 | 0 | 0 | 0.11
CR | Solar | 26 | TEMP_3 | 2.76 | 0 | 0.06 | 1.97
CR | Solar | 26 | THOM_6 | 15.77 | 0 | 0.36 | 11.28
CR | Solar | 26 | THSO_P | 1.25 | 0 | 0.03 | 0.89
CR | Solar | 26 | THUR_6 | 2.76 | 0 | 0.06 | 1.97
CR | Solar | 26 | TILBB_1 | 38.42 | 0 | 0.87 | 27.48
CR | Solar | 26 | TONG | 0.16 | 0 | 0 | 0.11
CR | Solar | 26 | TOTT_1 | 1.73 | 0 | 0.04 | 1.24
CR | Solar | 26 | TRAW_1 | 25.48 | 0 | 0.58 | 18.22
CR | Solar | 26 | TUMB_P | 0.13 | 0 | 0 | 0.09
CR | Solar | 26 | TYNE_1 | 2.59 | 0 | 0.06 | 1.85
CR | Solar | 26 | TYNE_2 | 2.59 | 0 | 0.06 | 1.85
CR | Solar | 26 | UPPB_1 | 37.91 | 0 | 0.86 | 27.11
CR | Solar | 26 | UPPB_3 | 37.12 | 0 | 0.84 | 26.55
CR | Solar | 26 | USKM_1 | 46.95 | 0 | 1.06 | 33.58
CR | Solar | 26 | WALH_1 | 148.9 | 0 | 3.37 | 106.49
CR | Solar | 26 | WALP_1 | 53.16 | 0 | 1.2 | 38.02
CR | Solar | 26 | WALP_B | 248.9 | 0 | 5.63 | 178.01
CR | Solar | 26 | WARL_1 | 51.8 | 0 | 1.17 | 37.05
CR | Solar | 26 | WASF_1 | 6.13 | 0 | 0.14 | 4.38
CR | Solar | 26 | WATFS_1 | 1.53 | 0 | 0.03 | 1.09
CR | Solar | 26 | WBOL_6 | 8.38 | 0 | 0.19 | 5.99
CR | Solar | 26 | WBUR_1 | 153.53 | 0 | 3.47 | 109.8
CR | Solar | 26 | WFIE | 1.39 | 0 | 0.03 | 0.99
CR | Solar | 26 | WHAM_1 | 1.73 | 0 | 0.04 | 1.24
CR | Solar | 26 | WHGA_1 | 1.73 | 0 | 0.04 | 1.24
CR | Solar | 26 | WIBA_3 | 2.76 | 0 | 0.06 | 1.97
CR | Solar | 26 | WIEN_1 | 3.94 | 0 | 0.09 | 2.82
CR | Solar | 26 | WILL_1 | 66.59 | 0 | 1.5 | 47.63
CR | Solar | 26 | WIMBN1 | 4.6 | 0 | 0.1 | 3.29
CR | Solar | 26 | WIMBS1 | 4.6 | 0 | 0.1 | 3.29
CR | Solar | 26 | WISD_1 | 1.25 | 0 | 0.03 | 0.89
CR | Solar | 26 | WISD_6 | 1.25 | 0 | 0.03 | 0.89
CR | Solar | 26 | WISH | 0.16 | 0 | 0 | 0.11
CR | Solar | 26 | WMEL_1 | 2.76 | 0 | 0.06 | 1.97
CR | Solar | 26 | WTHU31 | 1.73 | 0 | 0.04 | 1.24
CR | Solar | 26 | WWEY_1 | 4.43 | 0 | 0.1 | 3.17
CR | Solar | 26 | WYLF_1 | 20.71 | 0 | 0.47 | 14.81
CR | Solar | 26 | WYMOM_1 | 41.71 | 0 | 0.94 | 29.83
CR | Solar | 27 | ABHA1 | 139.04 | 0 | 3.14 | 99.44
CR | Solar | 27 | ABNE_P | 11.64 | 0 | 0.26 | 8.32
CR | Solar | 27 | ABTH_1 | 75.45 | 0 | 1.71 | 53.96
CR | Solar | 27 | ACTL_2 | 1.52 | 0 | 0.03 | 1.09
CR | Solar | 27 | ACTL_C | 1.52 | 0 | 0.03 | 1.09
CR | Solar | 27 | ALNE_P | 0.45 | 0 | 0.01 | 0.32
CR | Solar | 27 | ALST_3 | 2.78 | 0 | 0.06 | 1.99
CR | Solar | 27 | ALVE1 | 252.83 | 0 | 5.71 | 180.82
CR | Solar | 27 | AMEM_1 | 43.9 | 0 | 0.99 | 31.4
CR | Solar | 27 | ARBR_P | 27.39 | 0 | 0.62 | 19.59
CR | Solar | 27 | ARDK_P | 0.15 | 0 | 0 | 0.11
CR | Solar | 27 | ARMO_P | 0.97 | 0 | 0.02 | 0.69
CR | Solar | 27 | AXMI1 | 166.52 | 0 | 3.76 | 119.1
CR | Solar | 27 | BAGA | 2.32 | 0 | 0.05 | 1.66
CR | Solar | 27 | BAIN | 2.32 | 0 | 0.05 | 1.66
CR | Solar | 27 | BARKC1 | 3.93 | 0 | 0.09 | 2.81
CR | Solar | 27 | BARKW3 | 2.08 | 0 | 0.05 | 1.49
CR | Solar | 27 | BEDDT1 | 2.38 | 0 | 0.05 | 1.7
CR | Solar | 27 | BEDD_1 | 2.38 | 0 | 0.05 | 1.7
CR | Solar | 27 | BERW | 0.27 | 0 | 0.01 | 0.19
CR | Solar | 27 | BESW_1 | 58.62 | 0 | 1.32 | 41.93
CR | Solar | 27 | BICF_1 | 293.31 | 0 | 6.63 | 209.78
CR | Solar | 27 | BIRK_1 | 2.78 | 0 | 0.06 | 1.99
CR | Solar | 27 | BISW_1 | 24.63 | 0 | 0.56 | 17.62
CR | Solar | 27 | BLYTB1 | 8.34 | 0 | 0.19 | 5.96
CR | Solar | 27 | BLYTH132 | 8.34 | 0 | 0.19 | 5.96
CR | Solar | 27 | BOAG_P | 0.11 | 0 | 0 | 0.08
CR | Solar | 27 | BOLN_1 | 82.33 | 0 | 1.86 | 58.88
CR | Solar | 27 | BONN | 2.32 | 0 | 0.05 | 1.66
CR | Solar | 27 | BOTW_1 | 99.61 | 0 | 2.25 | 71.24
CR | Solar | 27 | BRAC_P | 0.09 | 0 | 0 | 0.06
CR | Solar | 27 | BRAI_1 | 125.1 | 0 | 2.83 | 89.47
CR | Solar | 27 | BRAW_1 | 2.08 | 0 | 0.05 | 1.49
CR | Solar | 27 | BRED_1 | 4 | 0 | 0.09 | 2.86
CR | Solar | 27 | BRFO_1 | 165.78 | 0 | 3.75 | 118.57
CR | Solar | 27 | BRIM_1 | 16.67 | 0 | 0.38 | 11.92
CR | Solar | 27 | BRLE_1 | 83.93 | 0 | 1.9 | 60.03
CR | Solar | 27 | BROA_P | 0.03 | 0 | 0 | 0.02
CR | Solar | 27 | BROX | 0.27 | 0 | 0.01 | 0.19
CR | Solar | 27 | BRWA1 | 337.27 | 0 | 7.62 | 241.22
CR | Solar | 27 | BUMU_P | 0.03 | 0 | 0 | 0.02
CR | Solar | 27 | BURM_1 | 535.86 | 0 | 12.11 | 383.25
CR | Solar | 27 | BUSH_1 | 18.04 | 0 | 0.41 | 12.9
CR | Solar | 27 | BUST_1 | 9.53 | 0 | 0.22 | 6.82
CR | Solar | 27 | CAAD_P | 0.07 | 0 | 0 | 0.05
CR | Solar | 27 | CAFA | 0.27 | 0 | 0.01 | 0.19
CR | Solar | 27 | CAMB_01 | 26.75 | 0 | 0.6 | 19.13
CR | Solar | 27 | CANTN1 | 142.93 | 0 | 3.23 | 102.22
CR | Solar | 27 | CAPEA1 | 8.92 | 0 | 0.2 | 6.38
CR | Solar | 27 | CARE_1 | 18.73 | 0 | 0.42 | 13.4
CR | Solar | 27 | CARR_1 | 4.65 | 0 | 0.11 | 3.33
CR | Solar | 27 | CASS_P | 0.13 | 0 | 0 | 0.09
CR | Solar | 27 | CATY | 0.27 | 0 | 0.01 | 0.19
CR | Solar | 27 | CBNK_H | 1.52 | 0 | 0.03 | 1.09
CR | Solar | 27 | CELL_1 | 58.04 | 0 | 1.31 | 41.51
CR | Solar | 27 | CHAP | 0.27 | 0 | 0.01 | 0.19
CR | Solar | 27 | CHAS | 0.27 | 0 | 0.01 | 0.19
CR | Solar | 27 | CHIC_1 | 136.63 | 0 | 3.09 | 97.72
CR | Solar | 27 | CHSI_1 | 2.38 | 0 | 0.05 | 1.7
CR | Solar | 27 | CHTE_1 | 162.69 | 0 | 3.68 | 116.36
CR | Solar | 27 | CITR_1 | 1.52 | 0 | 0.03 | 1.09
CR | Solar | 27 | CLAC_P | 0.3 | 0 | 0.01 | 0.21
CR | Solar | 27 | CLAY_P | 0.03 | 0 | 0 | 0.02
CR | Solar | 27 | CLT03 | 14.88 | 0 | 0.34 | 10.64
CR | Solar | 27 | CLYM | 0.27 | 0 | 0.01 | 0.19
CR | Solar | 27 | COAT | 0.27 | 0 | 0.01 | 0.19
CR | Solar | 27 | CONQA1 | 133.12 | 0 | 3.01 | 95.21
CR | Solar | 27 | COUA_P | 0.18 | 0 | 0 | 0.13
CR | Solar | 27 | COVE_1 | 15.6 | 0 | 0.35 | 11.16
CR | Solar | 27 | COWL_1 | 369.53 | 0 | 8.35 | 264.29
CR | Solar | 27 | COYL | 0.27 | 0 | 0.01 | 0.19
CR | Solar | 27 | CREB_1 | 29.5 | 0 | 0.67 | 21.1
CR | Solar | 27 | CUMB | 2.32 | 0 | 0.05 | 1.66
CR | Solar | 27 | CUPA | 8.18 | 0 | 0.18 | 5.85
CR | Solar | 27 | DALM3 | 0.27 | 0 | 0.01 | 0.19
CR | Solar | 27 | DEVM | 0.27 | 0 | 0.01 | 0.19
CR | Solar | 27 | DEVO | 9.64 | 0 | 0.22 | 6.89
CR | Solar | 27 | DOUN_P | 0.36 | 0 | 0.01 | 0.26
CR | Solar | 27 | DRAK_1 | 105.76 | 0 | 2.39 | 75.64
CR | Solar | 27 | DRAX_1 | 8.34 | 0 | 0.19 | 5.96
CR | Solar | 27 | DRCR | 2.32 | 0 | 0.05 | 1.66
CR | Solar | 27 | DUDH_P | 0.09 | 0 | 0 | 0.06
CR | Solar | 27 | DUGR_P | 0.08 | 0 | 0 | 0.06
CR | Solar | 27 | DUNB | 0.27 | 0 | 0.01 | 0.19
CR | Solar | 27 | DUNF | 2.32 | 0 | 0.05 | 1.66
CR | Solar | 27 | DUNO_P | 2.32 | 0 | 0.05 | 1.66
CR | Solar | 27 | DYCE_P | 0.5 | 0 | 0.01 | 0.36
CR | Solar | 27 | EALI_6 | 1.52 | 0 | 0.03 | 1.09
CR | Solar | 27 | EASO_1 | 286.68 | 0 | 6.48 | 205.03
CR | Solar | 27 | EAST | 0.27 | 0 | 0.01 | 0.19
CR | Solar | 27 | ECCL | 0.27 | 0 | 0.01 | 0.19
CR | Solar | 27 | ECLA_1 | 170.42 | 0 | 3.85 | 121.88
CR | Solar | 27 | EKIL | 0.27 | 0 | 0.01 | 0.19
CR | Solar | 27 | EKIS | 0.27 | 0 | 0.01 | 0.19
CR | Solar | 27 | ELGI_P | 1.44 | 0 | 0.03 | 1.03
CR | Solar | 27 | ELLA_1 | 2.08 | 0 | 0.05 | 1.49
CR | Solar | 27 | ELST_1 | 1.85 | 0 | 0.04 | 1.32
CR | Solar | 27 | ENDE_1 | 72.5 | 0 | 1.64 | 51.85
CR | Solar | 27 | EXET1 | 149.13 | 0 | 3.37 | 106.66
CR | Solar | 27 | FASN_P | 0.07 | 0 | 0 | 0.05
CR | Solar | 27 | FAUG_P | 0.2 | 0 | 0 | 0.14
CR | Solar | 27 | FAWL_1 | 138.09 | 0 | 3.12 | 98.76
CR | Solar | 27 | FECK_6 | 165.25 | 0 | 3.73 | 118.19
CR | Solar | 27 | FERRA2 | 17.42 | 0 | 0.39 | 12.46
CR | Solar | 27 | FERRB1 | 14.48 | 0 | 0.33 | 10.36
CR | Solar | 27 | FIDD_P | 0.96 | 0 | 0.02 | 0.69
CR | Solar | 27 | FLEE_1 | 65.42 | 0 | 1.48 | 46.79
CR | Solar | 27 | FOUR_1 | 12.5 | 0 | 0.28 | 8.94
CR | Solar | 27 | FRAS_P | 0.05 | 0 | 0 | 0.04
CR | Solar | 27 | FROD_1 | 6.92 | 0 | 0.16 | 4.95
CR | Solar | 27 | FWIL_P | 0.82 | 0 | 0.02 | 0.59
CR | Solar | 27 | GALA | 0.27 | 0 | 0.01 | 0.19
CR | Solar | 27 | GIFF | 0.27 | 0 | 0.01 | 0.19
CR | Solar | 27 | GLLE | 0.27 | 0 | 0.01 | 0.19
CR | Solar | 27 | GLLU | 0.27 | 0 | 0.01 | 0.19
CR | Solar | 27 | GLNI | 2.32 | 0 | 0.05 | 1.66
CR | Solar | 27 | GLRO | 2.32 | 0 | 0.05 | 1.66
CR | Solar | 27 | GREE_H | 1.52 | 0 | 0.03 | 1.09
CR | Solar | 27 | GREN_1 | 378.61 | 0 | 8.56 | 270.78
CR | Solar | 27 | GRIW_1 | 58.66 | 0 | 1.33 | 41.95
CR | Solar | 27 | GRUB_P | 0.57 | 0 | 0.01 | 0.41
CR | Solar | 27 | G_EXTRA_11 | 0.27 | 0 | 0.01 | 0.19
CR | Solar | 27 | G_EXTRA_2 | 0.27 | 0 | 0.01 | 0.19
CR | Solar | 27 | G_EXTRA_5 | 0.27 | 0 | 0.01 | 0.19
CR | Solar | 27 | G_EXTRA_7 | 2.32 | 0 | 0.05 | 1.66
CR | Solar | 27 | G_EXTRA_9 | 0.27 | 0 | 0.01 | 0.19
CR | Solar | 27 | HACK_1 | 2.08 | 0 | 0.05 | 1.49
CR | Solar | 27 | HACK_6 | 2.08 | 0 | 0.05 | 1.49
CR | Solar | 27 | HAMHC1 | 40.67 | 0 | 0.92 | 29.09
CR | Solar | 27 | HARK_1 | 71.78 | 0 | 1.62 | 51.34
CR | Solar | 27 | HARM_6 | 3.13 | 0 | 0.07 | 2.24
CR | Solar | 27 | HAWI | 0.27 | 0 | 0.01 | 0.19
CR | Solar | 27 | HAWP_6 | 9.27 | 0 | 0.21 | 6.63
CR | Solar | 27 | HEYS1 | 12.5 | 0 | 0.28 | 8.94
CR | Solar | 27 | HEYS_1 | 39.56 | 0 | 0.89 | 28.29
CR | Solar | 27 | HUER | 0.27 | 0 | 0.01 | 0.19
CR | Solar | 27 | HURS_1 | 2.38 | 0 | 0.05 | 1.7
CR | Solar | 27 | HUTT_1 | 45.31 | 0 | 1.02 | 32.41
CR | Solar | 27 | IMPK_1 | 62.1 | 0 | 1.4 | 44.41
CR | Solar | 27 | INDQ1 | 422.11 | 0 | 9.54 | 301.89
CR | Solar | 27 | INKE | 2.32 | 0 | 0.05 | 1.66
CR | Solar | 27 | INNE_P | 0.14 | 0 | 0 | 0.1
CR | Solar | 27 | IROA1 | 172.43 | 0 | 3.9 | 123.32
CR | Solar | 27 | IRONB1 | 65.72 | 0 | 1.49 | 47
CR | Solar | 27 | IVER_1 | 1.85 | 0 | 0.04 | 1.32
CR | Solar | 27 | IVER_6 | 1.85 | 0 | 0.04 | 1.32
CR | Solar | 27 | JOHN | 0.27 | 0 | 0.01 | 0.19
CR | Solar | 27 | JORD_3 | 3.33 | 0 | 0.08 | 2.38
CR | Solar | 27 | KAIM | 0.27 | 0 | 0.01 | 0.19
CR | Solar | 27 | KEAD_1 | 65.48 | 0 | 1.48 | 46.83
CR | Solar | 27 | KEAR_1 | 2.08 | 0 | 0.05 | 1.49
CR | Solar | 27 | KEAR_3 | 14.72 | 0 | 0.33 | 10.53
CR | Solar | 27 | KEIT_P | 1.21 | 0 | 0.03 | 0.87
CR | Solar | 27 | KEMS_1 | 121.17 | 0 | 2.74 | 86.66
CR | Solar | 27 | KEOO | 0.27 | 0 | 0.01 | 0.19
CR | Solar | 27 | KIBY_1 | 1.86 | 0 | 0.04 | 1.33
CR | Solar | 27 | KIER | 2.32 | 0 | 0.05 | 1.66
CR | Solar | 27 | KIIN_P | 0.33 | 0 | 0.01 | 0.24
CR | Solar | 27 | KILS | 0.27 | 0 | 0.01 | 0.19
CR | Solar | 27 | KILT | 0.27 | 0 | 0.01 | 0.19
CR | Solar | 27 | KILW | 7.58 | 0 | 0.17 | 5.42
CR | Solar | 27 | KINO_1 | 44.3 | 0 | 1 | 31.68
CR | Solar | 27 | KINT_P | 2.9 | 0 | 0.07 | 2.07
CR | Solar | 27 | KIRKB1 | 2.08 | 0 | 0.05 | 1.49
CR | Solar | 27 | KITW_1 | 6.25 | 0 | 0.14 | 4.47
CR | Solar | 27 | KNAR | 22.55 | 0 | 0.51 | 16.13
CR | Solar | 27 | LACK_6 | 18.65 | 0 | 0.42 | 13.34
CR | Solar | 27 | LAIR_P | 0.32 | 0 | 0.01 | 0.23
CR | Solar | 27 | LALE1SG003 | 7.79 | 0 | 0.18 | 5.57
CR | Solar | 27 | LAND1 | 303.23 | 0 | 6.85 | 216.87
CR | Solar | 27 | LEGA_1 | 90.41 | 0 | 2.04 | 64.66
CR | Solar | 27 | LEVE | 2.32 | 0 | 0.05 | 1.66
CR | Solar | 27 | LING | 0.27 | 0 | 0.01 | 0.19
CR | Solar | 27 | LINM | 0.27 | 0 | 0.01 | 0.19
CR | Solar | 27 | LISD_1 | 3.06 | 0 | 0.07 | 2.19
CR | Solar | 27 | LITT_C | 2.38 | 0 | 0.05 | 1.7
CR | Solar | 27 | LITT_J | 2.38 | 0 | 0.05 | 1.7
CR | Solar | 27 | LODR_6 | 1.52 | 0 | 0.03 | 1.09
CR | Solar | 27 | LOUD_H | 1.85 | 0 | 0.04 | 1.32
CR | Solar | 27 | LOVE_1 | 230.49 | 0 | 5.21 | 164.85
CR | Solar | 27 | LUNA_P | 0.03 | 0 | 0 | 0.02
CR | Solar | 27 | MACC_3 | 20.61 | 0 | 0.47 | 14.74
CR | Solar | 27 | MACD_P | 3.68 | 0 | 0.08 | 2.63
CR | Solar | 27 | MAGA_6 | 39.43 | 0 | 0.89 | 28.2
CR | Solar | 27 | MANN_1 | 395.29 | 0 | 8.93 | 282.71
CR | Solar | 27 | MAYB | 0.27 | 0 | 0.01 | 0.19
CR | Solar | 27 | MELK_1 | 378.99 | 0 | 8.57 | 271.05
CR | Solar | 27 | MILC_P | 0.38 | 0 | 0.01 | 0.27
CR | Solar | 27 | MILH_1 | 14.11 | 0 | 0.32 | 10.09
CR | Solar | 27 | MITY_1 | 645.16 | 0 | 14.58 | 461.42
CR | Solar | 27 | MYBS_P | 0.78 | 0 | 0.02 | 0.56
CR | Solar | 27 | NEAR | 0.27 | 0 | 0.01 | 0.19
CR | Solar | 27 | NECE_1 | 9.53 | 0 | 0.22 | 6.82
CR | Solar | 27 | NEEP_3 | 3.33 | 0 | 0.08 | 2.38
CR | Solar | 27 | NETS | 0.27 | 0 | 0.01 | 0.19
CR | Solar | 27 | NEWX_6 | 5.56 | 0 | 0.13 | 3.98
CR | Solar | 27 | NFLE | 66.87 | 0 | 1.51 | 47.83
CR | Solar | 27 | NHYD_6 | 1.85 | 0 | 0.04 | 1.32
CR | Solar | 27 | NINF_1 | 90.11 | 0 | 2.04 | 64.45
CR | Solar | 27 | NORL_3 | 3.33 | 0 | 0.08 | 2.38
CR | Solar | 27 | NORM_1 | 452.55 | 0 | 10.23 | 323.66
CR | Solar | 27 | NORT_1 | 38.49 | 0 | 0.87 | 27.53
CR | Solar | 27 | NURS_1 | 258.84 | 0 | 5.85 | 185.12
CR | Solar | 27 | OCKH_1 | 4.76 | 0 | 0.11 | 3.4
CR | Solar | 27 | OFFE_3 | 3.13 | 0 | 0.07 | 2.24
CR | Solar | 27 | OLDB_1 | 4.76 | 0 | 0.11 | 3.4
CR | Solar | 27 | OSBA_1 | 11.67 | 0 | 0.26 | 8.35
CR | Solar | 27 | PADIB1 | 14.47 | 0 | 0.33 | 10.35
CR | Solar | 27 | PELH_1 | 176.55 | 0 | 3.99 | 126.27
CR | Solar | 27 | PEMB_1 | 323.7 | 0 | 7.32 | 231.51
CR | Solar | 27 | PENE_1 | 8.34 | 0 | 0.19 | 5.96
CR | Solar | 27 | PENN_1 | 6.13 | 0 | 0.14 | 4.38
CR | Solar | 27 | PENT_1 | 93.94 | 0 | 2.12 | 67.19
CR | Solar | 27 | PENW_1 | 59.64 | 0 | 1.35 | 42.65
CR | Solar | 27 | PERI_H | 1.52 | 0 | 0.03 | 1.09
CR | Solar | 27 | PERS_P | 0.37 | 0 | 0.01 | 0.26
CR | Solar | 27 | PITS_3 | 3.33 | 0 | 0.08 | 2.38
CR | Solar | 27 | POOB | 0.27 | 0 | 0.01 | 0.19
CR | Solar | 27 | POPP_3 | 16.45 | 0 | 0.37 | 11.77
CR | Solar | 27 | PORA_P | 0.9 | 0 | 0.02 | 0.64
CR | Solar | 27 | PORD | 2.32 | 0 | 0.05 | 1.66
CR | Solar | 27 | PYLE_1 | 49.88 | 0 | 1.13 | 35.67
CR | Solar | 27 | QUOI_P | 0.1 | 0 | 0 | 0.07
CR | Solar | 27 | RAIN_1 | 3.19 | 0 | 0.07 | 2.28
CR | Solar | 27 | RANN_P | 0.44 | 0 | 0.01 | 0.31
CR | Solar | 27 | RASS_1 | 90.85 | 0 | 2.05 | 64.98
CR | Solar | 27 | RATS_1 | 103.03 | 0 | 2.33 | 73.69
CR | Solar | 27 | RAYL_1 | 67.59 | 0 | 1.53 | 48.34
CR | Solar | 27 | REBR_3 | 2.08 | 0 | 0.05 | 1.49
CR | Solar | 27 | REDH | 14.48 | 0 | 0.33 | 10.36
CR | Solar | 27 | REDM_P | 0.33 | 0 | 0.01 | 0.24
CR | Solar | 27 | RICH1 | 95.72 | 0 | 2.16 | 68.46
CR | Solar | 27 | ROCH_1 | 5.03 | 0 | 0.11 | 3.6
CR | Solar | 27 | RUGEB1 | 42.5 | 0 | 0.96 | 30.4
CR | Solar | 27 | RYEH_1 | 16.67 | 0 | 0.38 | 11.92
CR | Solar | 27 | SALH_1 | 24.7 | 0 | 0.56 | 17.67
CR | Solar | 27 | SALT_1 | 18.58 | 0 | 0.42 | 13.29
CR | Solar | 27 | SBAR | 70.98 | 0 | 1.6 | 50.76
CR | Solar | 27 | SEAB1 | 155.52 | 0 | 3.51 | 111.23
CR | Solar | 27 | SELL_1 | 94.18 | 0 | 2.13 | 67.36
CR | Solar | 27 | SFEG_P | 0.53 | 0 | 0.01 | 0.38
CR | Solar | 27 | SFIL_P | 0.21 | 0 | 0 | 0.15
CR | Solar | 27 | SHEC_3 | 3.33 | 0 | 0.08 | 2.38
CR | Solar | 27 | SHRW_1 | 156.23 | 0 | 3.53 | 111.74
CR | Solar | 27 | SIGH | 0.27 | 0 | 0.01 | 0.19
CR | Solar | 27 | SJOW_1 | 1.52 | 0 | 0.03 | 1.09
CR | Solar | 27 | SKLGB1 | 8.21 | 0 | 0.19 | 5.87
CR | Solar | 27 | SLOY_P | 0.06 | 0 | 0 | 0.04
CR | Solar | 27 | SMAN_1 | 2.78 | 0 | 0.06 | 1.99
CR | Solar | 27 | SPEN_1 | 22.77 | 0 | 0.51 | 16.29
CR | Solar | 27 | SSHI_3 | 3.13 | 0 | 0.07 | 2.24
CR | Solar | 27 | STAH_1 | 19.95 | 0 | 0.45 | 14.27
CR | Solar | 27 | STAL_1 | 8.34 | 0 | 0.19 | 5.96
CR | Solar | 27 | STAY_1 | 238.42 | 0 | 5.39 | 170.52
CR | Solar | 27 | STEN_1 | 8.34 | 0 | 0.19 | 5.96
CR | Solar | 27 | STES_1 | 14.47 | 0 | 0.33 | 10.35
CR | Solar | 27 | STHA | 0.27 | 0 | 0.01 | 0.19
CR | Solar | 27 | STIR | 2.32 | 0 | 0.05 | 1.66
CR | Solar | 27 | STLE | 2.32 | 0 | 0.05 | 1.66
CR | Solar | 27 | STRI_P | 2.5 | 0 | 0.06 | 1.79
CR | Solar | 27 | SUND_1 | 88.63 | 0 | 2 | 63.39
CR | Solar | 27 | SWAN_1 | 182.73 | 0 | 4.13 | 130.69
CR | Solar | 27 | TARL_P | 5.72 | 0 | 0.13 | 4.09
CR | Solar | 27 | TAUN1 | 111.54 | 0 | 2.52 | 79.77
CR | Solar | 27 | TAYN_P | 0.68 | 0 | 0.02 | 0.49
CR | Solar | 27 | TELR | 0.27 | 0 | 0.01 | 0.19
CR | Solar | 27 | TEMP_3 | 3.33 | 0 | 0.08 | 2.38
CR | Solar | 27 | THOM_6 | 17.78 | 0 | 0.4 | 12.72
CR | Solar | 27 | THSO_P | 1.51 | 0 | 0.03 | 1.08
CR | Solar | 27 | THUR_6 | 3.33 | 0 | 0.08 | 2.38
CR | Solar | 27 | TILBB_1 | 45.31 | 0 | 1.02 | 32.41
CR | Solar | 27 | TONG | 0.27 | 0 | 0.01 | 0.19
CR | Solar | 27 | TOTT_1 | 2.08 | 0 | 0.05 | 1.49
CR | Solar | 27 | TRAW_1 | 26.91 | 0 | 0.61 | 19.25
CR | Solar | 27 | TUMB_P | 0.16 | 0 | 0 | 0.11
CR | Solar | 27 | TYNE_1 | 3.13 | 0 | 0.07 | 2.24
CR | Solar | 27 | TYNE_2 | 3.13 | 0 | 0.07 | 2.24
CR | Solar | 27 | UPPB_1 | 38.39 | 0 | 0.87 | 27.46
CR | Solar | 27 | UPPB_3 | 37.6 | 0 | 0.85 | 26.89
CR | Solar | 27 | USKM_1 | 47.43 | 0 | 1.07 | 33.92
CR | Solar | 27 | WALH_1 | 156.07 | 0 | 3.53 | 111.62
CR | Solar | 27 | WALP_1 | 58.9 | 0 | 1.33 | 42.13
CR | Solar | 27 | WALP_B | 254.64 | 0 | 5.75 | 182.12
CR | Solar | 27 | WARL_1 | 58.68 | 0 | 1.33 | 41.97
CR | Solar | 27 | WASF_1 | 6.13 | 0 | 0.14 | 4.38
CR | Solar | 27 | WATFS_1 | 1.85 | 0 | 0.04 | 1.32
CR | Solar | 27 | WBOL_6 | 8.91 | 0 | 0.2 | 6.37
CR | Solar | 27 | WBUR_1 | 159.27 | 0 | 3.6 | 113.91
CR | Solar | 27 | WFIE | 2.32 | 0 | 0.05 | 1.66
CR | Solar | 27 | WHAM_1 | 2.08 | 0 | 0.05 | 1.49
CR | Solar | 27 | WHGA_1 | 2.08 | 0 | 0.05 | 1.49
CR | Solar | 27 | WIBA_3 | 3.33 | 0 | 0.08 | 2.38
CR | Solar | 27 | WIEN_1 | 4.76 | 0 | 0.11 | 3.4
CR | Solar | 27 | WILL_1 | 68.23 | 0 | 1.54 | 48.8
CR | Solar | 27 | WIMBN1 | 5.56 | 0 | 0.13 | 3.98
CR | Solar | 27 | WIMBS1 | 5.56 | 0 | 0.13 | 3.98
CR | Solar | 27 | WISD_1 | 1.52 | 0 | 0.03 | 1.09
CR | Solar | 27 | WISD_6 | 1.52 | 0 | 0.03 | 1.09
CR | Solar | 27 | WISH | 0.27 | 0 | 0.01 | 0.19
CR | Solar | 27 | WMEL_1 | 3.33 | 0 | 0.08 | 2.38
CR | Solar | 27 | WTHU31 | 2.08 | 0 | 0.05 | 1.49
CR | Solar | 27 | WWEY_1 | 4.84 | 0 | 0.11 | 3.46
CR | Solar | 27 | WYLF_1 | 25.01 | 0 | 0.57 | 17.89
CR | Solar | 27 | WYMOM_1 | 44.57 | 0 | 1.01 | 31.88
CR | Solar | 28 | ABHA1 | 148.29 | 0 | 3.35 | 106.06
CR | Solar | 28 | ABNE_P | 11.73 | 0 | 0.27 | 8.39
CR | Solar | 28 | ABTH_1 | 76.01 | 0 | 1.72 | 54.36
CR | Solar | 28 | ACTL_2 | 1.82 | 0 | 0.04 | 1.3
CR | Solar | 28 | ACTL_C | 1.82 | 0 | 0.04 | 1.3
CR | Solar | 28 | ALNE_P | 0.54 | 0 | 0.01 | 0.39
CR | Solar | 28 | ALST_3 | 3.34 | 0 | 0.08 | 2.39
CR | Solar | 28 | ALVE1 | 262.08 | 0 | 5.92 | 187.44
CR | Solar | 28 | AMEM_1 | 44.27 | 0 | 1 | 31.66
CR | Solar | 28 | ARBR_P | 27.39 | 0 | 0.62 | 19.59
CR | Solar | 28 | ARDK_P | 0.18 | 0 | 0 | 0.13
CR | Solar | 28 | ARMO_P | 1.16 | 0 | 0.03 | 0.83
CR | Solar | 28 | AXMI1 | 178.81 | 0 | 4.04 | 127.88
CR | Solar | 28 | BAGA | 3.35 | 0 | 0.08 | 2.4
CR | Solar | 28 | BAIN | 3.35 | 0 | 0.08 | 2.4
CR | Solar | 28 | BARKC1 | 4.35 | 0 | 0.1 | 3.11
CR | Solar | 28 | BARKW3 | 2.5 | 0 | 0.06 | 1.79
CR | Solar | 28 | BEDDT1 | 2.86 | 0 | 0.06 | 2.05
CR | Solar | 28 | BEDD_1 | 2.86 | 0 | 0.06 | 2.05
CR | Solar | 28 | BERW | 0.39 | 0 | 0.01 | 0.28
CR | Solar | 28 | BESW_1 | 60.53 | 0 | 1.37 | 43.29
CR | Solar | 28 | BICF_1 | 316.77 | 0 | 7.16 | 226.55
CR | Solar | 28 | BIRK_1 | 3.34 | 0 | 0.08 | 2.39
CR | Solar | 28 | BISW_1 | 25.59 | 0 | 0.58 | 18.3
CR | Solar | 28 | BLYTB1 | 10.01 | 0 | 0.23 | 7.16
CR | Solar | 28 | BLYTH132 | 10.01 | 0 | 0.23 | 7.16
CR | Solar | 28 | BOAG_P | 0.13 | 0 | 0 | 0.09
CR | Solar | 28 | BOLN_1 | 84 | 0 | 1.9 | 60.08
CR | Solar | 28 | BONN | 3.35 | 0 | 0.08 | 2.4
CR | Solar | 28 | BOTW_1 | 107.15 | 0 | 2.42 | 76.63
CR | Solar | 28 | BRAC_P | 0.1 | 0 | 0 | 0.07
CR | Solar | 28 | BRAI_1 | 128.45 | 0 | 2.9 | 91.87
CR | Solar | 28 | BRAW_1 | 2.5 | 0 | 0.06 | 1.79
CR | Solar | 28 | BRED_1 | 4.56 | 0 | 0.1 | 3.26
CR | Solar | 28 | BRFO_1 | 168.77 | 0 | 3.81 | 120.7
CR | Solar | 28 | BRIM_1 | 20.02 | 0 | 0.45 | 14.32
CR | Solar | 28 | BRLE_1 | 87.28 | 0 | 1.97 | 62.42
CR | Solar | 28 | BROA_P | 0.04 | 0 | 0 | 0.03
CR | Solar | 28 | BROX | 0.39 | 0 | 0.01 | 0.28
CR | Solar | 28 | BRWA1 | 350.68 | 0 | 7.93 | 250.81
CR | Solar | 28 | BUMU_P | 0.03 | 0 | 0 | 0.02
CR | Solar | 28 | BURM_1 | 572.73 | 0 | 12.94 | 409.62
CR | Solar | 28 | BUSH_1 | 19 | 0 | 0.43 | 13.59
CR | Solar | 28 | BUST_1 | 11.44 | 0 | 0.26 | 8.18
CR | Solar | 28 | CAAD_P | 0.08 | 0 | 0 | 0.06
CR | Solar | 28 | CAFA | 0.39 | 0 | 0.01 | 0.28
CR | Solar | 28 | CAMB_01 | 28.43 | 0 | 0.64 | 20.33
CR | Solar | 28 | CANTN1 | 146.95 | 0 | 3.32 | 105.1
CR | Solar | 28 | CAPEA1 | 9.48 | 0 | 0.21 | 6.78
CR | Solar | 28 | CARE_1 | 19.28 | 0 | 0.44 | 13.79
CR | Solar | 28 | CARR_1 | 5.21 | 0 | 0.12 | 3.73
CR | Solar | 28 | CASS_P | 0.16 | 0 | 0 | 0.11
CR | Solar | 28 | CATY | 0.39 | 0 | 0.01 | 0.28
CR | Solar | 28 | CBNK_H | 1.82 | 0 | 0.04 | 1.3
CR | Solar | 28 | CELL_1 | 63.07 | 0 | 1.43 | 45.11
CR | Solar | 28 | CHAP | 0.39 | 0 | 0.01 | 0.28
CR | Solar | 28 | CHAS | 0.39 | 0 | 0.01 | 0.28
CR | Solar | 28 | CHIC_1 | 148.92 | 0 | 3.37 | 106.51
CR | Solar | 28 | CHSI_1 | 2.86 | 0 | 0.06 | 2.05
CR | Solar | 28 | CHTE_1 | 163.36 | 0 | 3.69 | 116.84
CR | Solar | 28 | CITR_1 | 1.82 | 0 | 0.04 | 1.3
CR | Solar | 28 | CLAC_P | 0.36 | 0 | 0.01 | 0.26
CR | Solar | 28 | CLAY_P | 0.03 | 0 | 0 | 0.02
CR | Solar | 28 | CLT03 | 17.87 | 0 | 0.4 | 12.78
CR | Solar | 28 | CLYM | 0.39 | 0 | 0.01 | 0.28
CR | Solar | 28 | COAT | 0.39 | 0 | 0.01 | 0.28
CR | Solar | 28 | CONQA1 | 134.79 | 0 | 3.05 | 96.4
CR | Solar | 28 | COUA_P | 0.22 | 0 | 0 | 0.16
CR | Solar | 28 | COVE_1 | 17.51 | 0 | 0.4 | 12.52
CR | Solar | 28 | COWL_1 | 382.94 | 0 | 8.65 | 273.88
CR | Solar | 28 | COYL | 0.39 | 0 | 0.01 | 0.28
CR | Solar | 28 | CREB_1 | 31.74 | 0 | 0.72 | 22.7
CR | Solar | 28 | CUMB | 3.35 | 0 | 0.08 | 2.4
CR | Solar | 28 | CUPA | 9.22 | 0 | 0.21 | 6.59
CR | Solar | 28 | DALM3 | 0.39 | 0 | 0.01 | 0.28
CR | Solar | 28 | DEVM | 0.39 | 0 | 0.01 | 0.28
CR | Solar | 28 | DEVO | 10.68 | 0 | 0.24 | 7.64
CR | Solar | 28 | DOUN_P | 0.44 | 0 | 0.01 | 0.31
CR | Solar | 28 | DRAK_1 | 106.72 | 0 | 2.41 | 76.33
CR | Solar | 28 | DRAX_1 | 10.01 | 0 | 0.23 | 7.16
CR | Solar | 28 | DRCR | 3.35 | 0 | 0.08 | 2.4
CR | Solar | 28 | DUDH_P | 0.1 | 0 | 0 | 0.07
CR | Solar | 28 | DUGR_P | 0.09 | 0 | 0 | 0.06
CR | Solar | 28 | DUNB | 0.39 | 0 | 0.01 | 0.28
CR | Solar | 28 | DUNF | 3.35 | 0 | 0.08 | 2.4
CR | Solar | 28 | DUNO_P | 3.35 | 0 | 0.08 | 2.4
CR | Solar | 28 | DYCE_P | 0.6 | 0 | 0.01 | 0.43
CR | Solar | 28 | EALI_6 | 1.82 | 0 | 0.04 | 1.3
CR | Solar | 28 | EASO_1 | 293.39 | 0 | 6.63 | 209.83
CR | Solar | 28 | EAST | 0.39 | 0 | 0.01 | 0.28
CR | Solar | 28 | ECCL | 0.39 | 0 | 0.01 | 0.28
CR | Solar | 28 | ECLA_1 | 177.12 | 0 | 4 | 126.68
CR | Solar | 28 | EKIL | 0.39 | 0 | 0.01 | 0.28
CR | Solar | 28 | EKIS | 0.39 | 0 | 0.01 | 0.28
CR | Solar | 28 | ELGI_P | 1.44 | 0 | 0.03 | 1.03
CR | Solar | 28 | ELLA_1 | 2.5 | 0 | 0.06 | 1.79
CR | Solar | 28 | ELST_1 | 2.22 | 0 | 0.05 | 1.59
CR | Solar | 28 | ENDE_1 | 75.86 | 0 | 1.71 | 54.26
CR | Solar | 28 | EXET1 | 158.38 | 0 | 3.58 | 113.27
CR | Solar | 28 | FASN_P | 0.09 | 0 | 0 | 0.06
CR | Solar | 28 | FAUG_P | 0.24 | 0 | 0.01 | 0.17
CR | Solar | 28 | FAWL_1 | 145.63 | 0 | 3.29 | 104.15
CR | Solar | 28 | FECK_6 | 167.16 | 0 | 3.78 | 119.55
CR | Solar | 28 | FERRA2 | 19.1 | 0 | 0.43 | 13.66
CR | Solar | 28 | FERRB1 | 16.15 | 0 | 0.36 | 11.55
CR | Solar | 28 | FIDD_P | 1.16 | 0 | 0.03 | 0.83
CR | Solar | 28 | FLEE_1 | 68.78 | 0 | 1.55 | 49.19
CR | Solar | 28 | FOUR_1 | 15.02 | 0 | 0.34 | 10.74
CR | Solar | 28 | FRAS_P | 0.06 | 0 | 0 | 0.04
CR | Solar | 28 | FROD_1 | 7.48 | 0 | 0.17 | 5.35
CR | Solar | 28 | FWIL_P | 0.99 | 0 | 0.02 | 0.71
CR | Solar | 28 | GALA | 0.39 | 0 | 0.01 | 0.28
CR | Solar | 28 | GIFF | 0.39 | 0 | 0.01 | 0.28
CR | Solar | 28 | GLLE | 0.39 | 0 | 0.01 | 0.28
CR | Solar | 28 | GLLU | 0.39 | 0 | 0.01 | 0.28
CR | Solar | 28 | GLNI | 3.35 | 0 | 0.08 | 2.4
CR | Solar | 28 | GLRO | 3.35 | 0 | 0.08 | 2.4
CR | Solar | 28 | GREE_H | 1.82 | 0 | 0.04 | 1.3
CR | Solar | 28 | GREN_1 | 399.44 | 0 | 9.03 | 285.68
CR | Solar | 28 | GRIW_1 | 63.69 | 0 | 1.44 | 45.55
CR | Solar | 28 | GRUB_P | 0.69 | 0 | 0.02 | 0.49
CR | Solar | 28 | G_EXTRA_11 | 0.39 | 0 | 0.01 | 0.28
CR | Solar | 28 | G_EXTRA_2 | 0.39 | 0 | 0.01 | 0.28
CR | Solar | 28 | G_EXTRA_5 | 0.39 | 0 | 0.01 | 0.28
CR | Solar | 28 | G_EXTRA_7 | 3.35 | 0 | 0.08 | 2.4
CR | Solar | 28 | G_EXTRA_9 | 0.39 | 0 | 0.01 | 0.28
CR | Solar | 28 | HACK_1 | 2.5 | 0 | 0.06 | 1.79
CR | Solar | 28 | HACK_6 | 2.5 | 0 | 0.06 | 1.79
CR | Solar | 28 | HAMHC1 | 42.58 | 0 | 0.96 | 30.45
CR | Solar | 28 | HARK_1 | 74.29 | 0 | 1.68 | 53.13
CR | Solar | 28 | HARM_6 | 3.75 | 0 | 0.08 | 2.68
CR | Solar | 28 | HAWI | 0.39 | 0 | 0.01 | 0.28
CR | Solar | 28 | HAWP_6 | 9.9 | 0 | 0.22 | 7.08
CR | Solar | 28 | HEYS1 | 15.02 | 0 | 0.34 | 10.74
CR | Solar | 28 | HEYS_1 | 42.07 | 0 | 0.95 | 30.09
CR | Solar | 28 | HUER | 0.39 | 0 | 0.01 | 0.28
CR | Solar | 28 | HURS_1 | 2.86 | 0 | 0.06 | 2.05
CR | Solar | 28 | HUTT_1 | 52.01 | 0 | 1.18 | 37.2
CR | Solar | 28 | IMPK_1 | 72.16 | 0 | 1.63 | 51.61
CR | Solar | 28 | INDQ1 | 431.36 | 0 | 9.75 | 308.51
CR | Solar | 28 | INKE | 3.35 | 0 | 0.08 | 2.4
CR | Solar | 28 | INNE_P | 0.17 | 0 | 0 | 0.12
CR | Solar | 28 | IROA1 | 184.17 | 0 | 4.16 | 131.72
CR | Solar | 28 | IRONB1 | 70.75 | 0 | 1.6 | 50.6
CR | Solar | 28 | IVER_1 | 2.22 | 0 | 0.05 | 1.59
CR | Solar | 28 | IVER_6 | 2.22 | 0 | 0.05 | 1.59
CR | Solar | 28 | JOHN | 0.39 | 0 | 0.01 | 0.28
CR | Solar | 28 | JORD_3 | 4 | 0 | 0.09 | 2.86
CR | Solar | 28 | KAIM | 0.39 | 0 | 0.01 | 0.28
CR | Solar | 28 | KEAD_1 | 67.72 | 0 | 1.53 | 48.43
CR | Solar | 28 | KEAR_1 | 2.5 | 0 | 0.06 | 1.79
CR | Solar | 28 | KEAR_3 | 15.14 | 0 | 0.34 | 10.83
CR | Solar | 28 | KEIT_P | 1.46 | 0 | 0.03 | 1.04
CR | Solar | 28 | KEMS_1 | 129.21 | 0 | 2.92 | 92.41
CR | Solar | 28 | KEOO | 0.39 | 0 | 0.01 | 0.28
CR | Solar | 28 | KIBY_1 | 1.86 | 0 | 0.04 | 1.33
CR | Solar | 28 | KIER | 3.35 | 0 | 0.08 | 2.4
CR | Solar | 28 | KIIN_P | 0.4 | 0 | 0.01 | 0.29
CR | Solar | 28 | KILS | 0.39 | 0 | 0.01 | 0.28
CR | Solar | 28 | KILT | 0.39 | 0 | 0.01 | 0.28
CR | Solar | 28 | KILW | 7.7 | 0 | 0.17 | 5.51
CR | Solar | 28 | KINO_1 | 48.33 | 0 | 1.09 | 34.57
CR | Solar | 28 | KINT_P | 3.08 | 0 | 0.07 | 2.2
CR | Solar | 28 | KIRKB1 | 2.5 | 0 | 0.06 | 1.79
CR | Solar | 28 | KITW_1 | 7.21 | 0 | 0.16 | 5.16
CR | Solar | 28 | KNAR | 23.39 | 0 | 0.53 | 16.73
CR | Solar | 28 | LACK_6 | 21.16 | 0 | 0.48 | 15.13
CR | Solar | 28 | LAIR_P | 0.39 | 0 | 0.01 | 0.28
CR | Solar | 28 | LALE1SG003 | 8.17 | 0 | 0.18 | 5.84
CR | Solar | 28 | LAND1 | 312.48 | 0 | 7.06 | 223.49
CR | Solar | 28 | LEGA_1 | 93.76 | 0 | 2.12 | 67.06
CR | Solar | 28 | LEVE | 3.35 | 0 | 0.08 | 2.4
CR | Solar | 28 | LING | 0.39 | 0 | 0.01 | 0.28
CR | Solar | 28 | LINM | 0.39 | 0 | 0.01 | 0.28
CR | Solar | 28 | LISD_1 | 3.06 | 0 | 0.07 | 2.19
CR | Solar | 28 | LITT_C | 2.86 | 0 | 0.06 | 2.05
CR | Solar | 28 | LITT_J | 2.86 | 0 | 0.06 | 2.05
CR | Solar | 28 | LODR_6 | 1.82 | 0 | 0.04 | 1.3
CR | Solar | 28 | LOUD_H | 2.22 | 0 | 0.05 | 1.59
CR | Solar | 28 | LOVE_1 | 238.04 | 0 | 5.38 | 170.25
CR | Solar | 28 | LUNA_P | 0.03 | 0 | 0 | 0.02
CR | Solar | 28 | MACC_3 | 22.28 | 0 | 0.5 | 15.93
CR | Solar | 28 | MACD_P | 3.88 | 0 | 0.09 | 2.77
CR | Solar | 28 | MAGA_6 | 41.1 | 0 | 0.93 | 29.39
CR | Solar | 28 | MANN_1 | 407.58 | 0 | 9.21 | 291.5
CR | Solar | 28 | MAYB | 0.39 | 0 | 0.01 | 0.28
CR | Solar | 28 | MELK_1 | 392.4 | 0 | 8.87 | 280.64
CR | Solar | 28 | MILC_P | 0.46 | 0 | 0.01 | 0.33
CR | Solar | 28 | MILH_1 | 14.49 | 0 | 0.33 | 10.36
CR | Solar | 28 | MITY_1 | 658.57 | 0 | 14.88 | 471.01
CR | Solar | 28 | MYBS_P | 0.94 | 0 | 0.02 | 0.67
CR | Solar | 28 | NEAR | 0.39 | 0 | 0.01 | 0.28
CR | Solar | 28 | NECE_1 | 11.44 | 0 | 0.26 | 8.18
CR | Solar | 28 | NEEP_3 | 4 | 0 | 0.09 | 2.86
CR | Solar | 28 | NETS | 0.39 | 0 | 0.01 | 0.28
CR | Solar | 28 | NEWX_6 | 6.67 | 0 | 0.15 | 4.77
CR | Solar | 28 | NFLE | 70.89 | 0 | 1.6 | 50.7
CR | Solar | 28 | NHYD_6 | 2.22 | 0 | 0.05 | 1.59
CR | Solar | 28 | NINF_1 | 91.78 | 0 | 2.07 | 65.64
CR | Solar | 28 | NORL_3 | 4 | 0 | 0.09 | 2.86
CR | Solar | 28 | NORM_1 | 476.02 | 0 | 10.76 | 340.45
CR | Solar | 28 | NORT_1 | 39.12 | 0 | 0.88 | 27.98
CR | Solar | 28 | NURS_1 | 266.38 | 0 | 6.02 | 190.51
CR | Solar | 28 | OCKH_1 | 5.72 | 0 | 0.13 | 4.09
CR | Solar | 28 | OFFE_3 | 3.75 | 0 | 0.08 | 2.68
CR | Solar | 28 | OLDB_1 | 5.72 | 0 | 0.13 | 4.09
CR | Solar | 28 | OSBA_1 | 14.02 | 0 | 0.32 | 10.03
CR | Solar | 28 | PADIB1 | 16.14 | 0 | 0.36 | 11.54
CR | Solar | 28 | PELH_1 | 179.9 | 0 | 4.07 | 128.66
CR | Solar | 28 | PEMB_1 | 333.76 | 0 | 7.54 | 238.71
CR | Solar | 28 | PENE_1 | 10.01 | 0 | 0.23 | 7.16
CR | Solar | 28 | PENN_1 | 6.13 | 0 | 0.14 | 4.38
CR | Solar | 28 | PENT_1 | 102.33 | 0 | 2.31 | 73.19
CR | Solar | 28 | PENW_1 | 61.32 | 0 | 1.39 | 43.86
CR | Solar | 28 | PERI_H | 1.82 | 0 | 0.04 | 1.3
CR | Solar | 28 | PERS_P | 0.44 | 0 | 0.01 | 0.31
CR | Solar | 28 | PITS_3 | 4 | 0 | 0.09 | 2.86
CR | Solar | 28 | POOB | 0.39 | 0 | 0.01 | 0.28
CR | Solar | 28 | POPP_3 | 17.29 | 0 | 0.39 | 12.37
CR | Solar | 28 | PORA_P | 1.09 | 0 | 0.02 | 0.78
CR | Solar | 28 | PORD | 3.35 | 0 | 0.08 | 2.4
CR | Solar | 28 | PYLE_1 | 51.55 | 0 | 1.17 | 36.87
CR | Solar | 28 | QUOI_P | 0.12 | 0 | 0 | 0.09
CR | Solar | 28 | RAIN_1 | 3.19 | 0 | 0.07 | 2.28
CR | Solar | 28 | RANN_P | 0.53 | 0 | 0.01 | 0.38
CR | Solar | 28 | RASS_1 | 100.91 | 0 | 2.28 | 72.17
CR | Solar | 28 | RATS_1 | 106.38 | 0 | 2.4 | 76.08
CR | Solar | 28 | RAYL_1 | 75.64 | 0 | 1.71 | 54.1
CR | Solar | 28 | REBR_3 | 2.5 | 0 | 0.06 | 1.79
CR | Solar | 28 | REDH | 15.52 | 0 | 0.35 | 11.1
CR | Solar | 28 | REDM_P | 0.4 | 0 | 0.01 | 0.29
CR | Solar | 28 | RICH1 | 99.74 | 0 | 2.25 | 71.33
CR | Solar | 28 | ROCH_1 | 5.45 | 0 | 0.12 | 3.9
CR | Solar | 28 | RUGEB1 | 47.53 | 0 | 1.07 | 33.99
CR | Solar | 28 | RYEH_1 | 20.02 | 0 | 0.45 | 14.32
CR | Solar | 28 | SALH_1 | 27.22 | 0 | 0.62 | 19.47
CR | Solar | 28 | SALT_1 | 20.81 | 0 | 0.47 | 14.88
CR | Solar | 28 | SBAR | 74.33 | 0 | 1.68 | 53.16
CR | Solar | 28 | SEAB1 | 165.57 | 0 | 3.74 | 118.42
CR | Solar | 28 | SELL_1 | 102.22 | 0 | 2.31 | 73.11
CR | Solar | 28 | SFEG_P | 0.64 | 0 | 0.01 | 0.46
CR | Solar | 28 | SFIL_P | 0.26 | 0 | 0.01 | 0.19
CR | Solar | 28 | SHEC_3 | 4 | 0 | 0.09 | 2.86
CR | Solar | 28 | SHRW_1 | 161.26 | 0 | 3.64 | 115.33
CR | Solar | 28 | SIGH | 0.39 | 0 | 0.01 | 0.28
CR | Solar | 28 | SJOW_1 | 1.82 | 0 | 0.04 | 1.3
CR | Solar | 28 | SKLGB1 | 8.63 | 0 | 0.2 | 6.17
CR | Solar | 28 | SLOY_P | 0.07 | 0 | 0 | 0.05
CR | Solar | 28 | SMAN_1 | 3.34 | 0 | 0.08 | 2.39
CR | Solar | 28 | SPEN_1 | 26.12 | 0 | 0.59 | 18.68
CR | Solar | 28 | SSHI_3 | 3.75 | 0 | 0.08 | 2.68
CR | Solar | 28 | STAH_1 | 21.62 | 0 | 0.49 | 15.46
CR | Solar | 28 | STAL_1 | 10.01 | 0 | 0.23 | 7.16
CR | Solar | 28 | STAY_1 | 255.18 | 0 | 5.77 | 182.5
CR | Solar | 28 | STEN_1 | 10.01 | 0 | 0.23 | 7.16
CR | Solar | 28 | STES_1 | 16.14 | 0 | 0.36 | 11.54
CR | Solar | 28 | STHA | 0.39 | 0 | 0.01 | 0.28
CR | Solar | 28 | STIR | 3.35 | 0 | 0.08 | 2.4
CR | Solar | 28 | STLE | 3.35 | 0 | 0.08 | 2.4
CR | Solar | 28 | STRI_P | 2.65 | 0 | 0.06 | 1.9
CR | Solar | 28 | SUND_1 | 95.34 | 0 | 2.15 | 68.19
CR | Solar | 28 | SWAN_1 | 192.79 | 0 | 4.36 | 137.88
CR | Solar | 28 | TARL_P | 5.75 | 0 | 0.13 | 4.11
CR | Solar | 28 | TAUN1 | 114.89 | 0 | 2.6 | 82.17
CR | Solar | 28 | TAYN_P | 0.82 | 0 | 0.02 | 0.59
CR | Solar | 28 | TELR | 0.39 | 0 | 0.01 | 0.28
CR | Solar | 28 | TEMP_3 | 4 | 0 | 0.09 | 2.86
CR | Solar | 28 | THOM_6 | 20.12 | 0 | 0.45 | 14.39
CR | Solar | 28 | THSO_P | 1.82 | 0 | 0.04 | 1.3
CR | Solar | 28 | THUR_6 | 4 | 0 | 0.09 | 2.86
CR | Solar | 28 | TILBB_1 | 53.35 | 0 | 1.21 | 38.16
CR | Solar | 28 | TONG | 0.39 | 0 | 0.01 | 0.28
CR | Solar | 28 | TOTT_1 | 2.5 | 0 | 0.06 | 1.79
CR | Solar | 28 | TRAW_1 | 28.59 | 0 | 0.65 | 20.45
CR | Solar | 28 | TUMB_P | 0.19 | 0 | 0 | 0.14
CR | Solar | 28 | TYNE_1 | 3.75 | 0 | 0.08 | 2.68
CR | Solar | 28 | TYNE_2 | 3.75 | 0 | 0.08 | 2.68
CR | Solar | 28 | UPPB_1 | 38.95 | 0 | 0.88 | 27.86
CR | Solar | 28 | UPPB_3 | 38.16 | 0 | 0.86 | 27.29
CR | Solar | 28 | USKM_1 | 47.99 | 0 | 1.08 | 34.32
CR | Solar | 28 | WALH_1 | 164.45 | 0 | 3.72 | 117.61
CR | Solar | 28 | WALP_1 | 65.6 | 0 | 1.48 | 46.92
CR | Solar | 28 | WALP_B | 261.34 | 0 | 5.91 | 186.91
CR | Solar | 28 | WARL_1 | 66.73 | 0 | 1.51 | 47.73
CR | Solar | 28 | WASF_1 | 6.13 | 0 | 0.14 | 4.38
CR | Solar | 28 | WATFS_1 | 2.22 | 0 | 0.05 | 1.59
CR | Solar | 28 | WBOL_6 | 9.54 | 0 | 0.22 | 6.82
CR | Solar | 28 | WBUR_1 | 165.97 | 0 | 3.75 | 118.7
CR | Solar | 28 | WFIE | 3.35 | 0 | 0.08 | 2.4
CR | Solar | 28 | WHAM_1 | 2.5 | 0 | 0.06 | 1.79
CR | Solar | 28 | WHGA_1 | 2.5 | 0 | 0.06 | 1.79
CR | Solar | 28 | WIBA_3 | 4 | 0 | 0.09 | 2.86
CR | Solar | 28 | WIEN_1 | 5.72 | 0 | 0.13 | 4.09
CR | Solar | 28 | WILL_1 | 70.14 | 0 | 1.59 | 50.16
CR | Solar | 28 | WIMBN1 | 6.67 | 0 | 0.15 | 4.77
CR | Solar | 28 | WIMBS1 | 6.67 | 0 | 0.15 | 4.77
CR | Solar | 28 | WISD_1 | 1.82 | 0 | 0.04 | 1.3
CR | Solar | 28 | WISD_6 | 1.82 | 0 | 0.04 | 1.3
CR | Solar | 28 | WISH | 0.39 | 0 | 0.01 | 0.28
CR | Solar | 28 | WMEL_1 | 4 | 0 | 0.09 | 2.86
CR | Solar | 28 | WTHU31 | 2.5 | 0 | 0.06 | 1.79
CR | Solar | 28 | WWEY_1 | 5.32 | 0 | 0.12 | 3.8
CR | Solar | 28 | WYLF_1 | 30.04 | 0 | 0.68 | 21.48
CR | Solar | 28 | WYMOM_1 | 47.93 | 0 | 1.08 | 34.28
CR | Solar | 29 | ABHA1 | 158.87 | 0 | 3.59 | 113.62
CR | Solar | 29 | ABNE_P | 11.84 | 0 | 0.27 | 8.47
CR | Solar | 29 | ABTH_1 | 76.65 | 0 | 1.73 | 54.82
CR | Solar | 29 | ACTL_2 | 2.17 | 0 | 0.05 | 1.55
CR | Solar | 29 | ACTL_C | 2.17 | 0 | 0.05 | 1.55
CR | Solar | 29 | ALNE_P | 0.65 | 0 | 0.01 | 0.46
CR | Solar | 29 | ALST_3 | 3.98 | 0 | 0.09 | 2.85
CR | Solar | 29 | ALVE1 | 272.67 | 0 | 6.16 | 195.01
CR | Solar | 29 | AMEM_1 | 44.7 | 0 | 1.01 | 31.97
CR | Solar | 29 | ARBR_P | 27.39 | 0 | 0.62 | 19.59
CR | Solar | 29 | ARDK_P | 0.22 | 0 | 0 | 0.16
CR | Solar | 29 | ARMO_P | 1.39 | 0 | 0.03 | 0.99
CR | Solar | 29 | AXMI1 | 192.87 | 0 | 4.36 | 137.94
CR | Solar | 29 | BAGA | 4.51 | 0 | 0.1 | 3.23
CR | Solar | 29 | BAIN | 4.51 | 0 | 0.1 | 3.23
CR | Solar | 29 | BARKC1 | 4.83 | 0 | 0.11 | 3.45
CR | Solar | 29 | BARKW3 | 2.98 | 0 | 0.07 | 2.13
CR | Solar | 29 | BEDDT1 | 3.41 | 0 | 0.08 | 2.44
CR | Solar | 29 | BEDD_1 | 3.41 | 0 | 0.08 | 2.44
CR | Solar | 29 | BERW | 0.52 | 0 | 0.01 | 0.37
CR | Solar | 29 | BESW_1 | 62.72 | 0 | 1.42 | 44.86
CR | Solar | 29 | BICF_1 | 343.61 | 0 | 7.77 | 245.75
CR | Solar | 29 | BIRK_1 | 3.98 | 0 | 0.09 | 2.85
CR | Solar | 29 | BISW_1 | 26.68 | 0 | 0.6 | 19.08
CR | Solar | 29 | BLYTB1 | 11.93 | 0 | 0.27 | 8.53
CR | Solar | 29 | BLYTH132 | 11.93 | 0 | 0.27 | 8.53
CR | Solar | 29 | BOAG_P | 0.16 | 0 | 0 | 0.11
CR | Solar | 29 | BOLN_1 | 85.92 | 0 | 1.94 | 61.45
CR | Solar | 29 | BONN | 4.51 | 0 | 0.1 | 3.23
CR | Solar | 29 | BOTW_1 | 115.78 | 0 | 2.62 | 82.81
CR | Solar | 29 | BRAC_P | 0.12 | 0 | 0 | 0.09
CR | Solar | 29 | BRAI_1 | 132.29 | 0 | 2.99 | 94.61
CR | Solar | 29 | BRAW_1 | 2.98 | 0 | 0.07 | 2.13
CR | Solar | 29 | BRED_1 | 5.2 | 0 | 0.12 | 3.72
CR | Solar | 29 | BRFO_1 | 172.19 | 0 | 3.89 | 123.15
CR | Solar | 29 | BRIM_1 | 23.86 | 0 | 0.54 | 17.06
CR | Solar | 29 | BRLE_1 | 91.12 | 0 | 2.06 | 65.17
CR | Solar | 29 | BROA_P | 0.05 | 0 | 0 | 0.04
CR | Solar | 29 | BROX | 0.52 | 0 | 0.01 | 0.37
CR | Solar | 29 | BRWA1 | 366.02 | 0 | 8.27 | 261.78
CR | Solar | 29 | BUMU_P | 0.04 | 0 | 0 | 0.03
CR | Solar | 29 | BURM_1 | 614.91 | 0 | 13.9 | 439.78
CR | Solar | 29 | BUSH_1 | 20.1 | 0 | 0.45 | 14.38
CR | Solar | 29 | BUST_1 | 13.63 | 0 | 0.31 | 9.75
CR | Solar | 29 | CAAD_P | 0.1 | 0 | 0 | 0.07
CR | Solar | 29 | CAFA | 0.52 | 0 | 0.01 | 0.37
CR | Solar | 29 | CAMB_01 | 30.34 | 0 | 0.69 | 21.7
CR | Solar | 29 | CANTN1 | 151.55 | 0 | 3.43 | 108.39
CR | Solar | 29 | CAPEA1 | 10.11 | 0 | 0.23 | 7.23
CR | Solar | 29 | CARE_1 | 19.92 | 0 | 0.45 | 14.25
CR | Solar | 29 | CARR_1 | 5.85 | 0 | 0.13 | 4.18
CR | Solar | 29 | CASS_P | 0.19 | 0 | 0 | 0.14
CR | Solar | 29 | CATY | 0.52 | 0 | 0.01 | 0.37
CR | Solar | 29 | CBNK_H | 2.17 | 0 | 0.05 | 1.55
CR | Solar | 29 | CELL_1 | 68.82 | 0 | 1.56 | 49.22
CR | Solar | 29 | CHAP | 0.52 | 0 | 0.01 | 0.37
CR | Solar | 29 | CHAS | 0.52 | 0 | 0.01 | 0.37
CR | Solar | 29 | CHIC_1 | 162.98 | 0 | 3.68 | 116.56
CR | Solar | 29 | CHSI_1 | 3.41 | 0 | 0.08 | 2.44
CR | Solar | 29 | CHTE_1 | 164.13 | 0 | 3.71 | 117.39
CR | Solar | 29 | CITR_1 | 2.17 | 0 | 0.05 | 1.55
CR | Solar | 29 | CLAC_P | 0.43 | 0 | 0.01 | 0.31
CR | Solar | 29 | CLAY_P | 0.04 | 0 | 0 | 0.03
CR | Solar | 29 | CLT03 | 21.3 | 0 | 0.48 | 15.23
CR | Solar | 29 | CLYM | 0.52 | 0 | 0.01 | 0.37
CR | Solar | 29 | COAT | 0.52 | 0 | 0.01 | 0.37
CR | Solar | 29 | CONQA1 | 136.71 | 0 | 3.09 | 97.77
CR | Solar | 29 | COUA_P | 0.27 | 0 | 0.01 | 0.19
CR | Solar | 29 | COVE_1 | 19.7 | 0 | 0.45 | 14.09
CR | Solar | 29 | COWL_1 | 398.28 | 0 | 9 | 284.85
CR | Solar | 29 | COYL | 0.52 | 0 | 0.01 | 0.37
CR | Solar | 29 | CREB_1 | 34.3 | 0 | 0.78 | 24.53
CR | Solar | 29 | CUMB | 4.51 | 0 | 0.1 | 3.23
CR | Solar | 29 | CUPA | 10.37 | 0 | 0.23 | 7.42
CR | Solar | 29 | DALM3 | 0.52 | 0 | 0.01 | 0.37
CR | Solar | 29 | DEVM | 0.52 | 0 | 0.01 | 0.37
CR | Solar | 29 | DEVO | 11.84 | 0 | 0.27 | 8.47
CR | Solar | 29 | DOUN_P | 0.52 | 0 | 0.01 | 0.37
CR | Solar | 29 | DRAK_1 | 107.82 | 0 | 2.44 | 77.11
CR | Solar | 29 | DRAX_1 | 11.93 | 0 | 0.27 | 8.53
CR | Solar | 29 | DRCR | 4.51 | 0 | 0.1 | 3.23
CR | Solar | 29 | DUDH_P | 0.12 | 0 | 0 | 0.09
CR | Solar | 29 | DUGR_P | 0.11 | 0 | 0 | 0.08
CR | Solar | 29 | DUNB | 0.52 | 0 | 0.01 | 0.37
CR | Solar | 29 | DUNF | 4.51 | 0 | 0.1 | 3.23
CR | Solar | 29 | DUNO_P | 4.51 | 0 | 0.1 | 3.23
CR | Solar | 29 | DYCE_P | 0.72 | 0 | 0.02 | 0.51
CR | Solar | 29 | EALI_6 | 2.17 | 0 | 0.05 | 1.55
CR | Solar | 29 | EASO_1 | 301.06 | 0 | 6.8 | 215.32
CR | Solar | 29 | EAST | 0.52 | 0 | 0.01 | 0.37
CR | Solar | 29 | ECCL | 0.52 | 0 | 0.01 | 0.37
CR | Solar | 29 | ECLA_1 | 184.79 | 0 | 4.18 | 132.16
CR | Solar | 29 | EKIL | 0.52 | 0 | 0.01 | 0.37
CR | Solar | 29 | EKIS | 0.52 | 0 | 0.01 | 0.37
CR | Solar | 29 | ELGI_P | 1.44 | 0 | 0.03 | 1.03
CR | Solar | 29 | ELLA_1 | 2.98 | 0 | 0.07 | 2.13
CR | Solar | 29 | ELST_1 | 2.65 | 0 | 0.06 | 1.9
CR | Solar | 29 | ENDE_1 | 79.69 | 0 | 1.8 | 56.99
CR | Solar | 29 | EXET1 | 168.97 | 0 | 3.82 | 120.85
CR | Solar | 29 | FASN_P | 0.1 | 0 | 0 | 0.07
CR | Solar | 29 | FAUG_P | 0.29 | 0 | 0.01 | 0.21
CR | Solar | 29 | FAWL_1 | 154.26 | 0 | 3.49 | 110.33
CR | Solar | 29 | FECK_6 | 169.35 | 0 | 3.83 | 121.12
CR | Solar | 29 | FERRA2 | 21.02 | 0 | 0.48 | 15.03
CR | Solar | 29 | FERRB1 | 18.07 | 0 | 0.41 | 12.92
CR | Solar | 29 | FIDD_P | 1.38 | 0 | 0.03 | 0.99
CR | Solar | 29 | FLEE_1 | 72.61 | 0 | 1.64 | 51.93
CR | Solar | 29 | FOUR_1 | 17.89 | 0 | 0.4 | 12.79
CR | Solar | 29 | FRAS_P | 0.07 | 0 | 0 | 0.05
CR | Solar | 29 | FROD_1 | 8.12 | 0 | 0.18 | 5.81
CR | Solar | 29 | FWIL_P | 1.19 | 0 | 0.03 | 0.85
CR | Solar | 29 | GALA | 0.52 | 0 | 0.01 | 0.37
CR | Solar | 29 | GIFF | 0.52 | 0 | 0.01 | 0.37
CR | Solar | 29 | GLLE | 0.52 | 0 | 0.01 | 0.37
CR | Solar | 29 | GLLU | 0.52 | 0 | 0.01 | 0.37
CR | Solar | 29 | GLNI | 4.51 | 0 | 0.1 | 3.23
CR | Solar | 29 | GLRO | 4.51 | 0 | 0.1 | 3.23
CR | Solar | 29 | GREE_H | 2.17 | 0 | 0.05 | 1.55
CR | Solar | 29 | GREN_1 | 423.27 | 0 | 9.57 | 302.72
CR | Solar | 29 | GRIW_1 | 69.44 | 0 | 1.57 | 49.66
CR | Solar | 29 | GRUB_P | 0.82 | 0 | 0.02 | 0.59
CR | Solar | 29 | G_EXTRA_11 | 0.52 | 0 | 0.01 | 0.37
CR | Solar | 29 | G_EXTRA_2 | 0.52 | 0 | 0.01 | 0.37
CR | Solar | 29 | G_EXTRA_5 | 0.52 | 0 | 0.01 | 0.37
CR | Solar | 29 | G_EXTRA_7 | 4.51 | 0 | 0.1 | 3.23
CR | Solar | 29 | G_EXTRA_9 | 0.52 | 0 | 0.01 | 0.37
CR | Solar | 29 | HACK_1 | 2.98 | 0 | 0.07 | 2.13
CR | Solar | 29 | HACK_6 | 2.98 | 0 | 0.07 | 2.13
CR | Solar | 29 | HAMHC1 | 44.77 | 0 | 1.01 | 32.02
CR | Solar | 29 | HARK_1 | 77.17 | 0 | 1.74 | 55.19
CR | Solar | 29 | HARM_6 | 4.47 | 0 | 0.1 | 3.2
CR | Solar | 29 | HAWI | 0.52 | 0 | 0.01 | 0.37
CR | Solar | 29 | HAWP_6 | 10.61 | 0 | 0.24 | 7.59
CR | Solar | 29 | HEYS1 | 17.89 | 0 | 0.4 | 12.79
CR | Solar | 29 | HEYS_1 | 44.95 | 0 | 1.02 | 32.15
CR | Solar | 29 | HUER | 0.52 | 0 | 0.01 | 0.37
CR | Solar | 29 | HURS_1 | 3.41 | 0 | 0.08 | 2.44
CR | Solar | 29 | HUTT_1 | 59.68 | 0 | 1.35 | 42.68
CR | Solar | 29 | IMPK_1 | 83.66 | 0 | 1.89 | 59.83
CR | Solar | 29 | INDQ1 | 441.94 | 0 | 9.99 | 316.08
CR | Solar | 29 | INKE | 4.51 | 0 | 0.1 | 3.23
CR | Solar | 29 | INNE_P | 0.21 | 0 | 0 | 0.15
CR | Solar | 29 | IROA1 | 197.59 | 0 | 4.47 | 141.32
CR | Solar | 29 | IRONB1 | 76.5 | 0 | 1.73 | 54.71
CR | Solar | 29 | IVER_1 | 2.65 | 0 | 0.06 | 1.9
CR | Solar | 29 | IVER_6 | 2.65 | 0 | 0.06 | 1.9
CR | Solar | 29 | JOHN | 0.52 | 0 | 0.01 | 0.37
CR | Solar | 29 | JORD_3 | 4.77 | 0 | 0.11 | 3.41
CR | Solar | 29 | KAIM | 0.52 | 0 | 0.01 | 0.37
CR | Solar | 29 | KEAD_1 | 70.27 | 0 | 1.59 | 50.26
CR | Solar | 29 | KEAR_1 | 2.98 | 0 | 0.07 | 2.13
CR | Solar | 29 | KEAR_3 | 15.62 | 0 | 0.35 | 11.17
CR | Solar | 29 | KEIT_P | 1.74 | 0 | 0.04 | 1.24
CR | Solar | 29 | KEMS_1 | 138.42 | 0 | 3.13 | 99
CR | Solar | 29 | KEOO | 0.52 | 0 | 0.01 | 0.37
CR | Solar | 29 | KIBY_1 | 1.86 | 0 | 0.04 | 1.33
CR | Solar | 29 | KIER | 4.51 | 0 | 0.1 | 3.23
CR | Solar | 29 | KIIN_P | 0.48 | 0 | 0.01 | 0.34
CR | Solar | 29 | KILS | 0.52 | 0 | 0.01 | 0.37
CR | Solar | 29 | KILT | 0.52 | 0 | 0.01 | 0.37
CR | Solar | 29 | KILW | 7.84 | 0 | 0.18 | 5.61
CR | Solar | 29 | KINO_1 | 52.93 | 0 | 1.2 | 37.86
CR | Solar | 29 | KINT_P | 3.29 | 0 | 0.07 | 2.35
CR | Solar | 29 | KIRKB1 | 2.98 | 0 | 0.07 | 2.13
CR | Solar | 29 | KITW_1 | 8.3 | 0 | 0.19 | 5.94
CR | Solar | 29 | KNAR | 24.35 | 0 | 0.55 | 17.42
CR | Solar | 29 | LACK_6 | 24.04 | 0 | 0.54 | 17.19
CR | Solar | 29 | LAIR_P | 0.46 | 0 | 0.01 | 0.33
CR | Solar | 29 | LALE1SG003 | 8.59 | 0 | 0.19 | 6.14
CR | Solar | 29 | LAND1 | 323.07 | 0 | 7.3 | 231.06
CR | Solar | 29 | LEGA_1 | 97.59 | 0 | 2.21 | 69.8
CR | Solar | 29 | LEVE | 4.51 | 0 | 0.1 | 3.23
CR | Solar | 29 | LING | 0.52 | 0 | 0.01 | 0.37
CR | Solar | 29 | LINM | 0.52 | 0 | 0.01 | 0.37
CR | Solar | 29 | LISD_1 | 3.06 | 0 | 0.07 | 2.19
CR | Solar | 29 | LITT_C | 3.41 | 0 | 0.08 | 2.44
CR | Solar | 29 | LITT_J | 3.41 | 0 | 0.08 | 2.44
CR | Solar | 29 | LODR_6 | 2.17 | 0 | 0.05 | 1.55
CR | Solar | 29 | LOUD_H | 2.65 | 0 | 0.06 | 1.9
CR | Solar | 29 | LOVE_1 | 246.66 | 0 | 5.57 | 176.41
CR | Solar | 29 | LUNA_P | 0.04 | 0 | 0 | 0.03
CR | Solar | 29 | MACC_3 | 24.2 | 0 | 0.55 | 17.31
CR | Solar | 29 | MACD_P | 4.1 | 0 | 0.09 | 2.93
CR | Solar | 29 | MAGA_6 | 43.02 | 0 | 0.97 | 30.77
CR | Solar | 29 | MANN_1 | 421.64 | 0 | 9.53 | 301.56
CR | Solar | 29 | MAYB | 0.52 | 0 | 0.01 | 0.37
CR | Solar | 29 | MELK_1 | 407.74 | 0 | 9.21 | 291.62
CR | Solar | 29 | MILC_P | 0.55 | 0 | 0.01 | 0.39
CR | Solar | 29 | MILH_1 | 14.91 | 0 | 0.34 | 10.66
CR | Solar | 29 | MITY_1 | 673.9 | 0 | 15.23 | 481.97
CR | Solar | 29 | MYBS_P | 1.13 | 0 | 0.03 | 0.81
CR | Solar | 29 | NEAR | 0.52 | 0 | 0.01 | 0.37
CR | Solar | 29 | NECE_1 | 13.63 | 0 | 0.31 | 9.75
CR | Solar | 29 | NEEP_3 | 4.77 | 0 | 0.11 | 3.41
CR | Solar | 29 | NETS | 0.52 | 0 | 0.01 | 0.37
CR | Solar | 29 | NEWX_6 | 7.95 | 0 | 0.18 | 5.69
CR | Solar | 29 | NFLE | 75.49 | 0 | 1.71 | 53.99
CR | Solar | 29 | NHYD_6 | 2.65 | 0 | 0.06 | 1.9
CR | Solar | 29 | NINF_1 | 93.7 | 0 | 2.12 | 67.01
CR | Solar | 29 | NORL_3 | 4.77 | 0 | 0.11 | 3.41
CR | Solar | 29 | NORM_1 | 502.86 | 0 | 11.36 | 359.65
CR | Solar | 29 | NORT_1 | 39.84 | 0 | 0.9 | 28.49
CR | Solar | 29 | NURS_1 | 275.01 | 0 | 6.22 | 196.69
CR | Solar | 29 | OCKH_1 | 6.82 | 0 | 0.15 | 4.88
CR | Solar | 29 | OFFE_3 | 4.47 | 0 | 0.1 | 3.2
CR | Solar | 29 | OLDB_1 | 6.82 | 0 | 0.15 | 4.88
CR | Solar | 29 | OSBA_1 | 16.7 | 0 | 0.38 | 11.94
CR | Solar | 29 | PADIB1 | 18.06 | 0 | 0.41 | 12.92
CR | Solar | 29 | PELH_1 | 183.73 | 0 | 4.15 | 131.4
CR | Solar | 29 | PEMB_1 | 345.26 | 0 | 7.8 | 246.93
CR | Solar | 29 | PENE_1 | 11.93 | 0 | 0.27 | 8.53
CR | Solar | 29 | PENN_1 | 6.13 | 0 | 0.14 | 4.38
CR | Solar | 29 | PENT_1 | 111.91 | 0 | 2.53 | 80.04
CR | Solar | 29 | PENW_1 | 63.23 | 0 | 1.43 | 45.22
CR | Solar | 29 | PERI_H | 2.17 | 0 | 0.05 | 1.55
CR | Solar | 29 | PERS_P | 0.53 | 0 | 0.01 | 0.38
CR | Solar | 29 | PITS_3 | 4.77 | 0 | 0.11 | 3.41
CR | Solar | 29 | POOB | 0.52 | 0 | 0.01 | 0.37
CR | Solar | 29 | POPP_3 | 18.25 | 0 | 0.41 | 13.05
CR | Solar | 29 | PORA_P | 1.3 | 0 | 0.03 | 0.93
CR | Solar | 29 | PORD | 4.51 | 0 | 0.1 | 3.23
CR | Solar | 29 | PYLE_1 | 53.47 | 0 | 1.21 | 38.24
CR | Solar | 29 | QUOI_P | 0.14 | 0 | 0 | 0.1
CR | Solar | 29 | RAIN_1 | 3.19 | 0 | 0.07 | 2.28
CR | Solar | 29 | RANN_P | 0.63 | 0 | 0.01 | 0.45
CR | Solar | 29 | RASS_1 | 112.41 | 0 | 2.54 | 80.4
CR | Solar | 29 | RATS_1 | 110.21 | 0 | 2.49 | 78.82
CR | Solar | 29 | RAYL_1 | 84.84 | 0 | 1.92 | 60.68
CR | Solar | 29 | REBR_3 | 2.98 | 0 | 0.07 | 2.13
CR | Solar | 29 | REDH | 16.67 | 0 | 0.38 | 11.92
CR | Solar | 29 | REDM_P | 0.48 | 0 | 0.01 | 0.34
CR | Solar | 29 | RICH1 | 104.34 | 0 | 2.36 | 74.62
CR | Solar | 29 | ROCH_1 | 5.93 | 0 | 0.13 | 4.24
CR | Solar | 29 | RUGEB1 | 53.28 | 0 | 1.2 | 38.11
CR | Solar | 29 | RYEH_1 | 23.86 | 0 | 0.54 | 17.06
CR | Solar | 29 | SALH_1 | 30.09 | 0 | 0.68 | 21.52
CR | Solar | 29 | SALT_1 | 23.37 | 0 | 0.53 | 16.71
CR | Solar | 29 | SBAR | 78.17 | 0 | 1.77 | 55.91
CR | Solar | 29 | SEAB1 | 177.08 | 0 | 4 | 126.65
CR | Solar | 29 | SELL_1 | 111.42 | 0 | 2.52 | 79.69
CR | Solar | 29 | SFEG_P | 0.77 | 0 | 0.02 | 0.55
CR | Solar | 29 | SFIL_P | 0.31 | 0 | 0.01 | 0.22
CR | Solar | 29 | SHEC_3 | 4.77 | 0 | 0.11 | 3.41
CR | Solar | 29 | SHRW_1 | 167.01 | 0 | 3.77 | 119.45
CR | Solar | 29 | SIGH | 0.52 | 0 | 0.01 | 0.37
CR | Solar | 29 | SJOW_1 | 2.17 | 0 | 0.05 | 1.55
CR | Solar | 29 | SKLGB1 | 9.11 | 0 | 0.21 | 6.52
CR | Solar | 29 | SLOY_P | 0.08 | 0 | 0 | 0.06
CR | Solar | 29 | SMAN_1 | 3.98 | 0 | 0.09 | 2.85
CR | Solar | 29 | SPEN_1 | 29.95 | 0 | 0.68 | 21.42
CR | Solar | 29 | SSHI_3 | 4.47 | 0 | 0.1 | 3.2
CR | Solar | 29 | STAH_1 | 23.54 | 0 | 0.53 | 16.84
CR | Solar | 29 | STAL_1 | 11.93 | 0 | 0.27 | 8.53
CR | Solar | 29 | STAY_1 | 274.35 | 0 | 6.2 | 196.22
CR | Solar | 29 | STEN_1 | 11.93 | 0 | 0.27 | 8.53
CR | Solar | 29 | STES_1 | 18.06 | 0 | 0.41 | 12.92
CR | Solar | 29 | STHA | 0.52 | 0 | 0.01 | 0.37
CR | Solar | 29 | STIR | 4.51 | 0 | 0.1 | 3.23
CR | Solar | 29 | STLE | 4.51 | 0 | 0.1 | 3.23
CR | Solar | 29 | STRI_P | 2.81 | 0 | 0.06 | 2.01
CR | Solar | 29 | SUND_1 | 103.01 | 0 | 2.33 | 73.67
CR | Solar | 29 | SWAN_1 | 204.29 | 0 | 4.62 | 146.11
CR | Solar | 29 | TARL_P | 5.78 | 0 | 0.13 | 4.13
CR | Solar | 29 | TAUN1 | 118.72 | 0 | 2.68 | 84.91
CR | Solar | 29 | TAYN_P | 0.98 | 0 | 0.02 | 0.7
CR | Solar | 29 | TELR | 0.52 | 0 | 0.01 | 0.37
CR | Solar | 29 | TEMP_3 | 4.77 | 0 | 0.11 | 3.41
CR | Solar | 29 | THOM_6 | 22.81 | 0 | 0.52 | 16.31
CR | Solar | 29 | THSO_P | 2.18 | 0 | 0.05 | 1.56
CR | Solar | 29 | THUR_6 | 4.77 | 0 | 0.11 | 3.41
CR | Solar | 29 | TILBB_1 | 62.56 | 0 | 1.41 | 44.74
CR | Solar | 29 | TONG | 0.52 | 0 | 0.01 | 0.37
CR | Solar | 29 | TOTT_1 | 2.98 | 0 | 0.07 | 2.13
CR | Solar | 29 | TRAW_1 | 30.5 | 0 | 0.69 | 21.81
CR | Solar | 29 | TUMB_P | 0.22 | 0 | 0 | 0.16
CR | Solar | 29 | TYNE_1 | 4.47 | 0 | 0.1 | 3.2
CR | Solar | 29 | TYNE_2 | 4.47 | 0 | 0.1 | 3.2
CR | Solar | 29 | UPPB_1 | 39.59 | 0 | 0.89 | 28.31
CR | Solar | 29 | UPPB_3 | 38.79 | 0 | 0.88 | 27.74
CR | Solar | 29 | USKM_1 | 48.63 | 0 | 1.1 | 34.78
CR | Solar | 29 | WALH_1 | 174.04 | 0 | 3.93 | 124.47
CR | Solar | 29 | WALP_1 | 73.27 | 0 | 1.66 | 52.4
CR | Solar | 29 | WALP_B | 269.01 | 0 | 6.08 | 192.4
CR | Solar | 29 | WARL_1 | 75.93 | 0 | 1.72 | 54.31
CR | Solar | 29 | WASF_1 | 6.13 | 0 | 0.14 | 4.38
CR | Solar | 29 | WATFS_1 | 2.65 | 0 | 0.06 | 1.9
CR | Solar | 29 | WBOL_6 | 10.26 | 0 | 0.23 | 7.34
CR | Solar | 29 | WBUR_1 | 173.64 | 0 | 3.92 | 124.19
CR | Solar | 29 | WFIE | 4.51 | 0 | 0.1 | 3.23
CR | Solar | 29 | WHAM_1 | 2.98 | 0 | 0.07 | 2.13
CR | Solar | 29 | WHGA_1 | 2.98 | 0 | 0.07 | 2.13
CR | Solar | 29 | WIBA_3 | 4.77 | 0 | 0.11 | 3.41
CR | Solar | 29 | WIEN_1 | 6.82 | 0 | 0.15 | 4.88
CR | Solar | 29 | WILL_1 | 72.33 | 0 | 1.63 | 51.73
CR | Solar | 29 | WIMBN1 | 7.95 | 0 | 0.18 | 5.69
CR | Solar | 29 | WIMBS1 | 7.95 | 0 | 0.18 | 5.69
CR | Solar | 29 | WISD_1 | 2.17 | 0 | 0.05 | 1.55
CR | Solar | 29 | WISD_6 | 2.17 | 0 | 0.05 | 1.55
CR | Solar | 29 | WISH | 0.52 | 0 | 0.01 | 0.37
CR | Solar | 29 | WMEL_1 | 4.77 | 0 | 0.11 | 3.41
CR | Solar | 29 | WTHU31 | 2.98 | 0 | 0.07 | 2.13
CR | Solar | 29 | WWEY_1 | 5.87 | 0 | 0.13 | 4.2
CR | Solar | 29 | WYLF_1 | 35.79 | 0 | 0.81 | 25.6
CR | Solar | 29 | WYMOM_1 | 51.76 | 0 | 1.17 | 37.02
CR | Solar | 30 | ABHA1 | 172.03 | 0 | 3.89 | 123.04
CR | Solar | 30 | ABNE_P | 12.28 | 0 | 0.28 | 8.78
CR | Solar | 30 | ABTH_1 | 77.45 | 0 | 1.75 | 55.39
CR | Solar | 30 | ACTL_2 | 2.6 | 0 | 0.06 | 1.86
CR | Solar | 30 | ACTL_C | 2.6 | 0 | 0.06 | 1.86
CR | Solar | 30 | ALNE_P | 1.08 | 0 | 0.02 | 0.77
CR | Solar | 30 | ALST_3 | 4.77 | 0 | 0.11 | 3.41
CR | Solar | 30 | ALVE1 | 285.82 | 0 | 6.46 | 204.42
CR | Solar | 30 | AMEM_1 | 45.23 | 0 | 1.02 | 32.35
CR | Solar | 30 | ARBR_P | 27.39 | 0 | 0.62 | 19.59
CR | Solar | 30 | ARDK_P | 0.36 | 0 | 0.01 | 0.26
CR | Solar | 30 | ARMO_P | 2.34 | 0 | 0.05 | 1.67
CR | Solar | 30 | AXMI1 | 210.35 | 0 | 4.75 | 150.44
CR | Solar | 30 | BAGA | 5.68 | 0 | 0.13 | 4.06
CR | Solar | 30 | BAIN | 5.68 | 0 | 0.13 | 4.06
CR | Solar | 30 | BARKC1 | 5.43 | 0 | 0.12 | 3.88
CR | Solar | 30 | BARKW3 | 3.58 | 0 | 0.08 | 2.56
CR | Solar | 30 | BEDDT1 | 4.09 | 0 | 0.09 | 2.93
CR | Solar | 30 | BEDD_1 | 4.09 | 0 | 0.09 | 2.93
CR | Solar | 30 | BERW | 0.66 | 0 | 0.01 | 0.47
CR | Solar | 30 | BESW_1 | 65.45 | 0 | 1.48 | 46.81
CR | Solar | 30 | BICF_1 | 376.98 | 0 | 8.52 | 269.62
CR | Solar | 30 | BIRK_1 | 4.77 | 0 | 0.11 | 3.41
CR | Solar | 30 | BISW_1 | 28.04 | 0 | 0.63 | 20.05
CR | Solar | 30 | BLYTB1 | 14.31 | 0 | 0.32 | 10.23
CR | Solar | 30 | BLYTH132 | 14.31 | 0 | 0.32 | 10.23
CR | Solar | 30 | BOAG_P | 0.27 | 0 | 0.01 | 0.19
CR | Solar | 30 | BOLN_1 | 88.31 | 0 | 2 | 63.16
CR | Solar | 30 | BONN | 5.68 | 0 | 0.13 | 4.06
CR | Solar | 30 | BOTW_1 | 126.5 | 0 | 2.86 | 90.47
CR | Solar | 30 | BRAC_P | 0.21 | 0 | 0 | 0.15
CR | Solar | 30 | BRAI_1 | 137.05 | 0 | 3.1 | 98.02
CR | Solar | 30 | BRAW_1 | 3.58 | 0 | 0.08 | 2.56
CR | Solar | 30 | BRED_1 | 5.99 | 0 | 0.14 | 4.28
CR | Solar | 30 | BRFO_1 | 176.44 | 0 | 3.99 | 126.19
CR | Solar | 30 | BRIM_1 | 28.63 | 0 | 0.65 | 20.48
CR | Solar | 30 | BRLE_1 | 95.88 | 0 | 2.17 | 68.57
CR | Solar | 30 | BROA_P | 0.08 | 0 | 0 | 0.06
CR | Solar | 30 | BROX | 0.66 | 0 | 0.01 | 0.47
CR | Solar | 30 | BRWA1 | 385.08 | 0 | 8.7 | 275.41
CR | Solar | 30 | BUMU_P | 0.07 | 0 | 0 | 0.05
CR | Solar | 30 | BURM_1 | 667.34 | 0 | 15.08 | 477.28
CR | Solar | 30 | BUSH_1 | 21.46 | 0 | 0.48 | 15.35
CR | Solar | 30 | BUST_1 | 16.36 | 0 | 0.37 | 11.7
CR | Solar | 30 | CAAD_P | 0.17 | 0 | 0 | 0.12
CR | Solar | 30 | CAFA | 0.66 | 0 | 0.01 | 0.47
CR | Solar | 30 | CAMB_01 | 32.73 | 0 | 0.74 | 23.41
CR | Solar | 30 | CANTN1 | 157.27 | 0 | 3.55 | 112.48
CR | Solar | 30 | CAPEA1 | 10.91 | 0 | 0.25 | 7.8
CR | Solar | 30 | CARE_1 | 20.72 | 0 | 0.47 | 14.82
CR | Solar | 30 | CARR_1 | 6.64 | 0 | 0.15 | 4.75
CR | Solar | 30 | CASS_P | 0.31 | 0 | 0.01 | 0.22
CR | Solar | 30 | CATY | 0.66 | 0 | 0.01 | 0.47
CR | Solar | 30 | CBNK_H | 2.6 | 0 | 0.06 | 1.86
CR | Solar | 30 | CELL_1 | 75.97 | 0 | 1.72 | 54.33
CR | Solar | 30 | CHAP | 0.66 | 0 | 0.01 | 0.47
CR | Solar | 30 | CHAS | 0.66 | 0 | 0.01 | 0.47
CR | Solar | 30 | CHIC_1 | 180.46 | 0 | 4.08 | 129.06
CR | Solar | 30 | CHSI_1 | 4.09 | 0 | 0.09 | 2.93
CR | Solar | 30 | CHTE_1 | 165.08 | 0 | 3.73 | 118.07
CR | Solar | 30 | CITR_1 | 2.6 | 0 | 0.06 | 1.86
CR | Solar | 30 | CLAC_P | 0.72 | 0 | 0.02 | 0.51
CR | Solar | 30 | CLAY_P | 0.07 | 0 | 0 | 0.05
CR | Solar | 30 | CLT03 | 25.55 | 0 | 0.58 | 18.27
CR | Solar | 30 | CLYM | 0.66 | 0 | 0.01 | 0.47
CR | Solar | 30 | COAT | 0.66 | 0 | 0.01 | 0.47
CR | Solar | 30 | CONQA1 | 139.09 | 0 | 3.14 | 99.48
CR | Solar | 30 | COUA_P | 0.45 | 0 | 0.01 | 0.32
CR | Solar | 30 | COVE_1 | 22.43 | 0 | 0.51 | 16.04
CR | Solar | 30 | COWL_1 | 417.34 | 0 | 9.43 | 298.48
CR | Solar | 30 | COYL | 0.66 | 0 | 0.01 | 0.47
CR | Solar | 30 | CREB_1 | 37.47 | 0 | 0.85 | 26.8
CR | Solar | 30 | CUMB | 5.68 | 0 | 0.13 | 4.06
CR | Solar | 30 | CUPA | 11.55 | 0 | 0.26 | 8.26
CR | Solar | 30 | DALM3 | 0.66 | 0 | 0.01 | 0.47
CR | Solar | 30 | DEVM | 0.66 | 0 | 0.01 | 0.47
CR | Solar | 30 | DEVO | 13.01 | 0 | 0.29 | 9.3
CR | Solar | 30 | DOUN_P | 0.88 | 0 | 0.02 | 0.63
CR | Solar | 30 | DRAK_1 | 109.18 | 0 | 2.47 | 78.09
CR | Solar | 30 | DRAX_1 | 14.31 | 0 | 0.32 | 10.23
CR | Solar | 30 | DRCR | 5.68 | 0 | 0.13 | 4.06
CR | Solar | 30 | DUDH_P | 0.21 | 0 | 0 | 0.15
CR | Solar | 30 | DUGR_P | 0.19 | 0 | 0 | 0.14
CR | Solar | 30 | DUNB | 0.66 | 0 | 0.01 | 0.47
CR | Solar | 30 | DUNF | 5.68 | 0 | 0.13 | 4.06
CR | Solar | 30 | DUNO_P | 5.68 | 0 | 0.13 | 4.06
CR | Solar | 30 | DYCE_P | 1.21 | 0 | 0.03 | 0.87
CR | Solar | 30 | EALI_6 | 2.6 | 0 | 0.06 | 1.86
CR | Solar | 30 | EASO_1 | 310.59 | 0 | 7.02 | 222.13
CR | Solar | 30 | EAST | 0.66 | 0 | 0.01 | 0.47
CR | Solar | 30 | ECCL | 0.66 | 0 | 0.01 | 0.47
CR | Solar | 30 | ECLA_1 | 194.32 | 0 | 4.39 | 138.98
CR | Solar | 30 | EKIL | 0.66 | 0 | 0.01 | 0.47
CR | Solar | 30 | EKIS | 0.66 | 0 | 0.01 | 0.47
CR | Solar | 30 | ELGI_P | 1.44 | 0 | 0.03 | 1.03
CR | Solar | 30 | ELLA_1 | 3.58 | 0 | 0.08 | 2.56
CR | Solar | 30 | ELST_1 | 3.18 | 0 | 0.07 | 2.27
CR | Solar | 30 | ENDE_1 | 84.46 | 0 | 1.91 | 60.41
CR | Solar | 30 | EXET1 | 182.12 | 0 | 4.12 | 130.25
CR | Solar | 30 | FASN_P | 0.17 | 0 | 0 | 0.12
CR | Solar | 30 | FAUG_P | 0.49 | 0 | 0.01 | 0.35
CR | Solar | 30 | FAWL_1 | 164.98 | 0 | 3.73 | 117.99
CR | Solar | 30 | FECK_6 | 172.08 | 0 | 3.89 | 123.07
CR | Solar | 30 | FERRA2 | 23.4 | 0 | 0.53 | 16.74
CR | Solar | 30 | FERRB1 | 20.45 | 0 | 0.46 | 14.63
CR | Solar | 30 | FIDD_P | 2.32 | 0 | 0.05 | 1.66
CR | Solar | 30 | FLEE_1 | 77.38 | 0 | 1.75 | 55.34
CR | Solar | 30 | FOUR_1 | 21.47 | 0 | 0.49 | 15.36
CR | Solar | 30 | FRAS_P | 0.11 | 0 | 0 | 0.08
CR | Solar | 30 | FROD_1 | 8.91 | 0 | 0.2 | 6.37
CR | Solar | 30 | FWIL_P | 1.99 | 0 | 0.04 | 1.42
CR | Solar | 30 | GALA | 0.66 | 0 | 0.01 | 0.47
CR | Solar | 30 | GIFF | 0.66 | 0 | 0.01 | 0.47
CR | Solar | 30 | GLLE | 0.66 | 0 | 0.01 | 0.47
CR | Solar | 30 | GLLU | 0.66 | 0 | 0.01 | 0.47
CR | Solar | 30 | GLNI | 5.68 | 0 | 0.13 | 4.06
CR | Solar | 30 | GLRO | 5.68 | 0 | 0.13 | 4.06
CR | Solar | 30 | GREE_H | 2.6 | 0 | 0.06 | 1.86
CR | Solar | 30 | GREN_1 | 452.89 | 0 | 10.24 | 323.91
CR | Solar | 30 | GRIW_1 | 76.59 | 0 | 1.73 | 54.78
CR | Solar | 30 | GRUB_P | 1.38 | 0 | 0.03 | 0.99
CR | Solar | 30 | G_EXTRA_11 | 0.66 | 0 | 0.01 | 0.47
CR | Solar | 30 | G_EXTRA_2 | 0.66 | 0 | 0.01 | 0.47
CR | Solar | 30 | G_EXTRA_5 | 0.66 | 0 | 0.01 | 0.47
CR | Solar | 30 | G_EXTRA_7 | 5.68 | 0 | 0.13 | 4.06
CR | Solar | 30 | G_EXTRA_9 | 0.66 | 0 | 0.01 | 0.47
CR | Solar | 30 | HACK_1 | 3.58 | 0 | 0.08 | 2.56
CR | Solar | 30 | HACK_6 | 3.58 | 0 | 0.08 | 2.56
CR | Solar | 30 | HAMHC1 | 47.5 | 0 | 1.07 | 33.97
CR | Solar | 30 | HARK_1 | 80.75 | 0 | 1.82 | 57.75
CR | Solar | 30 | HARM_6 | 5.37 | 0 | 0.12 | 3.84
CR | Solar | 30 | HAWI | 0.66 | 0 | 0.01 | 0.47
CR | Solar | 30 | HAWP_6 | 11.51 | 0 | 0.26 | 8.23
CR | Solar | 30 | HEYS1 | 21.47 | 0 | 0.49 | 15.36
CR | Solar | 30 | HEYS_1 | 48.52 | 0 | 1.1 | 34.7
CR | Solar | 30 | HUER | 0.66 | 0 | 0.01 | 0.47
CR | Solar | 30 | HURS_1 | 4.09 | 0 | 0.09 | 2.93
CR | Solar | 30 | HUTT_1 | 69.22 | 0 | 1.56 | 49.51
CR | Solar | 30 | IMPK_1 | 97.96 | 0 | 2.21 | 70.06
CR | Solar | 30 | INDQ1 | 455.1 | 0 | 10.29 | 325.49
CR | Solar | 30 | INKE | 5.68 | 0 | 0.13 | 4.06
CR | Solar | 30 | INNE_P | 0.35 | 0 | 0.01 | 0.25
CR | Solar | 30 | IROA1 | 214.27 | 0 | 4.84 | 153.25
CR | Solar | 30 | IRONB1 | 83.65 | 0 | 1.89 | 59.83
CR | Solar | 30 | IVER_1 | 3.18 | 0 | 0.07 | 2.27
CR | Solar | 30 | IVER_6 | 3.18 | 0 | 0.07 | 2.27
CR | Solar | 30 | JOHN | 0.66 | 0 | 0.01 | 0.47
CR | Solar | 30 | JORD_3 | 5.73 | 0 | 0.13 | 4.1
CR | Solar | 30 | KAIM | 0.66 | 0 | 0.01 | 0.47
CR | Solar | 30 | KEAD_1 | 73.45 | 0 | 1.66 | 52.53
CR | Solar | 30 | KEAR_1 | 3.58 | 0 | 0.08 | 2.56
CR | Solar | 30 | KEAR_3 | 16.22 | 0 | 0.37 | 11.6
CR | Solar | 30 | KEIT_P | 2.93 | 0 | 0.07 | 2.1
CR | Solar | 30 | KEMS_1 | 149.86 | 0 | 3.39 | 107.18
CR | Solar | 30 | KEOO | 0.66 | 0 | 0.01 | 0.47
CR | Solar | 30 | KIBY_1 | 1.86 | 0 | 0.04 | 1.33
CR | Solar | 30 | KIER | 5.68 | 0 | 0.13 | 4.06
CR | Solar | 30 | KIIN_P | 0.8 | 0 | 0.02 | 0.57
CR | Solar | 30 | KILS | 0.66 | 0 | 0.01 | 0.47
CR | Solar | 30 | KILT | 0.66 | 0 | 0.01 | 0.47
CR | Solar | 30 | KILW | 7.97 | 0 | 0.18 | 5.7
CR | Solar | 30 | KINO_1 | 58.65 | 0 | 1.33 | 41.95
CR | Solar | 30 | KINT_P | 4.14 | 0 | 0.09 | 2.96
CR | Solar | 30 | KIRKB1 | 3.58 | 0 | 0.08 | 2.56
CR | Solar | 30 | KITW_1 | 9.67 | 0 | 0.22 | 6.92
CR | Solar | 30 | KNAR | 25.54 | 0 | 0.58 | 18.27
CR | Solar | 30 | LACK_6 | 27.61 | 0 | 0.62 | 19.75
CR | Solar | 30 | LAIR_P | 0.78 | 0 | 0.02 | 0.56
CR | Solar | 30 | LALE1SG003 | 9.12 | 0 | 0.21 | 6.52
CR | Solar | 30 | LAND1 | 336.22 | 0 | 7.6 | 240.46
CR | Solar | 30 | LEGA_1 | 102.36 | 0 | 2.31 | 73.21
CR | Solar | 30 | LEVE | 5.68 | 0 | 0.13 | 4.06
CR | Solar | 30 | LING | 0.66 | 0 | 0.01 | 0.47
CR | Solar | 30 | LINM | 0.66 | 0 | 0.01 | 0.47
CR | Solar | 30 | LISD_1 | 3.06 | 0 | 0.07 | 2.19
CR | Solar | 30 | LITT_C | 4.09 | 0 | 0.09 | 2.93
CR | Solar | 30 | LITT_J | 4.09 | 0 | 0.09 | 2.93
CR | Solar | 30 | LODR_6 | 2.6 | 0 | 0.06 | 1.86
CR | Solar | 30 | LOUD_H | 3.18 | 0 | 0.07 | 2.27
CR | Solar | 30 | LOVE_1 | 257.39 | 0 | 5.82 | 184.09
CR | Solar | 30 | LUNA_P | 0.07 | 0 | 0 | 0.05
CR | Solar | 30 | MACC_3 | 26.58 | 0 | 0.6 | 19.01
CR | Solar | 30 | MACD_P | 5.05 | 0 | 0.11 | 3.61
CR | Solar | 30 | MAGA_6 | 45.4 | 0 | 1.03 | 32.47
CR | Solar | 30 | MANN_1 | 439.11 | 0 | 9.92 | 314.05
CR | Solar | 30 | MAYB | 0.66 | 0 | 0.01 | 0.47
CR | Solar | 30 | MELK_1 | 426.8 | 0 | 9.65 | 305.25
CR | Solar | 30 | MILC_P | 0.93 | 0 | 0.02 | 0.67
CR | Solar | 30 | MILH_1 | 15.44 | 0 | 0.35 | 11.04
CR | Solar | 30 | MITY_1 | 692.97 | 0 | 15.66 | 495.61
CR | Solar | 30 | MYBS_P | 1.89 | 0 | 0.04 | 1.35
CR | Solar | 30 | NEAR | 0.66 | 0 | 0.01 | 0.47
CR | Solar | 30 | NECE_1 | 16.36 | 0 | 0.37 | 11.7
CR | Solar | 30 | NEEP_3 | 5.73 | 0 | 0.13 | 4.1
CR | Solar | 30 | NETS | 0.66 | 0 | 0.01 | 0.47
CR | Solar | 30 | NEWX_6 | 9.54 | 0 | 0.22 | 6.82
CR | Solar | 30 | NFLE | 81.21 | 0 | 1.84 | 58.08
CR | Solar | 30 | NHYD_6 | 3.18 | 0 | 0.07 | 2.27
CR | Solar | 30 | NINF_1 | 96.08 | 0 | 2.17 | 68.72
CR | Solar | 30 | NORL_3 | 5.73 | 0 | 0.13 | 4.1
CR | Solar | 30 | NORM_1 | 536.22 | 0 | 12.12 | 383.5
CR | Solar | 30 | NORT_1 | 40.73 | 0 | 0.92 | 29.13
CR | Solar | 30 | NURS_1 | 285.73 | 0 | 6.46 | 204.35
CR | Solar | 30 | OCKH_1 | 8.18 | 0 | 0.18 | 5.85
CR | Solar | 30 | OFFE_3 | 5.37 | 0 | 0.12 | 3.84
CR | Solar | 30 | OLDB_1 | 8.18 | 0 | 0.18 | 5.85
CR | Solar | 30 | OSBA_1 | 20.04 | 0 | 0.45 | 14.33
CR | Solar | 30 | PADIB1 | 20.44 | 0 | 0.46 | 14.62
CR | Solar | 30 | PELH_1 | 188.5 | 0 | 4.26 | 134.82
CR | Solar | 30 | PEMB_1 | 359.56 | 0 | 8.13 | 257.16
CR | Solar | 30 | PENE_1 | 14.31 | 0 | 0.32 | 10.23
CR | Solar | 30 | PENN_1 | 6.13 | 0 | 0.14 | 4.38
CR | Solar | 30 | PENT_1 | 123.83 | 0 | 2.8 | 88.56
CR | Solar | 30 | PENW_1 | 65.62 | 0 | 1.48 | 46.93
CR | Solar | 30 | PERI_H | 2.6 | 0 | 0.06 | 1.86
CR | Solar | 30 | PERS_P | 0.89 | 0 | 0.02 | 0.64
CR | Solar | 30 | PITS_3 | 5.73 | 0 | 0.13 | 4.1
CR | Solar | 30 | POOB | 0.66 | 0 | 0.01 | 0.47
CR | Solar | 30 | POPP_3 | 19.44 | 0 | 0.44 | 13.9
CR | Solar | 30 | PORA_P | 2.18 | 0 | 0.05 | 1.56
CR | Solar | 30 | PORD | 5.68 | 0 | 0.13 | 4.06
CR | Solar | 30 | PYLE_1 | 55.85 | 0 | 1.26 | 39.94
CR | Solar | 30 | QUOI_P | 0.24 | 0 | 0.01 | 0.17
CR | Solar | 30 | RAIN_1 | 3.19 | 0 | 0.07 | 2.28
CR | Solar | 30 | RANN_P | 1.06 | 0 | 0.02 | 0.76
CR | Solar | 30 | RASS_1 | 126.71 | 0 | 2.86 | 90.62
CR | Solar | 30 | RATS_1 | 114.98 | 0 | 2.6 | 82.23
CR | Solar | 30 | RAYL_1 | 96.28 | 0 | 2.18 | 68.86
CR | Solar | 30 | REBR_3 | 3.58 | 0 | 0.08 | 2.56
CR | Solar | 30 | REDH | 17.85 | 0 | 0.4 | 12.77
CR | Solar | 30 | REDM_P | 0.8 | 0 | 0.02 | 0.57
CR | Solar | 30 | RICH1 | 110.06 | 0 | 2.49 | 78.71
CR | Solar | 30 | ROCH_1 | 6.53 | 0 | 0.15 | 4.67
CR | Solar | 30 | RUGEB1 | 60.43 | 0 | 1.37 | 43.22
CR | Solar | 30 | RYEH_1 | 28.63 | 0 | 0.65 | 20.48
CR | Solar | 30 | SALH_1 | 33.67 | 0 | 0.76 | 24.08
CR | Solar | 30 | SALT_1 | 26.54 | 0 | 0.6 | 18.98
CR | Solar | 30 | SBAR | 82.93 | 0 | 1.87 | 59.31
CR | Solar | 30 | SEAB1 | 191.37 | 0 | 4.32 | 136.87
CR | Solar | 30 | SELL_1 | 122.86 | 0 | 2.78 | 87.87
CR | Solar | 30 | SFEG_P | 1.29 | 0 | 0.03 | 0.92
CR | Solar | 30 | SFIL_P | 0.52 | 0 | 0.01 | 0.37
CR | Solar | 30 | SHEC_3 | 5.73 | 0 | 0.13 | 4.1
CR | Solar | 30 | SHRW_1 | 174.16 | 0 | 3.94 | 124.56
CR | Solar | 30 | SIGH | 0.66 | 0 | 0.01 | 0.47
CR | Solar | 30 | SJOW_1 | 2.6 | 0 | 0.06 | 1.86
CR | Solar | 30 | SKLGB1 | 9.71 | 0 | 0.22 | 6.94
CR | Solar | 30 | SLOY_P | 0.14 | 0 | 0 | 0.1
CR | Solar | 30 | SMAN_1 | 4.77 | 0 | 0.11 | 3.41
CR | Solar | 30 | SPEN_1 | 34.72 | 0 | 0.78 | 24.83
CR | Solar | 30 | SSHI_3 | 5.37 | 0 | 0.12 | 3.84
CR | Solar | 30 | STAH_1 | 25.92 | 0 | 0.59 | 18.54
CR | Solar | 30 | STAL_1 | 14.31 | 0 | 0.32 | 10.23
CR | Solar | 30 | STAY_1 | 298.18 | 0 | 6.74 | 213.26
CR | Solar | 30 | STEN_1 | 14.31 | 0 | 0.32 | 10.23
CR | Solar | 30 | STES_1 | 20.44 | 0 | 0.46 | 14.62
CR | Solar | 30 | STHA | 0.66 | 0 | 0.01 | 0.47
CR | Solar | 30 | STIR | 5.68 | 0 | 0.13 | 4.06
CR | Solar | 30 | STLE | 5.68 | 0 | 0.13 | 4.06
CR | Solar | 30 | STRI_P | 3.49 | 0 | 0.08 | 2.5
CR | Solar | 30 | SUND_1 | 112.54 | 0 | 2.54 | 80.49
CR | Solar | 30 | SWAN_1 | 218.59 | 0 | 4.94 | 156.34
CR | Solar | 30 | TARL_P | 5.9 | 0 | 0.13 | 4.22
CR | Solar | 30 | TAUN1 | 123.49 | 0 | 2.79 | 88.32
CR | Solar | 30 | TAYN_P | 1.64 | 0 | 0.04 | 1.17
CR | Solar | 30 | TELR | 0.66 | 0 | 0.01 | 0.47
CR | Solar | 30 | TEMP_3 | 5.73 | 0 | 0.13 | 4.1
CR | Solar | 30 | THOM_6 | 26.14 | 0 | 0.59 | 18.7
CR | Solar | 30 | THSO_P | 3.66 | 0 | 0.08 | 2.62
CR | Solar | 30 | THUR_6 | 5.73 | 0 | 0.13 | 4.1
CR | Solar | 30 | TILBB_1 | 73.99 | 0 | 1.67 | 52.92
CR | Solar | 30 | TONG | 0.66 | 0 | 0.01 | 0.47
CR | Solar | 30 | TOTT_1 | 3.58 | 0 | 0.08 | 2.56
CR | Solar | 30 | TRAW_1 | 32.89 | 0 | 0.74 | 23.52
CR | Solar | 30 | TUMB_P | 0.38 | 0 | 0.01 | 0.27
CR | Solar | 30 | TYNE_1 | 5.37 | 0 | 0.12 | 3.84
CR | Solar | 30 | TYNE_2 | 5.37 | 0 | 0.12 | 3.84
CR | Solar | 30 | UPPB_1 | 40.38 | 0 | 0.91 | 28.88
CR | Solar | 30 | UPPB_3 | 39.59 | 0 | 0.89 | 28.31
CR | Solar | 30 | USKM_1 | 49.42 | 0 | 1.12 | 35.35
CR | Solar | 30 | WALH_1 | 185.95 | 0 | 4.2 | 132.99
CR | Solar | 30 | WALP_1 | 82.8 | 0 | 1.87 | 59.22
CR | Solar | 30 | WALP_B | 278.54 | 0 | 6.3 | 199.21
CR | Solar | 30 | WARL_1 | 87.37 | 0 | 1.97 | 62.49
CR | Solar | 30 | WASF_1 | 6.13 | 0 | 0.14 | 4.38
CR | Solar | 30 | WATFS_1 | 3.18 | 0 | 0.07 | 2.27
CR | Solar | 30 | WBOL_6 | 11.16 | 0 | 0.25 | 7.98
CR | Solar | 30 | WBUR_1 | 183.17 | 0 | 4.14 | 131
CR | Solar | 30 | WFIE | 5.68 | 0 | 0.13 | 4.06
CR | Solar | 30 | WHAM_1 | 3.58 | 0 | 0.08 | 2.56
CR | Solar | 30 | WHGA_1 | 3.58 | 0 | 0.08 | 2.56
CR | Solar | 30 | WIBA_3 | 5.73 | 0 | 0.13 | 4.1
CR | Solar | 30 | WIEN_1 | 8.18 | 0 | 0.18 | 5.85
CR | Solar | 30 | WILL_1 | 75.06 | 0 | 1.7 | 53.68
CR | Solar | 30 | WIMBN1 | 9.54 | 0 | 0.22 | 6.82
CR | Solar | 30 | WIMBS1 | 9.54 | 0 | 0.22 | 6.82
CR | Solar | 30 | WISD_1 | 2.6 | 0 | 0.06 | 1.86
CR | Solar | 30 | WISD_6 | 2.6 | 0 | 0.06 | 1.86
CR | Solar | 30 | WISH | 0.66 | 0 | 0.01 | 0.47
CR | Solar | 30 | WMEL_1 | 5.73 | 0 | 0.13 | 4.1
CR | Solar | 30 | WTHU31 | 3.58 | 0 | 0.08 | 2.56
CR | Solar | 30 | WWEY_1 | 6.55 | 0 | 0.15 | 4.68
CR | Solar | 30 | WYLF_1 | 42.94 | 0 | 0.97 | 30.71
CR | Solar | 30 | WYMOM_1 | 56.53 | 0 | 1.28 | 40.43
CR | Solar | 31 | ABHA1 | 190.54 | 0 | 4.31 | 136.27
CR | Solar | 31 | ABNE_P | 12.92 | 0 | 0.29 | 9.24
CR | Solar | 31 | ABTH_1 | 78.56 | 0 | 1.78 | 56.19
CR | Solar | 31 | ACTL_2 | 3.21 | 0 | 0.07 | 2.3
CR | Solar | 31 | ACTL_C | 3.21 | 0 | 0.07 | 2.3
CR | Solar | 31 | ALNE_P | 1.73 | 0 | 0.04 | 1.24
CR | Solar | 31 | ALST_3 | 5.89 | 0 | 0.13 | 4.21
CR | Solar | 31 | ALVE1 | 304.34 | 0 | 6.88 | 217.66
CR | Solar | 31 | AMEM_1 | 45.97 | 0 | 1.04 | 32.88
CR | Solar | 31 | ARBR_P | 27.39 | 0 | 0.62 | 19.59
CR | Solar | 31 | ARDK_P | 0.58 | 0 | 0.01 | 0.41
CR | Solar | 31 | ARMO_P | 3.73 | 0 | 0.08 | 2.67
CR | Solar | 31 | AXMI1 | 234.94 | 0 | 5.31 | 168.03
CR | Solar | 31 | BAGA | 6.99 | 0 | 0.16 | 5
CR | Solar | 31 | BAIN | 6.99 | 0 | 0.16 | 5
CR | Solar | 31 | BARKC1 | 6.26 | 0 | 0.14 | 4.48
CR | Solar | 31 | BARKW3 | 4.42 | 0 | 0.1 | 3.16
CR | Solar | 31 | BEDDT1 | 5.05 | 0 | 0.11 | 3.61
CR | Solar | 31 | BEDD_1 | 5.05 | 0 | 0.11 | 3.61
CR | Solar | 31 | BERW | 0.81 | 0 | 0.02 | 0.58
CR | Solar | 31 | BESW_1 | 69.28 | 0 | 1.57 | 49.55
CR | Solar | 31 | BICF_1 | 423.93 | 0 | 9.58 | 303.19
CR | Solar | 31 | BIRK_1 | 5.89 | 0 | 0.13 | 4.21
CR | Solar | 31 | BISW_1 | 29.96 | 0 | 0.68 | 21.43
CR | Solar | 31 | BLYTB1 | 17.67 | 0 | 0.4 | 12.64
CR | Solar | 31 | BLYTH132 | 17.67 | 0 | 0.4 | 12.64
CR | Solar | 31 | BOAG_P | 0.43 | 0 | 0.01 | 0.31
CR | Solar | 31 | BOLN_1 | 91.66 | 0 | 2.07 | 65.56
CR | Solar | 31 | BONN | 6.99 | 0 | 0.16 | 5
CR | Solar | 31 | BOTW_1 | 141.6 | 0 | 3.2 | 101.27
CR | Solar | 31 | BRAC_P | 0.33 | 0 | 0.01 | 0.24
CR | Solar | 31 | BRAI_1 | 143.76 | 0 | 3.25 | 102.82
CR | Solar | 31 | BRAW_1 | 4.42 | 0 | 0.1 | 3.16
CR | Solar | 31 | BRED_1 | 7.11 | 0 | 0.16 | 5.09
CR | Solar | 31 | BRFO_1 | 182.43 | 0 | 4.12 | 130.47
CR | Solar | 31 | BRIM_1 | 35.33 | 0 | 0.8 | 25.27
CR | Solar | 31 | BRLE_1 | 102.59 | 0 | 2.32 | 73.37
CR | Solar | 31 | BROA_P | 0.13 | 0 | 0 | 0.09
CR | Solar | 31 | BROX | 0.81 | 0 | 0.02 | 0.58
CR | Solar | 31 | BRWA1 | 411.92 | 0 | 9.31 | 294.61
CR | Solar | 31 | BUMU_P | 0.11 | 0 | 0 | 0.08
CR | Solar | 31 | BURM_1 | 741.13 | 0 | 16.75 | 530.06
CR | Solar | 31 | BUSH_1 | 23.37 | 0 | 0.53 | 16.71
CR | Solar | 31 | BUST_1 | 20.19 | 0 | 0.46 | 14.44
CR | Solar | 31 | CAAD_P | 0.27 | 0 | 0.01 | 0.19
CR | Solar | 31 | CAFA | 0.81 | 0 | 0.02 | 0.58
CR | Solar | 31 | CAMB_01 | 36.08 | 0 | 0.82 | 25.8
CR | Solar | 31 | CANTN1 | 165.32 | 0 | 3.74 | 118.24
CR | Solar | 31 | CAPEA1 | 12.03 | 0 | 0.27 | 8.6
CR | Solar | 31 | CARE_1 | 21.84 | 0 | 0.49 | 15.62
CR | Solar | 31 | CARR_1 | 7.76 | 0 | 0.18 | 5.55
CR | Solar | 31 | CASS_P | 0.5 | 0 | 0.01 | 0.36
CR | Solar | 31 | CATY | 0.81 | 0 | 0.02 | 0.58
CR | Solar | 31 | CBNK_H | 3.21 | 0 | 0.07 | 2.3
CR | Solar | 31 | CELL_1 | 86.03 | 0 | 1.94 | 61.53
CR | Solar | 31 | CHAP | 0.81 | 0 | 0.02 | 0.58
CR | Solar | 31 | CHAS | 0.81 | 0 | 0.02 | 0.58
CR | Solar | 31 | CHIC_1 | 205.05 | 0 | 4.63 | 146.65
CR | Solar | 31 | CHSI_1 | 5.05 | 0 | 0.11 | 3.61
CR | Solar | 31 | CHTE_1 | 166.42 | 0 | 3.76 | 119.02
CR | Solar | 31 | CITR_1 | 3.21 | 0 | 0.07 | 2.3
CR | Solar | 31 | CLAC_P | 1.15 | 0 | 0.03 | 0.82
CR | Solar | 31 | CLAY_P | 0.11 | 0 | 0 | 0.08
CR | Solar | 31 | CLT03 | 31.54 | 0 | 0.71 | 22.56
CR | Solar | 31 | CLYM | 0.81 | 0 | 0.02 | 0.58
CR | Solar | 31 | COAT | 0.81 | 0 | 0.02 | 0.58
CR | Solar | 31 | CONQA1 | 142.45 | 0 | 3.22 | 101.88
CR | Solar | 31 | COUA_P | 0.71 | 0 | 0.02 | 0.51
CR | Solar | 31 | COVE_1 | 26.26 | 0 | 0.59 | 18.78
CR | Solar | 31 | COWL_1 | 444.18 | 0 | 10.04 | 317.68
CR | Solar | 31 | COYL | 0.81 | 0 | 0.02 | 0.58
CR | Solar | 31 | CREB_1 | 41.94 | 0 | 0.95 | 30
CR | Solar | 31 | CUMB | 6.99 | 0 | 0.16 | 5
CR | Solar | 31 | CUPA | 12.85 | 0 | 0.29 | 9.19
CR | Solar | 31 | DALM3 | 0.81 | 0 | 0.02 | 0.58
CR | Solar | 31 | DEVM | 0.81 | 0 | 0.02 | 0.58
CR | Solar | 31 | DEVO | 14.32 | 0 | 0.32 | 10.24
CR | Solar | 31 | DOUN_P | 1.4 | 0 | 0.03 | 1
CR | Solar | 31 | DRAK_1 | 111.09 | 0 | 2.51 | 79.45
CR | Solar | 31 | DRAX_1 | 17.67 | 0 | 0.4 | 12.64
CR | Solar | 31 | DRCR | 6.99 | 0 | 0.16 | 5
CR | Solar | 31 | DUDH_P | 0.33 | 0 | 0.01 | 0.24
CR | Solar | 31 | DUGR_P | 0.3 | 0 | 0.01 | 0.21
CR | Solar | 31 | DUNB | 0.81 | 0 | 0.02 | 0.58
CR | Solar | 31 | DUNF | 6.99 | 0 | 0.16 | 5
CR | Solar | 31 | DUNO_P | 6.99 | 0 | 0.16 | 5
CR | Solar | 31 | DYCE_P | 1.94 | 0 | 0.04 | 1.39
CR | Solar | 31 | EALI_6 | 3.21 | 0 | 0.07 | 2.3
CR | Solar | 31 | EASO_1 | 324.01 | 0 | 7.32 | 231.73
CR | Solar | 31 | EAST | 0.81 | 0 | 0.02 | 0.58
CR | Solar | 31 | ECCL | 0.81 | 0 | 0.02 | 0.58
CR | Solar | 31 | ECLA_1 | 207.74 | 0 | 4.69 | 148.58
CR | Solar | 31 | EKIL | 0.81 | 0 | 0.02 | 0.58
CR | Solar | 31 | EKIS | 0.81 | 0 | 0.02 | 0.58
CR | Solar | 31 | ELGI_P | 1.44 | 0 | 0.03 | 1.03
CR | Solar | 31 | ELLA_1 | 4.42 | 0 | 0.1 | 3.16
CR | Solar | 31 | ELST_1 | 3.93 | 0 | 0.09 | 2.81
CR | Solar | 31 | ENDE_1 | 91.16 | 0 | 2.06 | 65.2
CR | Solar | 31 | EXET1 | 200.63 | 0 | 4.53 | 143.49
CR | Solar | 31 | FASN_P | 0.28 | 0 | 0.01 | 0.2
CR | Solar | 31 | FAUG_P | 0.78 | 0 | 0.02 | 0.56
CR | Solar | 31 | FAWL_1 | 180.08 | 0 | 4.07 | 128.79
CR | Solar | 31 | FECK_6 | 175.91 | 0 | 3.98 | 125.81
CR | Solar | 31 | FERRA2 | 26.75 | 0 | 0.6 | 19.13
CR | Solar | 31 | FERRB1 | 23.81 | 0 | 0.54 | 17.03
CR | Solar | 31 | FIDD_P | 3.7 | 0 | 0.08 | 2.65
CR | Solar | 31 | FLEE_1 | 84.08 | 0 | 1.9 | 60.13
CR | Solar | 31 | FOUR_1 | 26.5 | 0 | 0.6 | 18.95
CR | Solar | 31 | FRAS_P | 0.18 | 0 | 0 | 0.13
CR | Solar | 31 | FROD_1 | 10.03 | 0 | 0.23 | 7.17
CR | Solar | 31 | FWIL_P | 3.18 | 0 | 0.07 | 2.27
CR | Solar | 31 | GALA | 0.81 | 0 | 0.02 | 0.58
CR | Solar | 31 | GIFF | 0.81 | 0 | 0.02 | 0.58
CR | Solar | 31 | GLLE | 0.81 | 0 | 0.02 | 0.58
CR | Solar | 31 | GLLU | 0.81 | 0 | 0.02 | 0.58
CR | Solar | 31 | GLNI | 6.99 | 0 | 0.16 | 5
CR | Solar | 31 | GLRO | 6.99 | 0 | 0.16 | 5
CR | Solar | 31 | GREE_H | 3.21 | 0 | 0.07 | 2.3
CR | Solar | 31 | GREN_1 | 494.58 | 0 | 11.18 | 353.72
CR | Solar | 31 | GRIW_1 | 86.65 | 0 | 1.96 | 61.97
CR | Solar | 31 | GRUB_P | 2.21 | 0 | 0.05 | 1.58
CR | Solar | 31 | G_EXTRA_11 | 0.81 | 0 | 0.02 | 0.58
CR | Solar | 31 | G_EXTRA_2 | 0.81 | 0 | 0.02 | 0.58
CR | Solar | 31 | G_EXTRA_5 | 0.81 | 0 | 0.02 | 0.58
CR | Solar | 31 | G_EXTRA_7 | 6.99 | 0 | 0.16 | 5
CR | Solar | 31 | G_EXTRA_9 | 0.81 | 0 | 0.02 | 0.58
CR | Solar | 31 | HACK_1 | 4.42 | 0 | 0.1 | 3.16
CR | Solar | 31 | HACK_6 | 4.42 | 0 | 0.1 | 3.16
CR | Solar | 31 | HAMHC1 | 51.33 | 0 | 1.16 | 36.71
CR | Solar | 31 | HARK_1 | 85.78 | 0 | 1.94 | 61.35
CR | Solar | 31 | HARM_6 | 6.63 | 0 | 0.15 | 4.74
CR | Solar | 31 | HAWI | 0.81 | 0 | 0.02 | 0.58
CR | Solar | 31 | HAWP_6 | 12.77 | 0 | 0.29 | 9.13
CR | Solar | 31 | HEYS1 | 26.5 | 0 | 0.6 | 18.95
CR | Solar | 31 | HEYS_1 | 53.55 | 0 | 1.21 | 38.3
CR | Solar | 31 | HUER | 0.81 | 0 | 0.02 | 0.58
CR | Solar | 31 | HURS_1 | 5.05 | 0 | 0.11 | 3.61
CR | Solar | 31 | HUTT_1 | 82.63 | 0 | 1.87 | 59.1
CR | Solar | 31 | IMPK_1 | 118.09 | 0 | 2.67 | 84.46
CR | Solar | 31 | INDQ1 | 473.61 | 0 | 10.7 | 338.73
CR | Solar | 31 | INKE | 6.99 | 0 | 0.16 | 5
CR | Solar | 31 | INNE_P | 0.56 | 0 | 0.01 | 0.4
CR | Solar | 31 | IROA1 | 237.75 | 0 | 5.37 | 170.04
CR | Solar | 31 | IRONB1 | 93.71 | 0 | 2.12 | 67.02
CR | Solar | 31 | IVER_1 | 3.93 | 0 | 0.09 | 2.81
CR | Solar | 31 | IVER_6 | 3.93 | 0 | 0.09 | 2.81
CR | Solar | 31 | JOHN | 0.81 | 0 | 0.02 | 0.58
CR | Solar | 31 | JORD_3 | 7.07 | 0 | 0.16 | 5.06
CR | Solar | 31 | KAIM | 0.81 | 0 | 0.02 | 0.58
CR | Solar | 31 | KEAD_1 | 77.92 | 0 | 1.76 | 55.73
CR | Solar | 31 | KEAR_1 | 4.42 | 0 | 0.1 | 3.16
CR | Solar | 31 | KEAR_3 | 17.06 | 0 | 0.39 | 12.2
CR | Solar | 31 | KEIT_P | 4.67 | 0 | 0.11 | 3.34
CR | Solar | 31 | KEMS_1 | 165.95 | 0 | 3.75 | 118.69
CR | Solar | 31 | KEOO | 0.81 | 0 | 0.02 | 0.58
CR | Solar | 31 | KIBY_1 | 1.86 | 0 | 0.04 | 1.33
CR | Solar | 31 | KIER | 6.99 | 0 | 0.16 | 5
CR | Solar | 31 | KIIN_P | 1.28 | 0 | 0.03 | 0.92
CR | Solar | 31 | KILS | 0.81 | 0 | 0.02 | 0.58
CR | Solar | 31 | KILT | 0.81 | 0 | 0.02 | 0.58
CR | Solar | 31 | KILW | 8.13 | 0 | 0.18 | 5.81
CR | Solar | 31 | KINO_1 | 66.7 | 0 | 1.51 | 47.7
CR | Solar | 31 | KINT_P | 5.39 | 0 | 0.12 | 3.85
CR | Solar | 31 | KIRKB1 | 4.42 | 0 | 0.1 | 3.16
CR | Solar | 31 | KITW_1 | 11.58 | 0 | 0.26 | 8.28
CR | Solar | 31 | KNAR | 27.22 | 0 | 0.62 | 19.47
CR | Solar | 31 | LACK_6 | 32.64 | 0 | 0.74 | 23.34
CR | Solar | 31 | LAIR_P | 1.25 | 0 | 0.03 | 0.89
CR | Solar | 31 | LALE1SG003 | 9.87 | 0 | 0.22 | 7.06
CR | Solar | 31 | LAND1 | 354.74 | 0 | 8.02 | 253.71
CR | Solar | 31 | LEGA_1 | 109.07 | 0 | 2.46 | 78.01
CR | Solar | 31 | LEVE | 6.99 | 0 | 0.16 | 5
CR | Solar | 31 | LING | 0.81 | 0 | 0.02 | 0.58
CR | Solar | 31 | LINM | 0.81 | 0 | 0.02 | 0.58
CR | Solar | 31 | LISD_1 | 3.06 | 0 | 0.07 | 2.19
CR | Solar | 31 | LITT_C | 5.05 | 0 | 0.11 | 3.61
CR | Solar | 31 | LITT_J | 5.05 | 0 | 0.11 | 3.61
CR | Solar | 31 | LODR_6 | 3.21 | 0 | 0.07 | 2.3
CR | Solar | 31 | LOUD_H | 3.93 | 0 | 0.09 | 2.81
CR | Solar | 31 | LOVE_1 | 272.48 | 0 | 6.16 | 194.88
CR | Solar | 31 | LUNA_P | 0.11 | 0 | 0 | 0.08
CR | Solar | 31 | MACC_3 | 29.94 | 0 | 0.68 | 21.41
CR | Solar | 31 | MACD_P | 6.44 | 0 | 0.15 | 4.61
CR | Solar | 31 | MAGA_6 | 48.76 | 0 | 1.1 | 34.87
CR | Solar | 31 | MANN_1 | 463.71 | 0 | 10.48 | 331.65
CR | Solar | 31 | MAYB | 0.81 | 0 | 0.02 | 0.58
CR | Solar | 31 | MELK_1 | 453.63 | 0 | 10.25 | 324.44
CR | Solar | 31 | MILC_P | 1.48 | 0 | 0.03 | 1.06
CR | Solar | 31 | MILH_1 | 16.19 | 0 | 0.37 | 11.58
CR | Solar | 31 | MITY_1 | 719.8 | 0 | 16.27 | 514.8
CR | Solar | 31 | MYBS_P | 3.02 | 0 | 0.07 | 2.16
CR | Solar | 31 | NEAR | 0.81 | 0 | 0.02 | 0.58
CR | Solar | 31 | NECE_1 | 20.19 | 0 | 0.46 | 14.44
CR | Solar | 31 | NEEP_3 | 7.07 | 0 | 0.16 | 5.06
CR | Solar | 31 | NETS | 0.81 | 0 | 0.02 | 0.58
CR | Solar | 31 | NEWX_6 | 11.78 | 0 | 0.27 | 8.43
CR | Solar | 31 | NFLE | 89.26 | 0 | 2.02 | 63.84
CR | Solar | 31 | NHYD_6 | 3.93 | 0 | 0.09 | 2.81
CR | Solar | 31 | NINF_1 | 99.44 | 0 | 2.25 | 71.12
CR | Solar | 31 | NORL_3 | 7.07 | 0 | 0.16 | 5.06
CR | Solar | 31 | NORM_1 | 583.18 | 0 | 13.18 | 417.09
CR | Solar | 31 | NORT_1 | 41.99 | 0 | 0.95 | 30.03
CR | Solar | 31 | NURS_1 | 300.82 | 0 | 6.8 | 215.15
CR | Solar | 31 | OCKH_1 | 10.1 | 0 | 0.23 | 7.22
CR | Solar | 31 | OFFE_3 | 6.63 | 0 | 0.15 | 4.74
CR | Solar | 31 | OLDB_1 | 10.1 | 0 | 0.23 | 7.22
CR | Solar | 31 | OSBA_1 | 24.73 | 0 | 0.56 | 17.69
CR | Solar | 31 | PADIB1 | 23.8 | 0 | 0.54 | 17.02
CR | Solar | 31 | PELH_1 | 195.21 | 0 | 4.41 | 139.61
CR | Solar | 31 | PEMB_1 | 379.69 | 0 | 8.58 | 271.55
CR | Solar | 31 | PENE_1 | 17.67 | 0 | 0.4 | 12.64
CR | Solar | 31 | PENN_1 | 6.13 | 0 | 0.14 | 4.38
CR | Solar | 31 | PENT_1 | 140.6 | 0 | 3.18 | 100.56
CR | Solar | 31 | PENW_1 | 68.97 | 0 | 1.56 | 49.33
CR | Solar | 31 | PERI_H | 3.21 | 0 | 0.07 | 2.3
CR | Solar | 31 | PERS_P | 1.42 | 0 | 0.03 | 1.02
CR | Solar | 31 | PITS_3 | 7.07 | 0 | 0.16 | 5.06
CR | Solar | 31 | POOB | 0.81 | 0 | 0.02 | 0.58
CR | Solar | 31 | POPP_3 | 21.11 | 0 | 0.48 | 15.1
CR | Solar | 31 | PORA_P | 3.48 | 0 | 0.08 | 2.49
CR | Solar | 31 | PORD | 6.99 | 0 | 0.16 | 5
CR | Solar | 31 | PYLE_1 | 59.21 | 0 | 1.34 | 42.35
CR | Solar | 31 | QUOI_P | 0.38 | 0 | 0.01 | 0.27
CR | Solar | 31 | RAIN_1 | 3.19 | 0 | 0.07 | 2.28
CR | Solar | 31 | RANN_P | 1.69 | 0 | 0.04 | 1.21
CR | Solar | 31 | RASS_1 | 146.84 | 0 | 3.32 | 105.02
CR | Solar | 31 | RATS_1 | 121.69 | 0 | 2.75 | 87.03
CR | Solar | 31 | RAYL_1 | 112.38 | 0 | 2.54 | 80.37
CR | Solar | 31 | REBR_3 | 4.42 | 0 | 0.1 | 3.16
CR | Solar | 31 | REDH | 19.15 | 0 | 0.43 | 13.7
CR | Solar | 31 | REDM_P | 1.28 | 0 | 0.03 | 0.92
CR | Solar | 31 | RICH1 | 118.11 | 0 | 2.67 | 84.47
CR | Solar | 31 | ROCH_1 | 7.36 | 0 | 0.17 | 5.26
CR | Solar | 31 | RUGEB1 | 70.49 | 0 | 1.59 | 50.41
CR | Solar | 31 | RYEH_1 | 35.33 | 0 | 0.8 | 25.27
CR | Solar | 31 | SALH_1 | 38.7 | 0 | 0.87 | 27.68
CR | Solar | 31 | SALT_1 | 31.02 | 0 | 0.7 | 22.19
CR | Solar | 31 | SBAR | 89.64 | 0 | 2.03 | 64.11
CR | Solar | 31 | SEAB1 | 211.5 | 0 | 4.78 | 151.26
CR | Solar | 31 | SELL_1 | 138.96 | 0 | 3.14 | 99.38
CR | Solar | 31 | SFEG_P | 2.06 | 0 | 0.05 | 1.47
CR | Solar | 31 | SFIL_P | 0.82 | 0 | 0.02 | 0.59
CR | Solar | 31 | SHEC_3 | 7.07 | 0 | 0.16 | 5.06
CR | Solar | 31 | SHRW_1 | 184.22 | 0 | 4.16 | 131.75
CR | Solar | 31 | SIGH | 0.81 | 0 | 0.02 | 0.58
CR | Solar | 31 | SJOW_1 | 3.21 | 0 | 0.07 | 2.3
CR | Solar | 31 | SKLGB1 | 10.55 | 0 | 0.24 | 7.55
CR | Solar | 31 | SLOY_P | 0.22 | 0 | 0 | 0.16
CR | Solar | 31 | SMAN_1 | 5.89 | 0 | 0.13 | 4.21
CR | Solar | 31 | SPEN_1 | 41.43 | 0 | 0.94 | 29.63
CR | Solar | 31 | SSHI_3 | 6.63 | 0 | 0.15 | 4.74
CR | Solar | 31 | STAH_1 | 29.28 | 0 | 0.66 | 20.94
CR | Solar | 31 | STAL_1 | 17.67 | 0 | 0.4 | 12.64
CR | Solar | 31 | STAY_1 | 331.72 | 0 | 7.5 | 237.25
CR | Solar | 31 | STEN_1 | 17.67 | 0 | 0.4 | 12.64
CR | Solar | 31 | STES_1 | 23.8 | 0 | 0.54 | 17.02
CR | Solar | 31 | STHA | 0.81 | 0 | 0.02 | 0.58
CR | Solar | 31 | STIR | 6.99 | 0 | 0.16 | 5
CR | Solar | 31 | STLE | 6.99 | 0 | 0.16 | 5
CR | Solar | 31 | STRI_P | 4.49 | 0 | 0.1 | 3.21
CR | Solar | 31 | SUND_1 | 125.95 | 0 | 2.85 | 90.08
CR | Solar | 31 | SWAN_1 | 238.71 | 0 | 5.39 | 170.73
CR | Solar | 31 | TARL_P | 6.09 | 0 | 0.14 | 4.36
CR | Solar | 31 | TAUN1 | 130.2 | 0 | 2.94 | 93.12
CR | Solar | 31 | TAYN_P | 2.62 | 0 | 0.06 | 1.87
CR | Solar | 31 | TELR | 0.81 | 0 | 0.02 | 0.58
CR | Solar | 31 | TEMP_3 | 7.07 | 0 | 0.16 | 5.06
CR | Solar | 31 | THOM_6 | 30.84 | 0 | 0.7 | 22.06
CR | Solar | 31 | THSO_P | 5.84 | 0 | 0.13 | 4.18
CR | Solar | 31 | THUR_6 | 7.07 | 0 | 0.16 | 5.06
CR | Solar | 31 | TILBB_1 | 90.09 | 0 | 2.04 | 64.43
CR | Solar | 31 | TONG | 0.81 | 0 | 0.02 | 0.58
CR | Solar | 31 | TOTT_1 | 4.42 | 0 | 0.1 | 3.16
CR | Solar | 31 | TRAW_1 | 36.24 | 0 | 0.82 | 25.92
CR | Solar | 31 | TUMB_P | 0.6 | 0 | 0.01 | 0.43
CR | Solar | 31 | TYNE_1 | 6.63 | 0 | 0.15 | 4.74
CR | Solar | 31 | TYNE_2 | 6.63 | 0 | 0.15 | 4.74
CR | Solar | 31 | UPPB_1 | 41.5 | 0 | 0.94 | 29.68
CR | Solar | 31 | UPPB_3 | 40.71 | 0 | 0.92 | 29.12
CR | Solar | 31 | USKM_1 | 50.54 | 0 | 1.14 | 36.15
CR | Solar | 31 | WALH_1 | 202.72 | 0 | 4.58 | 144.99
CR | Solar | 31 | WALP_1 | 96.22 | 0 | 2.17 | 68.82
CR | Solar | 31 | WALP_B | 291.96 | 0 | 6.6 | 208.81
CR | Solar | 31 | WARL_1 | 103.47 | 0 | 2.34 | 74
CR | Solar | 31 | WASF_1 | 6.13 | 0 | 0.14 | 4.38
CR | Solar | 31 | WATFS_1 | 3.93 | 0 | 0.09 | 2.81
CR | Solar | 31 | WBOL_6 | 12.41 | 0 | 0.28 | 8.88
CR | Solar | 31 | WBUR_1 | 196.59 | 0 | 4.44 | 140.6
CR | Solar | 31 | WFIE | 6.99 | 0 | 0.16 | 5
CR | Solar | 31 | WHAM_1 | 4.42 | 0 | 0.1 | 3.16
CR | Solar | 31 | WHGA_1 | 4.42 | 0 | 0.1 | 3.16
CR | Solar | 31 | WIBA_3 | 7.07 | 0 | 0.16 | 5.06
CR | Solar | 31 | WIEN_1 | 10.1 | 0 | 0.23 | 7.22
CR | Solar | 31 | WILL_1 | 78.89 | 0 | 1.78 | 56.42
CR | Solar | 31 | WIMBN1 | 11.78 | 0 | 0.27 | 8.43
CR | Solar | 31 | WIMBS1 | 11.78 | 0 | 0.27 | 8.43
CR | Solar | 31 | WISD_1 | 3.21 | 0 | 0.07 | 2.3
CR | Solar | 31 | WISD_6 | 3.21 | 0 | 0.07 | 2.3
CR | Solar | 31 | WISH | 0.81 | 0 | 0.02 | 0.58
CR | Solar | 31 | WMEL_1 | 7.07 | 0 | 0.16 | 5.06
CR | Solar | 31 | WTHU31 | 4.42 | 0 | 0.1 | 3.16
CR | Solar | 31 | WWEY_1 | 7.5 | 0 | 0.17 | 5.36
CR | Solar | 31 | WYLF_1 | 53 | 0 | 1.2 | 37.91
CR | Solar | 31 | WYMOM_1 | 63.24 | 0 | 1.43 | 45.23
CR | Solar | 32 | ABHA1 | 217.22 | 0 | 4.91 | 155.36
CR | Solar | 32 | ABNE_P | 13.75 | 0 | 0.31 | 9.83
CR | Solar | 32 | ABTH_1 | 80.17 | 0 | 1.81 | 57.34
CR | Solar | 32 | ACTL_2 | 4.09 | 0 | 0.09 | 2.93
CR | Solar | 32 | ACTL_C | 4.09 | 0 | 0.09 | 2.93
CR | Solar | 32 | ALNE_P | 2.57 | 0 | 0.06 | 1.84
CR | Solar | 32 | ALST_3 | 7.5 | 0 | 0.17 | 5.36
CR | Solar | 32 | ALVE1 | 331.01 | 0 | 7.48 | 236.74
CR | Solar | 32 | AMEM_1 | 47.05 | 0 | 1.06 | 33.65
CR | Solar | 32 | ARBR_P | 27.39 | 0 | 0.62 | 19.59
CR | Solar | 32 | ARDK_P | 0.86 | 0 | 0.02 | 0.62
CR | Solar | 32 | ARMO_P | 5.53 | 0 | 0.12 | 3.96
CR | Solar | 32 | AXMI1 | 270.38 | 0 | 6.11 | 193.38
CR | Solar | 32 | BAGA | 8.34 | 0 | 0.19 | 5.96
CR | Solar | 32 | BAIN | 8.34 | 0 | 0.19 | 5.96
CR | Solar | 32 | BARKC1 | 7.47 | 0 | 0.17 | 5.34
CR | Solar | 32 | BARKW3 | 5.62 | 0 | 0.13 | 4.02
CR | Solar | 32 | BEDDT1 | 6.43 | 0 | 0.15 | 4.6
CR | Solar | 32 | BEDD_1 | 6.43 | 0 | 0.15 | 4.6
CR | Solar | 32 | BERW | 0.97 | 0 | 0.02 | 0.69
CR | Solar | 32 | BESW_1 | 74.8 | 0 | 1.69 | 53.5
CR | Solar | 32 | BICF_1 | 491.59 | 0 | 11.11 | 351.59
CR | Solar | 32 | BIRK_1 | 7.5 | 0 | 0.17 | 5.36
CR | Solar | 32 | BISW_1 | 32.72 | 0 | 0.74 | 23.4
CR | Solar | 32 | BLYTB1 | 22.5 | 0 | 0.51 | 16.09
CR | Solar | 32 | BLYTH132 | 22.5 | 0 | 0.51 | 16.09
CR | Solar | 32 | BOAG_P | 0.64 | 0 | 0.01 | 0.46
CR | Solar | 32 | BOLN_1 | 96.49 | 0 | 2.18 | 69.01
CR | Solar | 32 | BONN | 8.34 | 0 | 0.19 | 5.96
CR | Solar | 32 | BOTW_1 | 163.34 | 0 | 3.69 | 116.82
CR | Solar | 32 | BRAC_P | 0.49 | 0 | 0.01 | 0.35
CR | Solar | 32 | BRAI_1 | 153.43 | 0 | 3.47 | 109.73
CR | Solar | 32 | BRAW_1 | 5.62 | 0 | 0.13 | 4.02
CR | Solar | 32 | BRED_1 | 8.72 | 0 | 0.2 | 6.24
CR | Solar | 32 | BRFO_1 | 191.06 | 0 | 4.32 | 136.65
CR | Solar | 32 | BRIM_1 | 45 | 0 | 1.02 | 32.18
CR | Solar | 32 | BRLE_1 | 112.26 | 0 | 2.54 | 80.29
CR | Solar | 32 | BROA_P | 0.2 | 0 | 0 | 0.14
CR | Solar | 32 | BROX | 0.97 | 0 | 0.02 | 0.69
CR | Solar | 32 | BRWA1 | 450.58 | 0 | 10.18 | 322.25
CR | Solar | 32 | BUMU_P | 0.17 | 0 | 0 | 0.12
CR | Solar | 32 | BURM_1 | 847.45 | 0 | 19.15 | 606.1
CR | Solar | 32 | BUSH_1 | 26.14 | 0 | 0.59 | 18.7
CR | Solar | 32 | BUST_1 | 25.71 | 0 | 0.58 | 18.39
CR | Solar | 32 | CAAD_P | 0.4 | 0 | 0.01 | 0.29
CR | Solar | 32 | CAFA | 0.97 | 0 | 0.02 | 0.69
CR | Solar | 32 | CAMB_01 | 40.91 | 0 | 0.92 | 29.26
CR | Solar | 32 | CANTN1 | 176.92 | 0 | 4 | 126.53
CR | Solar | 32 | CAPEA1 | 13.64 | 0 | 0.31 | 9.76
CR | Solar | 32 | CARE_1 | 23.45 | 0 | 0.53 | 16.77
CR | Solar | 32 | CARR_1 | 9.37 | 0 | 0.21 | 6.7
CR | Solar | 32 | CASS_P | 0.74 | 0 | 0.02 | 0.53
CR | Solar | 32 | CATY | 0.97 | 0 | 0.02 | 0.69
CR | Solar | 32 | CBNK_H | 4.09 | 0 | 0.09 | 2.93
CR | Solar | 32 | CELL_1 | 100.53 | 0 | 2.27 | 71.9
CR | Solar | 32 | CHAP | 0.97 | 0 | 0.02 | 0.69
CR | Solar | 32 | CHAS | 0.97 | 0 | 0.02 | 0.69
CR | Solar | 32 | CHIC_1 | 240.49 | 0 | 5.44 | 172
CR | Solar | 32 | CHSI_1 | 6.43 | 0 | 0.15 | 4.6
CR | Solar | 32 | CHTE_1 | 168.36 | 0 | 3.8 | 120.41
CR | Solar | 32 | CITR_1 | 4.09 | 0 | 0.09 | 2.93
CR | Solar | 32 | CLAC_P | 1.71 | 0 | 0.04 | 1.22
CR | Solar | 32 | CLAY_P | 0.17 | 0 | 0 | 0.12
CR | Solar | 32 | CLT03 | 40.17 | 0 | 0.91 | 28.73
CR | Solar | 32 | CLYM | 0.97 | 0 | 0.02 | 0.69
CR | Solar | 32 | COAT | 0.97 | 0 | 0.02 | 0.69
CR | Solar | 32 | CONQA1 | 147.28 | 0 | 3.33 | 105.33
CR | Solar | 32 | COUA_P | 1.06 | 0 | 0.02 | 0.76
CR | Solar | 32 | COVE_1 | 31.78 | 0 | 0.72 | 22.73
CR | Solar | 32 | COWL_1 | 482.84 | 0 | 10.91 | 345.33
CR | Solar | 32 | COYL | 0.97 | 0 | 0.02 | 0.69
CR | Solar | 32 | CREB_1 | 48.39 | 0 | 1.09 | 34.61
CR | Solar | 32 | CUMB | 8.34 | 0 | 0.19 | 5.96
CR | Solar | 32 | CUPA | 14.2 | 0 | 0.32 | 10.16
CR | Solar | 32 | DALM3 | 0.97 | 0 | 0.02 | 0.69
CR | Solar | 32 | DEVM | 0.97 | 0 | 0.02 | 0.69
CR | Solar | 32 | DEVO | 15.66 | 0 | 0.35 | 11.2
CR | Solar | 32 | DOUN_P | 2.08 | 0 | 0.05 | 1.49
CR | Solar | 32 | DRAK_1 | 113.86 | 0 | 2.57 | 81.43
CR | Solar | 32 | DRAX_1 | 22.5 | 0 | 0.51 | 16.09
CR | Solar | 32 | DRCR | 8.34 | 0 | 0.19 | 5.96
CR | Solar | 32 | DUDH_P | 0.49 | 0 | 0.01 | 0.35
CR | Solar | 32 | DUGR_P | 0.45 | 0 | 0.01 | 0.32
CR | Solar | 32 | DUNB | 0.97 | 0 | 0.02 | 0.69
CR | Solar | 32 | DUNF | 8.34 | 0 | 0.19 | 5.96
CR | Solar | 32 | DUNO_P | 8.34 | 0 | 0.19 | 5.96
CR | Solar | 32 | DYCE_P | 2.87 | 0 | 0.06 | 2.05
CR | Solar | 32 | EALI_6 | 4.09 | 0 | 0.09 | 2.93
CR | Solar | 32 | EASO_1 | 343.34 | 0 | 7.76 | 245.56
CR | Solar | 32 | EAST | 0.97 | 0 | 0.02 | 0.69
CR | Solar | 32 | ECCL | 0.97 | 0 | 0.02 | 0.69
CR | Solar | 32 | ECLA_1 | 227.07 | 0 | 5.13 | 162.4
CR | Solar | 32 | EKIL | 0.97 | 0 | 0.02 | 0.69
CR | Solar | 32 | EKIS | 0.97 | 0 | 0.02 | 0.69
CR | Solar | 32 | ELGI_P | 1.44 | 0 | 0.03 | 1.03
CR | Solar | 32 | ELLA_1 | 5.62 | 0 | 0.13 | 4.02
CR | Solar | 32 | ELST_1 | 5 | 0 | 0.11 | 3.58
CR | Solar | 32 | ENDE_1 | 100.83 | 0 | 2.28 | 72.11
CR | Solar | 32 | EXET1 | 227.31 | 0 | 5.14 | 162.57
CR | Solar | 32 | FASN_P | 0.41 | 0 | 0.01 | 0.29
CR | Solar | 32 | FAUG_P | 1.16 | 0 | 0.03 | 0.83
CR | Solar | 32 | FAWL_1 | 201.82 | 0 | 4.56 | 144.34
CR | Solar | 32 | FECK_6 | 181.43 | 0 | 4.1 | 129.76
CR | Solar | 32 | FERRA2 | 31.59 | 0 | 0.71 | 22.59
CR | Solar | 32 | FERRB1 | 28.64 | 0 | 0.65 | 20.48
CR | Solar | 32 | FIDD_P | 5.49 | 0 | 0.12 | 3.93
CR | Solar | 32 | FLEE_1 | 93.75 | 0 | 2.12 | 67.05
CR | Solar | 32 | FOUR_1 | 33.75 | 0 | 0.76 | 24.14
CR | Solar | 32 | FRAS_P | 0.26 | 0 | 0.01 | 0.19
CR | Solar | 32 | FROD_1 | 11.64 | 0 | 0.26 | 8.32
CR | Solar | 32 | FWIL_P | 4.72 | 0 | 0.11 | 3.38
CR | Solar | 32 | GALA | 0.97 | 0 | 0.02 | 0.69
CR | Solar | 32 | GIFF | 0.97 | 0 | 0.02 | 0.69
CR | Solar | 32 | GLLE | 0.97 | 0 | 0.02 | 0.69
CR | Solar | 32 | GLLU | 0.97 | 0 | 0.02 | 0.69
CR | Solar | 32 | GLNI | 8.34 | 0 | 0.19 | 5.96
CR | Solar | 32 | GLRO | 8.34 | 0 | 0.19 | 5.96
CR | Solar | 32 | GREE_H | 4.09 | 0 | 0.09 | 2.93
CR | Solar | 32 | GREN_1 | 554.65 | 0 | 12.54 | 396.69
CR | Solar | 32 | GRIW_1 | 101.15 | 0 | 2.29 | 72.34
CR | Solar | 32 | GRUB_P | 3.28 | 0 | 0.07 | 2.35
CR | Solar | 32 | G_EXTRA_11 | 0.97 | 0 | 0.02 | 0.69
CR | Solar | 32 | G_EXTRA_2 | 0.97 | 0 | 0.02 | 0.69
CR | Solar | 32 | G_EXTRA_5 | 0.97 | 0 | 0.02 | 0.69
CR | Solar | 32 | G_EXTRA_7 | 8.34 | 0 | 0.19 | 5.96
CR | Solar | 32 | G_EXTRA_9 | 0.97 | 0 | 0.02 | 0.69
CR | Solar | 32 | HACK_1 | 5.62 | 0 | 0.13 | 4.02
CR | Solar | 32 | HACK_6 | 5.62 | 0 | 0.13 | 4.02
CR | Solar | 32 | HAMHC1 | 56.85 | 0 | 1.28 | 40.66
CR | Solar | 32 | HARK_1 | 93.03 | 0 | 2.1 | 66.54
CR | Solar | 32 | HARM_6 | 8.44 | 0 | 0.19 | 6.04
CR | Solar | 32 | HAWI | 0.97 | 0 | 0.02 | 0.69
CR | Solar | 32 | HAWP_6 | 14.58 | 0 | 0.33 | 10.43
CR | Solar | 32 | HEYS1 | 33.75 | 0 | 0.76 | 24.14
CR | Solar | 32 | HEYS_1 | 60.8 | 0 | 1.37 | 43.48
CR | Solar | 32 | HUER | 0.97 | 0 | 0.02 | 0.69
CR | Solar | 32 | HURS_1 | 6.43 | 0 | 0.15 | 4.6
CR | Solar | 32 | HUTT_1 | 101.96 | 0 | 2.3 | 72.92
CR | Solar | 32 | IMPK_1 | 147.08 | 0 | 3.32 | 105.19
CR | Solar | 32 | INDQ1 | 500.29 | 0 | 11.31 | 357.81
CR | Solar | 32 | INKE | 8.34 | 0 | 0.19 | 5.96
CR | Solar | 32 | INNE_P | 0.82 | 0 | 0.02 | 0.59
CR | Solar | 32 | IROA1 | 271.58 | 0 | 6.14 | 194.23
CR | Solar | 32 | IRONB1 | 108.21 | 0 | 2.45 | 77.39
CR | Solar | 32 | IVER_1 | 5 | 0 | 0.11 | 3.58
CR | Solar | 32 | IVER_6 | 5 | 0 | 0.11 | 3.58
CR | Solar | 32 | JOHN | 0.97 | 0 | 0.02 | 0.69
CR | Solar | 32 | JORD_3 | 9 | 0 | 0.2 | 6.44
CR | Solar | 32 | KAIM | 0.97 | 0 | 0.02 | 0.69
CR | Solar | 32 | KEAD_1 | 84.36 | 0 | 1.91 | 60.33
CR | Solar | 32 | KEAR_1 | 5.62 | 0 | 0.13 | 4.02
CR | Solar | 32 | KEAR_3 | 18.27 | 0 | 0.41 | 13.07
CR | Solar | 32 | KEIT_P | 6.93 | 0 | 0.16 | 4.96
CR | Solar | 32 | KEMS_1 | 189.15 | 0 | 4.27 | 135.28
CR | Solar | 32 | KEOO | 0.97 | 0 | 0.02 | 0.69
CR | Solar | 32 | KIBY_1 | 1.86 | 0 | 0.04 | 1.33
CR | Solar | 32 | KIER | 8.34 | 0 | 0.19 | 5.96
CR | Solar | 32 | KIIN_P | 1.9 | 0 | 0.04 | 1.36
CR | Solar | 32 | KILS | 0.97 | 0 | 0.02 | 0.69
CR | Solar | 32 | KILT | 0.97 | 0 | 0.02 | 0.69
CR | Solar | 32 | KILW | 8.28 | 0 | 0.19 | 5.92
CR | Solar | 32 | KINO_1 | 78.3 | 0 | 1.77 | 56
CR | Solar | 32 | KINT_P | 7.01 | 0 | 0.16 | 5.01
CR | Solar | 32 | KIRKB1 | 5.62 | 0 | 0.13 | 4.02
CR | Solar | 32 | KITW_1 | 14.34 | 0 | 0.32 | 10.26
CR | Solar | 32 | KNAR | 29.63 | 0 | 0.67 | 21.19
CR | Solar | 32 | LACK_6 | 39.89 | 0 | 0.9 | 28.53
CR | Solar | 32 | LAIR_P | 1.85 | 0 | 0.04 | 1.32
CR | Solar | 32 | LALE1SG003 | 10.94 | 0 | 0.25 | 7.82
CR | Solar | 32 | LAND1 | 381.41 | 0 | 8.62 | 272.78
CR | Solar | 32 | LEGA_1 | 118.73 | 0 | 2.68 | 84.92
CR | Solar | 32 | LEVE | 8.34 | 0 | 0.19 | 5.96
CR | Solar | 32 | LING | 0.97 | 0 | 0.02 | 0.69
CR | Solar | 32 | LINM | 0.97 | 0 | 0.02 | 0.69
CR | Solar | 32 | LISD_1 | 3.06 | 0 | 0.07 | 2.19
CR | Solar | 32 | LITT_C | 6.43 | 0 | 0.15 | 4.6
CR | Solar | 32 | LITT_J | 6.43 | 0 | 0.15 | 4.6
CR | Solar | 32 | LODR_6 | 4.09 | 0 | 0.09 | 2.93
CR | Solar | 32 | LOUD_H | 5 | 0 | 0.11 | 3.58
CR | Solar | 32 | LOVE_1 | 294.23 | 0 | 6.65 | 210.43
CR | Solar | 32 | LUNA_P | 0.17 | 0 | 0 | 0.12
CR | Solar | 32 | MACC_3 | 34.77 | 0 | 0.79 | 24.87
CR | Solar | 32 | MACD_P | 8.24 | 0 | 0.19 | 5.89
CR | Solar | 32 | MAGA_6 | 53.59 | 0 | 1.21 | 38.33
CR | Solar | 32 | MANN_1 | 499.15 | 0 | 11.28 | 356.99
CR | Solar | 32 | MAYB | 0.97 | 0 | 0.02 | 0.69
CR | Solar | 32 | MELK_1 | 492.29 | 0 | 11.13 | 352.09
CR | Solar | 32 | MILC_P | 2.19 | 0 | 0.05 | 1.57
CR | Solar | 32 | MILH_1 | 17.26 | 0 | 0.39 | 12.34
CR | Solar | 32 | MITY_1 | 758.46 | 0 | 17.14 | 542.45
CR | Solar | 32 | MYBS_P | 4.48 | 0 | 0.1 | 3.2
CR | Solar | 32 | NEAR | 0.97 | 0 | 0.02 | 0.69
CR | Solar | 32 | NECE_1 | 25.71 | 0 | 0.58 | 18.39
CR | Solar | 32 | NEEP_3 | 9 | 0 | 0.2 | 6.44
CR | Solar | 32 | NETS | 0.97 | 0 | 0.02 | 0.69
CR | Solar | 32 | NEWX_6 | 15 | 0 | 0.34 | 10.73
CR | Solar | 32 | NFLE | 100.86 | 0 | 2.28 | 72.14
CR | Solar | 32 | NHYD_6 | 5 | 0 | 0.11 | 3.58
CR | Solar | 32 | NINF_1 | 104.27 | 0 | 2.36 | 74.57
CR | Solar | 32 | NORL_3 | 9 | 0 | 0.2 | 6.44
CR | Solar | 32 | NORM_1 | 650.83 | 0 | 14.71 | 465.47
CR | Solar | 32 | NORT_1 | 43.8 | 0 | 0.99 | 31.33
CR | Solar | 32 | NURS_1 | 322.57 | 0 | 7.29 | 230.7
CR | Solar | 32 | OCKH_1 | 12.86 | 0 | 0.29 | 9.2
CR | Solar | 32 | OFFE_3 | 8.44 | 0 | 0.19 | 6.04
CR | Solar | 32 | OLDB_1 | 12.86 | 0 | 0.29 | 9.2
CR | Solar | 32 | OSBA_1 | 31.5 | 0 | 0.71 | 22.53
CR | Solar | 32 | PADIB1 | 28.63 | 0 | 0.65 | 20.48
CR | Solar | 32 | PELH_1 | 204.87 | 0 | 4.63 | 146.52
CR | Solar | 32 | PEMB_1 | 408.68 | 0 | 9.24 | 292.29
CR | Solar | 32 | PENE_1 | 22.5 | 0 | 0.51 | 16.09
CR | Solar | 32 | PENN_1 | 6.13 | 0 | 0.14 | 4.38
CR | Solar | 32 | PENT_1 | 164.76 | 0 | 3.72 | 117.84
CR | Solar | 32 | PENW_1 | 73.8 | 0 | 1.67 | 52.78
CR | Solar | 32 | PERI_H | 4.09 | 0 | 0.09 | 2.93
CR | Solar | 32 | PERS_P | 2.1 | 0 | 0.05 | 1.5
CR | Solar | 32 | PITS_3 | 9 | 0 | 0.2 | 6.44
CR | Solar | 32 | POOB | 0.97 | 0 | 0.02 | 0.69
CR | Solar | 32 | POPP_3 | 23.53 | 0 | 0.53 | 16.83
CR | Solar | 32 | PORA_P | 5.16 | 0 | 0.12 | 3.69
CR | Solar | 32 | PORD | 8.34 | 0 | 0.19 | 5.96
CR | Solar | 32 | PYLE_1 | 64.04 | 0 | 1.45 | 45.8
CR | Solar | 32 | QUOI_P | 0.57 | 0 | 0.01 | 0.41
CR | Solar | 32 | RAIN_1 | 3.19 | 0 | 0.07 | 2.28
CR | Solar | 32 | RANN_P | 2.51 | 0 | 0.06 | 1.8
CR | Solar | 32 | RASS_1 | 175.83 | 0 | 3.97 | 125.75
CR | Solar | 32 | RATS_1 | 131.35 | 0 | 2.97 | 93.94
CR | Solar | 32 | RAYL_1 | 135.57 | 0 | 3.06 | 96.96
CR | Solar | 32 | REBR_3 | 5.62 | 0 | 0.13 | 4.02
CR | Solar | 32 | REDH | 20.5 | 0 | 0.46 | 14.66
CR | Solar | 32 | REDM_P | 1.9 | 0 | 0.04 | 1.36
CR | Solar | 32 | RICH1 | 129.71 | 0 | 2.93 | 92.77
CR | Solar | 32 | ROCH_1 | 8.57 | 0 | 0.19 | 6.13
CR | Solar | 32 | RUGEB1 | 84.99 | 0 | 1.92 | 60.78
CR | Solar | 32 | RYEH_1 | 45 | 0 | 1.02 | 32.18
CR | Solar | 32 | SALH_1 | 45.95 | 0 | 1.04 | 32.86
CR | Solar | 32 | SALT_1 | 37.46 | 0 | 0.85 | 26.79
CR | Solar | 32 | SBAR | 99.31 | 0 | 2.24 | 71.03
CR | Solar | 32 | SEAB1 | 240.49 | 0 | 5.44 | 172
CR | Solar | 32 | SELL_1 | 162.16 | 0 | 3.66 | 115.98
CR | Solar | 32 | SFEG_P | 3.05 | 0 | 0.07 | 2.18
CR | Solar | 32 | SFIL_P | 1.22 | 0 | 0.03 | 0.87
CR | Solar | 32 | SHEC_3 | 9 | 0 | 0.2 | 6.44
CR | Solar | 32 | SHRW_1 | 198.72 | 0 | 4.49 | 142.12
CR | Solar | 32 | SIGH | 0.97 | 0 | 0.02 | 0.69
CR | Solar | 32 | SJOW_1 | 4.09 | 0 | 0.09 | 2.93
CR | Solar | 32 | SKLGB1 | 11.75 | 0 | 0.27 | 8.4
CR | Solar | 32 | SLOY_P | 0.33 | 0 | 0.01 | 0.24
CR | Solar | 32 | SMAN_1 | 7.5 | 0 | 0.17 | 5.36
CR | Solar | 32 | SPEN_1 | 51.09 | 0 | 1.15 | 36.54
CR | Solar | 32 | SSHI_3 | 8.44 | 0 | 0.19 | 6.04
CR | Solar | 32 | STAH_1 | 34.11 | 0 | 0.77 | 24.4
CR | Solar | 32 | STAL_1 | 22.5 | 0 | 0.51 | 16.09
CR | Solar | 32 | STAY_1 | 380.05 | 0 | 8.59 | 271.81
CR | Solar | 32 | STEN_1 | 22.5 | 0 | 0.51 | 16.09
CR | Solar | 32 | STES_1 | 28.63 | 0 | 0.65 | 20.48
CR | Solar | 32 | STHA | 0.97 | 0 | 0.02 | 0.69
CR | Solar | 32 | STIR | 8.34 | 0 | 0.19 | 5.96
CR | Solar | 32 | STLE | 8.34 | 0 | 0.19 | 5.96
CR | Solar | 32 | STRI_P | 5.79 | 0 | 0.13 | 4.14
CR | Solar | 32 | SUND_1 | 145.28 | 0 | 3.28 | 103.9
CR | Solar | 32 | SWAN_1 | 267.71 | 0 | 6.05 | 191.47
CR | Solar | 32 | TARL_P | 6.32 | 0 | 0.14 | 4.52
CR | Solar | 32 | TAUN1 | 139.86 | 0 | 3.16 | 100.03
CR | Solar | 32 | TAYN_P | 3.89 | 0 | 0.09 | 2.78
CR | Solar | 32 | TELR | 0.97 | 0 | 0.02 | 0.69
CR | Solar | 32 | TEMP_3 | 9 | 0 | 0.2 | 6.44
CR | Solar | 32 | THOM_6 | 37.6 | 0 | 0.85 | 26.89
CR | Solar | 32 | THSO_P | 8.67 | 0 | 0.2 | 6.2
CR | Solar | 32 | THUR_6 | 9 | 0 | 0.2 | 6.44
CR | Solar | 32 | TILBB_1 | 113.29 | 0 | 2.56 | 81.03
CR | Solar | 32 | TONG | 0.97 | 0 | 0.02 | 0.69
CR | Solar | 32 | TOTT_1 | 5.62 | 0 | 0.13 | 4.02
CR | Solar | 32 | TRAW_1 | 41.07 | 0 | 0.93 | 29.37
CR | Solar | 32 | TUMB_P | 0.89 | 0 | 0.02 | 0.64
CR | Solar | 32 | TYNE_1 | 8.44 | 0 | 0.19 | 6.04
CR | Solar | 32 | TYNE_2 | 8.44 | 0 | 0.19 | 6.04
CR | Solar | 32 | UPPB_1 | 43.11 | 0 | 0.97 | 30.83
CR | Solar | 32 | UPPB_3 | 42.32 | 0 | 0.96 | 30.27
CR | Solar | 32 | USKM_1 | 52.15 | 0 | 1.18 | 37.3
CR | Solar | 32 | WALH_1 | 226.89 | 0 | 5.13 | 162.27
CR | Solar | 32 | WALP_1 | 115.55 | 0 | 2.61 | 82.64
CR | Solar | 32 | WALP_B | 311.29 | 0 | 7.04 | 222.63
CR | Solar | 32 | WARL_1 | 126.66 | 0 | 2.86 | 90.59
CR | Solar | 32 | WASF_1 | 6.13 | 0 | 0.14 | 4.38
CR | Solar | 32 | WATFS_1 | 5 | 0 | 0.11 | 3.58
CR | Solar | 32 | WBOL_6 | 14.23 | 0 | 0.32 | 10.18
CR | Solar | 32 | WBUR_1 | 215.92 | 0 | 4.88 | 154.43
CR | Solar | 32 | WFIE | 8.34 | 0 | 0.19 | 5.96
CR | Solar | 32 | WHAM_1 | 5.62 | 0 | 0.13 | 4.02
CR | Solar | 32 | WHGA_1 | 5.62 | 0 | 0.13 | 4.02
CR | Solar | 32 | WIBA_3 | 9 | 0 | 0.2 | 6.44
CR | Solar | 32 | WIEN_1 | 12.86 | 0 | 0.29 | 9.2
CR | Solar | 32 | WILL_1 | 84.41 | 0 | 1.91 | 60.37
CR | Solar | 32 | WIMBN1 | 15 | 0 | 0.34 | 10.73
CR | Solar | 32 | WIMBS1 | 15 | 0 | 0.34 | 10.73
CR | Solar | 32 | WISD_1 | 4.09 | 0 | 0.09 | 2.93
CR | Solar | 32 | WISD_6 | 4.09 | 0 | 0.09 | 2.93
CR | Solar | 32 | WISH | 0.97 | 0 | 0.02 | 0.69
CR | Solar | 32 | WMEL_1 | 9 | 0 | 0.2 | 6.44
CR | Solar | 32 | WTHU31 | 5.62 | 0 | 0.13 | 4.02
CR | Solar | 32 | WWEY_1 | 8.89 | 0 | 0.2 | 6.36
CR | Solar | 32 | WYLF_1 | 67.5 | 0 | 1.53 | 48.28
CR | Solar | 32 | WYMOM_1 | 72.9 | 0 | 1.65 | 52.14
CR | Solar | 33 | ABHA1 | 243.52 | 0 | 5.5 | 174.17
CR | Solar | 33 | ABNE_P | 14.69 | 0 | 0.33 | 10.51
CR | Solar | 33 | ABTH_1 | 81.76 | 0 | 1.85 | 58.47
CR | Solar | 33 | ACTL_2 | 4.96 | 0 | 0.11 | 3.55
CR | Solar | 33 | ACTL_C | 4.96 | 0 | 0.11 | 3.55
CR | Solar | 33 | ALNE_P | 3.5 | 0 | 0.08 | 2.5
CR | Solar | 33 | ALST_3 | 9.09 | 0 | 0.21 | 6.5
CR | Solar | 33 | ALVE1 | 357.31 | 0 | 8.08 | 255.55
CR | Solar | 33 | AMEM_1 | 48.11 | 0 | 1.09 | 34.41
CR | Solar | 33 | ARBR_P | 27.39 | 0 | 0.62 | 19.59
CR | Solar | 33 | ARDK_P | 1.17 | 0 | 0.03 | 0.84
CR | Solar | 33 | ARMO_P | 7.54 | 0 | 0.17 | 5.39
CR | Solar | 33 | AXMI1 | 305.32 | 0 | 6.9 | 218.36
CR | Solar | 33 | BAGA | 10.61 | 0 | 0.24 | 7.59
CR | Solar | 33 | BAIN | 10.61 | 0 | 0.24 | 7.59
CR | Solar | 33 | BARKC1 | 8.66 | 0 | 0.2 | 6.19
CR | Solar | 33 | BARKW3 | 6.82 | 0 | 0.15 | 4.88
CR | Solar | 33 | BEDDT1 | 7.79 | 0 | 0.18 | 5.57
CR | Solar | 33 | BEDD_1 | 7.79 | 0 | 0.18 | 5.57
CR | Solar | 33 | BERW | 1.23 | 0 | 0.03 | 0.88
CR | Solar | 33 | BESW_1 | 80.25 | 0 | 1.81 | 57.39
CR | Solar | 33 | BICF_1 | 558.29 | 0 | 12.62 | 399.29
CR | Solar | 33 | BIRK_1 | 9.09 | 0 | 0.21 | 6.5
CR | Solar | 33 | BISW_1 | 35.44 | 0 | 0.8 | 25.35
CR | Solar | 33 | BLYTB1 | 27.26 | 0 | 0.62 | 19.5
CR | Solar | 33 | BLYTH132 | 27.26 | 0 | 0.62 | 19.5
CR | Solar | 33 | BOAG_P | 0.87 | 0 | 0.02 | 0.62
CR | Solar | 33 | BOLN_1 | 101.26 | 0 | 2.29 | 72.42
CR | Solar | 33 | BONN | 10.61 | 0 | 0.24 | 7.59
CR | Solar | 33 | BOTW_1 | 184.78 | 0 | 4.18 | 132.15
CR | Solar | 33 | BRAC_P | 0.68 | 0 | 0.02 | 0.49
CR | Solar | 33 | BRAI_1 | 162.95 | 0 | 3.68 | 116.54
CR | Solar | 33 | BRAW_1 | 6.82 | 0 | 0.15 | 4.88
CR | Solar | 33 | BRED_1 | 10.31 | 0 | 0.23 | 7.37
CR | Solar | 33 | BRFO_1 | 199.56 | 0 | 4.51 | 142.73
CR | Solar | 33 | BRIM_1 | 54.53 | 0 | 1.23 | 39
CR | Solar | 33 | BRLE_1 | 121.79 | 0 | 2.75 | 87.1
CR | Solar | 33 | BROA_P | 0.27 | 0 | 0.01 | 0.19
CR | Solar | 33 | BROX | 1.23 | 0 | 0.03 | 0.88
CR | Solar | 33 | BRWA1 | 488.69 | 0 | 11.04 | 349.51
CR | Solar | 33 | BUMU_P | 0.23 | 0 | 0.01 | 0.16
CR | Solar | 33 | BURM_1 | 952.26 | 0 | 21.52 | 681.06
CR | Solar | 33 | BUSH_1 | 28.86 | 0 | 0.65 | 20.64
CR | Solar | 33 | BUST_1 | 31.16 | 0 | 0.7 | 22.29
CR | Solar | 33 | CAAD_P | 0.54 | 0 | 0.01 | 0.39
CR | Solar | 33 | CAFA | 1.23 | 0 | 0.03 | 0.88
CR | Solar | 33 | CAMB_01 | 45.68 | 0 | 1.03 | 32.67
CR | Solar | 33 | CANTN1 | 188.35 | 0 | 4.26 | 134.71
CR | Solar | 33 | CAPEA1 | 15.23 | 0 | 0.34 | 10.89
CR | Solar | 33 | CARE_1 | 25.04 | 0 | 0.57 | 17.91
CR | Solar | 33 | CARR_1 | 10.96 | 0 | 0.25 | 7.84
CR | Solar | 33 | CASS_P | 1.01 | 0 | 0.02 | 0.72
CR | Solar | 33 | CATY | 1.23 | 0 | 0.03 | 0.88
CR | Solar | 33 | CBNK_H | 4.96 | 0 | 0.11 | 3.55
CR | Solar | 33 | CELL_1 | 114.82 | 0 | 2.59 | 82.12
CR | Solar | 33 | CHAP | 1.23 | 0 | 0.03 | 0.88
CR | Solar | 33 | CHAS | 1.23 | 0 | 0.03 | 0.88
CR | Solar | 33 | CHIC_1 | 275.43 | 0 | 6.22 | 196.99
CR | Solar | 33 | CHSI_1 | 7.79 | 0 | 0.18 | 5.57
CR | Solar | 33 | CHTE_1 | 170.26 | 0 | 3.85 | 121.77
CR | Solar | 33 | CITR_1 | 4.96 | 0 | 0.11 | 3.55
CR | Solar | 33 | CLAC_P | 2.33 | 0 | 0.05 | 1.67
CR | Solar | 33 | CLAY_P | 0.23 | 0 | 0.01 | 0.16
CR | Solar | 33 | CLT03 | 48.67 | 0 | 1.1 | 34.81
CR | Solar | 33 | CLYM | 1.23 | 0 | 0.03 | 0.88
CR | Solar | 33 | COAT | 1.23 | 0 | 0.03 | 0.88
CR | Solar | 33 | CONQA1 | 152.04 | 0 | 3.44 | 108.74
CR | Solar | 33 | COUA_P | 1.44 | 0 | 0.03 | 1.03
CR | Solar | 33 | COVE_1 | 37.23 | 0 | 0.84 | 26.63
CR | Solar | 33 | COWL_1 | 520.95 | 0 | 11.77 | 372.58
CR | Solar | 33 | COYL | 1.23 | 0 | 0.03 | 0.88
CR | Solar | 33 | CREB_1 | 54.74 | 0 | 1.24 | 39.15
CR | Solar | 33 | CUMB | 10.61 | 0 | 0.24 | 7.59
CR | Solar | 33 | CUPA | 16.48 | 0 | 0.37 | 11.79
CR | Solar | 33 | DALM3 | 1.23 | 0 | 0.03 | 0.88
CR | Solar | 33 | DEVM | 1.23 | 0 | 0.03 | 0.88
CR | Solar | 33 | DEVO | 17.94 | 0 | 0.41 | 12.83
CR | Solar | 33 | DOUN_P | 2.84 | 0 | 0.06 | 2.03
CR | Solar | 33 | DRAK_1 | 116.58 | 0 | 2.63 | 83.38
CR | Solar | 33 | DRAX_1 | 27.26 | 0 | 0.62 | 19.5
CR | Solar | 33 | DRCR | 10.61 | 0 | 0.24 | 7.59
CR | Solar | 33 | DUDH_P | 0.68 | 0 | 0.02 | 0.49
CR | Solar | 33 | DUGR_P | 0.61 | 0 | 0.01 | 0.44
CR | Solar | 33 | DUNB | 1.23 | 0 | 0.03 | 0.88
CR | Solar | 33 | DUNF | 10.61 | 0 | 0.24 | 7.59
CR | Solar | 33 | DUNO_P | 10.61 | 0 | 0.24 | 7.59
CR | Solar | 33 | DYCE_P | 3.92 | 0 | 0.09 | 2.8
CR | Solar | 33 | EALI_6 | 4.96 | 0 | 0.11 | 3.55
CR | Solar | 33 | EASO_1 | 362.39 | 0 | 8.19 | 259.18
CR | Solar | 33 | EAST | 1.23 | 0 | 0.03 | 0.88
CR | Solar | 33 | ECCL | 1.23 | 0 | 0.03 | 0.88
CR | Solar | 33 | ECLA_1 | 246.13 | 0 | 5.56 | 176.03
CR | Solar | 33 | EKIL | 1.23 | 0 | 0.03 | 0.88
CR | Solar | 33 | EKIS | 1.23 | 0 | 0.03 | 0.88
CR | Solar | 33 | ELGI_P | 1.44 | 0 | 0.03 | 1.03
CR | Solar | 33 | ELLA_1 | 6.82 | 0 | 0.15 | 4.88
CR | Solar | 33 | ELST_1 | 6.06 | 0 | 0.14 | 4.33
CR | Solar | 33 | ENDE_1 | 110.36 | 0 | 2.49 | 78.93
CR | Solar | 33 | EXET1 | 253.61 | 0 | 5.73 | 181.38
CR | Solar | 33 | FASN_P | 0.56 | 0 | 0.01 | 0.4
CR | Solar | 33 | FAUG_P | 1.59 | 0 | 0.04 | 1.14
CR | Solar | 33 | FAWL_1 | 223.26 | 0 | 5.05 | 159.68
CR | Solar | 33 | FECK_6 | 186.88 | 0 | 4.22 | 133.66
CR | Solar | 33 | FERRA2 | 36.35 | 0 | 0.82 | 26
CR | Solar | 33 | FERRB1 | 33.4 | 0 | 0.75 | 23.89
CR | Solar | 33 | FIDD_P | 7.5 | 0 | 0.17 | 5.36
CR | Solar | 33 | FLEE_1 | 103.28 | 0 | 2.33 | 73.87
CR | Solar | 33 | FOUR_1 | 40.9 | 0 | 0.92 | 29.25
CR | Solar | 33 | FRAS_P | 0.36 | 0 | 0.01 | 0.26
CR | Solar | 33 | FROD_1 | 13.23 | 0 | 0.3 | 9.46
CR | Solar | 33 | FWIL_P | 6.44 | 0 | 0.15 | 4.61
CR | Solar | 33 | GALA | 1.23 | 0 | 0.03 | 0.88
CR | Solar | 33 | GIFF | 1.23 | 0 | 0.03 | 0.88
CR | Solar | 33 | GLLE | 1.23 | 0 | 0.03 | 0.88
CR | Solar | 33 | GLLU | 1.23 | 0 | 0.03 | 0.88
CR | Solar | 33 | GLNI | 10.61 | 0 | 0.24 | 7.59
CR | Solar | 33 | GLRO | 10.61 | 0 | 0.24 | 7.59
CR | Solar | 33 | GREE_H | 4.96 | 0 | 0.11 | 3.55
CR | Solar | 33 | GREN_1 | 613.87 | 0 | 13.87 | 439.04
CR | Solar | 33 | GRIW_1 | 115.44 | 0 | 2.61 | 82.56
CR | Solar | 33 | GRUB_P | 4.47 | 0 | 0.1 | 3.2
CR | Solar | 33 | G_EXTRA_11 | 1.23 | 0 | 0.03 | 0.88
CR | Solar | 33 | G_EXTRA_2 | 1.23 | 0 | 0.03 | 0.88
CR | Solar | 33 | G_EXTRA_5 | 1.23 | 0 | 0.03 | 0.88
CR | Solar | 33 | G_EXTRA_7 | 10.61 | 0 | 0.24 | 7.59
CR | Solar | 33 | G_EXTRA_9 | 1.23 | 0 | 0.03 | 0.88
CR | Solar | 33 | HACK_1 | 6.82 | 0 | 0.15 | 4.88
CR | Solar | 33 | HACK_6 | 6.82 | 0 | 0.15 | 4.88
CR | Solar | 33 | HAMHC1 | 62.3 | 0 | 1.41 | 44.56
CR | Solar | 33 | HARK_1 | 100.17 | 0 | 2.26 | 71.64
CR | Solar | 33 | HARM_6 | 10.22 | 0 | 0.23 | 7.31
CR | Solar | 33 | HAWI | 1.23 | 0 | 0.03 | 0.88
CR | Solar | 33 | HAWP_6 | 16.36 | 0 | 0.37 | 11.7
CR | Solar | 33 | HEYS1 | 40.9 | 0 | 0.92 | 29.25
CR | Solar | 33 | HEYS_1 | 67.95 | 0 | 1.54 | 48.6
CR | Solar | 33 | HUER | 1.23 | 0 | 0.03 | 0.88
CR | Solar | 33 | HURS_1 | 7.79 | 0 | 0.18 | 5.57
CR | Solar | 33 | HUTT_1 | 121.02 | 0 | 2.74 | 86.55
CR | Solar | 33 | IMPK_1 | 175.67 | 0 | 3.97 | 125.64
CR | Solar | 33 | INDQ1 | 526.59 | 0 | 11.9 | 376.62
CR | Solar | 33 | INKE | 10.61 | 0 | 0.24 | 7.59
CR | Solar | 33 | INNE_P | 1.13 | 0 | 0.03 | 0.81
CR | Solar | 33 | IROA1 | 304.93 | 0 | 6.89 | 218.09
CR | Solar | 33 | IRONB1 | 122.51 | 0 | 2.77 | 87.62
CR | Solar | 33 | IVER_1 | 6.06 | 0 | 0.14 | 4.33
CR | Solar | 33 | IVER_6 | 6.06 | 0 | 0.14 | 4.33
CR | Solar | 33 | JOHN | 1.23 | 0 | 0.03 | 0.88
CR | Solar | 33 | JORD_3 | 10.91 | 0 | 0.25 | 7.8
CR | Solar | 33 | KAIM | 1.23 | 0 | 0.03 | 0.88
CR | Solar | 33 | KEAD_1 | 90.72 | 0 | 2.05 | 64.88
CR | Solar | 33 | KEAR_1 | 6.82 | 0 | 0.15 | 4.88
CR | Solar | 33 | KEAR_3 | 19.46 | 0 | 0.44 | 13.92
CR | Solar | 33 | KEIT_P | 9.47 | 0 | 0.21 | 6.77
CR | Solar | 33 | KEMS_1 | 212.02 | 0 | 4.79 | 151.64
CR | Solar | 33 | KEOO | 1.23 | 0 | 0.03 | 0.88
CR | Solar | 33 | KIBY_1 | 1.86 | 0 | 0.04 | 1.33
CR | Solar | 33 | KIER | 10.61 | 0 | 0.24 | 7.59
CR | Solar | 33 | KIIN_P | 2.59 | 0 | 0.06 | 1.85
CR | Solar | 33 | KILS | 1.23 | 0 | 0.03 | 0.88
CR | Solar | 33 | KILT | 1.23 | 0 | 0.03 | 0.88
CR | Solar | 33 | KILW | 8.55 | 0 | 0.19 | 6.11
CR | Solar | 33 | KINO_1 | 89.73 | 0 | 2.03 | 64.17
CR | Solar | 33 | KINT_P | 8.83 | 0 | 0.2 | 6.32
CR | Solar | 33 | KIRKB1 | 6.82 | 0 | 0.15 | 4.88
CR | Solar | 33 | KITW_1 | 17.07 | 0 | 0.39 | 12.21
CR | Solar | 33 | KNAR | 32.01 | 0 | 0.72 | 22.89
CR | Solar | 33 | LACK_6 | 47.04 | 0 | 1.06 | 33.64
CR | Solar | 33 | LAIR_P | 2.52 | 0 | 0.06 | 1.8
CR | Solar | 33 | LALE1SG003 | 12 | 0 | 0.27 | 8.58
CR | Solar | 33 | LAND1 | 407.71 | 0 | 9.21 | 291.59
CR | Solar | 33 | LEGA_1 | 128.26 | 0 | 2.9 | 91.73
CR | Solar | 33 | LEVE | 10.61 | 0 | 0.24 | 7.59
CR | Solar | 33 | LING | 1.23 | 0 | 0.03 | 0.88
CR | Solar | 33 | LINM | 1.23 | 0 | 0.03 | 0.88
CR | Solar | 33 | LISD_1 | 3.06 | 0 | 0.07 | 2.19
CR | Solar | 33 | LITT_C | 7.79 | 0 | 0.18 | 5.57
CR | Solar | 33 | LITT_J | 7.79 | 0 | 0.18 | 5.57
CR | Solar | 33 | LODR_6 | 4.96 | 0 | 0.11 | 3.55
CR | Solar | 33 | LOUD_H | 6.06 | 0 | 0.14 | 4.33
CR | Solar | 33 | LOVE_1 | 315.67 | 0 | 7.13 | 225.77
CR | Solar | 33 | LUNA_P | 0.23 | 0 | 0.01 | 0.16
CR | Solar | 33 | MACC_3 | 39.54 | 0 | 0.89 | 28.28
CR | Solar | 33 | MACD_P | 10.26 | 0 | 0.23 | 7.34
CR | Solar | 33 | MAGA_6 | 58.35 | 0 | 1.32 | 41.73
CR | Solar | 33 | MANN_1 | 534.09 | 0 | 12.07 | 381.98
CR | Solar | 33 | MAYB | 1.23 | 0 | 0.03 | 0.88
CR | Solar | 33 | MELK_1 | 530.41 | 0 | 11.99 | 379.35
CR | Solar | 33 | MILC_P | 3 | 0 | 0.07 | 2.15
CR | Solar | 33 | MILH_1 | 18.32 | 0 | 0.41 | 13.1
CR | Solar | 33 | MITY_1 | 796.58 | 0 | 18 | 569.71
CR | Solar | 33 | MYBS_P | 6.12 | 0 | 0.14 | 4.38
CR | Solar | 33 | NEAR | 1.23 | 0 | 0.03 | 0.88
CR | Solar | 33 | NECE_1 | 31.16 | 0 | 0.7 | 22.29
CR | Solar | 33 | NEEP_3 | 10.91 | 0 | 0.25 | 7.8
CR | Solar | 33 | NETS | 1.23 | 0 | 0.03 | 0.88
CR | Solar | 33 | NEWX_6 | 18.18 | 0 | 0.41 | 13
CR | Solar | 33 | NFLE | 112.29 | 0 | 2.54 | 80.31
CR | Solar | 33 | NHYD_6 | 6.06 | 0 | 0.14 | 4.33
CR | Solar | 33 | NINF_1 | 109.03 | 0 | 2.46 | 77.98
CR | Solar | 33 | NORL_3 | 10.91 | 0 | 0.25 | 7.8
CR | Solar | 33 | NORM_1 | 717.54 | 0 | 16.22 | 513.18
CR | Solar | 33 | NORT_1 | 45.59 | 0 | 1.03 | 32.61
CR | Solar | 33 | NURS_1 | 344.01 | 0 | 7.77 | 246.04
CR | Solar | 33 | OCKH_1 | 15.58 | 0 | 0.35 | 11.14
CR | Solar | 33 | OFFE_3 | 10.22 | 0 | 0.23 | 7.31
CR | Solar | 33 | OLDB_1 | 15.58 | 0 | 0.35 | 11.14
CR | Solar | 33 | OSBA_1 | 38.17 | 0 | 0.86 | 27.3
CR | Solar | 33 | PADIB1 | 33.39 | 0 | 0.75 | 23.88
CR | Solar | 33 | PELH_1 | 214.4 | 0 | 4.85 | 153.34
CR | Solar | 33 | PEMB_1 | 437.27 | 0 | 9.88 | 312.74
CR | Solar | 33 | PENE_1 | 27.26 | 0 | 0.62 | 19.5
CR | Solar | 33 | PENN_1 | 6.13 | 0 | 0.14 | 4.38
CR | Solar | 33 | PENT_1 | 188.58 | 0 | 4.26 | 134.87
CR | Solar | 33 | PENW_1 | 78.57 | 0 | 1.78 | 56.19
CR | Solar | 33 | PERI_H | 4.96 | 0 | 0.11 | 3.55
CR | Solar | 33 | PERS_P | 2.87 | 0 | 0.06 | 2.05
CR | Solar | 33 | PITS_3 | 10.91 | 0 | 0.25 | 7.8
CR | Solar | 33 | POOB | 1.23 | 0 | 0.03 | 0.88
CR | Solar | 33 | POPP_3 | 25.91 | 0 | 0.59 | 18.53
CR | Solar | 33 | PORA_P | 7.04 | 0 | 0.16 | 5.04
CR | Solar | 33 | PORD | 10.61 | 0 | 0.24 | 7.59
CR | Solar | 33 | PYLE_1 | 68.8 | 0 | 1.55 | 49.21
CR | Solar | 33 | QUOI_P | 0.78 | 0 | 0.02 | 0.56
CR | Solar | 33 | RAIN_1 | 3.19 | 0 | 0.07 | 2.28
CR | Solar | 33 | RANN_P | 3.42 | 0 | 0.08 | 2.45
CR | Solar | 33 | RASS_1 | 204.42 | 0 | 4.62 | 146.2
CR | Solar | 33 | RATS_1 | 140.88 | 0 | 3.18 | 100.76
CR | Solar | 33 | RAYL_1 | 158.44 | 0 | 3.58 | 113.32
CR | Solar | 33 | REBR_3 | 6.82 | 0 | 0.15 | 4.88
CR | Solar | 33 | REDH | 22.78 | 0 | 0.51 | 16.29
CR | Solar | 33 | REDM_P | 2.59 | 0 | 0.06 | 1.85
CR | Solar | 33 | RICH1 | 141.14 | 0 | 3.19 | 100.94
CR | Solar | 33 | ROCH_1 | 9.76 | 0 | 0.22 | 6.98
CR | Solar | 33 | RUGEB1 | 99.28 | 0 | 2.24 | 71.01
CR | Solar | 33 | RYEH_1 | 54.53 | 0 | 1.23 | 39
CR | Solar | 33 | SALH_1 | 53.09 | 0 | 1.2 | 37.97
CR | Solar | 33 | SALT_1 | 43.81 | 0 | 0.99 | 31.33
CR | Solar | 33 | SBAR | 108.84 | 0 | 2.46 | 77.84
CR | Solar | 33 | SEAB1 | 269.08 | 0 | 6.08 | 192.45
CR | Solar | 33 | SELL_1 | 185.03 | 0 | 4.18 | 132.33
CR | Solar | 33 | SFEG_P | 4.17 | 0 | 0.09 | 2.98
CR | Solar | 33 | SFIL_P | 1.67 | 0 | 0.04 | 1.19
CR | Solar | 33 | SHEC_3 | 10.91 | 0 | 0.25 | 7.8
CR | Solar | 33 | SHRW_1 | 213.01 | 0 | 4.81 | 152.34
CR | Solar | 33 | SIGH | 1.23 | 0 | 0.03 | 0.88
CR | Solar | 33 | SJOW_1 | 4.96 | 0 | 0.11 | 3.55
CR | Solar | 33 | SKLGB1 | 12.95 | 0 | 0.29 | 9.26
CR | Solar | 33 | SLOY_P | 0.45 | 0 | 0.01 | 0.32
CR | Solar | 33 | SMAN_1 | 9.09 | 0 | 0.21 | 6.5
CR | Solar | 33 | SPEN_1 | 60.62 | 0 | 1.37 | 43.36
CR | Solar | 33 | SSHI_3 | 10.22 | 0 | 0.23 | 7.31
CR | Solar | 33 | STAH_1 | 38.87 | 0 | 0.88 | 27.8
CR | Solar | 33 | STAL_1 | 27.26 | 0 | 0.62 | 19.5
CR | Solar | 33 | STAY_1 | 427.69 | 0 | 9.67 | 305.88
CR | Solar | 33 | STEN_1 | 27.26 | 0 | 0.62 | 19.5
CR | Solar | 33 | STES_1 | 33.39 | 0 | 0.75 | 23.88
CR | Solar | 33 | STHA | 1.23 | 0 | 0.03 | 0.88
CR | Solar | 33 | STIR | 10.61 | 0 | 0.24 | 7.59
CR | Solar | 33 | STLE | 10.61 | 0 | 0.24 | 7.59
CR | Solar | 33 | STRI_P | 7.24 | 0 | 0.16 | 5.18
CR | Solar | 33 | SUND_1 | 164.34 | 0 | 3.71 | 117.54
CR | Solar | 33 | SWAN_1 | 296.3 | 0 | 6.7 | 211.91
CR | Solar | 33 | TARL_P | 6.59 | 0 | 0.15 | 4.71
CR | Solar | 33 | TAUN1 | 149.39 | 0 | 3.38 | 106.84
CR | Solar | 33 | TAYN_P | 5.31 | 0 | 0.12 | 3.8
CR | Solar | 33 | TELR | 1.23 | 0 | 0.03 | 0.88
CR | Solar | 33 | TEMP_3 | 10.91 | 0 | 0.25 | 7.8
CR | Solar | 33 | THOM_6 | 44.27 | 0 | 1 | 31.66
CR | Solar | 33 | THSO_P | 11.83 | 0 | 0.27 | 8.46
CR | Solar | 33 | THUR_6 | 10.91 | 0 | 0.25 | 7.8
CR | Solar | 33 | TILBB_1 | 136.16 | 0 | 3.08 | 97.38
CR | Solar | 33 | TONG | 1.23 | 0 | 0.03 | 0.88
CR | Solar | 33 | TOTT_1 | 6.82 | 0 | 0.15 | 4.88
CR | Solar | 33 | TRAW_1 | 45.84 | 0 | 1.04 | 32.78
CR | Solar | 33 | TUMB_P | 1.22 | 0 | 0.03 | 0.87
CR | Solar | 33 | TYNE_1 | 10.22 | 0 | 0.23 | 7.31
CR | Solar | 33 | TYNE_2 | 10.22 | 0 | 0.23 | 7.31
CR | Solar | 33 | UPPB_1 | 44.7 | 0 | 1.01 | 31.97
CR | Solar | 33 | UPPB_3 | 43.91 | 0 | 0.99 | 31.4
CR | Solar | 33 | USKM_1 | 53.74 | 0 | 1.21 | 38.43
CR | Solar | 33 | WALH_1 | 250.71 | 0 | 5.67 | 179.31
CR | Solar | 33 | WALP_1 | 134.61 | 0 | 3.04 | 96.27
CR | Solar | 33 | WALP_B | 330.35 | 0 | 7.47 | 236.27
CR | Solar | 33 | WARL_1 | 149.53 | 0 | 3.38 | 106.94
CR | Solar | 33 | WASF_1 | 6.13 | 0 | 0.14 | 4.38
CR | Solar | 33 | WATFS_1 | 6.06 | 0 | 0.14 | 4.33
CR | Solar | 33 | WBOL_6 | 16.01 | 0 | 0.36 | 11.45
CR | Solar | 33 | WBUR_1 | 234.98 | 0 | 5.31 | 168.06
CR | Solar | 33 | WFIE | 10.61 | 0 | 0.24 | 7.59
CR | Solar | 33 | WHAM_1 | 6.82 | 0 | 0.15 | 4.88
CR | Solar | 33 | WHGA_1 | 6.82 | 0 | 0.15 | 4.88
CR | Solar | 33 | WIBA_3 | 10.91 | 0 | 0.25 | 7.8
CR | Solar | 33 | WIEN_1 | 15.58 | 0 | 0.35 | 11.14
CR | Solar | 33 | WILL_1 | 89.86 | 0 | 2.03 | 64.27
CR | Solar | 33 | WIMBN1 | 18.18 | 0 | 0.41 | 13
CR | Solar | 33 | WIMBS1 | 18.18 | 0 | 0.41 | 13
CR | Solar | 33 | WISD_1 | 4.96 | 0 | 0.11 | 3.55
CR | Solar | 33 | WISD_6 | 4.96 | 0 | 0.11 | 3.55
CR | Solar | 33 | WISH | 1.23 | 0 | 0.03 | 0.88
CR | Solar | 33 | WMEL_1 | 10.91 | 0 | 0.25 | 7.8
CR | Solar | 33 | WTHU31 | 6.82 | 0 | 0.15 | 4.88
CR | Solar | 33 | WWEY_1 | 10.25 | 0 | 0.23 | 7.33
CR | Solar | 33 | WYLF_1 | 81.79 | 0 | 1.85 | 58.5
CR | Solar | 33 | WYMOM_1 | 82.43 | 0 | 1.86 | 58.95
CR | Solar | 34 | ABHA1 | 267.01 | 0 | 6.03 | 190.97
CR | Solar | 34 | ABNE_P | 15.68 | 0 | 0.35 | 11.21
CR | Solar | 34 | ABTH_1 | 83.18 | 0 | 1.88 | 59.49
CR | Solar | 34 | ACTL_2 | 5.73 | 0 | 0.13 | 4.1
CR | Solar | 34 | ACTL_C | 5.73 | 0 | 0.13 | 4.1
CR | Solar | 34 | ALNE_P | 4.5 | 0 | 0.1 | 3.22
CR | Solar | 34 | ALST_3 | 10.51 | 0 | 0.24 | 7.52
CR | Solar | 34 | ALVE1 | 380.8 | 0 | 8.61 | 272.35
CR | Solar | 34 | AMEM_1 | 49.05 | 0 | 1.11 | 35.08
CR | Solar | 34 | ARBR_P | 27.39 | 0 | 0.62 | 19.59
CR | Solar | 34 | ARDK_P | 1.5 | 0 | 0.03 | 1.07
CR | Solar | 34 | ARMO_P | 9.69 | 0 | 0.22 | 6.93
CR | Solar | 34 | AXMI1 | 336.53 | 0 | 7.61 | 240.69
CR | Solar | 34 | BAGA | 14.42 | 0 | 0.33 | 10.31
CR | Solar | 34 | BAIN | 14.42 | 0 | 0.33 | 10.31
CR | Solar | 34 | BARKC1 | 9.73 | 0 | 0.22 | 6.96
CR | Solar | 34 | BARKW3 | 7.88 | 0 | 0.18 | 5.64
CR | Solar | 34 | BEDDT1 | 9.01 | 0 | 0.2 | 6.44
CR | Solar | 34 | BEDD_1 | 9.01 | 0 | 0.2 | 6.44
CR | Solar | 34 | BERW | 1.68 | 0 | 0.04 | 1.2
CR | Solar | 34 | BESW_1 | 85.11 | 0 | 1.92 | 60.87
CR | Solar | 34 | BICF_1 | 617.87 | 0 | 13.96 | 441.9
CR | Solar | 34 | BIRK_1 | 10.51 | 0 | 0.24 | 7.52
CR | Solar | 34 | BISW_1 | 37.88 | 0 | 0.86 | 27.09
CR | Solar | 34 | BLYTB1 | 31.52 | 0 | 0.71 | 22.54
CR | Solar | 34 | BLYTH132 | 31.52 | 0 | 0.71 | 22.54
CR | Solar | 34 | BOAG_P | 1.11 | 0 | 0.03 | 0.79
CR | Solar | 34 | BOLN_1 | 105.51 | 0 | 2.38 | 75.46
CR | Solar | 34 | BONN | 14.42 | 0 | 0.33 | 10.31
CR | Solar | 34 | BOTW_1 | 203.93 | 0 | 4.61 | 145.85
CR | Solar | 34 | BRAC_P | 0.87 | 0 | 0.02 | 0.62
CR | Solar | 34 | BRAI_1 | 171.46 | 0 | 3.87 | 122.63
CR | Solar | 34 | BRAW_1 | 7.88 | 0 | 0.18 | 5.64
CR | Solar | 34 | BRED_1 | 11.73 | 0 | 0.27 | 8.39
CR | Solar | 34 | BRFO_1 | 207.16 | 0 | 4.68 | 148.16
CR | Solar | 34 | BRIM_1 | 63.04 | 0 | 1.42 | 45.09
CR | Solar | 34 | BRLE_1 | 130.3 | 0 | 2.94 | 93.19
CR | Solar | 34 | BROA_P | 0.35 | 0 | 0.01 | 0.25
CR | Solar | 34 | BROX | 1.68 | 0 | 0.04 | 1.2
CR | Solar | 34 | BRWA1 | 522.73 | 0 | 11.81 | 373.86
CR | Solar | 34 | BUMU_P | 0.29 | 0 | 0.01 | 0.21
CR | Solar | 34 | BURM_1 | 1045.88 | 0 | 23.64 | 748.01
CR | Solar | 34 | BUSH_1 | 31.29 | 0 | 0.71 | 22.38
CR | Solar | 34 | BUST_1 | 36.02 | 0 | 0.81 | 25.76
CR | Solar | 34 | CAAD_P | 0.69 | 0 | 0.02 | 0.49
CR | Solar | 34 | CAFA | 1.68 | 0 | 0.04 | 1.2
CR | Solar | 34 | CAMB_01 | 49.93 | 0 | 1.13 | 35.71
CR | Solar | 34 | CANTN1 | 198.57 | 0 | 4.49 | 142.02
CR | Solar | 34 | CAPEA1 | 16.64 | 0 | 0.38 | 11.9
CR | Solar | 34 | CARE_1 | 26.45 | 0 | 0.6 | 18.92
CR | Solar | 34 | CARR_1 | 12.38 | 0 | 0.28 | 8.85
CR | Solar | 34 | CASS_P | 1.3 | 0 | 0.03 | 0.93
CR | Solar | 34 | CATY | 1.68 | 0 | 0.04 | 1.2
CR | Solar | 34 | CBNK_H | 5.73 | 0 | 0.13 | 4.1
CR | Solar | 34 | CELL_1 | 127.59 | 0 | 2.88 | 91.25
CR | Solar | 34 | CHAP | 1.68 | 0 | 0.04 | 1.2
CR | Solar | 34 | CHAS | 1.68 | 0 | 0.04 | 1.2
CR | Solar | 34 | CHIC_1 | 306.64 | 0 | 6.93 | 219.31
CR | Solar | 34 | CHSI_1 | 9.01 | 0 | 0.2 | 6.44
CR | Solar | 34 | CHTE_1 | 171.97 | 0 | 3.89 | 122.99
CR | Solar | 34 | CITR_1 | 5.73 | 0 | 0.13 | 4.1
CR | Solar | 34 | CLAC_P | 2.99 | 0 | 0.07 | 2.14
CR | Solar | 34 | CLAY_P | 0.29 | 0 | 0.01 | 0.21
CR | Solar | 34 | CLT03 | 56.27 | 0 | 1.27 | 40.24
CR | Solar | 34 | CLYM | 1.68 | 0 | 0.04 | 1.2
CR | Solar | 34 | COAT | 1.68 | 0 | 0.04 | 1.2
CR | Solar | 34 | CONQA1 | 156.3 | 0 | 3.53 | 111.79
CR | Solar | 34 | COUA_P | 1.85 | 0 | 0.04 | 1.32
CR | Solar | 34 | COVE_1 | 42.09 | 0 | 0.95 | 30.1
CR | Solar | 34 | COWL_1 | 555 | 0 | 12.54 | 396.94
CR | Solar | 34 | COYL | 1.68 | 0 | 0.04 | 1.2
CR | Solar | 34 | CREB_1 | 60.41 | 0 | 1.37 | 43.21
CR | Solar | 34 | CUMB | 14.42 | 0 | 0.33 | 10.31
CR | Solar | 34 | CUPA | 20.28 | 0 | 0.46 | 14.5
CR | Solar | 34 | DALM3 | 1.68 | 0 | 0.04 | 1.2
CR | Solar | 34 | DEVM | 1.68 | 0 | 0.04 | 1.2
CR | Solar | 34 | DEVO | 21.74 | 0 | 0.49 | 15.55
CR | Solar | 34 | DOUN_P | 3.65 | 0 | 0.08 | 2.61
CR | Solar | 34 | DRAK_1 | 119.01 | 0 | 2.69 | 85.12
CR | Solar | 34 | DRAX_1 | 31.52 | 0 | 0.71 | 22.54
CR | Solar | 34 | DRCR | 14.42 | 0 | 0.33 | 10.31
CR | Solar | 34 | DUDH_P | 0.87 | 0 | 0.02 | 0.62
CR | Solar | 34 | DUGR_P | 0.78 | 0 | 0.02 | 0.56
CR | Solar | 34 | DUNB | 1.68 | 0 | 0.04 | 1.2
CR | Solar | 34 | DUNF | 14.42 | 0 | 0.33 | 10.31
CR | Solar | 34 | DUNO_P | 14.42 | 0 | 0.33 | 10.31
CR | Solar | 34 | DYCE_P | 5.03 | 0 | 0.11 | 3.6
CR | Solar | 34 | EALI_6 | 5.73 | 0 | 0.13 | 4.1
CR | Solar | 34 | EASO_1 | 379.42 | 0 | 8.57 | 271.36
CR | Solar | 34 | EAST | 1.68 | 0 | 0.04 | 1.2
CR | Solar | 34 | ECCL | 1.68 | 0 | 0.04 | 1.2
CR | Solar | 34 | ECLA_1 | 263.15 | 0 | 5.95 | 188.2
CR | Solar | 34 | EKIL | 1.68 | 0 | 0.04 | 1.2
CR | Solar | 34 | EKIS | 1.68 | 0 | 0.04 | 1.2
CR | Solar | 34 | ELGI_P | 1.44 | 0 | 0.03 | 1.03
CR | Solar | 34 | ELLA_1 | 7.88 | 0 | 0.18 | 5.64
CR | Solar | 34 | ELST_1 | 7 | 0 | 0.16 | 5.01
CR | Solar | 34 | ENDE_1 | 118.87 | 0 | 2.69 | 85.02
CR | Solar | 34 | EXET1 | 277.1 | 0 | 6.26 | 198.18
CR | Solar | 34 | FASN_P | 0.72 | 0 | 0.02 | 0.51
CR | Solar | 34 | FAUG_P | 2.04 | 0 | 0.05 | 1.46
CR | Solar | 34 | FAWL_1 | 242.41 | 0 | 5.48 | 173.37
CR | Solar | 34 | FECK_6 | 191.74 | 0 | 4.33 | 137.13
CR | Solar | 34 | FERRA2 | 40.61 | 0 | 0.92 | 29.04
CR | Solar | 34 | FERRB1 | 37.66 | 0 | 0.85 | 26.93
CR | Solar | 34 | FIDD_P | 9.63 | 0 | 0.22 | 6.89
CR | Solar | 34 | FLEE_1 | 111.79 | 0 | 2.53 | 79.95
CR | Solar | 34 | FOUR_1 | 47.28 | 0 | 1.07 | 33.81
CR | Solar | 34 | FRAS_P | 0.46 | 0 | 0.01 | 0.33
CR | Solar | 34 | FROD_1 | 14.65 | 0 | 0.33 | 10.48
CR | Solar | 34 | FWIL_P | 8.27 | 0 | 0.19 | 5.91
CR | Solar | 34 | GALA | 1.68 | 0 | 0.04 | 1.2
CR | Solar | 34 | GIFF | 1.68 | 0 | 0.04 | 1.2
CR | Solar | 34 | GLLE | 1.68 | 0 | 0.04 | 1.2
CR | Solar | 34 | GLLU | 1.68 | 0 | 0.04 | 1.2
CR | Solar | 34 | GLNI | 14.42 | 0 | 0.33 | 10.31
CR | Solar | 34 | GLRO | 14.42 | 0 | 0.33 | 10.31
CR | Solar | 34 | GREE_H | 5.73 | 0 | 0.13 | 4.1
CR | Solar | 34 | GREN_1 | 666.76 | 0 | 15.07 | 476.87
CR | Solar | 34 | GRIW_1 | 128.21 | 0 | 2.9 | 91.7
CR | Solar | 34 | GRUB_P | 5.74 | 0 | 0.13 | 4.11
CR | Solar | 34 | G_EXTRA_11 | 1.68 | 0 | 0.04 | 1.2
CR | Solar | 34 | G_EXTRA_2 | 1.68 | 0 | 0.04 | 1.2
CR | Solar | 34 | G_EXTRA_5 | 1.68 | 0 | 0.04 | 1.2
CR | Solar | 34 | G_EXTRA_7 | 14.42 | 0 | 0.33 | 10.31
CR | Solar | 34 | G_EXTRA_9 | 1.68 | 0 | 0.04 | 1.2
CR | Solar | 34 | HACK_1 | 7.88 | 0 | 0.18 | 5.64
CR | Solar | 34 | HACK_6 | 7.88 | 0 | 0.18 | 5.64
CR | Solar | 34 | HAMHC1 | 67.16 | 0 | 1.52 | 48.03
CR | Solar | 34 | HARK_1 | 106.55 | 0 | 2.41 | 76.2
CR | Solar | 34 | HARM_6 | 11.82 | 0 | 0.27 | 8.45
CR | Solar | 34 | HAWI | 1.68 | 0 | 0.04 | 1.2
CR | Solar | 34 | HAWP_6 | 17.96 | 0 | 0.41 | 12.84
CR | Solar | 34 | HEYS1 | 47.28 | 0 | 1.07 | 33.81
CR | Solar | 34 | HEYS_1 | 74.33 | 0 | 1.68 | 53.16
CR | Solar | 34 | HUER | 1.68 | 0 | 0.04 | 1.2
CR | Solar | 34 | HURS_1 | 9.01 | 0 | 0.2 | 6.44
CR | Solar | 34 | HUTT_1 | 138.04 | 0 | 3.12 | 98.73
CR | Solar | 34 | IMPK_1 | 201.2 | 0 | 4.55 | 143.9
CR | Solar | 34 | INDQ1 | 550.08 | 0 | 12.43 | 393.42
CR | Solar | 34 | INKE | 14.42 | 0 | 0.33 | 10.31
CR | Solar | 34 | INNE_P | 1.45 | 0 | 0.03 | 1.04
CR | Solar | 34 | IROA1 | 334.71 | 0 | 7.56 | 239.38
CR | Solar | 34 | IRONB1 | 135.27 | 0 | 3.06 | 96.75
CR | Solar | 34 | IVER_1 | 7 | 0 | 0.16 | 5.01
CR | Solar | 34 | IVER_6 | 7 | 0 | 0.16 | 5.01
CR | Solar | 34 | JOHN | 1.68 | 0 | 0.04 | 1.2
CR | Solar | 34 | JORD_3 | 12.61 | 0 | 0.28 | 9.02
CR | Solar | 34 | KAIM | 1.68 | 0 | 0.04 | 1.2
CR | Solar | 34 | KEAD_1 | 96.39 | 0 | 2.18 | 68.94
CR | Solar | 34 | KEAR_1 | 7.88 | 0 | 0.18 | 5.64
CR | Solar | 34 | KEAR_3 | 20.52 | 0 | 0.46 | 14.68
CR | Solar | 34 | KEIT_P | 12.16 | 0 | 0.27 | 8.7
CR | Solar | 34 | KEMS_1 | 232.45 | 0 | 5.25 | 166.25
CR | Solar | 34 | KEOO | 1.68 | 0 | 0.04 | 1.2
CR | Solar | 34 | KIBY_1 | 1.86 | 0 | 0.04 | 1.33
CR | Solar | 34 | KIER | 14.42 | 0 | 0.33 | 10.31
CR | Solar | 34 | KIIN_P | 3.33 | 0 | 0.08 | 2.38
CR | Solar | 34 | KILS | 1.68 | 0 | 0.04 | 1.2
CR | Solar | 34 | KILT | 1.68 | 0 | 0.04 | 1.2
CR | Solar | 34 | KILW | 8.99 | 0 | 0.2 | 6.43
CR | Solar | 34 | KINO_1 | 99.94 | 0 | 2.26 | 71.48
CR | Solar | 34 | KINT_P | 10.76 | 0 | 0.24 | 7.7
CR | Solar | 34 | KIRKB1 | 7.88 | 0 | 0.18 | 5.64
CR | Solar | 34 | KITW_1 | 19.5 | 0 | 0.44 | 13.95
CR | Solar | 34 | KNAR | 34.14 | 0 | 0.77 | 24.42
CR | Solar | 34 | LACK_6 | 53.42 | 0 | 1.21 | 38.21
CR | Solar | 34 | LAIR_P | 3.24 | 0 | 0.07 | 2.32
CR | Solar | 34 | LALE1SG003 | 12.95 | 0 | 0.29 | 9.26
CR | Solar | 34 | LAND1 | 431.2 | 0 | 9.75 | 308.39
CR | Solar | 34 | LEGA_1 | 136.77 | 0 | 3.09 | 97.82
CR | Solar | 34 | LEVE | 14.42 | 0 | 0.33 | 10.31
CR | Solar | 34 | LING | 1.68 | 0 | 0.04 | 1.2
CR | Solar | 34 | LINM | 1.68 | 0 | 0.04 | 1.2
CR | Solar | 34 | LISD_1 | 3.06 | 0 | 0.07 | 2.19
CR | Solar | 34 | LITT_C | 9.01 | 0 | 0.2 | 6.44
CR | Solar | 34 | LITT_J | 9.01 | 0 | 0.2 | 6.44
CR | Solar | 34 | LODR_6 | 5.73 | 0 | 0.13 | 4.1
CR | Solar | 34 | LOUD_H | 7 | 0 | 0.16 | 5.01
CR | Solar | 34 | LOVE_1 | 334.82 | 0 | 7.57 | 239.46
CR | Solar | 34 | LUNA_P | 0.29 | 0 | 0.01 | 0.21
CR | Solar | 34 | MACC_3 | 43.79 | 0 | 0.99 | 31.32
CR | Solar | 34 | MACD_P | 12.41 | 0 | 0.28 | 8.88
CR | Solar | 34 | MAGA_6 | 62.61 | 0 | 1.41 | 44.78
CR | Solar | 34 | MANN_1 | 565.29 | 0 | 12.78 | 404.3
CR | Solar | 34 | MAYB | 1.68 | 0 | 0.04 | 1.2
CR | Solar | 34 | MELK_1 | 564.45 | 0 | 12.76 | 403.69
CR | Solar | 34 | MILC_P | 3.85 | 0 | 0.09 | 2.75
CR | Solar | 34 | MILH_1 | 19.27 | 0 | 0.44 | 13.78
CR | Solar | 34 | MITY_1 | 830.62 | 0 | 18.77 | 594.06
CR | Solar | 34 | MYBS_P | 7.86 | 0 | 0.18 | 5.62
CR | Solar | 34 | NEAR | 1.68 | 0 | 0.04 | 1.2
CR | Solar | 34 | NECE_1 | 36.02 | 0 | 0.81 | 25.76
CR | Solar | 34 | NEEP_3 | 12.61 | 0 | 0.28 | 9.02
CR | Solar | 34 | NETS | 1.68 | 0 | 0.04 | 1.2
CR | Solar | 34 | NEWX_6 | 21.01 | 0 | 0.47 | 15.03
CR | Solar | 34 | NFLE | 122.51 | 0 | 2.77 | 87.62
CR | Solar | 34 | NHYD_6 | 7 | 0 | 0.16 | 5.01
CR | Solar | 34 | NINF_1 | 113.29 | 0 | 2.56 | 81.03
CR | Solar | 34 | NORL_3 | 12.61 | 0 | 0.28 | 9.02
CR | Solar | 34 | NORM_1 | 777.11 | 0 | 17.56 | 555.79
CR | Solar | 34 | NORT_1 | 47.18 | 0 | 1.07 | 33.74
CR | Solar | 34 | NURS_1 | 363.16 | 0 | 8.21 | 259.73
CR | Solar | 34 | OCKH_1 | 18.01 | 0 | 0.41 | 12.88
CR | Solar | 34 | OFFE_3 | 11.82 | 0 | 0.27 | 8.45
CR | Solar | 34 | OLDB_1 | 18.01 | 0 | 0.41 | 12.88
CR | Solar | 34 | OSBA_1 | 44.13 | 0 | 1 | 31.56
CR | Solar | 34 | PADIB1 | 37.65 | 0 | 0.85 | 26.93
CR | Solar | 34 | PELH_1 | 222.91 | 0 | 5.04 | 159.43
CR | Solar | 34 | PEMB_1 | 462.8 | 0 | 10.46 | 330.99
CR | Solar | 34 | PENE_1 | 31.52 | 0 | 0.71 | 22.54
CR | Solar | 34 | PENN_1 | 6.13 | 0 | 0.14 | 4.38
CR | Solar | 34 | PENT_1 | 209.86 | 0 | 4.74 | 150.09
CR | Solar | 34 | PENW_1 | 82.82 | 0 | 1.87 | 59.23
CR | Solar | 34 | PERI_H | 5.73 | 0 | 0.13 | 4.1
CR | Solar | 34 | PERS_P | 3.69 | 0 | 0.08 | 2.64
CR | Solar | 34 | PITS_3 | 12.61 | 0 | 0.28 | 9.02
CR | Solar | 34 | POOB | 1.68 | 0 | 0.04 | 1.2
CR | Solar | 34 | POPP_3 | 28.04 | 0 | 0.63 | 20.05
CR | Solar | 34 | PORA_P | 9.04 | 0 | 0.2 | 6.47
CR | Solar | 34 | PORD | 14.42 | 0 | 0.33 | 10.31
CR | Solar | 34 | PYLE_1 | 73.06 | 0 | 1.65 | 52.25
CR | Solar | 34 | QUOI_P | 1 | 0 | 0.02 | 0.72
CR | Solar | 34 | RAIN_1 | 3.19 | 0 | 0.07 | 2.28
CR | Solar | 34 | RANN_P | 4.4 | 0 | 0.1 | 3.15
CR | Solar | 34 | RASS_1 | 229.95 | 0 | 5.2 | 164.46
CR | Solar | 34 | RATS_1 | 149.39 | 0 | 3.38 | 106.84
CR | Solar | 34 | RAYL_1 | 178.87 | 0 | 4.04 | 127.93
CR | Solar | 34 | REBR_3 | 7.88 | 0 | 0.18 | 5.64
CR | Solar | 34 | REDH | 26.58 | 0 | 0.6 | 19.01
CR | Solar | 34 | REDM_P | 3.32 | 0 | 0.08 | 2.37
CR | Solar | 34 | RICH1 | 151.35 | 0 | 3.42 | 108.25
CR | Solar | 34 | ROCH_1 | 10.83 | 0 | 0.24 | 7.75
CR | Solar | 34 | RUGEB1 | 112.05 | 0 | 2.53 | 80.14
CR | Solar | 34 | RYEH_1 | 63.04 | 0 | 1.42 | 45.09
CR | Solar | 34 | SALH_1 | 59.48 | 0 | 1.34 | 42.54
CR | Solar | 34 | SALT_1 | 49.49 | 0 | 1.12 | 35.4
CR | Solar | 34 | SBAR | 117.35 | 0 | 2.65 | 83.93
CR | Solar | 34 | SEAB1 | 294.61 | 0 | 6.66 | 210.71
CR | Solar | 34 | SELL_1 | 205.45 | 0 | 4.64 | 146.94
CR | Solar | 34 | SFEG_P | 5.35 | 0 | 0.12 | 3.83
CR | Solar | 34 | SFIL_P | 2.14 | 0 | 0.05 | 1.53
CR | Solar | 34 | SHEC_3 | 12.61 | 0 | 0.28 | 9.02
CR | Solar | 34 | SHRW_1 | 225.78 | 0 | 5.1 | 161.48
CR | Solar | 34 | SIGH | 1.68 | 0 | 0.04 | 1.2
CR | Solar | 34 | SJOW_1 | 5.73 | 0 | 0.13 | 4.1
CR | Solar | 34 | SKLGB1 | 14.01 | 0 | 0.32 | 10.02
CR | Solar | 34 | SLOY_P | 0.58 | 0 | 0.01 | 0.41
CR | Solar | 34 | SMAN_1 | 10.51 | 0 | 0.24 | 7.52
CR | Solar | 34 | SPEN_1 | 69.13 | 0 | 1.56 | 49.44
CR | Solar | 34 | SSHI_3 | 11.82 | 0 | 0.27 | 8.45
CR | Solar | 34 | STAH_1 | 43.13 | 0 | 0.97 | 30.85
CR | Solar | 34 | STAL_1 | 31.52 | 0 | 0.71 | 22.54
CR | Solar | 34 | STAY_1 | 470.24 | 0 | 10.63 | 336.32
CR | Solar | 34 | STEN_1 | 31.52 | 0 | 0.71 | 22.54
CR | Solar | 34 | STES_1 | 37.65 | 0 | 0.85 | 26.93
CR | Solar | 34 | STHA | 1.68 | 0 | 0.04 | 1.2
CR | Solar | 34 | STIR | 14.42 | 0 | 0.33 | 10.31
CR | Solar | 34 | STLE | 14.42 | 0 | 0.33 | 10.31
CR | Solar | 34 | STRI_P | 8.78 | 0 | 0.2 | 6.28
CR | Solar | 34 | SUND_1 | 181.36 | 0 | 4.1 | 129.71
CR | Solar | 34 | SWAN_1 | 321.83 | 0 | 7.27 | 230.17
CR | Solar | 34 | TARL_P | 6.87 | 0 | 0.16 | 4.91
CR | Solar | 34 | TAUN1 | 157.9 | 0 | 3.57 | 112.93
CR | Solar | 34 | TAYN_P | 6.82 | 0 | 0.15 | 4.88
CR | Solar | 34 | TELR | 1.68 | 0 | 0.04 | 1.2
CR | Solar | 34 | TEMP_3 | 12.61 | 0 | 0.28 | 9.02
CR | Solar | 34 | THOM_6 | 50.23 | 0 | 1.14 | 35.92
CR | Solar | 34 | THSO_P | 15.2 | 0 | 0.34 | 10.87
CR | Solar | 34 | THUR_6 | 12.61 | 0 | 0.28 | 9.02
CR | Solar | 34 | TILBB_1 | 156.59 | 0 | 3.54 | 111.99
CR | Solar | 34 | TONG | 1.68 | 0 | 0.04 | 1.2
CR | Solar | 34 | TOTT_1 | 7.88 | 0 | 0.18 | 5.64
CR | Solar | 34 | TRAW_1 | 50.09 | 0 | 1.13 | 35.82
CR | Solar | 34 | TUMB_P | 1.56 | 0 | 0.04 | 1.12
CR | Solar | 34 | TYNE_1 | 11.82 | 0 | 0.27 | 8.45
CR | Solar | 34 | TYNE_2 | 11.82 | 0 | 0.27 | 8.45
CR | Solar | 34 | UPPB_1 | 46.12 | 0 | 1.04 | 32.99
CR | Solar | 34 | UPPB_3 | 45.32 | 0 | 1.02 | 32.41
CR | Solar | 34 | USKM_1 | 55.16 | 0 | 1.25 | 39.45
CR | Solar | 34 | WALH_1 | 271.98 | 0 | 6.15 | 194.52
CR | Solar | 34 | WALP_1 | 151.63 | 0 | 3.43 | 108.45
CR | Solar | 34 | WALP_B | 347.37 | 0 | 7.85 | 248.44
CR | Solar | 34 | WARL_1 | 169.96 | 0 | 3.84 | 121.56
CR | Solar | 34 | WASF_1 | 6.13 | 0 | 0.14 | 4.38
CR | Solar | 34 | WATFS_1 | 7 | 0 | 0.16 | 5.01
CR | Solar | 34 | WBOL_6 | 17.61 | 0 | 0.4 | 12.59
CR | Solar | 34 | WBUR_1 | 252 | 0 | 5.7 | 180.23
CR | Solar | 34 | WFIE | 14.42 | 0 | 0.33 | 10.31
CR | Solar | 34 | WHAM_1 | 7.88 | 0 | 0.18 | 5.64
CR | Solar | 34 | WHGA_1 | 7.88 | 0 | 0.18 | 5.64
CR | Solar | 34 | WIBA_3 | 12.61 | 0 | 0.28 | 9.02
CR | Solar | 34 | WIEN_1 | 18.01 | 0 | 0.41 | 12.88
CR | Solar | 34 | WILL_1 | 94.72 | 0 | 2.14 | 67.74
CR | Solar | 34 | WIMBN1 | 21.01 | 0 | 0.47 | 15.03
CR | Solar | 34 | WIMBS1 | 21.01 | 0 | 0.47 | 15.03
CR | Solar | 34 | WISD_1 | 5.73 | 0 | 0.13 | 4.1
CR | Solar | 34 | WISD_6 | 5.73 | 0 | 0.13 | 4.1
CR | Solar | 34 | WISH | 1.68 | 0 | 0.04 | 1.2
CR | Solar | 34 | WMEL_1 | 12.61 | 0 | 0.28 | 9.02
CR | Solar | 34 | WTHU31 | 7.88 | 0 | 0.18 | 5.64
CR | Solar | 34 | WWEY_1 | 11.46 | 0 | 0.26 | 8.2
CR | Solar | 34 | WYLF_1 | 94.56 | 0 | 2.14 | 67.63
CR | Solar | 34 | WYMOM_1 | 90.94 | 0 | 2.06 | 65.04
CR | Solar | 35 | ABHA1 | 291.17 | 0 | 6.58 | 208.24
CR | Solar | 35 | ABNE_P | 17.42 | 0 | 0.39 | 12.46
CR | Solar | 35 | ABTH_1 | 84.64 | 0 | 1.91 | 60.53
CR | Solar | 35 | ACTL_2 | 6.53 | 0 | 0.15 | 4.67
CR | Solar | 35 | ACTL_C | 6.53 | 0 | 0.15 | 4.67
CR | Solar | 35 | ALNE_P | 6.24 | 0 | 0.14 | 4.46
CR | Solar | 35 | ALST_3 | 11.97 | 0 | 0.27 | 8.56
CR | Solar | 35 | ALVE1 | 404.96 | 0 | 9.15 | 289.63
CR | Solar | 35 | AMEM_1 | 50.03 | 0 | 1.13 | 35.78
CR | Solar | 35 | ARBR_P | 27.39 | 0 | 0.62 | 19.59
CR | Solar | 35 | ARDK_P | 2.09 | 0 | 0.05 | 1.49
CR | Solar | 35 | ARMO_P | 13.44 | 0 | 0.3 | 9.61
CR | Solar | 35 | AXMI1 | 368.63 | 0 | 8.33 | 263.64
CR | Solar | 35 | BAGA | 18.22 | 0 | 0.41 | 13.03
CR | Solar | 35 | BAIN | 18.22 | 0 | 0.41 | 13.03
CR | Solar | 35 | BARKC1 | 10.82 | 0 | 0.24 | 7.74
CR | Solar | 35 | BARKW3 | 8.97 | 0 | 0.2 | 6.42
CR | Solar | 35 | BEDDT1 | 10.26 | 0 | 0.23 | 7.34
CR | Solar | 35 | BEDD_1 | 10.26 | 0 | 0.23 | 7.34
CR | Solar | 35 | BERW | 2.12 | 0 | 0.05 | 1.52
CR | Solar | 35 | BESW_1 | 90.12 | 0 | 2.04 | 64.45
CR | Solar | 35 | BICF_1 | 679.15 | 0 | 15.35 | 485.73
CR | Solar | 35 | BIRK_1 | 11.97 | 0 | 0.27 | 8.56
CR | Solar | 35 | BISW_1 | 40.38 | 0 | 0.91 | 28.88
CR | Solar | 35 | BLYTB1 | 35.9 | 0 | 0.81 | 25.68
CR | Solar | 35 | BLYTH132 | 35.9 | 0 | 0.81 | 25.68
CR | Solar | 35 | BOAG_P | 1.54 | 0 | 0.03 | 1.1
CR | Solar | 35 | BOLN_1 | 109.89 | 0 | 2.48 | 78.59
CR | Solar | 35 | BONN | 18.22 | 0 | 0.41 | 13.03
CR | Solar | 35 | BOTW_1 | 223.63 | 0 | 5.05 | 159.94
CR | Solar | 35 | BRAC_P | 1.2 | 0 | 0.03 | 0.86
CR | Solar | 35 | BRAI_1 | 180.22 | 0 | 4.07 | 128.89
CR | Solar | 35 | BRAW_1 | 8.97 | 0 | 0.2 | 6.42
CR | Solar | 35 | BRED_1 | 13.19 | 0 | 0.3 | 9.43
CR | Solar | 35 | BRFO_1 | 214.98 | 0 | 4.86 | 153.75
CR | Solar | 35 | BRIM_1 | 71.79 | 0 | 1.62 | 51.34
CR | Solar | 35 | BRLE_1 | 139.05 | 0 | 3.14 | 99.45
CR | Solar | 35 | BROA_P | 0.48 | 0 | 0.01 | 0.34
CR | Solar | 35 | BROX | 2.12 | 0 | 0.05 | 1.52
CR | Solar | 35 | BRWA1 | 557.75 | 0 | 12.61 | 398.9
CR | Solar | 35 | BUMU_P | 0.4 | 0 | 0.01 | 0.29
CR | Solar | 35 | BURM_1 | 1142.18 | 0 | 25.81 | 816.89
CR | Solar | 35 | BUSH_1 | 33.79 | 0 | 0.76 | 24.17
CR | Solar | 35 | BUST_1 | 41.02 | 0 | 0.93 | 29.34
CR | Solar | 35 | CAAD_P | 0.96 | 0 | 0.02 | 0.69
CR | Solar | 35 | CAFA | 2.12 | 0 | 0.05 | 1.52
CR | Solar | 35 | CAMB_01 | 54.31 | 0 | 1.23 | 38.84
CR | Solar | 35 | CANTN1 | 209.07 | 0 | 4.72 | 149.53
CR | Solar | 35 | CAPEA1 | 18.1 | 0 | 0.41 | 12.95
CR | Solar | 35 | CARE_1 | 27.91 | 0 | 0.63 | 19.96
CR | Solar | 35 | CARR_1 | 13.84 | 0 | 0.31 | 9.9
CR | Solar | 35 | CASS_P | 1.81 | 0 | 0.04 | 1.29
CR | Solar | 35 | CATY | 2.12 | 0 | 0.05 | 1.52
CR | Solar | 35 | CBNK_H | 6.53 | 0 | 0.15 | 4.67
CR | Solar | 35 | CELL_1 | 140.72 | 0 | 3.18 | 100.64
CR | Solar | 35 | CHAP | 2.12 | 0 | 0.05 | 1.52
CR | Solar | 35 | CHAS | 2.12 | 0 | 0.05 | 1.52
CR | Solar | 35 | CHIC_1 | 338.74 | 0 | 7.66 | 242.27
CR | Solar | 35 | CHSI_1 | 10.26 | 0 | 0.23 | 7.34
CR | Solar | 35 | CHTE_1 | 173.72 | 0 | 3.93 | 124.24
CR | Solar | 35 | CITR_1 | 6.53 | 0 | 0.15 | 4.67
CR | Solar | 35 | CLAC_P | 4.15 | 0 | 0.09 | 2.97
CR | Solar | 35 | CLAY_P | 0.4 | 0 | 0.01 | 0.29
CR | Solar | 35 | CLT03 | 64.08 | 0 | 1.45 | 45.83
CR | Solar | 35 | CLYM | 2.12 | 0 | 0.05 | 1.52
CR | Solar | 35 | COAT | 2.12 | 0 | 0.05 | 1.52
CR | Solar | 35 | CONQA1 | 160.68 | 0 | 3.63 | 114.92
CR | Solar | 35 | COUA_P | 2.57 | 0 | 0.06 | 1.84
CR | Solar | 35 | COVE_1 | 47.09 | 0 | 1.06 | 33.68
CR | Solar | 35 | COWL_1 | 590.01 | 0 | 13.33 | 421.98
CR | Solar | 35 | COYL | 2.12 | 0 | 0.05 | 1.52
CR | Solar | 35 | CREB_1 | 66.25 | 0 | 1.5 | 47.38
CR | Solar | 35 | CUMB | 18.22 | 0 | 0.41 | 13.03
CR | Solar | 35 | CUPA | 24.09 | 0 | 0.54 | 17.23
CR | Solar | 35 | DALM3 | 2.12 | 0 | 0.05 | 1.52
CR | Solar | 35 | DEVM | 2.12 | 0 | 0.05 | 1.52
CR | Solar | 35 | DEVO | 25.55 | 0 | 0.58 | 18.27
CR | Solar | 35 | DOUN_P | 5.06 | 0 | 0.11 | 3.62
CR | Solar | 35 | DRAK_1 | 121.51 | 0 | 2.75 | 86.9
CR | Solar | 35 | DRAX_1 | 35.9 | 0 | 0.81 | 25.68
CR | Solar | 35 | DRCR | 18.22 | 0 | 0.41 | 13.03
CR | Solar | 35 | DUDH_P | 1.2 | 0 | 0.03 | 0.86
CR | Solar | 35 | DUGR_P | 1.08 | 0 | 0.02 | 0.77
CR | Solar | 35 | DUNB | 2.12 | 0 | 0.05 | 1.52
CR | Solar | 35 | DUNF | 18.22 | 0 | 0.41 | 13.03
CR | Solar | 35 | DUNO_P | 18.22 | 0 | 0.41 | 13.03
CR | Solar | 35 | DYCE_P | 6.98 | 0 | 0.16 | 4.99
CR | Solar | 35 | EALI_6 | 6.53 | 0 | 0.15 | 4.67
CR | Solar | 35 | EASO_1 | 396.92 | 0 | 8.97 | 283.88
CR | Solar | 35 | EAST | 2.12 | 0 | 0.05 | 1.52
CR | Solar | 35 | ECCL | 2.12 | 0 | 0.05 | 1.52
CR | Solar | 35 | ECLA_1 | 280.66 | 0 | 6.34 | 200.73
CR | Solar | 35 | EKIL | 2.12 | 0 | 0.05 | 1.52
CR | Solar | 35 | EKIS | 2.12 | 0 | 0.05 | 1.52
CR | Solar | 35 | ELGI_P | 1.44 | 0 | 0.03 | 1.03
CR | Solar | 35 | ELLA_1 | 8.97 | 0 | 0.2 | 6.42
CR | Solar | 35 | ELST_1 | 7.98 | 0 | 0.18 | 5.71
CR | Solar | 35 | ENDE_1 | 127.62 | 0 | 2.88 | 91.27
CR | Solar | 35 | EXET1 | 301.26 | 0 | 6.81 | 215.46
CR | Solar | 35 | FASN_P | 1 | 0 | 0.02 | 0.72
CR | Solar | 35 | FAUG_P | 2.83 | 0 | 0.06 | 2.02
CR | Solar | 35 | FAWL_1 | 262.11 | 0 | 5.92 | 187.46
CR | Solar | 35 | FECK_6 | 196.75 | 0 | 4.45 | 140.72
CR | Solar | 35 | FERRA2 | 44.98 | 0 | 1.02 | 32.17
CR | Solar | 35 | FERRB1 | 42.04 | 0 | 0.95 | 30.07
CR | Solar | 35 | FIDD_P | 13.35 | 0 | 0.3 | 9.55
CR | Solar | 35 | FLEE_1 | 120.54 | 0 | 2.72 | 86.21
CR | Solar | 35 | FOUR_1 | 53.84 | 0 | 1.22 | 38.51
CR | Solar | 35 | FRAS_P | 0.64 | 0 | 0.01 | 0.46
CR | Solar | 35 | FROD_1 | 16.11 | 0 | 0.36 | 11.52
CR | Solar | 35 | FWIL_P | 11.47 | 0 | 0.26 | 8.2
CR | Solar | 35 | GALA | 2.12 | 0 | 0.05 | 1.52
CR | Solar | 35 | GIFF | 2.12 | 0 | 0.05 | 1.52
CR | Solar | 35 | GLLE | 2.12 | 0 | 0.05 | 1.52
CR | Solar | 35 | GLLU | 2.12 | 0 | 0.05 | 1.52
CR | Solar | 35 | GLNI | 18.22 | 0 | 0.41 | 13.03
CR | Solar | 35 | GLRO | 18.22 | 0 | 0.41 | 13.03
CR | Solar | 35 | GREE_H | 6.53 | 0 | 0.15 | 4.67
CR | Solar | 35 | GREN_1 | 721.17 | 0 | 16.3 | 515.78
CR | Solar | 35 | GRIW_1 | 141.34 | 0 | 3.19 | 101.09
CR | Solar | 35 | GRUB_P | 7.96 | 0 | 0.18 | 5.69
CR | Solar | 35 | G_EXTRA_11 | 2.12 | 0 | 0.05 | 1.52
CR | Solar | 35 | G_EXTRA_2 | 2.12 | 0 | 0.05 | 1.52
CR | Solar | 35 | G_EXTRA_5 | 2.12 | 0 | 0.05 | 1.52
CR | Solar | 35 | G_EXTRA_7 | 18.22 | 0 | 0.41 | 13.03
CR | Solar | 35 | G_EXTRA_9 | 2.12 | 0 | 0.05 | 1.52
CR | Solar | 35 | HACK_1 | 8.97 | 0 | 0.2 | 6.42
CR | Solar | 35 | HACK_6 | 8.97 | 0 | 0.2 | 6.42
CR | Solar | 35 | HAMHC1 | 72.16 | 0 | 1.63 | 51.61
CR | Solar | 35 | HARK_1 | 113.12 | 0 | 2.56 | 80.9
CR | Solar | 35 | HARM_6 | 13.46 | 0 | 0.3 | 9.63
CR | Solar | 35 | HAWI | 2.12 | 0 | 0.05 | 1.52
CR | Solar | 35 | HAWP_6 | 19.6 | 0 | 0.44 | 14.02
CR | Solar | 35 | HEYS1 | 53.84 | 0 | 1.22 | 38.51
CR | Solar | 35 | HEYS_1 | 80.9 | 0 | 1.83 | 57.86
CR | Solar | 35 | HUER | 2.12 | 0 | 0.05 | 1.52
CR | Solar | 35 | HURS_1 | 10.26 | 0 | 0.23 | 7.34
CR | Solar | 35 | HUTT_1 | 155.55 | 0 | 3.52 | 111.25
CR | Solar | 35 | IMPK_1 | 227.46 | 0 | 5.14 | 162.68
CR | Solar | 35 | INDQ1 | 574.24 | 0 | 12.98 | 410.7
CR | Solar | 35 | INKE | 18.22 | 0 | 0.41 | 13.03
CR | Solar | 35 | INNE_P | 2.01 | 0 | 0.05 | 1.44
CR | Solar | 35 | IROA1 | 365.35 | 0 | 8.26 | 261.3
CR | Solar | 35 | IRONB1 | 148.4 | 0 | 3.35 | 106.14
CR | Solar | 35 | IVER_1 | 7.98 | 0 | 0.18 | 5.71
CR | Solar | 35 | IVER_6 | 7.98 | 0 | 0.18 | 5.71
CR | Solar | 35 | JOHN | 2.12 | 0 | 0.05 | 1.52
CR | Solar | 35 | JORD_3 | 14.36 | 0 | 0.32 | 10.27
CR | Solar | 35 | KAIM | 2.12 | 0 | 0.05 | 1.52
CR | Solar | 35 | KEAD_1 | 102.23 | 0 | 2.31 | 73.11
CR | Solar | 35 | KEAR_1 | 8.97 | 0 | 0.2 | 6.42
CR | Solar | 35 | KEAR_3 | 21.61 | 0 | 0.49 | 15.46
CR | Solar | 35 | KEIT_P | 16.86 | 0 | 0.38 | 12.06
CR | Solar | 35 | KEMS_1 | 253.46 | 0 | 5.73 | 181.27
CR | Solar | 35 | KEOO | 2.12 | 0 | 0.05 | 1.52
CR | Solar | 35 | KIBY_1 | 1.86 | 0 | 0.04 | 1.33
CR | Solar | 35 | KIER | 18.22 | 0 | 0.41 | 13.03
CR | Solar | 35 | KIIN_P | 4.61 | 0 | 0.1 | 3.3
CR | Solar | 35 | KILS | 2.12 | 0 | 0.05 | 1.52
CR | Solar | 35 | KILT | 2.12 | 0 | 0.05 | 1.52
CR | Solar | 35 | KILW | 9.43 | 0 | 0.21 | 6.74
CR | Solar | 35 | KINO_1 | 110.45 | 0 | 2.5 | 78.99
CR | Solar | 35 | KINT_P | 14.13 | 0 | 0.32 | 10.11
CR | Solar | 35 | KIRKB1 | 8.97 | 0 | 0.2 | 6.42
CR | Solar | 35 | KITW_1 | 22 | 0 | 0.5 | 15.73
CR | Solar | 35 | KNAR | 36.33 | 0 | 0.82 | 25.98
CR | Solar | 35 | LACK_6 | 59.99 | 0 | 1.36 | 42.9
CR | Solar | 35 | LAIR_P | 4.49 | 0 | 0.1 | 3.21
CR | Solar | 35 | LALE1SG003 | 13.92 | 0 | 0.31 | 9.96
CR | Solar | 35 | LAND1 | 455.36 | 0 | 10.29 | 325.67
CR | Solar | 35 | LEGA_1 | 145.53 | 0 | 3.29 | 104.08
CR | Solar | 35 | LEVE | 18.22 | 0 | 0.41 | 13.03
CR | Solar | 35 | LING | 2.12 | 0 | 0.05 | 1.52
CR | Solar | 35 | LINM | 2.12 | 0 | 0.05 | 1.52
CR | Solar | 35 | LISD_1 | 3.06 | 0 | 0.07 | 2.19
CR | Solar | 35 | LITT_C | 10.26 | 0 | 0.23 | 7.34
CR | Solar | 35 | LITT_J | 10.26 | 0 | 0.23 | 7.34
CR | Solar | 35 | LODR_6 | 6.53 | 0 | 0.15 | 4.67
CR | Solar | 35 | LOUD_H | 7.98 | 0 | 0.18 | 5.71
CR | Solar | 35 | LOVE_1 | 354.51 | 0 | 8.01 | 253.55
CR | Solar | 35 | LUNA_P | 0.4 | 0 | 0.01 | 0.29
CR | Solar | 35 | MACC_3 | 48.17 | 0 | 1.09 | 34.45
CR | Solar | 35 | MACD_P | 16.15 | 0 | 0.36 | 11.55
CR | Solar | 35 | MAGA_6 | 66.99 | 0 | 1.51 | 47.91
CR | Solar | 35 | MANN_1 | 597.39 | 0 | 13.5 | 427.25
CR | Solar | 35 | MAYB | 2.12 | 0 | 0.05 | 1.52
CR | Solar | 35 | MELK_1 | 599.47 | 0 | 13.55 | 428.74
CR | Solar | 35 | MILC_P | 5.34 | 0 | 0.12 | 3.82
CR | Solar | 35 | MILH_1 | 20.24 | 0 | 0.46 | 14.48
CR | Solar | 35 | MITY_1 | 865.64 | 0 | 19.56 | 619.11
CR | Solar | 35 | MYBS_P | 10.9 | 0 | 0.25 | 7.8
CR | Solar | 35 | NEAR | 2.12 | 0 | 0.05 | 1.52
CR | Solar | 35 | NECE_1 | 41.02 | 0 | 0.93 | 29.34
CR | Solar | 35 | NEEP_3 | 14.36 | 0 | 0.32 | 10.27
CR | Solar | 35 | NETS | 2.12 | 0 | 0.05 | 1.52
CR | Solar | 35 | NEWX_6 | 23.93 | 0 | 0.54 | 17.11
CR | Solar | 35 | NFLE | 133.01 | 0 | 3.01 | 95.13
CR | Solar | 35 | NHYD_6 | 7.98 | 0 | 0.18 | 5.71
CR | Solar | 35 | NINF_1 | 117.67 | 0 | 2.66 | 84.16
CR | Solar | 35 | NORL_3 | 14.36 | 0 | 0.32 | 10.27
CR | Solar | 35 | NORM_1 | 838.39 | 0 | 18.95 | 599.62
CR | Solar | 35 | NORT_1 | 48.82 | 0 | 1.1 | 34.92
CR | Solar | 35 | NURS_1 | 382.86 | 0 | 8.65 | 273.82
CR | Solar | 35 | OCKH_1 | 20.51 | 0 | 0.46 | 14.67
CR | Solar | 35 | OFFE_3 | 13.46 | 0 | 0.3 | 9.63
CR | Solar | 35 | OLDB_1 | 20.51 | 0 | 0.46 | 14.67
CR | Solar | 35 | OSBA_1 | 50.25 | 0 | 1.14 | 35.94
CR | Solar | 35 | PADIB1 | 42.03 | 0 | 0.95 | 30.06
CR | Solar | 35 | PELH_1 | 231.67 | 0 | 5.24 | 165.69
CR | Solar | 35 | PEMB_1 | 489.06 | 0 | 11.05 | 349.78
CR | Solar | 35 | PENE_1 | 35.9 | 0 | 0.81 | 25.68
CR | Solar | 35 | PENN_1 | 6.13 | 0 | 0.14 | 4.38
CR | Solar | 35 | PENT_1 | 231.74 | 0 | 5.24 | 165.74
CR | Solar | 35 | PENW_1 | 87.2 | 0 | 1.97 | 62.37
CR | Solar | 35 | PERI_H | 6.53 | 0 | 0.15 | 4.67
CR | Solar | 35 | PERS_P | 5.11 | 0 | 0.12 | 3.65
CR | Solar | 35 | PITS_3 | 14.36 | 0 | 0.32 | 10.27
CR | Solar | 35 | POOB | 2.12 | 0 | 0.05 | 1.52
CR | Solar | 35 | POPP_3 | 30.23 | 0 | 0.68 | 21.62
CR | Solar | 35 | PORA_P | 12.54 | 0 | 0.28 | 8.97
CR | Solar | 35 | PORD | 18.22 | 0 | 0.41 | 13.03
CR | Solar | 35 | PYLE_1 | 77.44 | 0 | 1.75 | 55.39
CR | Solar | 35 | QUOI_P | 1.38 | 0 | 0.03 | 0.99
CR | Solar | 35 | RAIN_1 | 3.19 | 0 | 0.07 | 2.28
CR | Solar | 35 | RANN_P | 6.1 | 0 | 0.14 | 4.36
CR | Solar | 35 | RASS_1 | 256.21 | 0 | 5.79 | 183.24
CR | Solar | 35 | RATS_1 | 158.15 | 0 | 3.57 | 113.11
CR | Solar | 35 | RAYL_1 | 199.88 | 0 | 4.52 | 142.95
CR | Solar | 35 | REBR_3 | 8.97 | 0 | 0.2 | 6.42
CR | Solar | 35 | REDH | 30.39 | 0 | 0.69 | 21.73
CR | Solar | 35 | REDM_P | 4.61 | 0 | 0.1 | 3.3
CR | Solar | 35 | RICH1 | 161.86 | 0 | 3.66 | 115.76
CR | Solar | 35 | ROCH_1 | 11.92 | 0 | 0.27 | 8.53
CR | Solar | 35 | RUGEB1 | 125.18 | 0 | 2.83 | 89.53
CR | Solar | 35 | RYEH_1 | 71.79 | 0 | 1.62 | 51.34
CR | Solar | 35 | SALH_1 | 66.04 | 0 | 1.49 | 47.23
CR | Solar | 35 | SALT_1 | 55.32 | 0 | 1.25 | 39.56
CR | Solar | 35 | SBAR | 126.1 | 0 | 2.85 | 90.19
CR | Solar | 35 | SEAB1 | 320.88 | 0 | 7.25 | 229.49
CR | Solar | 35 | SELL_1 | 226.46 | 0 | 5.12 | 161.96
CR | Solar | 35 | SFEG_P | 7.42 | 0 | 0.17 | 5.31
CR | Solar | 35 | SFIL_P | 2.97 | 0 | 0.07 | 2.12
CR | Solar | 35 | SHEC_3 | 14.36 | 0 | 0.32 | 10.27
CR | Solar | 35 | SHRW_1 | 238.91 | 0 | 5.4 | 170.87
CR | Solar | 35 | SIGH | 2.12 | 0 | 0.05 | 1.52
CR | Solar | 35 | SJOW_1 | 6.53 | 0 | 0.15 | 4.67
CR | Solar | 35 | SKLGB1 | 15.1 | 0 | 0.34 | 10.8
CR | Solar | 35 | SLOY_P | 0.8 | 0 | 0.02 | 0.57
CR | Solar | 35 | SMAN_1 | 11.97 | 0 | 0.27 | 8.56
CR | Solar | 35 | SPEN_1 | 77.89 | 0 | 1.76 | 55.71
CR | Solar | 35 | SSHI_3 | 13.46 | 0 | 0.3 | 9.63
CR | Solar | 35 | STAH_1 | 47.51 | 0 | 1.07 | 33.98
CR | Solar | 35 | STAL_1 | 35.9 | 0 | 0.81 | 25.68
CR | Solar | 35 | STAY_1 | 514.02 | 0 | 11.62 | 367.63
CR | Solar | 35 | STEN_1 | 35.9 | 0 | 0.81 | 25.68
CR | Solar | 35 | STES_1 | 42.03 | 0 | 0.95 | 30.06
CR | Solar | 35 | STHA | 2.12 | 0 | 0.05 | 1.52
CR | Solar | 35 | STIR | 18.22 | 0 | 0.41 | 13.03
CR | Solar | 35 | STLE | 18.22 | 0 | 0.41 | 13.03
CR | Solar | 35 | STRI_P | 11.48 | 0 | 0.26 | 8.21
CR | Solar | 35 | SUND_1 | 198.87 | 0 | 4.49 | 142.23
CR | Solar | 35 | SWAN_1 | 348.09 | 0 | 7.87 | 248.95
CR | Solar | 35 | TARL_P | 7.36 | 0 | 0.17 | 5.26
CR | Solar | 35 | TAUN1 | 166.66 | 0 | 3.77 | 119.2
CR | Solar | 35 | TAYN_P | 9.46 | 0 | 0.21 | 6.77
CR | Solar | 35 | TELR | 2.12 | 0 | 0.05 | 1.52
CR | Solar | 35 | TEMP_3 | 14.36 | 0 | 0.32 | 10.27
CR | Solar | 35 | THOM_6 | 56.36 | 0 | 1.27 | 40.31
CR | Solar | 35 | THSO_P | 21.07 | 0 | 0.48 | 15.07
CR | Solar | 35 | THUR_6 | 14.36 | 0 | 0.32 | 10.27
CR | Solar | 35 | TILBB_1 | 177.6 | 0 | 4.01 | 127.02
CR | Solar | 35 | TONG | 2.12 | 0 | 0.05 | 1.52
CR | Solar | 35 | TOTT_1 | 8.97 | 0 | 0.2 | 6.42
CR | Solar | 35 | TRAW_1 | 54.47 | 0 | 1.23 | 38.96
CR | Solar | 35 | TUMB_P | 2.17 | 0 | 0.05 | 1.55
CR | Solar | 35 | TYNE_1 | 13.46 | 0 | 0.3 | 9.63
CR | Solar | 35 | TYNE_2 | 13.46 | 0 | 0.3 | 9.63
CR | Solar | 35 | UPPB_1 | 47.57 | 0 | 1.08 | 34.02
CR | Solar | 35 | UPPB_3 | 46.78 | 0 | 1.06 | 33.46
CR | Solar | 35 | USKM_1 | 56.62 | 0 | 1.28 | 40.49
CR | Solar | 35 | WALH_1 | 293.87 | 0 | 6.64 | 210.18
CR | Solar | 35 | WALP_1 | 169.14 | 0 | 3.82 | 120.97
CR | Solar | 35 | WALP_B | 364.88 | 0 | 8.25 | 260.96
CR | Solar | 35 | WARL_1 | 190.97 | 0 | 4.32 | 136.58
CR | Solar | 35 | WASF_1 | 6.13 | 0 | 0.14 | 4.38
CR | Solar | 35 | WATFS_1 | 7.98 | 0 | 0.18 | 5.71
CR | Solar | 35 | WBOL_6 | 19.25 | 0 | 0.44 | 13.77
CR | Solar | 35 | WBUR_1 | 269.51 | 0 | 6.09 | 192.75
CR | Solar | 35 | WFIE | 18.22 | 0 | 0.41 | 13.03
CR | Solar | 35 | WHAM_1 | 8.97 | 0 | 0.2 | 6.42
CR | Solar | 35 | WHGA_1 | 8.97 | 0 | 0.2 | 6.42
CR | Solar | 35 | WIBA_3 | 14.36 | 0 | 0.32 | 10.27
CR | Solar | 35 | WIEN_1 | 20.51 | 0 | 0.46 | 14.67
CR | Solar | 35 | WILL_1 | 99.72 | 0 | 2.25 | 71.32
CR | Solar | 35 | WIMBN1 | 23.93 | 0 | 0.54 | 17.11
CR | Solar | 35 | WIMBS1 | 23.93 | 0 | 0.54 | 17.11
CR | Solar | 35 | WISD_1 | 6.53 | 0 | 0.15 | 4.67
CR | Solar | 35 | WISD_6 | 6.53 | 0 | 0.15 | 4.67
CR | Solar | 35 | WISH | 2.12 | 0 | 0.05 | 1.52
CR | Solar | 35 | WMEL_1 | 14.36 | 0 | 0.32 | 10.27
CR | Solar | 35 | WTHU31 | 8.97 | 0 | 0.2 | 6.42
CR | Solar | 35 | WWEY_1 | 12.71 | 0 | 0.29 | 9.09
CR | Solar | 35 | WYLF_1 | 107.69 | 0 | 2.43 | 77.02
CR | Solar | 35 | WYMOM_1 | 99.69 | 0 | 2.25 | 71.3
CR | Solar | 36 | ABHA1 | 313.74 | 0 | 7.09 | 224.39
CR | Solar | 36 | ABNE_P | 18.97 | 0 | 0.43 | 13.57
CR | Solar | 36 | ABTH_1 | 86 | 0 | 1.94 | 61.51
CR | Solar | 36 | ACTL_2 | 7.27 | 0 | 0.16 | 5.2
CR | Solar | 36 | ACTL_C | 7.27 | 0 | 0.16 | 5.2
CR | Solar | 36 | ALNE_P | 7.79 | 0 | 0.18 | 5.57
CR | Solar | 36 | ALST_3 | 13.33 | 0 | 0.3 | 9.53
CR | Solar | 36 | ALVE1 | 427.54 | 0 | 9.66 | 305.78
CR | Solar | 36 | AMEM_1 | 50.93 | 0 | 1.15 | 36.43
CR | Solar | 36 | ARBR_P | 27.39 | 0 | 0.62 | 19.59
CR | Solar | 36 | ARDK_P | 2.61 | 0 | 0.06 | 1.87
CR | Solar | 36 | ARMO_P | 16.79 | 0 | 0.38 | 12.01
CR | Solar | 36 | AXMI1 | 398.62 | 0 | 9.01 | 285.09
CR | Solar | 36 | BAGA | 22.31 | 0 | 0.5 | 15.96
CR | Solar | 36 | BAIN | 22.31 | 0 | 0.5 | 15.96
CR | Solar | 36 | BARKC1 | 11.84 | 0 | 0.27 | 8.47
CR | Solar | 36 | BARKW3 | 10 | 0 | 0.23 | 7.15
CR | Solar | 36 | BEDDT1 | 11.42 | 0 | 0.26 | 8.17
CR | Solar | 36 | BEDD_1 | 11.42 | 0 | 0.26 | 8.17
CR | Solar | 36 | BERW | 2.59 | 0 | 0.06 | 1.85
CR | Solar | 36 | BESW_1 | 94.79 | 0 | 2.14 | 67.79
CR | Solar | 36 | BICF_1 | 736.41 | 0 | 16.64 | 526.68
CR | Solar | 36 | BIRK_1 | 13.33 | 0 | 0.3 | 9.53
CR | Solar | 36 | BISW_1 | 42.71 | 0 | 0.97 | 30.55
CR | Solar | 36 | BLYTB1 | 39.99 | 0 | 0.9 | 28.6
CR | Solar | 36 | BLYTH132 | 39.99 | 0 | 0.9 | 28.6
CR | Solar | 36 | BOAG_P | 1.93 | 0 | 0.04 | 1.38
CR | Solar | 36 | BOLN_1 | 113.98 | 0 | 2.58 | 81.52
CR | Solar | 36 | BONN | 22.31 | 0 | 0.5 | 15.96
CR | Solar | 36 | BOTW_1 | 242.03 | 0 | 5.47 | 173.1
CR | Solar | 36 | BRAC_P | 1.5 | 0 | 0.03 | 1.07
CR | Solar | 36 | BRAI_1 | 188.4 | 0 | 4.26 | 134.74
CR | Solar | 36 | BRAW_1 | 10 | 0 | 0.23 | 7.15
CR | Solar | 36 | BRED_1 | 14.55 | 0 | 0.33 | 10.41
CR | Solar | 36 | BRFO_1 | 222.28 | 0 | 5.02 | 158.97
CR | Solar | 36 | BRIM_1 | 79.97 | 0 | 1.81 | 57.19
CR | Solar | 36 | BRLE_1 | 147.23 | 0 | 3.33 | 105.3
CR | Solar | 36 | BROA_P | 0.6 | 0 | 0.01 | 0.43
CR | Solar | 36 | BROX | 2.59 | 0 | 0.06 | 1.85
CR | Solar | 36 | BRWA1 | 590.47 | 0 | 13.34 | 422.3
CR | Solar | 36 | BUMU_P | 0.5 | 0 | 0.01 | 0.36
CR | Solar | 36 | BURM_1 | 1232.15 | 0 | 27.85 | 881.23
CR | Solar | 36 | BUSH_1 | 36.13 | 0 | 0.82 | 25.84
CR | Solar | 36 | BUST_1 | 45.7 | 0 | 1.03 | 32.68
CR | Solar | 36 | CAAD_P | 1.2 | 0 | 0.03 | 0.86
CR | Solar | 36 | CAFA | 2.59 | 0 | 0.06 | 1.85
CR | Solar | 36 | CAMB_01 | 58.4 | 0 | 1.32 | 41.77
CR | Solar | 36 | CANTN1 | 218.89 | 0 | 4.95 | 156.55
CR | Solar | 36 | CAPEA1 | 19.47 | 0 | 0.44 | 13.92
CR | Solar | 36 | CARE_1 | 29.28 | 0 | 0.66 | 20.94
CR | Solar | 36 | CARR_1 | 15.2 | 0 | 0.34 | 10.87
CR | Solar | 36 | CASS_P | 2.26 | 0 | 0.05 | 1.62
CR | Solar | 36 | CATY | 2.59 | 0 | 0.06 | 1.85
CR | Solar | 36 | CBNK_H | 7.27 | 0 | 0.16 | 5.2
CR | Solar | 36 | CELL_1 | 152.99 | 0 | 3.46 | 109.42
CR | Solar | 36 | CHAP | 2.59 | 0 | 0.06 | 1.85
CR | Solar | 36 | CHAS | 2.59 | 0 | 0.06 | 1.85
CR | Solar | 36 | CHIC_1 | 368.73 | 0 | 8.33 | 263.72
CR | Solar | 36 | CHSI_1 | 11.42 | 0 | 0.26 | 8.17
CR | Solar | 36 | CHTE_1 | 175.35 | 0 | 3.96 | 125.41
CR | Solar | 36 | CITR_1 | 7.27 | 0 | 0.16 | 5.2
CR | Solar | 36 | CLAC_P | 5.19 | 0 | 0.12 | 3.71
CR | Solar | 36 | CLAY_P | 0.5 | 0 | 0.01 | 0.36
CR | Solar | 36 | CLT03 | 71.38 | 0 | 1.61 | 51.05
CR | Solar | 36 | CLYM | 2.59 | 0 | 0.06 | 1.85
CR | Solar | 36 | COAT | 2.59 | 0 | 0.06 | 1.85
CR | Solar | 36 | CONQA1 | 164.77 | 0 | 3.72 | 117.84
CR | Solar | 36 | COUA_P | 3.21 | 0 | 0.07 | 2.3
CR | Solar | 36 | COVE_1 | 51.77 | 0 | 1.17 | 37.03
CR | Solar | 36 | COWL_1 | 622.73 | 0 | 14.07 | 445.38
CR | Solar | 36 | COYL | 2.59 | 0 | 0.06 | 1.85
CR | Solar | 36 | CREB_1 | 71.7 | 0 | 1.62 | 51.28
CR | Solar | 36 | CUMB | 22.31 | 0 | 0.5 | 15.96
CR | Solar | 36 | CUPA | 28.17 | 0 | 0.64 | 20.15
CR | Solar | 36 | DALM3 | 2.59 | 0 | 0.06 | 1.85
CR | Solar | 36 | DEVM | 2.59 | 0 | 0.06 | 1.85
CR | Solar | 36 | DEVO | 29.64 | 0 | 0.67 | 21.2
CR | Solar | 36 | DOUN_P | 6.32 | 0 | 0.14 | 4.52
CR | Solar | 36 | DRAK_1 | 123.85 | 0 | 2.8 | 88.58
CR | Solar | 36 | DRAX_1 | 39.99 | 0 | 0.9 | 28.6
CR | Solar | 36 | DRCR | 22.31 | 0 | 0.5 | 15.96
CR | Solar | 36 | DUDH_P | 1.5 | 0 | 0.03 | 1.07
CR | Solar | 36 | DUGR_P | 1.35 | 0 | 0.03 | 0.97
CR | Solar | 36 | DUNB | 2.59 | 0 | 0.06 | 1.85
CR | Solar | 36 | DUNF | 22.31 | 0 | 0.5 | 15.96
CR | Solar | 36 | DUNO_P | 22.31 | 0 | 0.5 | 15.96
CR | Solar | 36 | DYCE_P | 8.72 | 0 | 0.2 | 6.24
CR | Solar | 36 | EALI_6 | 7.27 | 0 | 0.16 | 5.2
CR | Solar | 36 | EASO_1 | 413.28 | 0 | 9.34 | 295.58
CR | Solar | 36 | EAST | 2.59 | 0 | 0.06 | 1.85
CR | Solar | 36 | ECCL | 2.59 | 0 | 0.06 | 1.85
CR | Solar | 36 | ECLA_1 | 297.02 | 0 | 6.71 | 212.43
CR | Solar | 36 | EKIL | 2.59 | 0 | 0.06 | 1.85
CR | Solar | 36 | EKIS | 2.59 | 0 | 0.06 | 1.85
CR | Solar | 36 | ELGI_P | 1.44 | 0 | 0.03 | 1.03
CR | Solar | 36 | ELLA_1 | 10 | 0 | 0.23 | 7.15
CR | Solar | 36 | ELST_1 | 8.89 | 0 | 0.2 | 6.36
CR | Solar | 36 | ENDE_1 | 135.8 | 0 | 3.07 | 97.12
CR | Solar | 36 | EXET1 | 323.84 | 0 | 7.32 | 231.61
CR | Solar | 36 | FASN_P | 1.25 | 0 | 0.03 | 0.89
CR | Solar | 36 | FAUG_P | 3.53 | 0 | 0.08 | 2.52
CR | Solar | 36 | FAWL_1 | 280.51 | 0 | 6.34 | 200.62
CR | Solar | 36 | FECK_6 | 201.42 | 0 | 4.55 | 144.06
CR | Solar | 36 | FERRA2 | 49.07 | 0 | 1.11 | 35.09
CR | Solar | 36 | FERRB1 | 46.13 | 0 | 1.04 | 32.99
CR | Solar | 36 | FIDD_P | 16.68 | 0 | 0.38 | 11.93
CR | Solar | 36 | FLEE_1 | 128.72 | 0 | 2.91 | 92.06
CR | Solar | 36 | FOUR_1 | 59.98 | 0 | 1.36 | 42.9
CR | Solar | 36 | FRAS_P | 0.8 | 0 | 0.02 | 0.57
CR | Solar | 36 | FROD_1 | 17.47 | 0 | 0.39 | 12.49
CR | Solar | 36 | FWIL_P | 14.32 | 0 | 0.32 | 10.24
CR | Solar | 36 | GALA | 2.59 | 0 | 0.06 | 1.85
CR | Solar | 36 | GIFF | 2.59 | 0 | 0.06 | 1.85
CR | Solar | 36 | GLLE | 2.59 | 0 | 0.06 | 1.85
CR | Solar | 36 | GLLU | 2.59 | 0 | 0.06 | 1.85
CR | Solar | 36 | GLNI | 22.31 | 0 | 0.5 | 15.96
CR | Solar | 36 | GLRO | 22.31 | 0 | 0.5 | 15.96
CR | Solar | 36 | GREE_H | 7.27 | 0 | 0.16 | 5.2
CR | Solar | 36 | GREN_1 | 772 | 0 | 17.45 | 552.13
CR | Solar | 36 | GRIW_1 | 153.61 | 0 | 3.47 | 109.86
CR | Solar | 36 | GRUB_P | 9.95 | 0 | 0.22 | 7.12
CR | Solar | 36 | G_EXTRA_11 | 2.59 | 0 | 0.06 | 1.85
CR | Solar | 36 | G_EXTRA_2 | 2.59 | 0 | 0.06 | 1.85
CR | Solar | 36 | G_EXTRA_5 | 2.59 | 0 | 0.06 | 1.85
CR | Solar | 36 | G_EXTRA_7 | 22.31 | 0 | 0.5 | 15.96
CR | Solar | 36 | G_EXTRA_9 | 2.59 | 0 | 0.06 | 1.85
CR | Solar | 36 | HACK_1 | 10 | 0 | 0.23 | 7.15
CR | Solar | 36 | HACK_6 | 10 | 0 | 0.23 | 7.15
CR | Solar | 36 | HAMHC1 | 76.84 | 0 | 1.74 | 54.96
CR | Solar | 36 | HARK_1 | 119.26 | 0 | 2.7 | 85.29
CR | Solar | 36 | HARM_6 | 14.99 | 0 | 0.34 | 10.72
CR | Solar | 36 | HAWI | 2.59 | 0 | 0.06 | 1.85
CR | Solar | 36 | HAWP_6 | 21.14 | 0 | 0.48 | 15.12
CR | Solar | 36 | HEYS1 | 59.98 | 0 | 1.36 | 42.9
CR | Solar | 36 | HEYS_1 | 87.03 | 0 | 1.97 | 62.24
CR | Solar | 36 | HUER | 2.59 | 0 | 0.06 | 1.85
CR | Solar | 36 | HURS_1 | 11.42 | 0 | 0.26 | 8.17
CR | Solar | 36 | HUTT_1 | 171.91 | 0 | 3.89 | 122.95
CR | Solar | 36 | IMPK_1 | 252 | 0 | 5.7 | 180.23
CR | Solar | 36 | INDQ1 | 596.81 | 0 | 13.49 | 426.84
CR | Solar | 36 | INKE | 22.31 | 0 | 0.5 | 15.96
CR | Solar | 36 | INNE_P | 2.51 | 0 | 0.06 | 1.8
CR | Solar | 36 | IROA1 | 393.98 | 0 | 8.9 | 281.77
CR | Solar | 36 | IRONB1 | 160.67 | 0 | 3.63 | 114.91
CR | Solar | 36 | IVER_1 | 8.89 | 0 | 0.2 | 6.36
CR | Solar | 36 | IVER_6 | 8.89 | 0 | 0.2 | 6.36
CR | Solar | 36 | JOHN | 2.59 | 0 | 0.06 | 1.85
CR | Solar | 36 | JORD_3 | 15.99 | 0 | 0.36 | 11.44
CR | Solar | 36 | KAIM | 2.59 | 0 | 0.06 | 1.85
CR | Solar | 36 | KEAD_1 | 107.68 | 0 | 2.43 | 77.01
CR | Solar | 36 | KEAR_1 | 10 | 0 | 0.23 | 7.15
CR | Solar | 36 | KEAR_3 | 22.64 | 0 | 0.51 | 16.19
CR | Solar | 36 | KEIT_P | 21.06 | 0 | 0.48 | 15.06
CR | Solar | 36 | KEMS_1 | 273.09 | 0 | 6.17 | 195.31
CR | Solar | 36 | KEOO | 2.59 | 0 | 0.06 | 1.85
CR | Solar | 36 | KIBY_1 | 1.86 | 0 | 0.04 | 1.33
CR | Solar | 36 | KIER | 22.31 | 0 | 0.5 | 15.96
CR | Solar | 36 | KIIN_P | 5.76 | 0 | 0.13 | 4.12
CR | Solar | 36 | KILS | 2.59 | 0 | 0.06 | 1.85
CR | Solar | 36 | KILT | 2.59 | 0 | 0.06 | 1.85
CR | Solar | 36 | KILW | 9.91 | 0 | 0.22 | 7.09
CR | Solar | 36 | KINO_1 | 120.26 | 0 | 2.72 | 86.01
CR | Solar | 36 | KINT_P | 17.14 | 0 | 0.39 | 12.26
CR | Solar | 36 | KIRKB1 | 10 | 0 | 0.23 | 7.15
CR | Solar | 36 | KITW_1 | 24.34 | 0 | 0.55 | 17.41
CR | Solar | 36 | KNAR | 38.38 | 0 | 0.87 | 27.45
CR | Solar | 36 | LACK_6 | 66.12 | 0 | 1.49 | 47.29
CR | Solar | 36 | LAIR_P | 5.61 | 0 | 0.13 | 4.01
CR | Solar | 36 | LALE1SG003 | 14.83 | 0 | 0.34 | 10.61
CR | Solar | 36 | LAND1 | 477.94 | 0 | 10.8 | 341.82
CR | Solar | 36 | LEGA_1 | 153.71 | 0 | 3.47 | 109.93
CR | Solar | 36 | LEVE | 22.31 | 0 | 0.5 | 15.96
CR | Solar | 36 | LING | 2.59 | 0 | 0.06 | 1.85
CR | Solar | 36 | LINM | 2.59 | 0 | 0.06 | 1.85
CR | Solar | 36 | LISD_1 | 3.06 | 0 | 0.07 | 2.19
CR | Solar | 36 | LITT_C | 11.42 | 0 | 0.26 | 8.17
CR | Solar | 36 | LITT_J | 11.42 | 0 | 0.26 | 8.17
CR | Solar | 36 | LODR_6 | 7.27 | 0 | 0.16 | 5.2
CR | Solar | 36 | LOUD_H | 8.89 | 0 | 0.2 | 6.36
CR | Solar | 36 | LOVE_1 | 372.92 | 0 | 8.43 | 266.71
CR | Solar | 36 | LUNA_P | 0.5 | 0 | 0.01 | 0.36
CR | Solar | 36 | MACC_3 | 52.26 | 0 | 1.18 | 37.38
CR | Solar | 36 | MACD_P | 19.5 | 0 | 0.44 | 13.95
CR | Solar | 36 | MAGA_6 | 71.08 | 0 | 1.61 | 50.84
CR | Solar | 36 | MANN_1 | 627.39 | 0 | 14.18 | 448.71
CR | Solar | 36 | MAYB | 2.59 | 0 | 0.06 | 1.85
CR | Solar | 36 | MELK_1 | 632.19 | 0 | 14.29 | 452.14
CR | Solar | 36 | MILC_P | 6.66 | 0 | 0.15 | 4.76
CR | Solar | 36 | MILH_1 | 21.15 | 0 | 0.48 | 15.13
CR | Solar | 36 | MITY_1 | 898.36 | 0 | 20.3 | 642.51
CR | Solar | 36 | MYBS_P | 13.61 | 0 | 0.31 | 9.73
CR | Solar | 36 | NEAR | 2.59 | 0 | 0.06 | 1.85
CR | Solar | 36 | NECE_1 | 45.7 | 0 | 1.03 | 32.68
CR | Solar | 36 | NEEP_3 | 15.99 | 0 | 0.36 | 11.44
CR | Solar | 36 | NETS | 2.59 | 0 | 0.06 | 1.85
CR | Solar | 36 | NEWX_6 | 26.66 | 0 | 0.6 | 19.07
CR | Solar | 36 | NFLE | 142.83 | 0 | 3.23 | 102.15
CR | Solar | 36 | NHYD_6 | 8.89 | 0 | 0.2 | 6.36
CR | Solar | 36 | NINF_1 | 121.76 | 0 | 2.75 | 87.08
CR | Solar | 36 | NORL_3 | 15.99 | 0 | 0.36 | 11.44
CR | Solar | 36 | NORM_1 | 895.65 | 0 | 20.24 | 640.57
CR | Solar | 36 | NORT_1 | 50.36 | 0 | 1.14 | 36.02
CR | Solar | 36 | NURS_1 | 401.26 | 0 | 9.07 | 286.98
CR | Solar | 36 | OCKH_1 | 22.85 | 0 | 0.52 | 16.34
CR | Solar | 36 | OFFE_3 | 14.99 | 0 | 0.34 | 10.72
CR | Solar | 36 | OLDB_1 | 22.85 | 0 | 0.52 | 16.34
CR | Solar | 36 | OSBA_1 | 55.98 | 0 | 1.27 | 40.04
CR | Solar | 36 | PADIB1 | 46.12 | 0 | 1.04 | 32.99
CR | Solar | 36 | PELH_1 | 239.85 | 0 | 5.42 | 171.54
CR | Solar | 36 | PEMB_1 | 513.6 | 0 | 11.61 | 367.33
CR | Solar | 36 | PENE_1 | 39.99 | 0 | 0.9 | 28.6
CR | Solar | 36 | PENN_1 | 6.13 | 0 | 0.14 | 4.38
CR | Solar | 36 | PENT_1 | 252.19 | 0 | 5.7 | 180.37
CR | Solar | 36 | PENW_1 | 91.29 | 0 | 2.06 | 65.29
CR | Solar | 36 | PERI_H | 7.27 | 0 | 0.16 | 5.2
CR | Solar | 36 | PERS_P | 6.39 | 0 | 0.14 | 4.57
CR | Solar | 36 | PITS_3 | 15.99 | 0 | 0.36 | 11.44
CR | Solar | 36 | POOB | 2.59 | 0 | 0.06 | 1.85
CR | Solar | 36 | POPP_3 | 32.27 | 0 | 0.73 | 23.08
CR | Solar | 36 | PORA_P | 15.66 | 0 | 0.35 | 11.2
CR | Solar | 36 | PORD | 22.31 | 0 | 0.5 | 15.96
CR | Solar | 36 | PYLE_1 | 81.53 | 0 | 1.84 | 58.31
CR | Solar | 36 | QUOI_P | 1.73 | 0 | 0.04 | 1.24
CR | Solar | 36 | RAIN_1 | 3.19 | 0 | 0.07 | 2.28
CR | Solar | 36 | RANN_P | 7.62 | 0 | 0.17 | 5.45
CR | Solar | 36 | RASS_1 | 280.75 | 0 | 6.34 | 200.79
CR | Solar | 36 | RATS_1 | 166.33 | 0 | 3.76 | 118.96
CR | Solar | 36 | RAYL_1 | 219.51 | 0 | 4.96 | 156.99
CR | Solar | 36 | REBR_3 | 10 | 0 | 0.23 | 7.15
CR | Solar | 36 | REDH | 34.47 | 0 | 0.78 | 24.65
CR | Solar | 36 | REDM_P | 5.76 | 0 | 0.13 | 4.12
CR | Solar | 36 | RICH1 | 171.68 | 0 | 3.88 | 122.79
CR | Solar | 36 | ROCH_1 | 12.94 | 0 | 0.29 | 9.25
CR | Solar | 36 | RUGEB1 | 137.45 | 0 | 3.11 | 98.3
CR | Solar | 36 | RYEH_1 | 79.97 | 0 | 1.81 | 57.19
CR | Solar | 36 | SALH_1 | 72.18 | 0 | 1.63 | 51.62
CR | Solar | 36 | SALT_1 | 60.77 | 0 | 1.37 | 43.46
CR | Solar | 36 | SBAR | 134.28 | 0 | 3.03 | 96.04
CR | Solar | 36 | SEAB1 | 345.41 | 0 | 7.81 | 247.04
CR | Solar | 36 | SELL_1 | 246.1 | 0 | 5.56 | 176.01
CR | Solar | 36 | SFEG_P | 9.27 | 0 | 0.21 | 6.63
CR | Solar | 36 | SFIL_P | 3.71 | 0 | 0.08 | 2.65
CR | Solar | 36 | SHEC_3 | 15.99 | 0 | 0.36 | 11.44
CR | Solar | 36 | SHRW_1 | 251.18 | 0 | 5.68 | 179.64
CR | Solar | 36 | SIGH | 2.59 | 0 | 0.06 | 1.85
CR | Solar | 36 | SJOW_1 | 7.27 | 0 | 0.16 | 5.2
CR | Solar | 36 | SKLGB1 | 16.13 | 0 | 0.36 | 11.54
CR | Solar | 36 | SLOY_P | 1 | 0 | 0.02 | 0.72
CR | Solar | 36 | SMAN_1 | 13.33 | 0 | 0.3 | 9.53
CR | Solar | 36 | SPEN_1 | 86.07 | 0 | 1.95 | 61.56
CR | Solar | 36 | SSHI_3 | 14.99 | 0 | 0.34 | 10.72
CR | Solar | 36 | STAH_1 | 51.6 | 0 | 1.17 | 36.9
CR | Solar | 36 | STAL_1 | 39.99 | 0 | 0.9 | 28.6
CR | Solar | 36 | STAY_1 | 554.91 | 0 | 12.54 | 396.87
CR | Solar | 36 | STEN_1 | 39.99 | 0 | 0.9 | 28.6
CR | Solar | 36 | STES_1 | 46.12 | 0 | 1.04 | 32.99
CR | Solar | 36 | STHA | 2.59 | 0 | 0.06 | 1.85
CR | Solar | 36 | STIR | 22.31 | 0 | 0.5 | 15.96
CR | Solar | 36 | STLE | 22.31 | 0 | 0.5 | 15.96
CR | Solar | 36 | STRI_P | 13.89 | 0 | 0.31 | 9.93
CR | Solar | 36 | SUND_1 | 215.23 | 0 | 4.86 | 153.93
CR | Solar | 36 | SWAN_1 | 372.63 | 0 | 8.42 | 266.5
CR | Solar | 36 | TARL_P | 7.8 | 0 | 0.18 | 5.58
CR | Solar | 36 | TAUN1 | 174.84 | 0 | 3.95 | 125.05
CR | Solar | 36 | TAYN_P | 11.82 | 0 | 0.27 | 8.45
CR | Solar | 36 | TELR | 2.59 | 0 | 0.06 | 1.85
CR | Solar | 36 | TEMP_3 | 15.99 | 0 | 0.36 | 11.44
CR | Solar | 36 | THOM_6 | 62.09 | 0 | 1.4 | 44.41
CR | Solar | 36 | THSO_P | 26.32 | 0 | 0.59 | 18.82
CR | Solar | 36 | THUR_6 | 15.99 | 0 | 0.36 | 11.44
CR | Solar | 36 | TILBB_1 | 197.23 | 0 | 4.46 | 141.06
CR | Solar | 36 | TONG | 2.59 | 0 | 0.06 | 1.85
CR | Solar | 36 | TOTT_1 | 10 | 0 | 0.23 | 7.15
CR | Solar | 36 | TRAW_1 | 58.56 | 0 | 1.32 | 41.88
CR | Solar | 36 | TUMB_P | 2.71 | 0 | 0.06 | 1.94
CR | Solar | 36 | TYNE_1 | 14.99 | 0 | 0.34 | 10.72
CR | Solar | 36 | TYNE_2 | 14.99 | 0 | 0.34 | 10.72
CR | Solar | 36 | UPPB_1 | 48.94 | 0 | 1.11 | 35
CR | Solar | 36 | UPPB_3 | 48.15 | 0 | 1.09 | 34.44
CR | Solar | 36 | USKM_1 | 57.98 | 0 | 1.31 | 41.47
CR | Solar | 36 | WALH_1 | 314.32 | 0 | 7.1 | 224.8
CR | Solar | 36 | WALP_1 | 185.5 | 0 | 4.19 | 132.67
CR | Solar | 36 | WALP_B | 381.24 | 0 | 8.62 | 272.66
CR | Solar | 36 | WARL_1 | 210.6 | 0 | 4.76 | 150.62
CR | Solar | 36 | WASF_1 | 6.13 | 0 | 0.14 | 4.38
CR | Solar | 36 | WATFS_1 | 8.89 | 0 | 0.2 | 6.36
CR | Solar | 36 | WBOL_6 | 20.78 | 0 | 0.47 | 14.86
CR | Solar | 36 | WBUR_1 | 285.87 | 0 | 6.46 | 204.45
CR | Solar | 36 | WFIE | 22.31 | 0 | 0.5 | 15.96
CR | Solar | 36 | WHAM_1 | 10 | 0 | 0.23 | 7.15
CR | Solar | 36 | WHGA_1 | 10 | 0 | 0.23 | 7.15
CR | Solar | 36 | WIBA_3 | 15.99 | 0 | 0.36 | 11.44
CR | Solar | 36 | WIEN_1 | 22.85 | 0 | 0.52 | 16.34
CR | Solar | 36 | WILL_1 | 104.4 | 0 | 2.36 | 74.67
CR | Solar | 36 | WIMBN1 | 26.66 | 0 | 0.6 | 19.07
CR | Solar | 36 | WIMBS1 | 26.66 | 0 | 0.6 | 19.07
CR | Solar | 36 | WISD_1 | 7.27 | 0 | 0.16 | 5.2
CR | Solar | 36 | WISD_6 | 7.27 | 0 | 0.16 | 5.2
CR | Solar | 36 | WISH | 2.59 | 0 | 0.06 | 1.85
CR | Solar | 36 | WMEL_1 | 15.99 | 0 | 0.36 | 11.44
CR | Solar | 36 | WTHU31 | 10 | 0 | 0.23 | 7.15
CR | Solar | 36 | WWEY_1 | 13.88 | 0 | 0.31 | 9.93
CR | Solar | 36 | WYLF_1 | 119.96 | 0 | 2.71 | 85.8
CR | Solar | 36 | WYMOM_1 | 107.87 | 0 | 2.44 | 77.15
CR | Solar | 37 | ABHA1 | 332.73 | 0 | 7.52 | 237.97
CR | Solar | 37 | ABNE_P | 19.83 | 0 | 0.45 | 14.18
CR | Solar | 37 | ABTH_1 | 87.15 | 0 | 1.97 | 62.33
CR | Solar | 37 | ACTL_2 | 7.9 | 0 | 0.18 | 5.65
CR | Solar | 37 | ACTL_C | 7.9 | 0 | 0.18 | 5.65
CR | Solar | 37 | ALNE_P | 8.66 | 0 | 0.2 | 6.19
CR | Solar | 37 | ALST_3 | 14.48 | 0 | 0.33 | 10.36
CR | Solar | 37 | ALVE1 | 446.53 | 0 | 10.09 | 319.36
CR | Solar | 37 | AMEM_1 | 51.7 | 0 | 1.17 | 36.98
CR | Solar | 37 | ARBR_P | 27.39 | 0 | 0.62 | 19.59
CR | Solar | 37 | ARDK_P | 2.89 | 0 | 0.07 | 2.07
CR | Solar | 37 | ARMO_P | 18.65 | 0 | 0.42 | 13.34
CR | Solar | 37 | AXMI1 | 423.84 | 0 | 9.58 | 303.13
CR | Solar | 37 | BAGA | 25.9 | 0 | 0.59 | 18.52
CR | Solar | 37 | BAIN | 25.9 | 0 | 0.59 | 18.52
CR | Solar | 37 | BARKC1 | 12.7 | 0 | 0.29 | 9.08
CR | Solar | 37 | BARKW3 | 10.86 | 0 | 0.25 | 7.77
CR | Solar | 37 | BEDDT1 | 12.41 | 0 | 0.28 | 8.88
CR | Solar | 37 | BEDD_1 | 12.41 | 0 | 0.28 | 8.88
CR | Solar | 37 | BERW | 3.01 | 0 | 0.07 | 2.15
CR | Solar | 37 | BESW_1 | 98.72 | 0 | 2.23 | 70.6
CR | Solar | 37 | BICF_1 | 784.56 | 0 | 17.73 | 561.12
CR | Solar | 37 | BIRK_1 | 14.48 | 0 | 0.33 | 10.36
CR | Solar | 37 | BISW_1 | 44.68 | 0 | 1.01 | 31.96
CR | Solar | 37 | BLYTB1 | 43.43 | 0 | 0.98 | 31.06
CR | Solar | 37 | BLYTH132 | 43.43 | 0 | 0.98 | 31.06
CR | Solar | 37 | BOAG_P | 2.14 | 0 | 0.05 | 1.53
CR | Solar | 37 | BOLN_1 | 117.42 | 0 | 2.65 | 83.98
CR | Solar | 37 | BONN | 25.9 | 0 | 0.59 | 18.52
CR | Solar | 37 | BOTW_1 | 257.51 | 0 | 5.82 | 184.17
CR | Solar | 37 | BRAC_P | 1.67 | 0 | 0.04 | 1.19
CR | Solar | 37 | BRAI_1 | 195.28 | 0 | 4.41 | 139.66
CR | Solar | 37 | BRAW_1 | 10.86 | 0 | 0.25 | 7.77
CR | Solar | 37 | BRED_1 | 15.7 | 0 | 0.35 | 11.23
CR | Solar | 37 | BRFO_1 | 228.42 | 0 | 5.16 | 163.37
CR | Solar | 37 | BRIM_1 | 86.85 | 0 | 1.96 | 62.12
CR | Solar | 37 | BRLE_1 | 154.11 | 0 | 3.48 | 110.22
CR | Solar | 37 | BROA_P | 0.67 | 0 | 0.02 | 0.48
CR | Solar | 37 | BROX | 3.01 | 0 | 0.07 | 2.15
CR | Solar | 37 | BRWA1 | 617.99 | 0 | 13.97 | 441.99
CR | Solar | 37 | BUMU_P | 0.56 | 0 | 0.01 | 0.4
CR | Solar | 37 | BURM_1 | 1307.83 | 0 | 29.56 | 935.36
CR | Solar | 37 | BUSH_1 | 38.09 | 0 | 0.86 | 27.24
CR | Solar | 37 | BUST_1 | 49.63 | 0 | 1.12 | 35.5
CR | Solar | 37 | CAAD_P | 1.34 | 0 | 0.03 | 0.96
CR | Solar | 37 | CAFA | 3.01 | 0 | 0.07 | 2.15
CR | Solar | 37 | CAMB_01 | 61.84 | 0 | 1.4 | 44.23
CR | Solar | 37 | CANTN1 | 227.14 | 0 | 5.13 | 162.45
CR | Solar | 37 | CAPEA1 | 20.61 | 0 | 0.47 | 14.74
CR | Solar | 37 | CARE_1 | 30.42 | 0 | 0.69 | 21.76
CR | Solar | 37 | CARR_1 | 16.35 | 0 | 0.37 | 11.69
CR | Solar | 37 | CASS_P | 2.51 | 0 | 0.06 | 1.8
CR | Solar | 37 | CATY | 3.01 | 0 | 0.07 | 2.15
CR | Solar | 37 | CBNK_H | 7.9 | 0 | 0.18 | 5.65
CR | Solar | 37 | CELL_1 | 163.31 | 0 | 3.69 | 116.8
CR | Solar | 37 | CHAP | 3.01 | 0 | 0.07 | 2.15
CR | Solar | 37 | CHAS | 3.01 | 0 | 0.07 | 2.15
CR | Solar | 37 | CHIC_1 | 393.95 | 0 | 8.9 | 281.75
CR | Solar | 37 | CHSI_1 | 12.41 | 0 | 0.28 | 8.88
CR | Solar | 37 | CHTE_1 | 176.73 | 0 | 3.99 | 126.4
CR | Solar | 37 | CITR_1 | 7.9 | 0 | 0.18 | 5.65
CR | Solar | 37 | CLAC_P | 5.76 | 0 | 0.13 | 4.12
CR | Solar | 37 | CLAY_P | 0.56 | 0 | 0.01 | 0.4
CR | Solar | 37 | CLT03 | 77.52 | 0 | 1.75 | 55.44
CR | Solar | 37 | CLYM | 3.01 | 0 | 0.07 | 2.15
CR | Solar | 37 | COAT | 3.01 | 0 | 0.07 | 2.15
CR | Solar | 37 | CONQA1 | 168.21 | 0 | 3.8 | 120.3
CR | Solar | 37 | COUA_P | 3.56 | 0 | 0.08 | 2.55
CR | Solar | 37 | COVE_1 | 55.7 | 0 | 1.26 | 39.84
CR | Solar | 37 | COWL_1 | 650.25 | 0 | 14.7 | 465.06
CR | Solar | 37 | COYL | 3.01 | 0 | 0.07 | 2.15
CR | Solar | 37 | CREB_1 | 76.29 | 0 | 1.72 | 54.56
CR | Solar | 37 | CUMB | 25.9 | 0 | 0.59 | 18.52
CR | Solar | 37 | CUPA | 31.76 | 0 | 0.72 | 22.71
CR | Solar | 37 | DALM3 | 3.01 | 0 | 0.07 | 2.15
CR | Solar | 37 | DEVM | 3.01 | 0 | 0.07 | 2.15
CR | Solar | 37 | DEVO | 33.22 | 0 | 0.75 | 23.76
CR | Solar | 37 | DOUN_P | 7.02 | 0 | 0.16 | 5.02
CR | Solar | 37 | DRAK_1 | 125.81 | 0 | 2.84 | 89.98
CR | Solar | 37 | DRAX_1 | 43.43 | 0 | 0.98 | 31.06
CR | Solar | 37 | DRCR | 25.9 | 0 | 0.59 | 18.52
CR | Solar | 37 | DUDH_P | 1.67 | 0 | 0.04 | 1.19
CR | Solar | 37 | DUGR_P | 1.5 | 0 | 0.03 | 1.07
CR | Solar | 37 | DUNB | 3.01 | 0 | 0.07 | 2.15
CR | Solar | 37 | DUNF | 25.9 | 0 | 0.59 | 18.52
CR | Solar | 37 | DUNO_P | 25.9 | 0 | 0.59 | 18.52
CR | Solar | 37 | DYCE_P | 9.69 | 0 | 0.22 | 6.93
CR | Solar | 37 | EALI_6 | 7.9 | 0 | 0.18 | 5.65
CR | Solar | 37 | EASO_1 | 427.04 | 0 | 9.65 | 305.42
CR | Solar | 37 | EAST | 3.01 | 0 | 0.07 | 2.15
CR | Solar | 37 | ECCL | 3.01 | 0 | 0.07 | 2.15
CR | Solar | 37 | ECLA_1 | 310.78 | 0 | 7.02 | 222.27
CR | Solar | 37 | EKIL | 3.01 | 0 | 0.07 | 2.15
CR | Solar | 37 | EKIS | 3.01 | 0 | 0.07 | 2.15
CR | Solar | 37 | ELGI_P | 1.44 | 0 | 0.03 | 1.03
CR | Solar | 37 | ELLA_1 | 10.86 | 0 | 0.25 | 7.77
CR | Solar | 37 | ELST_1 | 9.65 | 0 | 0.22 | 6.9
CR | Solar | 37 | ENDE_1 | 142.68 | 0 | 3.22 | 102.04
CR | Solar | 37 | EXET1 | 342.82 | 0 | 7.75 | 245.18
CR | Solar | 37 | FASN_P | 1.39 | 0 | 0.03 | 0.99
CR | Solar | 37 | FAUG_P | 3.92 | 0 | 0.09 | 2.8
CR | Solar | 37 | FAWL_1 | 295.99 | 0 | 6.69 | 211.69
CR | Solar | 37 | FECK_6 | 205.35 | 0 | 4.64 | 146.87
CR | Solar | 37 | FERRA2 | 52.51 | 0 | 1.19 | 37.56
CR | Solar | 37 | FERRB1 | 49.57 | 0 | 1.12 | 35.45
CR | Solar | 37 | FIDD_P | 18.53 | 0 | 0.42 | 13.25
CR | Solar | 37 | FLEE_1 | 135.6 | 0 | 3.06 | 96.98
CR | Solar | 37 | FOUR_1 | 65.14 | 0 | 1.47 | 46.59
CR | Solar | 37 | FRAS_P | 0.89 | 0 | 0.02 | 0.64
CR | Solar | 37 | FROD_1 | 18.62 | 0 | 0.42 | 13.32
CR | Solar | 37 | FWIL_P | 15.91 | 0 | 0.36 | 11.38
CR | Solar | 37 | GALA | 3.01 | 0 | 0.07 | 2.15
CR | Solar | 37 | GIFF | 3.01 | 0 | 0.07 | 2.15
CR | Solar | 37 | GLLE | 3.01 | 0 | 0.07 | 2.15
CR | Solar | 37 | GLLU | 3.01 | 0 | 0.07 | 2.15
CR | Solar | 37 | GLNI | 25.9 | 0 | 0.59 | 18.52
CR | Solar | 37 | GLRO | 25.9 | 0 | 0.59 | 18.52
CR | Solar | 37 | GREE_H | 7.9 | 0 | 0.18 | 5.65
CR | Solar | 37 | GREN_1 | 814.76 | 0 | 18.41 | 582.72
CR | Solar | 37 | GRIW_1 | 163.93 | 0 | 3.7 | 117.24
CR | Solar | 37 | GRUB_P | 11.05 | 0 | 0.25 | 7.9
CR | Solar | 37 | G_EXTRA_11 | 3.01 | 0 | 0.07 | 2.15
CR | Solar | 37 | G_EXTRA_2 | 3.01 | 0 | 0.07 | 2.15
CR | Solar | 37 | G_EXTRA_5 | 3.01 | 0 | 0.07 | 2.15
CR | Solar | 37 | G_EXTRA_7 | 25.9 | 0 | 0.59 | 18.52
CR | Solar | 37 | G_EXTRA_9 | 3.01 | 0 | 0.07 | 2.15
CR | Solar | 37 | HACK_1 | 10.86 | 0 | 0.25 | 7.77
CR | Solar | 37 | HACK_6 | 10.86 | 0 | 0.25 | 7.77
CR | Solar | 37 | HAMHC1 | 80.77 | 0 | 1.83 | 57.77
CR | Solar | 37 | HARK_1 | 124.42 | 0 | 2.81 | 88.99
CR | Solar | 37 | HARM_6 | 16.28 | 0 | 0.37 | 11.64
CR | Solar | 37 | HAWI | 3.01 | 0 | 0.07 | 2.15
CR | Solar | 37 | HAWP_6 | 22.43 | 0 | 0.51 | 16.04
CR | Solar | 37 | HEYS1 | 65.14 | 0 | 1.47 | 46.59
CR | Solar | 37 | HEYS_1 | 92.19 | 0 | 2.08 | 65.93
CR | Solar | 37 | HUER | 3.01 | 0 | 0.07 | 2.15
CR | Solar | 37 | HURS_1 | 12.41 | 0 | 0.28 | 8.88
CR | Solar | 37 | HUTT_1 | 185.67 | 0 | 4.2 | 132.79
CR | Solar | 37 | IMPK_1 | 272.64 | 0 | 6.16 | 194.99
CR | Solar | 37 | INDQ1 | 615.8 | 0 | 13.92 | 440.42
CR | Solar | 37 | INKE | 25.9 | 0 | 0.59 | 18.52
CR | Solar | 37 | INNE_P | 2.78 | 0 | 0.06 | 1.99
CR | Solar | 37 | IROA1 | 418.06 | 0 | 9.45 | 299
CR | Solar | 37 | IRONB1 | 170.99 | 0 | 3.86 | 122.29
CR | Solar | 37 | IVER_1 | 9.65 | 0 | 0.22 | 6.9
CR | Solar | 37 | IVER_6 | 9.65 | 0 | 0.22 | 6.9
CR | Solar | 37 | JOHN | 3.01 | 0 | 0.07 | 2.15
CR | Solar | 37 | JORD_3 | 17.37 | 0 | 0.39 | 12.42
CR | Solar | 37 | KAIM | 3.01 | 0 | 0.07 | 2.15
CR | Solar | 37 | KEAD_1 | 112.27 | 0 | 2.54 | 80.3
CR | Solar | 37 | KEAR_1 | 10.86 | 0 | 0.25 | 7.77
CR | Solar | 37 | KEAR_3 | 23.5 | 0 | 0.53 | 16.81
CR | Solar | 37 | KEIT_P | 23.4 | 0 | 0.53 | 16.74
CR | Solar | 37 | KEMS_1 | 289.6 | 0 | 6.54 | 207.12
CR | Solar | 37 | KEOO | 3.01 | 0 | 0.07 | 2.15
CR | Solar | 37 | KIBY_1 | 1.86 | 0 | 0.04 | 1.33
CR | Solar | 37 | KIER | 25.9 | 0 | 0.59 | 18.52
CR | Solar | 37 | KIIN_P | 6.4 | 0 | 0.14 | 4.58
CR | Solar | 37 | KILS | 3.01 | 0 | 0.07 | 2.15
CR | Solar | 37 | KILT | 3.01 | 0 | 0.07 | 2.15
CR | Solar | 37 | KILW | 10.32 | 0 | 0.23 | 7.38
CR | Solar | 37 | KINO_1 | 128.52 | 0 | 2.9 | 91.92
CR | Solar | 37 | KINT_P | 18.82 | 0 | 0.43 | 13.46
CR | Solar | 37 | KIRKB1 | 10.86 | 0 | 0.25 | 7.77
CR | Solar | 37 | KITW_1 | 26.3 | 0 | 0.59 | 18.81
CR | Solar | 37 | KNAR | 40.1 | 0 | 0.91 | 28.68
CR | Solar | 37 | LACK_6 | 71.28 | 0 | 1.61 | 50.98
CR | Solar | 37 | LAIR_P | 6.23 | 0 | 0.14 | 4.46
CR | Solar | 37 | LALE1SG003 | 15.59 | 0 | 0.35 | 11.15
CR | Solar | 37 | LAND1 | 496.93 | 0 | 11.23 | 355.4
CR | Solar | 37 | LEGA_1 | 160.59 | 0 | 3.63 | 114.85
CR | Solar | 37 | LEVE | 25.9 | 0 | 0.59 | 18.52
CR | Solar | 37 | LING | 3.01 | 0 | 0.07 | 2.15
CR | Solar | 37 | LINM | 3.01 | 0 | 0.07 | 2.15
CR | Solar | 37 | LISD_1 | 3.06 | 0 | 0.07 | 2.19
CR | Solar | 37 | LITT_C | 12.41 | 0 | 0.28 | 8.88
CR | Solar | 37 | LITT_J | 12.41 | 0 | 0.28 | 8.88
CR | Solar | 37 | LODR_6 | 7.9 | 0 | 0.18 | 5.65
CR | Solar | 37 | LOUD_H | 9.65 | 0 | 0.22 | 6.9
CR | Solar | 37 | LOVE_1 | 388.4 | 0 | 8.78 | 277.78
CR | Solar | 37 | LUNA_P | 0.56 | 0 | 0.01 | 0.4
CR | Solar | 37 | MACC_3 | 55.7 | 0 | 1.26 | 39.84
CR | Solar | 37 | MACD_P | 21.36 | 0 | 0.48 | 15.28
CR | Solar | 37 | MAGA_6 | 74.52 | 0 | 1.68 | 53.3
CR | Solar | 37 | MANN_1 | 652.61 | 0 | 14.75 | 466.75
CR | Solar | 37 | MAYB | 3.01 | 0 | 0.07 | 2.15
CR | Solar | 37 | MELK_1 | 659.71 | 0 | 14.91 | 471.82
CR | Solar | 37 | MILC_P | 7.4 | 0 | 0.17 | 5.29
CR | Solar | 37 | MILH_1 | 21.91 | 0 | 0.5 | 15.67
CR | Solar | 37 | MITY_1 | 925.87 | 0 | 20.92 | 662.18
CR | Solar | 37 | MYBS_P | 15.12 | 0 | 0.34 | 10.81
CR | Solar | 37 | NEAR | 3.01 | 0 | 0.07 | 2.15
CR | Solar | 37 | NECE_1 | 49.63 | 0 | 1.12 | 35.5
CR | Solar | 37 | NEEP_3 | 17.37 | 0 | 0.39 | 12.42
CR | Solar | 37 | NETS | 3.01 | 0 | 0.07 | 2.15
CR | Solar | 37 | NEWX_6 | 28.95 | 0 | 0.65 | 20.71
CR | Solar | 37 | NFLE | 151.08 | 0 | 3.41 | 108.05
CR | Solar | 37 | NHYD_6 | 9.65 | 0 | 0.22 | 6.9
CR | Solar | 37 | NINF_1 | 125.2 | 0 | 2.83 | 89.54
CR | Solar | 37 | NORL_3 | 17.37 | 0 | 0.39 | 12.42
CR | Solar | 37 | NORM_1 | 943.8 | 0 | 21.33 | 675.01
CR | Solar | 37 | NORT_1 | 51.65 | 0 | 1.17 | 36.94
CR | Solar | 37 | NURS_1 | 416.74 | 0 | 9.42 | 298.05
CR | Solar | 37 | OCKH_1 | 24.81 | 0 | 0.56 | 17.74
CR | Solar | 37 | OFFE_3 | 16.28 | 0 | 0.37 | 11.64
CR | Solar | 37 | OLDB_1 | 24.81 | 0 | 0.56 | 17.74
CR | Solar | 37 | OSBA_1 | 60.8 | 0 | 1.37 | 43.48
CR | Solar | 37 | PADIB1 | 49.56 | 0 | 1.12 | 35.45
CR | Solar | 37 | PELH_1 | 246.73 | 0 | 5.58 | 176.46
CR | Solar | 37 | PEMB_1 | 534.24 | 0 | 12.07 | 382.09
CR | Solar | 37 | PENE_1 | 43.43 | 0 | 0.98 | 31.06
CR | Solar | 37 | PENN_1 | 6.13 | 0 | 0.14 | 4.38
CR | Solar | 37 | PENT_1 | 269.39 | 0 | 6.09 | 192.67
CR | Solar | 37 | PENW_1 | 94.73 | 0 | 2.14 | 67.75
CR | Solar | 37 | PERI_H | 7.9 | 0 | 0.18 | 5.65
CR | Solar | 37 | PERS_P | 7.1 | 0 | 0.16 | 5.08
CR | Solar | 37 | PITS_3 | 17.37 | 0 | 0.39 | 12.42
CR | Solar | 37 | POOB | 3.01 | 0 | 0.07 | 2.15
CR | Solar | 37 | POPP_3 | 33.99 | 0 | 0.77 | 24.31
CR | Solar | 37 | PORA_P | 17.4 | 0 | 0.39 | 12.44
CR | Solar | 37 | PORD | 25.9 | 0 | 0.59 | 18.52
CR | Solar | 37 | PYLE_1 | 84.97 | 0 | 1.92 | 60.77
CR | Solar | 37 | QUOI_P | 1.92 | 0 | 0.04 | 1.37
CR | Solar | 37 | RAIN_1 | 3.19 | 0 | 0.07 | 2.28
CR | Solar | 37 | RANN_P | 8.46 | 0 | 0.19 | 6.05
CR | Solar | 37 | RASS_1 | 301.39 | 0 | 6.81 | 215.55
CR | Solar | 37 | RATS_1 | 173.2 | 0 | 3.91 | 123.87
CR | Solar | 37 | RAYL_1 | 236.02 | 0 | 5.33 | 168.8
CR | Solar | 37 | REBR_3 | 10.86 | 0 | 0.25 | 7.77
CR | Solar | 37 | REDH | 38.06 | 0 | 0.86 | 27.22
CR | Solar | 37 | REDM_P | 6.4 | 0 | 0.14 | 4.58
CR | Solar | 37 | RICH1 | 179.93 | 0 | 4.07 | 128.69
CR | Solar | 37 | ROCH_1 | 13.8 | 0 | 0.31 | 9.87
CR | Solar | 37 | RUGEB1 | 147.77 | 0 | 3.34 | 105.69
CR | Solar | 37 | RYEH_1 | 86.85 | 0 | 1.96 | 62.12
CR | Solar | 37 | SALH_1 | 77.34 | 0 | 1.75 | 55.31
CR | Solar | 37 | SALT_1 | 65.36 | 0 | 1.48 | 46.75
CR | Solar | 37 | SBAR | 141.16 | 0 | 3.19 | 100.96
CR | Solar | 37 | SEAB1 | 366.05 | 0 | 8.27 | 261.8
CR | Solar | 37 | SELL_1 | 262.61 | 0 | 5.93 | 187.82
CR | Solar | 37 | SFEG_P | 10.3 | 0 | 0.23 | 7.37
CR | Solar | 37 | SFIL_P | 4.12 | 0 | 0.09 | 2.95
CR | Solar | 37 | SHEC_3 | 17.37 | 0 | 0.39 | 12.42
CR | Solar | 37 | SHRW_1 | 261.5 | 0 | 5.91 | 187.02
CR | Solar | 37 | SIGH | 3.01 | 0 | 0.07 | 2.15
CR | Solar | 37 | SJOW_1 | 7.9 | 0 | 0.18 | 5.65
CR | Solar | 37 | SKLGB1 | 16.99 | 0 | 0.38 | 12.15
CR | Solar | 37 | SLOY_P | 1.11 | 0 | 0.03 | 0.79
CR | Solar | 37 | SMAN_1 | 14.48 | 0 | 0.33 | 10.36
CR | Solar | 37 | SPEN_1 | 92.95 | 0 | 2.1 | 66.48
CR | Solar | 37 | SSHI_3 | 16.28 | 0 | 0.37 | 11.64
CR | Solar | 37 | STAH_1 | 55.04 | 0 | 1.24 | 39.36
CR | Solar | 37 | STAL_1 | 43.43 | 0 | 0.98 | 31.06
CR | Solar | 37 | STAY_1 | 589.31 | 0 | 13.32 | 421.47
CR | Solar | 37 | STEN_1 | 43.43 | 0 | 0.98 | 31.06
CR | Solar | 37 | STES_1 | 49.56 | 0 | 1.12 | 35.45
CR | Solar | 37 | STHA | 3.01 | 0 | 0.07 | 2.15
CR | Solar | 37 | STIR | 25.9 | 0 | 0.59 | 18.52
CR | Solar | 37 | STLE | 25.9 | 0 | 0.59 | 18.52
CR | Solar | 37 | STRI_P | 15.23 | 0 | 0.34 | 10.89
CR | Solar | 37 | SUND_1 | 228.99 | 0 | 5.18 | 163.77
CR | Solar | 37 | SWAN_1 | 393.27 | 0 | 8.89 | 281.27
CR | Solar | 37 | TARL_P | 8.05 | 0 | 0.18 | 5.76
CR | Solar | 37 | TAUN1 | 181.71 | 0 | 4.11 | 129.96
CR | Solar | 37 | TAYN_P | 13.13 | 0 | 0.3 | 9.39
CR | Solar | 37 | TELR | 3.01 | 0 | 0.07 | 2.15
CR | Solar | 37 | TEMP_3 | 17.37 | 0 | 0.39 | 12.42
CR | Solar | 37 | THOM_6 | 66.9 | 0 | 1.51 | 47.85
CR | Solar | 37 | THSO_P | 29.24 | 0 | 0.66 | 20.91
CR | Solar | 37 | THUR_6 | 17.37 | 0 | 0.39 | 12.42
CR | Solar | 37 | TILBB_1 | 213.74 | 0 | 4.83 | 152.87
CR | Solar | 37 | TONG | 3.01 | 0 | 0.07 | 2.15
CR | Solar | 37 | TOTT_1 | 10.86 | 0 | 0.25 | 7.77
CR | Solar | 37 | TRAW_1 | 62 | 0 | 1.4 | 44.34
CR | Solar | 37 | TUMB_P | 3.01 | 0 | 0.07 | 2.15
CR | Solar | 37 | TYNE_1 | 16.28 | 0 | 0.37 | 11.64
CR | Solar | 37 | TYNE_2 | 16.28 | 0 | 0.37 | 11.64
CR | Solar | 37 | UPPB_1 | 50.08 | 0 | 1.13 | 35.82
CR | Solar | 37 | UPPB_3 | 49.29 | 0 | 1.11 | 35.25
CR | Solar | 37 | USKM_1 | 59.12 | 0 | 1.34 | 42.28
CR | Solar | 37 | WALH_1 | 331.52 | 0 | 7.49 | 237.1
CR | Solar | 37 | WALP_1 | 199.25 | 0 | 4.5 | 142.5
CR | Solar | 37 | WALP_B | 395 | 0 | 8.93 | 282.5
CR | Solar | 37 | WARL_1 | 227.11 | 0 | 5.13 | 162.43
CR | Solar | 37 | WASF_1 | 6.13 | 0 | 0.14 | 4.38
CR | Solar | 37 | WATFS_1 | 9.65 | 0 | 0.22 | 6.9
CR | Solar | 37 | WBOL_6 | 22.07 | 0 | 0.5 | 15.78
CR | Solar | 37 | WBUR_1 | 299.63 | 0 | 6.77 | 214.3
CR | Solar | 37 | WFIE | 25.9 | 0 | 0.59 | 18.52
CR | Solar | 37 | WHAM_1 | 10.86 | 0 | 0.25 | 7.77
CR | Solar | 37 | WHGA_1 | 10.86 | 0 | 0.25 | 7.77
CR | Solar | 37 | WIBA_3 | 17.37 | 0 | 0.39 | 12.42
CR | Solar | 37 | WIEN_1 | 24.81 | 0 | 0.56 | 17.74
CR | Solar | 37 | WILL_1 | 108.33 | 0 | 2.45 | 77.48
CR | Solar | 37 | WIMBN1 | 28.95 | 0 | 0.65 | 20.71
CR | Solar | 37 | WIMBS1 | 28.95 | 0 | 0.65 | 20.71
CR | Solar | 37 | WISD_1 | 7.9 | 0 | 0.18 | 5.65
CR | Solar | 37 | WISD_6 | 7.9 | 0 | 0.18 | 5.65
CR | Solar | 37 | WISH | 3.01 | 0 | 0.07 | 2.15
CR | Solar | 37 | WMEL_1 | 17.37 | 0 | 0.39 | 12.42
CR | Solar | 37 | WTHU31 | 10.86 | 0 | 0.25 | 7.77
CR | Solar | 37 | WWEY_1 | 14.86 | 0 | 0.34 | 10.63
CR | Solar | 37 | WYLF_1 | 130.28 | 0 | 2.94 | 93.18
CR | Solar | 37 | WYMOM_1 | 114.75 | 0 | 2.59 | 82.07
CR | Solar | 38 | ABHA1 | 341.02 | 0 | 7.71 | 243.9
CR | Solar | 38 | ABNE_P | 20.44 | 0 | 0.46 | 14.62
CR | Solar | 38 | ABTH_1 | 87.65 | 0 | 1.98 | 62.69
CR | Solar | 38 | ACTL_2 | 8.17 | 0 | 0.18 | 5.84
CR | Solar | 38 | ACTL_C | 8.17 | 0 | 0.18 | 5.84
CR | Solar | 38 | ALNE_P | 9.27 | 0 | 0.21 | 6.63
CR | Solar | 38 | ALST_3 | 14.98 | 0 | 0.34 | 10.71
CR | Solar | 38 | ALVE1 | 454.82 | 0 | 10.28 | 325.29
CR | Solar | 38 | AMEM_1 | 52.03 | 0 | 1.18 | 37.21
CR | Solar | 38 | ARBR_P | 27.39 | 0 | 0.62 | 19.59
CR | Solar | 38 | ARDK_P | 3.1 | 0 | 0.07 | 2.22
CR | Solar | 38 | ARMO_P | 19.96 | 0 | 0.45 | 14.28
CR | Solar | 38 | AXMI1 | 434.86 | 0 | 9.83 | 311.01
CR | Solar | 38 | BAGA | 28.89 | 0 | 0.65 | 20.66
CR | Solar | 38 | BAIN | 28.89 | 0 | 0.65 | 20.66
CR | Solar | 38 | BARKC1 | 13.08 | 0 | 0.3 | 9.35
CR | Solar | 38 | BARKW3 | 11.23 | 0 | 0.25 | 8.03
CR | Solar | 38 | BEDDT1 | 12.84 | 0 | 0.29 | 9.18
CR | Solar | 38 | BEDD_1 | 12.84 | 0 | 0.29 | 9.18
CR | Solar | 38 | BERW | 3.36 | 0 | 0.08 | 2.4
CR | Solar | 38 | BESW_1 | 100.44 | 0 | 2.27 | 71.83
CR | Solar | 38 | BICF_1 | 805.59 | 0 | 18.21 | 576.16
CR | Solar | 38 | BIRK_1 | 14.98 | 0 | 0.34 | 10.71
CR | Solar | 38 | BISW_1 | 45.54 | 0 | 1.03 | 32.57
CR | Solar | 38 | BLYTB1 | 44.93 | 0 | 1.02 | 32.13
CR | Solar | 38 | BLYTH132 | 44.93 | 0 | 1.02 | 32.13
CR | Solar | 38 | BOAG_P | 2.29 | 0 | 0.05 | 1.64
CR | Solar | 38 | BOLN_1 | 118.92 | 0 | 2.69 | 85.05
CR | Solar | 38 | BONN | 28.89 | 0 | 0.65 | 20.66
CR | Solar | 38 | BOTW_1 | 264.27 | 0 | 5.97 | 189.01
CR | Solar | 38 | BRAC_P | 1.79 | 0 | 0.04 | 1.28
CR | Solar | 38 | BRAI_1 | 198.28 | 0 | 4.48 | 141.81
CR | Solar | 38 | BRAW_1 | 11.23 | 0 | 0.25 | 8.03
CR | Solar | 38 | BRED_1 | 16.2 | 0 | 0.37 | 11.59
CR | Solar | 38 | BRFO_1 | 231.1 | 0 | 5.22 | 165.28
CR | Solar | 38 | BRIM_1 | 89.86 | 0 | 2.03 | 64.27
CR | Solar | 38 | BRLE_1 | 157.11 | 0 | 3.55 | 112.37
CR | Solar | 38 | BROA_P | 0.72 | 0 | 0.02 | 0.51
CR | Solar | 38 | BROX | 3.36 | 0 | 0.08 | 2.4
CR | Solar | 38 | BRWA1 | 630 | 0 | 14.24 | 450.58
CR | Solar | 38 | BUMU_P | 0.6 | 0 | 0.01 | 0.43
CR | Solar | 38 | BURM_1 | 1340.87 | 0 | 30.3 | 958.99
CR | Solar | 38 | BUSH_1 | 38.95 | 0 | 0.88 | 27.86
CR | Solar | 38 | BUST_1 | 51.35 | 0 | 1.16 | 36.73
CR | Solar | 38 | CAAD_P | 1.43 | 0 | 0.03 | 1.02
CR | Solar | 38 | CAFA | 3.36 | 0 | 0.08 | 2.4
CR | Solar | 38 | CAMB_01 | 63.34 | 0 | 1.43 | 45.3
CR | Solar | 38 | CANTN1 | 230.75 | 0 | 5.21 | 165.03
CR | Solar | 38 | CAPEA1 | 21.11 | 0 | 0.48 | 15.1
CR | Solar | 38 | CARE_1 | 30.92 | 0 | 0.7 | 22.11
CR | Solar | 38 | CARR_1 | 16.85 | 0 | 0.38 | 12.05
CR | Solar | 38 | CASS_P | 2.68 | 0 | 0.06 | 1.92
CR | Solar | 38 | CATY | 3.36 | 0 | 0.08 | 2.4
CR | Solar | 38 | CBNK_H | 8.17 | 0 | 0.18 | 5.84
CR | Solar | 38 | CELL_1 | 167.82 | 0 | 3.79 | 120.02
CR | Solar | 38 | CHAP | 3.36 | 0 | 0.08 | 2.4
CR | Solar | 38 | CHAS | 3.36 | 0 | 0.08 | 2.4
CR | Solar | 38 | CHIC_1 | 404.97 | 0 | 9.15 | 289.63
CR | Solar | 38 | CHSI_1 | 12.84 | 0 | 0.29 | 9.18
CR | Solar | 38 | CHTE_1 | 177.33 | 0 | 4.01 | 126.83
CR | Solar | 38 | CITR_1 | 8.17 | 0 | 0.18 | 5.84
CR | Solar | 38 | CLAC_P | 6.17 | 0 | 0.14 | 4.41
CR | Solar | 38 | CLAY_P | 0.6 | 0 | 0.01 | 0.43
CR | Solar | 38 | CLT03 | 80.21 | 0 | 1.81 | 57.37
CR | Solar | 38 | CLYM | 3.36 | 0 | 0.08 | 2.4
CR | Solar | 38 | COAT | 3.36 | 0 | 0.08 | 2.4
CR | Solar | 38 | CONQA1 | 169.71 | 0 | 3.84 | 121.38
CR | Solar | 38 | COUA_P | 3.81 | 0 | 0.09 | 2.72
CR | Solar | 38 | COVE_1 | 57.41 | 0 | 1.3 | 41.06
CR | Solar | 38 | COWL_1 | 662.27 | 0 | 14.97 | 473.66
CR | Solar | 38 | COYL | 3.36 | 0 | 0.08 | 2.4
CR | Solar | 38 | CREB_1 | 78.29 | 0 | 1.77 | 55.99
CR | Solar | 38 | CUMB | 28.89 | 0 | 0.65 | 20.66
CR | Solar | 38 | CUPA | 34.76 | 0 | 0.79 | 24.86
CR | Solar | 38 | DALM3 | 3.36 | 0 | 0.08 | 2.4
CR | Solar | 38 | DEVM | 3.36 | 0 | 0.08 | 2.4
CR | Solar | 38 | DEVO | 36.22 | 0 | 0.82 | 25.9
CR | Solar | 38 | DOUN_P | 7.52 | 0 | 0.17 | 5.38
CR | Solar | 38 | DRAK_1 | 126.67 | 0 | 2.86 | 90.59
CR | Solar | 38 | DRAX_1 | 44.93 | 0 | 1.02 | 32.13
CR | Solar | 38 | DRCR | 28.89 | 0 | 0.65 | 20.66
CR | Solar | 38 | DUDH_P | 1.79 | 0 | 0.04 | 1.28
CR | Solar | 38 | DUGR_P | 1.61 | 0 | 0.04 | 1.15
CR | Solar | 38 | DUNB | 3.36 | 0 | 0.08 | 2.4
CR | Solar | 38 | DUNF | 28.89 | 0 | 0.65 | 20.66
CR | Solar | 38 | DUNO_P | 28.89 | 0 | 0.65 | 20.66
CR | Solar | 38 | DYCE_P | 10.37 | 0 | 0.23 | 7.42
CR | Solar | 38 | EALI_6 | 8.17 | 0 | 0.18 | 5.84
CR | Solar | 38 | EASO_1 | 433.05 | 0 | 9.79 | 309.72
CR | Solar | 38 | EAST | 3.36 | 0 | 0.08 | 2.4
CR | Solar | 38 | ECCL | 3.36 | 0 | 0.08 | 2.4
CR | Solar | 38 | ECLA_1 | 316.78 | 0 | 7.16 | 226.56
CR | Solar | 38 | EKIL | 3.36 | 0 | 0.08 | 2.4
CR | Solar | 38 | EKIS | 3.36 | 0 | 0.08 | 2.4
CR | Solar | 38 | ELGI_P | 1.44 | 0 | 0.03 | 1.03
CR | Solar | 38 | ELLA_1 | 11.23 | 0 | 0.25 | 8.03
CR | Solar | 38 | ELST_1 | 9.98 | 0 | 0.23 | 7.14
CR | Solar | 38 | ENDE_1 | 145.69 | 0 | 3.29 | 104.2
CR | Solar | 38 | EXET1 | 351.12 | 0 | 7.94 | 251.12
CR | Solar | 38 | FASN_P | 1.49 | 0 | 0.03 | 1.07
CR | Solar | 38 | FAUG_P | 4.2 | 0 | 0.09 | 3
CR | Solar | 38 | FAWL_1 | 302.75 | 0 | 6.84 | 216.53
CR | Solar | 38 | FECK_6 | 207.07 | 0 | 4.68 | 148.1
CR | Solar | 38 | FERRA2 | 54.02 | 0 | 1.22 | 38.64
CR | Solar | 38 | FERRB1 | 51.07 | 0 | 1.15 | 36.53
CR | Solar | 38 | FIDD_P | 19.84 | 0 | 0.45 | 14.19
CR | Solar | 38 | FLEE_1 | 138.61 | 0 | 3.13 | 99.13
CR | Solar | 38 | FOUR_1 | 67.39 | 0 | 1.52 | 48.2
CR | Solar | 38 | FRAS_P | 0.95 | 0 | 0.02 | 0.68
CR | Solar | 38 | FROD_1 | 19.12 | 0 | 0.43 | 13.67
CR | Solar | 38 | FWIL_P | 17.03 | 0 | 0.38 | 12.18
CR | Solar | 38 | GALA | 3.36 | 0 | 0.08 | 2.4
CR | Solar | 38 | GIFF | 3.36 | 0 | 0.08 | 2.4
CR | Solar | 38 | GLLE | 3.36 | 0 | 0.08 | 2.4
CR | Solar | 38 | GLLU | 3.36 | 0 | 0.08 | 2.4
CR | Solar | 38 | GLNI | 28.89 | 0 | 0.65 | 20.66
CR | Solar | 38 | GLRO | 28.89 | 0 | 0.65 | 20.66
CR | Solar | 38 | GREE_H | 8.17 | 0 | 0.18 | 5.84
CR | Solar | 38 | GREN_1 | 833.43 | 0 | 18.84 | 596.07
CR | Solar | 38 | GRIW_1 | 168.43 | 0 | 3.81 | 120.46
CR | Solar | 38 | GRUB_P | 11.83 | 0 | 0.27 | 8.46
CR | Solar | 38 | G_EXTRA_11 | 3.36 | 0 | 0.08 | 2.4
CR | Solar | 38 | G_EXTRA_2 | 3.36 | 0 | 0.08 | 2.4
CR | Solar | 38 | G_EXTRA_5 | 3.36 | 0 | 0.08 | 2.4
CR | Solar | 38 | G_EXTRA_7 | 28.89 | 0 | 0.65 | 20.66
CR | Solar | 38 | G_EXTRA_9 | 3.36 | 0 | 0.08 | 2.4
CR | Solar | 38 | HACK_1 | 11.23 | 0 | 0.25 | 8.03
CR | Solar | 38 | HACK_6 | 11.23 | 0 | 0.25 | 8.03
CR | Solar | 38 | HAMHC1 | 82.49 | 0 | 1.86 | 59
CR | Solar | 38 | HARK_1 | 126.67 | 0 | 2.86 | 90.59
CR | Solar | 38 | HARM_6 | 16.85 | 0 | 0.38 | 12.05
CR | Solar | 38 | HAWI | 3.36 | 0 | 0.08 | 2.4
CR | Solar | 38 | HAWP_6 | 22.99 | 0 | 0.52 | 16.44
CR | Solar | 38 | HEYS1 | 67.39 | 0 | 1.52 | 48.2
CR | Solar | 38 | HEYS_1 | 94.45 | 0 | 2.13 | 67.55
CR | Solar | 38 | HUER | 3.36 | 0 | 0.08 | 2.4
CR | Solar | 38 | HURS_1 | 12.84 | 0 | 0.29 | 9.18
CR | Solar | 38 | HUTT_1 | 191.68 | 0 | 4.33 | 137.09
CR | Solar | 38 | IMPK_1 | 281.65 | 0 | 6.37 | 201.44
CR | Solar | 38 | INDQ1 | 624.09 | 0 | 14.1 | 446.35
CR | Solar | 38 | INKE | 28.89 | 0 | 0.65 | 20.66
CR | Solar | 38 | INNE_P | 2.98 | 0 | 0.07 | 2.13
CR | Solar | 38 | IROA1 | 428.57 | 0 | 9.69 | 306.51
CR | Solar | 38 | IRONB1 | 175.5 | 0 | 3.97 | 125.52
CR | Solar | 38 | IVER_1 | 9.98 | 0 | 0.23 | 7.14
CR | Solar | 38 | IVER_6 | 9.98 | 0 | 0.23 | 7.14
CR | Solar | 38 | JOHN | 3.36 | 0 | 0.08 | 2.4
CR | Solar | 38 | JORD_3 | 17.97 | 0 | 0.41 | 12.85
CR | Solar | 38 | KAIM | 3.36 | 0 | 0.08 | 2.4
CR | Solar | 38 | KEAD_1 | 114.27 | 0 | 2.58 | 81.73
CR | Solar | 38 | KEAR_1 | 11.23 | 0 | 0.25 | 8.03
CR | Solar | 38 | KEAR_3 | 23.87 | 0 | 0.54 | 17.07
CR | Solar | 38 | KEIT_P | 25.05 | 0 | 0.57 | 17.92
CR | Solar | 38 | KEMS_1 | 296.81 | 0 | 6.71 | 212.28
CR | Solar | 38 | KEOO | 3.36 | 0 | 0.08 | 2.4
CR | Solar | 38 | KIBY_1 | 1.86 | 0 | 0.04 | 1.33
CR | Solar | 38 | KIER | 28.89 | 0 | 0.65 | 20.66
CR | Solar | 38 | KIIN_P | 6.85 | 0 | 0.15 | 4.9
CR | Solar | 38 | KILS | 3.36 | 0 | 0.08 | 2.4
CR | Solar | 38 | KILT | 3.36 | 0 | 0.08 | 2.4
CR | Solar | 38 | KILW | 10.67 | 0 | 0.24 | 7.63
CR | Solar | 38 | KINO_1 | 132.12 | 0 | 2.99 | 94.49
CR | Solar | 38 | KINT_P | 20 | 0 | 0.45 | 14.3
CR | Solar | 38 | KIRKB1 | 11.23 | 0 | 0.25 | 8.03
CR | Solar | 38 | KITW_1 | 27.16 | 0 | 0.61 | 19.42
CR | Solar | 38 | KNAR | 40.85 | 0 | 0.92 | 29.22
CR | Solar | 38 | LACK_6 | 73.53 | 0 | 1.66 | 52.59
CR | Solar | 38 | LAIR_P | 6.68 | 0 | 0.15 | 4.78
CR | Solar | 38 | LALE1SG003 | 15.92 | 0 | 0.36 | 11.39
CR | Solar | 38 | LAND1 | 505.22 | 0 | 11.42 | 361.33
CR | Solar | 38 | LEGA_1 | 163.59 | 0 | 3.7 | 117
CR | Solar | 38 | LEVE | 28.89 | 0 | 0.65 | 20.66
CR | Solar | 38 | LING | 3.36 | 0 | 0.08 | 2.4
CR | Solar | 38 | LINM | 3.36 | 0 | 0.08 | 2.4
CR | Solar | 38 | LISD_1 | 3.06 | 0 | 0.07 | 2.19
CR | Solar | 38 | LITT_C | 12.84 | 0 | 0.29 | 9.18
CR | Solar | 38 | LITT_J | 12.84 | 0 | 0.29 | 9.18
CR | Solar | 38 | LODR_6 | 8.17 | 0 | 0.18 | 5.84
CR | Solar | 38 | LOUD_H | 9.98 | 0 | 0.23 | 7.14
CR | Solar | 38 | LOVE_1 | 395.16 | 0 | 8.93 | 282.62
CR | Solar | 38 | LUNA_P | 0.6 | 0 | 0.01 | 0.43
CR | Solar | 38 | MACC_3 | 57.2 | 0 | 1.29 | 40.91
CR | Solar | 38 | MACD_P | 22.68 | 0 | 0.51 | 16.22
CR | Solar | 38 | MAGA_6 | 76.02 | 0 | 1.72 | 54.37
CR | Solar | 38 | MANN_1 | 663.63 | 0 | 15 | 474.63
CR | Solar | 38 | MAYB | 3.36 | 0 | 0.08 | 2.4
CR | Solar | 38 | MELK_1 | 671.72 | 0 | 15.18 | 480.41
CR | Solar | 38 | MILC_P | 7.93 | 0 | 0.18 | 5.67
CR | Solar | 38 | MILH_1 | 22.25 | 0 | 0.5 | 15.91
CR | Solar | 38 | MITY_1 | 937.89 | 0 | 21.2 | 670.78
CR | Solar | 38 | MYBS_P | 16.19 | 0 | 0.37 | 11.58
CR | Solar | 38 | NEAR | 3.36 | 0 | 0.08 | 2.4
CR | Solar | 38 | NECE_1 | 51.35 | 0 | 1.16 | 36.73
CR | Solar | 38 | NEEP_3 | 17.97 | 0 | 0.41 | 12.85
CR | Solar | 38 | NETS | 3.36 | 0 | 0.08 | 2.4
CR | Solar | 38 | NEWX_6 | 29.95 | 0 | 0.68 | 21.42
CR | Solar | 38 | NFLE | 154.69 | 0 | 3.5 | 110.63
CR | Solar | 38 | NHYD_6 | 9.98 | 0 | 0.23 | 7.14
CR | Solar | 38 | NINF_1 | 126.7 | 0 | 2.86 | 90.62
CR | Solar | 38 | NORL_3 | 17.97 | 0 | 0.41 | 12.85
CR | Solar | 38 | NORM_1 | 964.83 | 0 | 21.81 | 690.05
CR | Solar | 38 | NORT_1 | 52.21 | 0 | 1.18 | 37.34
CR | Solar | 38 | NURS_1 | 423.5 | 0 | 9.57 | 302.89
CR | Solar | 38 | OCKH_1 | 25.67 | 0 | 0.58 | 18.36
CR | Solar | 38 | OFFE_3 | 16.85 | 0 | 0.38 | 12.05
CR | Solar | 38 | OLDB_1 | 25.67 | 0 | 0.58 | 18.36
CR | Solar | 38 | OSBA_1 | 62.9 | 0 | 1.42 | 44.99
CR | Solar | 38 | PADIB1 | 51.06 | 0 | 1.15 | 36.52
CR | Solar | 38 | PELH_1 | 249.73 | 0 | 5.64 | 178.61
CR | Solar | 38 | PEMB_1 | 543.25 | 0 | 12.28 | 388.53
CR | Solar | 38 | PENE_1 | 44.93 | 0 | 1.02 | 32.13
CR | Solar | 38 | PENN_1 | 6.13 | 0 | 0.14 | 4.38
CR | Solar | 38 | PENT_1 | 276.9 | 0 | 6.26 | 198.04
CR | Solar | 38 | PENW_1 | 96.23 | 0 | 2.17 | 68.82
CR | Solar | 38 | PERI_H | 8.17 | 0 | 0.18 | 5.84
CR | Solar | 38 | PERS_P | 7.6 | 0 | 0.17 | 5.44
CR | Solar | 38 | PITS_3 | 17.97 | 0 | 0.41 | 12.85
CR | Solar | 38 | POOB | 3.36 | 0 | 0.08 | 2.4
CR | Solar | 38 | POPP_3 | 34.74 | 0 | 0.79 | 24.85
CR | Solar | 38 | PORA_P | 18.63 | 0 | 0.42 | 13.32
CR | Solar | 38 | PORD | 28.89 | 0 | 0.65 | 20.66
CR | Solar | 38 | PYLE_1 | 86.47 | 0 | 1.95 | 61.84
CR | Solar | 38 | QUOI_P | 2.06 | 0 | 0.05 | 1.47
CR | Solar | 38 | RAIN_1 | 3.19 | 0 | 0.07 | 2.28
CR | Solar | 38 | RANN_P | 9.06 | 0 | 0.2 | 6.48
CR | Solar | 38 | RASS_1 | 310.4 | 0 | 7.02 | 222
CR | Solar | 38 | RATS_1 | 176.21 | 0 | 3.98 | 126.03
CR | Solar | 38 | RAYL_1 | 243.23 | 0 | 5.5 | 173.96
CR | Solar | 38 | REBR_3 | 11.23 | 0 | 0.25 | 8.03
CR | Solar | 38 | REDH | 41.06 | 0 | 0.93 | 29.37
CR | Solar | 38 | REDM_P | 6.85 | 0 | 0.15 | 4.9
CR | Solar | 38 | RICH1 | 183.54 | 0 | 4.15 | 131.27
CR | Solar | 38 | ROCH_1 | 14.18 | 0 | 0.32 | 10.14
CR | Solar | 38 | RUGEB1 | 152.28 | 0 | 3.44 | 108.91
CR | Solar | 38 | RYEH_1 | 89.86 | 0 | 2.03 | 64.27
CR | Solar | 38 | SALH_1 | 79.59 | 0 | 1.8 | 56.92
CR | Solar | 38 | SALT_1 | 67.36 | 0 | 1.52 | 48.18
CR | Solar | 38 | SBAR | 144.16 | 0 | 3.26 | 103.1
CR | Solar | 38 | SEAB1 | 375.07 | 0 | 8.48 | 268.25
CR | Solar | 38 | SELL_1 | 269.82 | 0 | 6.1 | 192.98
CR | Solar | 38 | SFEG_P | 11.03 | 0 | 0.25 | 7.89
CR | Solar | 38 | SFIL_P | 4.41 | 0 | 0.1 | 3.15
CR | Solar | 38 | SHEC_3 | 17.97 | 0 | 0.41 | 12.85
CR | Solar | 38 | SHRW_1 | 266 | 0 | 6.01 | 190.24
CR | Solar | 38 | SIGH | 3.36 | 0 | 0.08 | 2.4
CR | Solar | 38 | SJOW_1 | 8.17 | 0 | 0.18 | 5.84
CR | Solar | 38 | SKLGB1 | 17.36 | 0 | 0.39 | 12.42
CR | Solar | 38 | SLOY_P | 1.19 | 0 | 0.03 | 0.85
CR | Solar | 38 | SMAN_1 | 14.98 | 0 | 0.34 | 10.71
CR | Solar | 38 | SPEN_1 | 95.95 | 0 | 2.17 | 68.62
CR | Solar | 38 | SSHI_3 | 16.85 | 0 | 0.38 | 12.05
CR | Solar | 38 | STAH_1 | 56.54 | 0 | 1.28 | 40.44
CR | Solar | 38 | STAL_1 | 44.93 | 0 | 1.02 | 32.13
CR | Solar | 38 | STAY_1 | 604.33 | 0 | 13.66 | 432.22
CR | Solar | 38 | STEN_1 | 44.93 | 0 | 1.02 | 32.13
CR | Solar | 38 | STES_1 | 51.06 | 0 | 1.15 | 36.52
CR | Solar | 38 | STHA | 3.36 | 0 | 0.08 | 2.4
CR | Solar | 38 | STIR | 28.89 | 0 | 0.65 | 20.66
CR | Solar | 38 | STLE | 28.89 | 0 | 0.65 | 20.66
CR | Solar | 38 | STRI_P | 16.17 | 0 | 0.37 | 11.56
CR | Solar | 38 | SUND_1 | 235 | 0 | 5.31 | 168.07
CR | Solar | 38 | SWAN_1 | 402.28 | 0 | 9.09 | 287.71
CR | Solar | 38 | TARL_P | 8.22 | 0 | 0.19 | 5.88
CR | Solar | 38 | TAUN1 | 184.72 | 0 | 4.17 | 132.11
CR | Solar | 38 | TAYN_P | 14.06 | 0 | 0.32 | 10.06
CR | Solar | 38 | TELR | 3.36 | 0 | 0.08 | 2.4
CR | Solar | 38 | TEMP_3 | 17.97 | 0 | 0.41 | 12.85
CR | Solar | 38 | THOM_6 | 69 | 0 | 1.56 | 49.35
CR | Solar | 38 | THSO_P | 31.31 | 0 | 0.71 | 22.39
CR | Solar | 38 | THUR_6 | 17.97 | 0 | 0.41 | 12.85
CR | Solar | 38 | TILBB_1 | 220.95 | 0 | 4.99 | 158.02
CR | Solar | 38 | TONG | 3.36 | 0 | 0.08 | 2.4
CR | Solar | 38 | TOTT_1 | 11.23 | 0 | 0.25 | 8.03
CR | Solar | 38 | TRAW_1 | 63.5 | 0 | 1.44 | 45.42
CR | Solar | 38 | TUMB_P | 3.22 | 0 | 0.07 | 2.3
CR | Solar | 38 | TYNE_1 | 16.85 | 0 | 0.38 | 12.05
CR | Solar | 38 | TYNE_2 | 16.85 | 0 | 0.38 | 12.05
CR | Solar | 38 | UPPB_1 | 50.59 | 0 | 1.14 | 36.18
CR | Solar | 38 | UPPB_3 | 49.79 | 0 | 1.13 | 35.61
CR | Solar | 38 | USKM_1 | 59.63 | 0 | 1.35 | 42.65
CR | Solar | 38 | WALH_1 | 339.03 | 0 | 7.66 | 242.47
CR | Solar | 38 | WALP_1 | 205.26 | 0 | 4.64 | 146.8
CR | Solar | 38 | WALP_B | 401 | 0 | 9.06 | 286.8
CR | Solar | 38 | WARL_1 | 234.32 | 0 | 5.3 | 167.59
CR | Solar | 38 | WASF_1 | 6.13 | 0 | 0.14 | 4.38
CR | Solar | 38 | WATFS_1 | 9.98 | 0 | 0.23 | 7.14
CR | Solar | 38 | WBOL_6 | 22.64 | 0 | 0.51 | 16.19
CR | Solar | 38 | WBUR_1 | 305.63 | 0 | 6.91 | 218.59
CR | Solar | 38 | WFIE | 28.89 | 0 | 0.65 | 20.66
CR | Solar | 38 | WHAM_1 | 11.23 | 0 | 0.25 | 8.03
CR | Solar | 38 | WHGA_1 | 11.23 | 0 | 0.25 | 8.03
CR | Solar | 38 | WIBA_3 | 17.97 | 0 | 0.41 | 12.85
CR | Solar | 38 | WIEN_1 | 25.67 | 0 | 0.58 | 18.36
CR | Solar | 38 | WILL_1 | 110.05 | 0 | 2.49 | 78.71
CR | Solar | 38 | WIMBN1 | 29.95 | 0 | 0.68 | 21.42
CR | Solar | 38 | WIMBS1 | 29.95 | 0 | 0.68 | 21.42
CR | Solar | 38 | WISD_1 | 8.17 | 0 | 0.18 | 5.84
CR | Solar | 38 | WISD_6 | 8.17 | 0 | 0.18 | 5.84
CR | Solar | 38 | WISH | 3.36 | 0 | 0.08 | 2.4
CR | Solar | 38 | WMEL_1 | 17.97 | 0 | 0.41 | 12.85
CR | Solar | 38 | WTHU31 | 11.23 | 0 | 0.25 | 8.03
CR | Solar | 38 | WWEY_1 | 15.29 | 0 | 0.35 | 10.94
CR | Solar | 38 | WYLF_1 | 134.78 | 0 | 3.05 | 96.39
CR | Solar | 38 | WYMOM_1 | 117.76 | 0 | 2.66 | 84.22
CR | Solar | 39 | ABHA1 | 347.23 | 0 | 7.85 | 248.34
CR | Solar | 39 | ABNE_P | 20.99 | 0 | 0.47 | 15.01
CR | Solar | 39 | ABTH_1 | 88.03 | 0 | 1.99 | 62.96
CR | Solar | 39 | ACTL_2 | 8.37 | 0 | 0.19 | 5.99
CR | Solar | 39 | ACTL_C | 8.37 | 0 | 0.19 | 5.99
CR | Solar | 39 | ALNE_P | 9.82 | 0 | 0.22 | 7.02
CR | Solar | 39 | ALST_3 | 15.35 | 0 | 0.35 | 10.98
CR | Solar | 39 | ALVE1 | 461.03 | 0 | 10.42 | 329.73
CR | Solar | 39 | AMEM_1 | 52.28 | 0 | 1.18 | 37.39
CR | Solar | 39 | ARBR_P | 27.39 | 0 | 0.62 | 19.59
CR | Solar | 39 | ARDK_P | 3.28 | 0 | 0.07 | 2.35
CR | Solar | 39 | ARMO_P | 21.16 | 0 | 0.48 | 15.13
CR | Solar | 39 | AXMI1 | 443.11 | 0 | 10.01 | 316.91
CR | Solar | 39 | BAGA | 30 | 0 | 0.68 | 21.46
CR | Solar | 39 | BAIN | 30 | 0 | 0.68 | 21.46
CR | Solar | 39 | BARKC1 | 13.36 | 0 | 0.3 | 9.56
CR | Solar | 39 | BARKW3 | 11.51 | 0 | 0.26 | 8.23
CR | Solar | 39 | BEDDT1 | 13.16 | 0 | 0.3 | 9.41
CR | Solar | 39 | BEDD_1 | 13.16 | 0 | 0.3 | 9.41
CR | Solar | 39 | BERW | 3.49 | 0 | 0.08 | 2.5
CR | Solar | 39 | BESW_1 | 101.72 | 0 | 2.3 | 72.75
CR | Solar | 39 | BICF_1 | 821.35 | 0 | 18.56 | 587.43
CR | Solar | 39 | BIRK_1 | 15.35 | 0 | 0.35 | 10.98
CR | Solar | 39 | BISW_1 | 46.18 | 0 | 1.04 | 33.03
CR | Solar | 39 | BLYTB1 | 46.05 | 0 | 1.04 | 32.93
CR | Solar | 39 | BLYTH132 | 46.05 | 0 | 1.04 | 32.93
CR | Solar | 39 | BOAG_P | 2.43 | 0 | 0.05 | 1.74
CR | Solar | 39 | BOLN_1 | 120.05 | 0 | 2.71 | 85.86
CR | Solar | 39 | BONN | 30 | 0 | 0.68 | 21.46
CR | Solar | 39 | BOTW_1 | 269.34 | 0 | 6.09 | 192.63
CR | Solar | 39 | BRAC_P | 1.89 | 0 | 0.04 | 1.35
CR | Solar | 39 | BRAI_1 | 200.53 | 0 | 4.53 | 143.42
CR | Solar | 39 | BRAW_1 | 11.51 | 0 | 0.26 | 8.23
CR | Solar | 39 | BRED_1 | 16.57 | 0 | 0.37 | 11.85
CR | Solar | 39 | BRFO_1 | 233.11 | 0 | 5.27 | 166.72
CR | Solar | 39 | BRIM_1 | 92.11 | 0 | 2.08 | 65.88
CR | Solar | 39 | BRLE_1 | 159.37 | 0 | 3.6 | 113.98
CR | Solar | 39 | BROA_P | 0.76 | 0 | 0.02 | 0.54
CR | Solar | 39 | BROX | 3.49 | 0 | 0.08 | 2.5
CR | Solar | 39 | BRWA1 | 639.01 | 0 | 14.44 | 457.02
CR | Solar | 39 | BUMU_P | 0.63 | 0 | 0.01 | 0.45
CR | Solar | 39 | BURM_1 | 1365.63 | 0 | 30.86 | 976.7
CR | Solar | 39 | BUSH_1 | 39.6 | 0 | 0.89 | 28.32
CR | Solar | 39 | BUST_1 | 52.63 | 0 | 1.19 | 37.64
CR | Solar | 39 | CAAD_P | 1.52 | 0 | 0.03 | 1.09
CR | Solar | 39 | CAFA | 3.49 | 0 | 0.08 | 2.5
CR | Solar | 39 | CAMB_01 | 64.47 | 0 | 1.46 | 46.11
CR | Solar | 39 | CANTN1 | 233.45 | 0 | 5.28 | 166.96
CR | Solar | 39 | CAPEA1 | 21.49 | 0 | 0.49 | 15.37
CR | Solar | 39 | CARE_1 | 31.3 | 0 | 0.71 | 22.39
CR | Solar | 39 | CARR_1 | 17.22 | 0 | 0.39 | 12.32
CR | Solar | 39 | CASS_P | 2.84 | 0 | 0.06 | 2.03
CR | Solar | 39 | CATY | 3.49 | 0 | 0.08 | 2.5
CR | Solar | 39 | CBNK_H | 8.37 | 0 | 0.19 | 5.99
CR | Solar | 39 | CELL_1 | 171.19 | 0 | 3.87 | 122.44
CR | Solar | 39 | CHAP | 3.49 | 0 | 0.08 | 2.5
CR | Solar | 39 | CHAS | 3.49 | 0 | 0.08 | 2.5
CR | Solar | 39 | CHIC_1 | 413.22 | 0 | 9.34 | 295.53
CR | Solar | 39 | CHSI_1 | 13.16 | 0 | 0.3 | 9.41
CR | Solar | 39 | CHTE_1 | 177.78 | 0 | 4.02 | 127.15
CR | Solar | 39 | CITR_1 | 8.37 | 0 | 0.19 | 5.99
CR | Solar | 39 | CLAC_P | 6.54 | 0 | 0.15 | 4.68
CR | Solar | 39 | CLAY_P | 0.63 | 0 | 0.01 | 0.45
CR | Solar | 39 | CLT03 | 82.21 | 0 | 1.86 | 58.8
CR | Solar | 39 | CLYM | 3.49 | 0 | 0.08 | 2.5
CR | Solar | 39 | COAT | 3.49 | 0 | 0.08 | 2.5
CR | Solar | 39 | CONQA1 | 170.83 | 0 | 3.86 | 122.18
CR | Solar | 39 | COUA_P | 4.04 | 0 | 0.09 | 2.89
CR | Solar | 39 | COVE_1 | 58.7 | 0 | 1.33 | 41.98
CR | Solar | 39 | COWL_1 | 671.27 | 0 | 15.17 | 480.09
CR | Solar | 39 | COYL | 3.49 | 0 | 0.08 | 2.5
CR | Solar | 39 | CREB_1 | 79.79 | 0 | 1.8 | 57.07
CR | Solar | 39 | CUMB | 30 | 0 | 0.68 | 21.46
CR | Solar | 39 | CUPA | 35.87 | 0 | 0.81 | 25.65
CR | Solar | 39 | DALM3 | 3.49 | 0 | 0.08 | 2.5
CR | Solar | 39 | DEVM | 3.49 | 0 | 0.08 | 2.5
CR | Solar | 39 | DEVO | 37.33 | 0 | 0.84 | 26.7
CR | Solar | 39 | DOUN_P | 7.96 | 0 | 0.18 | 5.69
CR | Solar | 39 | DRAK_1 | 127.31 | 0 | 2.88 | 91.05
CR | Solar | 39 | DRAX_1 | 46.05 | 0 | 1.04 | 32.93
CR | Solar | 39 | DRCR | 30 | 0 | 0.68 | 21.46
CR | Solar | 39 | DUDH_P | 1.89 | 0 | 0.04 | 1.35
CR | Solar | 39 | DUGR_P | 1.71 | 0 | 0.04 | 1.22
CR | Solar | 39 | DUNB | 3.49 | 0 | 0.08 | 2.5
CR | Solar | 39 | DUNF | 30 | 0 | 0.68 | 21.46
CR | Solar | 39 | DUNO_P | 30 | 0 | 0.68 | 21.46
CR | Solar | 39 | DYCE_P | 10.99 | 0 | 0.25 | 7.86
CR | Solar | 39 | EALI_6 | 8.37 | 0 | 0.19 | 5.99
CR | Solar | 39 | EASO_1 | 437.55 | 0 | 9.89 | 312.94
CR | Solar | 39 | EAST | 3.49 | 0 | 0.08 | 2.5
CR | Solar | 39 | ECCL | 3.49 | 0 | 0.08 | 2.5
CR | Solar | 39 | ECLA_1 | 321.29 | 0 | 7.26 | 229.79
CR | Solar | 39 | EKIL | 3.49 | 0 | 0.08 | 2.5
CR | Solar | 39 | EKIS | 3.49 | 0 | 0.08 | 2.5
CR | Solar | 39 | ELGI_P | 1.44 | 0 | 0.03 | 1.03
CR | Solar | 39 | ELLA_1 | 11.51 | 0 | 0.26 | 8.23
CR | Solar | 39 | ELST_1 | 10.23 | 0 | 0.23 | 7.32
CR | Solar | 39 | ENDE_1 | 147.94 | 0 | 3.34 | 105.81
CR | Solar | 39 | EXET1 | 357.33 | 0 | 8.08 | 255.56
CR | Solar | 39 | FASN_P | 1.58 | 0 | 0.04 | 1.13
CR | Solar | 39 | FAUG_P | 4.45 | 0 | 0.1 | 3.18
CR | Solar | 39 | FAWL_1 | 307.82 | 0 | 6.96 | 220.15
CR | Solar | 39 | FECK_6 | 208.35 | 0 | 4.71 | 149.01
CR | Solar | 39 | FERRA2 | 55.14 | 0 | 1.25 | 39.44
CR | Solar | 39 | FERRB1 | 52.19 | 0 | 1.18 | 37.33
CR | Solar | 39 | FIDD_P | 21.03 | 0 | 0.48 | 15.04
CR | Solar | 39 | FLEE_1 | 140.86 | 0 | 3.18 | 100.74
CR | Solar | 39 | FOUR_1 | 69.08 | 0 | 1.56 | 49.41
CR | Solar | 39 | FRAS_P | 1.01 | 0 | 0.02 | 0.72
CR | Solar | 39 | FROD_1 | 19.49 | 0 | 0.44 | 13.94
CR | Solar | 39 | FWIL_P | 18.05 | 0 | 0.41 | 12.91
CR | Solar | 39 | GALA | 3.49 | 0 | 0.08 | 2.5
CR | Solar | 39 | GIFF | 3.49 | 0 | 0.08 | 2.5
CR | Solar | 39 | GLLE | 3.49 | 0 | 0.08 | 2.5
CR | Solar | 39 | GLLU | 3.49 | 0 | 0.08 | 2.5
CR | Solar | 39 | GLNI | 30 | 0 | 0.68 | 21.46
CR | Solar | 39 | GLRO | 30 | 0 | 0.68 | 21.46
CR | Solar | 39 | GREE_H | 8.37 | 0 | 0.19 | 5.99
CR | Solar | 39 | GREN_1 | 847.42 | 0 | 19.15 | 606.07
CR | Solar | 39 | GRIW_1 | 171.81 | 0 | 3.88 | 122.88
CR | Solar | 39 | GRUB_P | 12.54 | 0 | 0.28 | 8.97
CR | Solar | 39 | G_EXTRA_11 | 3.49 | 0 | 0.08 | 2.5
CR | Solar | 39 | G_EXTRA_2 | 3.49 | 0 | 0.08 | 2.5
CR | Solar | 39 | G_EXTRA_5 | 3.49 | 0 | 0.08 | 2.5
CR | Solar | 39 | G_EXTRA_7 | 30 | 0 | 0.68 | 21.46
CR | Solar | 39 | G_EXTRA_9 | 3.49 | 0 | 0.08 | 2.5
CR | Solar | 39 | HACK_1 | 11.51 | 0 | 0.26 | 8.23
CR | Solar | 39 | HACK_6 | 11.51 | 0 | 0.26 | 8.23
CR | Solar | 39 | HAMHC1 | 83.77 | 0 | 1.89 | 59.91
CR | Solar | 39 | HARK_1 | 128.36 | 0 | 2.9 | 91.8
CR | Solar | 39 | HARM_6 | 17.27 | 0 | 0.39 | 12.35
CR | Solar | 39 | HAWI | 3.49 | 0 | 0.08 | 2.5
CR | Solar | 39 | HAWP_6 | 23.41 | 0 | 0.53 | 16.74
CR | Solar | 39 | HEYS1 | 69.08 | 0 | 1.56 | 49.41
CR | Solar | 39 | HEYS_1 | 96.13 | 0 | 2.17 | 68.75
CR | Solar | 39 | HUER | 3.49 | 0 | 0.08 | 2.5
CR | Solar | 39 | HURS_1 | 13.16 | 0 | 0.3 | 9.41
CR | Solar | 39 | HUTT_1 | 196.18 | 0 | 4.43 | 140.31
CR | Solar | 39 | IMPK_1 | 288.41 | 0 | 6.52 | 206.27
CR | Solar | 39 | INDQ1 | 630.31 | 0 | 14.25 | 450.8
CR | Solar | 39 | INKE | 30 | 0 | 0.68 | 21.46
CR | Solar | 39 | INNE_P | 3.16 | 0 | 0.07 | 2.26
CR | Solar | 39 | IROA1 | 436.45 | 0 | 9.86 | 312.15
CR | Solar | 39 | IRONB1 | 178.87 | 0 | 4.04 | 127.93
CR | Solar | 39 | IVER_1 | 10.23 | 0 | 0.23 | 7.32
CR | Solar | 39 | IVER_6 | 10.23 | 0 | 0.23 | 7.32
CR | Solar | 39 | JOHN | 3.49 | 0 | 0.08 | 2.5
CR | Solar | 39 | JORD_3 | 18.42 | 0 | 0.42 | 13.17
CR | Solar | 39 | KAIM | 3.49 | 0 | 0.08 | 2.5
CR | Solar | 39 | KEAD_1 | 115.77 | 0 | 2.62 | 82.8
CR | Solar | 39 | KEAR_1 | 11.51 | 0 | 0.26 | 8.23
CR | Solar | 39 | KEAR_3 | 24.15 | 0 | 0.55 | 17.27
CR | Solar | 39 | KEIT_P | 26.55 | 0 | 0.6 | 18.99
CR | Solar | 39 | KEMS_1 | 302.21 | 0 | 6.83 | 216.14
CR | Solar | 39 | KEOO | 3.49 | 0 | 0.08 | 2.5
CR | Solar | 39 | KIBY_1 | 1.86 | 0 | 0.04 | 1.33
CR | Solar | 39 | KIER | 30 | 0 | 0.68 | 21.46
CR | Solar | 39 | KIIN_P | 7.26 | 0 | 0.16 | 5.19
CR | Solar | 39 | KILS | 3.49 | 0 | 0.08 | 2.5
CR | Solar | 39 | KILT | 3.49 | 0 | 0.08 | 2.5
CR | Solar | 39 | KILW | 10.8 | 0 | 0.24 | 7.72
CR | Solar | 39 | KINO_1 | 134.83 | 0 | 3.05 | 96.43
CR | Solar | 39 | KINT_P | 21.08 | 0 | 0.48 | 15.08
CR | Solar | 39 | KIRKB1 | 11.51 | 0 | 0.26 | 8.23
CR | Solar | 39 | KITW_1 | 27.8 | 0 | 0.63 | 19.88
CR | Solar | 39 | KNAR | 41.41 | 0 | 0.94 | 29.62
CR | Solar | 39 | LACK_6 | 75.22 | 0 | 1.7 | 53.8
CR | Solar | 39 | LAIR_P | 7.07 | 0 | 0.16 | 5.06
CR | Solar | 39 | LALE1SG003 | 16.18 | 0 | 0.37 | 11.57
CR | Solar | 39 | LAND1 | 511.43 | 0 | 11.56 | 365.77
CR | Solar | 39 | LEGA_1 | 165.84 | 0 | 3.75 | 118.61
CR | Solar | 39 | LEVE | 30 | 0 | 0.68 | 21.46
CR | Solar | 39 | LING | 3.49 | 0 | 0.08 | 2.5
CR | Solar | 39 | LINM | 3.49 | 0 | 0.08 | 2.5
CR | Solar | 39 | LISD_1 | 3.06 | 0 | 0.07 | 2.19
CR | Solar | 39 | LITT_C | 13.16 | 0 | 0.3 | 9.41
CR | Solar | 39 | LITT_J | 13.16 | 0 | 0.3 | 9.41
CR | Solar | 39 | LODR_6 | 8.37 | 0 | 0.19 | 5.99
CR | Solar | 39 | LOUD_H | 10.23 | 0 | 0.23 | 7.32
CR | Solar | 39 | LOVE_1 | 400.22 | 0 | 9.04 | 286.24
CR | Solar | 39 | LUNA_P | 0.63 | 0 | 0.01 | 0.45
CR | Solar | 39 | MACC_3 | 58.33 | 0 | 1.32 | 41.72
CR | Solar | 39 | MACD_P | 23.87 | 0 | 0.54 | 17.07
CR | Solar | 39 | MAGA_6 | 77.14 | 0 | 1.74 | 55.17
CR | Solar | 39 | MANN_1 | 671.88 | 0 | 15.18 | 480.53
CR | Solar | 39 | MAYB | 3.49 | 0 | 0.08 | 2.5
CR | Solar | 39 | MELK_1 | 680.73 | 0 | 15.38 | 486.86
CR | Solar | 39 | MILC_P | 8.4 | 0 | 0.19 | 6.01
CR | Solar | 39 | MILH_1 | 22.5 | 0 | 0.51 | 16.09
CR | Solar | 39 | MITY_1 | 946.89 | 0 | 21.4 | 677.22
CR | Solar | 39 | MYBS_P | 17.15 | 0 | 0.39 | 12.27
CR | Solar | 39 | NEAR | 3.49 | 0 | 0.08 | 2.5
CR | Solar | 39 | NECE_1 | 52.63 | 0 | 1.19 | 37.64
CR | Solar | 39 | NEEP_3 | 18.42 | 0 | 0.42 | 13.17
CR | Solar | 39 | NETS | 3.49 | 0 | 0.08 | 2.5
CR | Solar | 39 | NEWX_6 | 30.7 | 0 | 0.69 | 21.96
CR | Solar | 39 | NFLE | 157.39 | 0 | 3.56 | 112.57
CR | Solar | 39 | NHYD_6 | 10.23 | 0 | 0.23 | 7.32
CR | Solar | 39 | NINF_1 | 127.82 | 0 | 2.89 | 91.42
CR | Solar | 39 | NORL_3 | 18.42 | 0 | 0.42 | 13.17
CR | Solar | 39 | NORM_1 | 980.59 | 0 | 22.16 | 701.32
CR | Solar | 39 | NORT_1 | 52.63 | 0 | 1.19 | 37.64
CR | Solar | 39 | NURS_1 | 428.56 | 0 | 9.69 | 306.51
CR | Solar | 39 | OCKH_1 | 26.32 | 0 | 0.59 | 18.82
CR | Solar | 39 | OFFE_3 | 17.27 | 0 | 0.39 | 12.35
CR | Solar | 39 | OLDB_1 | 26.32 | 0 | 0.59 | 18.82
CR | Solar | 39 | OSBA_1 | 64.47 | 0 | 1.46 | 46.11
CR | Solar | 39 | PADIB1 | 52.18 | 0 | 1.18 | 37.32
CR | Solar | 39 | PELH_1 | 251.98 | 0 | 5.69 | 180.22
CR | Solar | 39 | PEMB_1 | 550.01 | 0 | 12.43 | 393.37
CR | Solar | 39 | PENE_1 | 46.05 | 0 | 1.04 | 32.93
CR | Solar | 39 | PENN_1 | 6.13 | 0 | 0.14 | 4.38
CR | Solar | 39 | PENT_1 | 282.53 | 0 | 6.39 | 202.07
CR | Solar | 39 | PENW_1 | 97.36 | 0 | 2.2 | 69.63
CR | Solar | 39 | PERI_H | 8.37 | 0 | 0.19 | 5.99
CR | Solar | 39 | PERS_P | 8.05 | 0 | 0.18 | 5.76
CR | Solar | 39 | PITS_3 | 18.42 | 0 | 0.42 | 13.17
CR | Solar | 39 | POOB | 3.49 | 0 | 0.08 | 2.5
CR | Solar | 39 | POPP_3 | 35.31 | 0 | 0.8 | 25.25
CR | Solar | 39 | PORA_P | 19.74 | 0 | 0.45 | 14.12
CR | Solar | 39 | PORD | 30 | 0 | 0.68 | 21.46
CR | Solar | 39 | PYLE_1 | 87.59 | 0 | 1.98 | 62.64
CR | Solar | 39 | QUOI_P | 2.18 | 0 | 0.05 | 1.56
CR | Solar | 39 | RAIN_1 | 3.19 | 0 | 0.07 | 2.28
CR | Solar | 39 | RANN_P | 9.6 | 0 | 0.22 | 6.87
CR | Solar | 39 | RASS_1 | 317.15 | 0 | 7.17 | 226.83
CR | Solar | 39 | RATS_1 | 178.46 | 0 | 4.03 | 127.63
CR | Solar | 39 | RAYL_1 | 248.63 | 0 | 5.62 | 177.82
CR | Solar | 39 | REBR_3 | 11.51 | 0 | 0.26 | 8.23
CR | Solar | 39 | REDH | 42.17 | 0 | 0.95 | 30.16
CR | Solar | 39 | REDM_P | 7.26 | 0 | 0.16 | 5.19
CR | Solar | 39 | RICH1 | 186.24 | 0 | 4.21 | 133.2
CR | Solar | 39 | ROCH_1 | 14.46 | 0 | 0.33 | 10.34
CR | Solar | 39 | RUGEB1 | 155.65 | 0 | 3.52 | 111.32
CR | Solar | 39 | RYEH_1 | 92.11 | 0 | 2.08 | 65.88
CR | Solar | 39 | SALH_1 | 81.28 | 0 | 1.84 | 58.13
CR | Solar | 39 | SALT_1 | 68.86 | 0 | 1.56 | 49.25
CR | Solar | 39 | SBAR | 146.41 | 0 | 3.31 | 104.71
CR | Solar | 39 | SEAB1 | 381.82 | 0 | 8.63 | 273.08
CR | Solar | 39 | SELL_1 | 275.22 | 0 | 6.22 | 196.84
CR | Solar | 39 | SFEG_P | 11.68 | 0 | 0.26 | 8.35
CR | Solar | 39 | SFIL_P | 4.67 | 0 | 0.11 | 3.34
CR | Solar | 39 | SHEC_3 | 18.42 | 0 | 0.42 | 13.17
CR | Solar | 39 | SHRW_1 | 269.38 | 0 | 6.09 | 192.66
CR | Solar | 39 | SIGH | 3.49 | 0 | 0.08 | 2.5
CR | Solar | 39 | SJOW_1 | 8.37 | 0 | 0.19 | 5.99
CR | Solar | 39 | SKLGB1 | 17.64 | 0 | 0.4 | 12.62
CR | Solar | 39 | SLOY_P | 1.26 | 0 | 0.03 | 0.9
CR | Solar | 39 | SMAN_1 | 15.35 | 0 | 0.35 | 10.98
CR | Solar | 39 | SPEN_1 | 98.2 | 0 | 2.22 | 70.23
CR | Solar | 39 | SSHI_3 | 17.27 | 0 | 0.39 | 12.35
CR | Solar | 39 | STAH_1 | 57.66 | 0 | 1.3 | 41.24
CR | Solar | 39 | STAL_1 | 46.05 | 0 | 1.04 | 32.93
CR | Solar | 39 | STAY_1 | 615.59 | 0 | 13.91 | 440.27
CR | Solar | 39 | STEN_1 | 46.05 | 0 | 1.04 | 32.93
CR | Solar | 39 | STES_1 | 52.18 | 0 | 1.18 | 37.32
CR | Solar | 39 | STHA | 3.49 | 0 | 0.08 | 2.5
CR | Solar | 39 | STIR | 30 | 0 | 0.68 | 21.46
CR | Solar | 39 | STLE | 30 | 0 | 0.68 | 21.46
CR | Solar | 39 | STRI_P | 17.03 | 0 | 0.38 | 12.18
CR | Solar | 39 | SUND_1 | 239.5 | 0 | 5.41 | 171.29
CR | Solar | 39 | SWAN_1 | 409.03 | 0 | 9.24 | 292.54
CR | Solar | 39 | TARL_P | 8.38 | 0 | 0.19 | 5.99
CR | Solar | 39 | TAUN1 | 186.97 | 0 | 4.23 | 133.72
CR | Solar | 39 | TAYN_P | 14.9 | 0 | 0.34 | 10.66
CR | Solar | 39 | TELR | 3.49 | 0 | 0.08 | 2.5
CR | Solar | 39 | TEMP_3 | 18.42 | 0 | 0.42 | 13.17
CR | Solar | 39 | THOM_6 | 70.58 | 0 | 1.6 | 50.48
CR | Solar | 39 | THSO_P | 33.18 | 0 | 0.75 | 23.73
CR | Solar | 39 | THUR_6 | 18.42 | 0 | 0.42 | 13.17
CR | Solar | 39 | TILBB_1 | 226.35 | 0 | 5.12 | 161.89
CR | Solar | 39 | TONG | 3.49 | 0 | 0.08 | 2.5
CR | Solar | 39 | TOTT_1 | 11.51 | 0 | 0.26 | 8.23
CR | Solar | 39 | TRAW_1 | 64.63 | 0 | 1.46 | 46.22
CR | Solar | 39 | TUMB_P | 3.41 | 0 | 0.08 | 2.44
CR | Solar | 39 | TYNE_1 | 17.27 | 0 | 0.39 | 12.35
CR | Solar | 39 | TYNE_2 | 17.27 | 0 | 0.39 | 12.35
CR | Solar | 39 | UPPB_1 | 50.96 | 0 | 1.15 | 36.45
CR | Solar | 39 | UPPB_3 | 50.17 | 0 | 1.13 | 35.88
CR | Solar | 39 | USKM_1 | 60 | 0 | 1.36 | 42.91
CR | Solar | 39 | WALH_1 | 344.66 | 0 | 7.79 | 246.5
CR | Solar | 39 | WALP_1 | 209.76 | 0 | 4.74 | 150.02
CR | Solar | 39 | WALP_B | 405.51 | 0 | 9.16 | 290.02
CR | Solar | 39 | WARL_1 | 239.72 | 0 | 5.42 | 171.45
CR | Solar | 39 | WASF_1 | 6.13 | 0 | 0.14 | 4.38
CR | Solar | 39 | WATFS_1 | 10.23 | 0 | 0.23 | 7.32
CR | Solar | 39 | WBOL_6 | 23.06 | 0 | 0.52 | 16.49
CR | Solar | 39 | WBUR_1 | 310.14 | 0 | 7.01 | 221.81
CR | Solar | 39 | WFIE | 30 | 0 | 0.68 | 21.46
CR | Solar | 39 | WHAM_1 | 11.51 | 0 | 0.26 | 8.23
CR | Solar | 39 | WHGA_1 | 11.51 | 0 | 0.26 | 8.23
CR | Solar | 39 | WIBA_3 | 18.42 | 0 | 0.42 | 13.17
CR | Solar | 39 | WIEN_1 | 26.32 | 0 | 0.59 | 18.82
CR | Solar | 39 | WILL_1 | 111.33 | 0 | 2.52 | 79.62
CR | Solar | 39 | WIMBN1 | 30.7 | 0 | 0.69 | 21.96
CR | Solar | 39 | WIMBS1 | 30.7 | 0 | 0.69 | 21.96
CR | Solar | 39 | WISD_1 | 8.37 | 0 | 0.19 | 5.99
CR | Solar | 39 | WISD_6 | 8.37 | 0 | 0.19 | 5.99
CR | Solar | 39 | WISH | 3.49 | 0 | 0.08 | 2.5
CR | Solar | 39 | WMEL_1 | 18.42 | 0 | 0.42 | 13.17
CR | Solar | 39 | WTHU31 | 11.51 | 0 | 0.26 | 8.23
CR | Solar | 39 | WWEY_1 | 15.61 | 0 | 0.35 | 11.16
CR | Solar | 39 | WYLF_1 | 138.16 | 0 | 3.12 | 98.81
CR | Solar | 39 | WYMOM_1 | 120.01 | 0 | 2.71 | 85.83
CR | Solar | 40 | ABHA1 | 351 | 0 | 7.93 | 251.04
CR | Solar | 40 | ABNE_P | 21.33 | 0 | 0.48 | 15.26
CR | Solar | 40 | ABTH_1 | 88.25 | 0 | 1.99 | 63.12
CR | Solar | 40 | ACTL_2 | 8.5 | 0 | 0.19 | 6.08
CR | Solar | 40 | ACTL_C | 8.5 | 0 | 0.19 | 6.08
CR | Solar | 40 | ALNE_P | 10.16 | 0 | 0.23 | 7.27
CR | Solar | 40 | ALST_3 | 15.58 | 0 | 0.35 | 11.14
CR | Solar | 40 | ALVE1 | 464.79 | 0 | 10.5 | 332.42
CR | Solar | 40 | AMEM_1 | 52.43 | 0 | 1.18 | 37.5
CR | Solar | 40 | ARBR_P | 27.39 | 0 | 0.62 | 19.59
CR | Solar | 40 | ARDK_P | 3.4 | 0 | 0.08 | 2.43
CR | Solar | 40 | ARMO_P | 21.88 | 0 | 0.49 | 15.65
CR | Solar | 40 | AXMI1 | 448.11 | 0 | 10.13 | 320.49
CR | Solar | 40 | BAGA | 30.56 | 0 | 0.69 | 21.86
CR | Solar | 40 | BAIN | 30.56 | 0 | 0.69 | 21.86
CR | Solar | 40 | BARKC1 | 13.53 | 0 | 0.31 | 9.68
CR | Solar | 40 | BARKW3 | 11.68 | 0 | 0.26 | 8.35
CR | Solar | 40 | BEDDT1 | 13.35 | 0 | 0.3 | 9.55
CR | Solar | 40 | BEDD_1 | 13.35 | 0 | 0.3 | 9.55
CR | Solar | 40 | BERW | 3.55 | 0 | 0.08 | 2.54
CR | Solar | 40 | BESW_1 | 102.5 | 0 | 2.32 | 73.31
CR | Solar | 40 | BICF_1 | 830.89 | 0 | 18.78 | 594.25
CR | Solar | 40 | BIRK_1 | 15.58 | 0 | 0.35 | 11.14
CR | Solar | 40 | BISW_1 | 46.57 | 0 | 1.05 | 33.31
CR | Solar | 40 | BLYTB1 | 46.73 | 0 | 1.06 | 33.42
CR | Solar | 40 | BLYTH132 | 46.73 | 0 | 1.06 | 33.42
CR | Solar | 40 | BOAG_P | 2.52 | 0 | 0.06 | 1.8
CR | Solar | 40 | BOLN_1 | 120.73 | 0 | 2.73 | 86.35
CR | Solar | 40 | BONN | 30.56 | 0 | 0.69 | 21.86
CR | Solar | 40 | BOTW_1 | 272.4 | 0 | 6.16 | 194.82
CR | Solar | 40 | BRAC_P | 1.96 | 0 | 0.04 | 1.4
CR | Solar | 40 | BRAI_1 | 201.9 | 0 | 4.56 | 144.4
CR | Solar | 40 | BRAW_1 | 11.68 | 0 | 0.26 | 8.35
CR | Solar | 40 | BRED_1 | 16.8 | 0 | 0.38 | 12.02
CR | Solar | 40 | BRFO_1 | 234.32 | 0 | 5.3 | 167.59
CR | Solar | 40 | BRIM_1 | 93.47 | 0 | 2.11 | 66.85
CR | Solar | 40 | BRLE_1 | 160.73 | 0 | 3.63 | 114.95
CR | Solar | 40 | BROA_P | 0.78 | 0 | 0.02 | 0.56
CR | Solar | 40 | BROX | 3.55 | 0 | 0.08 | 2.54
CR | Solar | 40 | BRWA1 | 644.46 | 0 | 14.56 | 460.92
CR | Solar | 40 | BUMU_P | 0.65 | 0 | 0.01 | 0.46
CR | Solar | 40 | BURM_1 | 1380.63 | 0 | 31.2 | 987.43
CR | Solar | 40 | BUSH_1 | 39.98 | 0 | 0.9 | 28.59
CR | Solar | 40 | BUST_1 | 53.41 | 0 | 1.21 | 38.2
CR | Solar | 40 | CAAD_P | 1.57 | 0 | 0.04 | 1.12
CR | Solar | 40 | CAFA | 3.55 | 0 | 0.08 | 2.54
CR | Solar | 40 | CAMB_01 | 65.15 | 0 | 1.47 | 46.6
CR | Solar | 40 | CANTN1 | 235.08 | 0 | 5.31 | 168.13
CR | Solar | 40 | CAPEA1 | 21.72 | 0 | 0.49 | 15.53
CR | Solar | 40 | CARE_1 | 31.53 | 0 | 0.71 | 22.55
CR | Solar | 40 | CARR_1 | 17.45 | 0 | 0.39 | 12.48
CR | Solar | 40 | CASS_P | 2.94 | 0 | 0.07 | 2.1
CR | Solar | 40 | CATY | 3.55 | 0 | 0.08 | 2.54
CR | Solar | 40 | CBNK_H | 8.5 | 0 | 0.19 | 6.08
CR | Solar | 40 | CELL_1 | 173.24 | 0 | 3.92 | 123.9
CR | Solar | 40 | CHAP | 3.55 | 0 | 0.08 | 2.54
CR | Solar | 40 | CHAS | 3.55 | 0 | 0.08 | 2.54
CR | Solar | 40 | CHIC_1 | 418.22 | 0 | 9.45 | 299.11
CR | Solar | 40 | CHSI_1 | 13.35 | 0 | 0.3 | 9.55
CR | Solar | 40 | CHTE_1 | 178.05 | 0 | 4.02 | 127.34
CR | Solar | 40 | CITR_1 | 8.5 | 0 | 0.19 | 6.08
CR | Solar | 40 | CLAC_P | 6.76 | 0 | 0.15 | 4.83
CR | Solar | 40 | CLAY_P | 0.65 | 0 | 0.01 | 0.46
CR | Solar | 40 | CLT03 | 83.43 | 0 | 1.89 | 59.67
CR | Solar | 40 | CLYM | 3.55 | 0 | 0.08 | 2.54
CR | Solar | 40 | COAT | 3.55 | 0 | 0.08 | 2.54
CR | Solar | 40 | CONQA1 | 171.52 | 0 | 3.88 | 122.67
CR | Solar | 40 | COUA_P | 4.18 | 0 | 0.09 | 2.99
CR | Solar | 40 | COVE_1 | 59.48 | 0 | 1.34 | 42.54
CR | Solar | 40 | COWL_1 | 676.72 | 0 | 15.29 | 483.99
CR | Solar | 40 | COYL | 3.55 | 0 | 0.08 | 2.54
CR | Solar | 40 | CREB_1 | 80.7 | 0 | 1.82 | 57.72
CR | Solar | 40 | CUMB | 30.56 | 0 | 0.69 | 21.86
CR | Solar | 40 | CUPA | 36.42 | 0 | 0.82 | 26.05
CR | Solar | 40 | DALM3 | 3.55 | 0 | 0.08 | 2.54
CR | Solar | 40 | DEVM | 3.55 | 0 | 0.08 | 2.54
CR | Solar | 40 | DEVO | 37.89 | 0 | 0.86 | 27.1
CR | Solar | 40 | DOUN_P | 8.24 | 0 | 0.19 | 5.89
CR | Solar | 40 | DRAK_1 | 127.7 | 0 | 2.89 | 91.33
CR | Solar | 40 | DRAX_1 | 46.73 | 0 | 1.06 | 33.42
CR | Solar | 40 | DRCR | 30.56 | 0 | 0.69 | 21.86
CR | Solar | 40 | DUDH_P | 1.96 | 0 | 0.04 | 1.4
CR | Solar | 40 | DUGR_P | 1.76 | 0 | 0.04 | 1.26
CR | Solar | 40 | DUNB | 3.55 | 0 | 0.08 | 2.54
CR | Solar | 40 | DUNF | 30.56 | 0 | 0.69 | 21.86
CR | Solar | 40 | DUNO_P | 30.56 | 0 | 0.69 | 21.86
CR | Solar | 40 | DYCE_P | 11.37 | 0 | 0.26 | 8.13
CR | Solar | 40 | EALI_6 | 8.5 | 0 | 0.19 | 6.08
CR | Solar | 40 | EASO_1 | 440.28 | 0 | 9.95 | 314.89
CR | Solar | 40 | EAST | 3.55 | 0 | 0.08 | 2.54
CR | Solar | 40 | ECCL | 3.55 | 0 | 0.08 | 2.54
CR | Solar | 40 | ECLA_1 | 324.01 | 0 | 7.32 | 231.73
CR | Solar | 40 | EKIL | 3.55 | 0 | 0.08 | 2.54
CR | Solar | 40 | EKIS | 3.55 | 0 | 0.08 | 2.54
CR | Solar | 40 | ELGI_P | 1.44 | 0 | 0.03 | 1.03
CR | Solar | 40 | ELLA_1 | 11.68 | 0 | 0.26 | 8.35
CR | Solar | 40 | ELST_1 | 10.39 | 0 | 0.23 | 7.43
CR | Solar | 40 | ENDE_1 | 149.3 | 0 | 3.37 | 106.78
CR | Solar | 40 | EXET1 | 361.09 | 0 | 8.16 | 258.25
CR | Solar | 40 | FASN_P | 1.63 | 0 | 0.04 | 1.17
CR | Solar | 40 | FAUG_P | 4.6 | 0 | 0.1 | 3.29
CR | Solar | 40 | FAWL_1 | 310.88 | 0 | 7.03 | 222.34
CR | Solar | 40 | FECK_6 | 209.13 | 0 | 4.73 | 149.57
CR | Solar | 40 | FERRA2 | 55.82 | 0 | 1.26 | 39.92
CR | Solar | 40 | FERRB1 | 52.87 | 0 | 1.19 | 37.81
CR | Solar | 40 | FIDD_P | 21.75 | 0 | 0.49 | 15.56
CR | Solar | 40 | FLEE_1 | 142.22 | 0 | 3.21 | 101.72
CR | Solar | 40 | FOUR_1 | 70.1 | 0 | 1.58 | 50.14
CR | Solar | 40 | FRAS_P | 1.05 | 0 | 0.02 | 0.75
CR | Solar | 40 | FROD_1 | 19.72 | 0 | 0.45 | 14.1
CR | Solar | 40 | FWIL_P | 18.67 | 0 | 0.42 | 13.35
CR | Solar | 40 | GALA | 3.55 | 0 | 0.08 | 2.54
CR | Solar | 40 | GIFF | 3.55 | 0 | 0.08 | 2.54
CR | Solar | 40 | GLLE | 3.55 | 0 | 0.08 | 2.54
CR | Solar | 40 | GLLU | 3.55 | 0 | 0.08 | 2.54
CR | Solar | 40 | GLNI | 30.56 | 0 | 0.69 | 21.86
CR | Solar | 40 | GLRO | 30.56 | 0 | 0.69 | 21.86
CR | Solar | 40 | GREE_H | 8.5 | 0 | 0.19 | 6.08
CR | Solar | 40 | GREN_1 | 855.89 | 0 | 19.34 | 612.13
CR | Solar | 40 | GRIW_1 | 173.85 | 0 | 3.93 | 124.34
CR | Solar | 40 | GRUB_P | 12.97 | 0 | 0.29 | 9.28
CR | Solar | 40 | G_EXTRA_11 | 3.55 | 0 | 0.08 | 2.54
CR | Solar | 40 | G_EXTRA_2 | 3.55 | 0 | 0.08 | 2.54
CR | Solar | 40 | G_EXTRA_5 | 3.55 | 0 | 0.08 | 2.54
CR | Solar | 40 | G_EXTRA_7 | 30.56 | 0 | 0.69 | 21.86
CR | Solar | 40 | G_EXTRA_9 | 3.55 | 0 | 0.08 | 2.54
CR | Solar | 40 | HACK_1 | 11.68 | 0 | 0.26 | 8.35
CR | Solar | 40 | HACK_6 | 11.68 | 0 | 0.26 | 8.35
CR | Solar | 40 | HAMHC1 | 84.55 | 0 | 1.91 | 60.47
CR | Solar | 40 | HARK_1 | 129.38 | 0 | 2.92 | 92.53
CR | Solar | 40 | HARM_6 | 17.53 | 0 | 0.4 | 12.54
CR | Solar | 40 | HAWI | 3.55 | 0 | 0.08 | 2.54
CR | Solar | 40 | HAWP_6 | 23.67 | 0 | 0.53 | 16.93
CR | Solar | 40 | HEYS1 | 70.1 | 0 | 1.58 | 50.14
CR | Solar | 40 | HEYS_1 | 97.16 | 0 | 2.2 | 69.49
CR | Solar | 40 | HUER | 3.55 | 0 | 0.08 | 2.54
CR | Solar | 40 | HURS_1 | 13.35 | 0 | 0.3 | 9.55
CR | Solar | 40 | HUTT_1 | 198.9 | 0 | 4.5 | 142.25
CR | Solar | 40 | IMPK_1 | 292.5 | 0 | 6.61 | 209.2
CR | Solar | 40 | INDQ1 | 634.07 | 0 | 14.33 | 453.49
CR | Solar | 40 | INKE | 30.56 | 0 | 0.69 | 21.86
CR | Solar | 40 | INNE_P | 3.27 | 0 | 0.07 | 2.34
CR | Solar | 40 | IROA1 | 441.22 | 0 | 9.97 | 315.56
CR | Solar | 40 | IRONB1 | 180.92 | 0 | 4.09 | 129.39
CR | Solar | 40 | IVER_1 | 10.39 | 0 | 0.23 | 7.43
CR | Solar | 40 | IVER_6 | 10.39 | 0 | 0.23 | 7.43
CR | Solar | 40 | JOHN | 3.55 | 0 | 0.08 | 2.54
CR | Solar | 40 | JORD_3 | 18.69 | 0 | 0.42 | 13.37
CR | Solar | 40 | KAIM | 3.55 | 0 | 0.08 | 2.54
CR | Solar | 40 | KEAD_1 | 116.68 | 0 | 2.64 | 83.45
CR | Solar | 40 | KEAR_1 | 11.68 | 0 | 0.26 | 8.35
CR | Solar | 40 | KEAR_3 | 24.32 | 0 | 0.55 | 17.39
CR | Solar | 40 | KEIT_P | 27.46 | 0 | 0.62 | 19.64
CR | Solar | 40 | KEMS_1 | 305.48 | 0 | 6.9 | 218.48
CR | Solar | 40 | KEOO | 3.55 | 0 | 0.08 | 2.54
CR | Solar | 40 | KIBY_1 | 1.86 | 0 | 0.04 | 1.33
CR | Solar | 40 | KIER | 30.56 | 0 | 0.69 | 21.86
CR | Solar | 40 | KIIN_P | 7.51 | 0 | 0.17 | 5.37
CR | Solar | 40 | KILS | 3.55 | 0 | 0.08 | 2.54
CR | Solar | 40 | KILT | 3.55 | 0 | 0.08 | 2.54
CR | Solar | 40 | KILW | 10.87 | 0 | 0.25 | 7.77
CR | Solar | 40 | KINO_1 | 136.46 | 0 | 3.08 | 97.6
CR | Solar | 40 | KINT_P | 21.73 | 0 | 0.49 | 15.54
CR | Solar | 40 | KIRKB1 | 11.68 | 0 | 0.26 | 8.35
CR | Solar | 40 | KITW_1 | 28.19 | 0 | 0.64 | 20.16
CR | Solar | 40 | KNAR | 41.75 | 0 | 0.94 | 29.86
CR | Solar | 40 | LACK_6 | 76.24 | 0 | 1.72 | 54.53
CR | Solar | 40 | LAIR_P | 7.32 | 0 | 0.17 | 5.24
CR | Solar | 40 | LALE1SG003 | 16.33 | 0 | 0.37 | 11.68
CR | Solar | 40 | LAND1 | 515.19 | 0 | 11.64 | 368.46
CR | Solar | 40 | LEGA_1 | 167.2 | 0 | 3.78 | 119.58
CR | Solar | 40 | LEVE | 30.56 | 0 | 0.69 | 21.86
CR | Solar | 40 | LING | 3.55 | 0 | 0.08 | 2.54
CR | Solar | 40 | LINM | 3.55 | 0 | 0.08 | 2.54
CR | Solar | 40 | LISD_1 | 3.06 | 0 | 0.07 | 2.19
CR | Solar | 40 | LITT_C | 13.35 | 0 | 0.3 | 9.55
CR | Solar | 40 | LITT_J | 13.35 | 0 | 0.3 | 9.55
CR | Solar | 40 | LODR_6 | 8.5 | 0 | 0.19 | 6.08
CR | Solar | 40 | LOUD_H | 10.39 | 0 | 0.23 | 7.43
CR | Solar | 40 | LOVE_1 | 403.29 | 0 | 9.11 | 288.43
CR | Solar | 40 | LUNA_P | 0.65 | 0 | 0.01 | 0.46
CR | Solar | 40 | MACC_3 | 59.01 | 0 | 1.33 | 42.2
CR | Solar | 40 | MACD_P | 24.6 | 0 | 0.56 | 17.59
CR | Solar | 40 | MAGA_6 | 77.83 | 0 | 1.76 | 55.66
CR | Solar | 40 | MANN_1 | 676.88 | 0 | 15.3 | 484.1
CR | Solar | 40 | MAYB | 3.55 | 0 | 0.08 | 2.54
CR | Solar | 40 | MELK_1 | 686.18 | 0 | 15.51 | 490.76
CR | Solar | 40 | MILC_P | 8.69 | 0 | 0.2 | 6.22
CR | Solar | 40 | MILH_1 | 22.65 | 0 | 0.51 | 16.2
CR | Solar | 40 | MITY_1 | 952.35 | 0 | 21.52 | 681.12
CR | Solar | 40 | MYBS_P | 17.74 | 0 | 0.4 | 12.69
CR | Solar | 40 | NEAR | 3.55 | 0 | 0.08 | 2.54
CR | Solar | 40 | NECE_1 | 53.41 | 0 | 1.21 | 38.2
CR | Solar | 40 | NEEP_3 | 18.69 | 0 | 0.42 | 13.37
CR | Solar | 40 | NETS | 3.55 | 0 | 0.08 | 2.54
CR | Solar | 40 | NEWX_6 | 31.16 | 0 | 0.7 | 22.29
CR | Solar | 40 | NFLE | 159.02 | 0 | 3.59 | 113.73
CR | Solar | 40 | NHYD_6 | 10.39 | 0 | 0.23 | 7.43
CR | Solar | 40 | NINF_1 | 128.5 | 0 | 2.9 | 91.9
CR | Solar | 40 | NORL_3 | 18.69 | 0 | 0.42 | 13.37
CR | Solar | 40 | NORM_1 | 990.13 | 0 | 22.38 | 708.14
CR | Solar | 40 | NORT_1 | 52.89 | 0 | 1.2 | 37.83
CR | Solar | 40 | NURS_1 | 431.63 | 0 | 9.75 | 308.7
CR | Solar | 40 | OCKH_1 | 26.71 | 0 | 0.6 | 19.1
CR | Solar | 40 | OFFE_3 | 17.53 | 0 | 0.4 | 12.54
CR | Solar | 40 | OLDB_1 | 26.71 | 0 | 0.6 | 19.1
CR | Solar | 40 | OSBA_1 | 65.43 | 0 | 1.48 | 46.8
CR | Solar | 40 | PADIB1 | 52.86 | 0 | 1.19 | 37.81
CR | Solar | 40 | PELH_1 | 253.34 | 0 | 5.73 | 181.19
CR | Solar | 40 | PEMB_1 | 554.1 | 0 | 12.52 | 396.29
CR | Solar | 40 | PENE_1 | 46.73 | 0 | 1.06 | 33.42
CR | Solar | 40 | PENN_1 | 6.13 | 0 | 0.14 | 4.38
CR | Solar | 40 | PENT_1 | 285.94 | 0 | 6.46 | 204.5
CR | Solar | 40 | PENW_1 | 98.04 | 0 | 2.22 | 70.12
CR | Solar | 40 | PERI_H | 8.5 | 0 | 0.19 | 6.08
CR | Solar | 40 | PERS_P | 8.33 | 0 | 0.19 | 5.96
CR | Solar | 40 | PITS_3 | 18.69 | 0 | 0.42 | 13.37
CR | Solar | 40 | POOB | 3.55 | 0 | 0.08 | 2.54
CR | Solar | 40 | POPP_3 | 35.65 | 0 | 0.81 | 25.5
CR | Solar | 40 | PORA_P | 20.42 | 0 | 0.46 | 14.6
CR | Solar | 40 | PORD | 30.56 | 0 | 0.69 | 21.86
CR | Solar | 40 | PYLE_1 | 88.27 | 0 | 1.99 | 63.13
CR | Solar | 40 | QUOI_P | 2.25 | 0 | 0.05 | 1.61
CR | Solar | 40 | RAIN_1 | 3.19 | 0 | 0.07 | 2.28
CR | Solar | 40 | RANN_P | 9.93 | 0 | 0.22 | 7.1
CR | Solar | 40 | RASS_1 | 321.24 | 0 | 7.26 | 229.75
CR | Solar | 40 | RATS_1 | 179.82 | 0 | 4.06 | 128.61
CR | Solar | 40 | RAYL_1 | 251.9 | 0 | 5.69 | 180.16
CR | Solar | 40 | REBR_3 | 11.68 | 0 | 0.26 | 8.35
CR | Solar | 40 | REDH | 42.72 | 0 | 0.97 | 30.55
CR | Solar | 40 | REDM_P | 7.51 | 0 | 0.17 | 5.37
CR | Solar | 40 | RICH1 | 187.87 | 0 | 4.25 | 134.36
CR | Solar | 40 | ROCH_1 | 14.63 | 0 | 0.33 | 10.46
CR | Solar | 40 | RUGEB1 | 157.7 | 0 | 3.56 | 112.79
CR | Solar | 40 | RYEH_1 | 93.47 | 0 | 2.11 | 66.85
CR | Solar | 40 | SALH_1 | 82.3 | 0 | 1.86 | 58.86
CR | Solar | 40 | SALT_1 | 69.77 | 0 | 1.58 | 49.9
CR | Solar | 40 | SBAR | 147.78 | 0 | 3.34 | 105.69
CR | Solar | 40 | SEAB1 | 385.91 | 0 | 8.72 | 276
CR | Solar | 40 | SELL_1 | 278.49 | 0 | 6.29 | 199.18
CR | Solar | 40 | SFEG_P | 12.09 | 0 | 0.27 | 8.65
CR | Solar | 40 | SFIL_P | 4.83 | 0 | 0.11 | 3.45
CR | Solar | 40 | SHEC_3 | 18.69 | 0 | 0.42 | 13.37
CR | Solar | 40 | SHRW_1 | 271.42 | 0 | 6.13 | 194.12
CR | Solar | 40 | SIGH | 3.55 | 0 | 0.08 | 2.54
CR | Solar | 40 | SJOW_1 | 8.5 | 0 | 0.19 | 6.08
CR | Solar | 40 | SKLGB1 | 17.81 | 0 | 0.4 | 12.74
CR | Solar | 40 | SLOY_P | 1.31 | 0 | 0.03 | 0.94
CR | Solar | 40 | SMAN_1 | 15.58 | 0 | 0.35 | 11.14
CR | Solar | 40 | SPEN_1 | 99.56 | 0 | 2.25 | 71.21
CR | Solar | 40 | SSHI_3 | 17.53 | 0 | 0.4 | 12.54
CR | Solar | 40 | STAH_1 | 58.34 | 0 | 1.32 | 41.72
CR | Solar | 40 | STAL_1 | 46.73 | 0 | 1.06 | 33.42
CR | Solar | 40 | STAY_1 | 622.4 | 0 | 14.07 | 445.14
CR | Solar | 40 | STEN_1 | 46.73 | 0 | 1.06 | 33.42
CR | Solar | 40 | STES_1 | 52.86 | 0 | 1.19 | 37.81
CR | Solar | 40 | STHA | 3.55 | 0 | 0.08 | 2.54
CR | Solar | 40 | STIR | 30.56 | 0 | 0.69 | 21.86
CR | Solar | 40 | STLE | 30.56 | 0 | 0.69 | 21.86
CR | Solar | 40 | STRI_P | 17.55 | 0 | 0.4 | 12.55
CR | Solar | 40 | SUND_1 | 242.23 | 0 | 5.47 | 173.24
CR | Solar | 40 | SWAN_1 | 413.12 | 0 | 9.34 | 295.46
CR | Solar | 40 | TARL_P | 8.47 | 0 | 0.19 | 6.06
CR | Solar | 40 | TAUN1 | 188.33 | 0 | 4.26 | 134.69
CR | Solar | 40 | TAYN_P | 15.41 | 0 | 0.35 | 11.02
CR | Solar | 40 | TELR | 3.55 | 0 | 0.08 | 2.54
CR | Solar | 40 | TEMP_3 | 18.69 | 0 | 0.42 | 13.37
CR | Solar | 40 | THOM_6 | 71.53 | 0 | 1.62 | 51.16
CR | Solar | 40 | THSO_P | 34.32 | 0 | 0.78 | 24.55
CR | Solar | 40 | THUR_6 | 18.69 | 0 | 0.42 | 13.37
CR | Solar | 40 | TILBB_1 | 229.62 | 0 | 5.19 | 164.22
CR | Solar | 40 | TONG | 3.55 | 0 | 0.08 | 2.54
CR | Solar | 40 | TOTT_1 | 11.68 | 0 | 0.26 | 8.35
CR | Solar | 40 | TRAW_1 | 65.31 | 0 | 1.48 | 46.71
CR | Solar | 40 | TUMB_P | 3.53 | 0 | 0.08 | 2.52
CR | Solar | 40 | TYNE_1 | 17.53 | 0 | 0.4 | 12.54
CR | Solar | 40 | TYNE_2 | 17.53 | 0 | 0.4 | 12.54
CR | Solar | 40 | UPPB_1 | 51.19 | 0 | 1.16 | 36.61
CR | Solar | 40 | UPPB_3 | 50.4 | 0 | 1.14 | 36.05
CR | Solar | 40 | USKM_1 | 60.23 | 0 | 1.36 | 43.08
CR | Solar | 40 | WALH_1 | 348.06 | 0 | 7.87 | 248.93
CR | Solar | 40 | WALP_1 | 212.49 | 0 | 4.8 | 151.97
CR | Solar | 40 | WALP_B | 408.23 | 0 | 9.23 | 291.97
CR | Solar | 40 | WARL_1 | 242.99 | 0 | 5.49 | 173.79
CR | Solar | 40 | WASF_1 | 6.13 | 0 | 0.14 | 4.38
CR | Solar | 40 | WATFS_1 | 10.39 | 0 | 0.23 | 7.43
CR | Solar | 40 | WBOL_6 | 23.31 | 0 | 0.53 | 16.67
CR | Solar | 40 | WBUR_1 | 312.86 | 0 | 7.07 | 223.76
CR | Solar | 40 | WFIE | 30.56 | 0 | 0.69 | 21.86
CR | Solar | 40 | WHAM_1 | 11.68 | 0 | 0.26 | 8.35
CR | Solar | 40 | WHGA_1 | 11.68 | 0 | 0.26 | 8.35
CR | Solar | 40 | WIBA_3 | 18.69 | 0 | 0.42 | 13.37
CR | Solar | 40 | WIEN_1 | 26.71 | 0 | 0.6 | 19.1
CR | Solar | 40 | WILL_1 | 112.11 | 0 | 2.53 | 80.18
CR | Solar | 40 | WIMBN1 | 31.16 | 0 | 0.7 | 22.29
CR | Solar | 40 | WIMBS1 | 31.16 | 0 | 0.7 | 22.29
CR | Solar | 40 | WISD_1 | 8.5 | 0 | 0.19 | 6.08
CR | Solar | 40 | WISD_6 | 8.5 | 0 | 0.19 | 6.08
CR | Solar | 40 | WISH | 3.55 | 0 | 0.08 | 2.54
CR | Solar | 40 | WMEL_1 | 18.69 | 0 | 0.42 | 13.37
CR | Solar | 40 | WTHU31 | 11.68 | 0 | 0.26 | 8.35
CR | Solar | 40 | WWEY_1 | 15.81 | 0 | 0.36 | 11.31
CR | Solar | 40 | WYLF_1 | 140.2 | 0 | 3.17 | 100.27
CR | Solar | 40 | WYMOM_1 | 121.37 | 0 | 2.74 | 86.8
CR | Wind | 17 | ABNE_P | 9.95 | 2.45 | 3.89 | 5.83
CR | Wind | 17 | ALNE_P | 4.6 | 1.13 | 1.8 | 2.7
CR | Wind | 17 | ALVE1 | 96.66 | 23.78 | 37.79 | 56.65
CR | Wind | 17 | ARMO_P | 24.6 | 6.05 | 9.62 | 14.42
CR | Wind | 17 | BAGA | 49.94 | 12.29 | 19.53 | 29.27
CR | Wind | 17 | BARKC1 | 10.89 | 2.68 | 4.26 | 6.38
CR | Wind | 17 | BERW | 105.24 | 25.89 | 41.15 | 61.68
CR | Wind | 17 | BICF_1 | 239.8 | 58.99 | 151.27 | 175.48
CR | Wind | 17 | BIRK_1 | 180 | 44.28 | 123.62 | 137.84
CR | Wind | 17 | BLYTB1 | 91.48 | 22.5 | 48.05 | 61.08
CR | Wind | 17 | BLYTH132 | 104.85 | 25.79 | 41 | 61.45
CR | Wind | 17 | BONN | 16.37 | 4.03 | 6.4 | 9.6
CR | Wind | 17 | BRAW_1 | 18.32 | 4.51 | 7.16 | 10.74
CR | Wind | 17 | BRFO_1 | 27.52 | 6.77 | 14.31 | 18.29
CR | Wind | 17 | BRLE_1 | 2.04 | 0.5 | 0.8 | 1.19
CR | Wind | 17 | BURM_1 | 26.47 | 6.51 | 10.35 | 15.51
CR | Wind | 17 | BUSH_1 | 4.07 | 1 | 1.59 | 2.39
CR | Wind | 17 | CANTN1 | 143.3 | 35.25 | 98.42 | 109.74
CR | Wind | 17 | CARE_1 | 2.34 | 0.58 | 0.92 | 1.37
CR | Wind | 17 | CHAP | 25.35 | 6.24 | 9.91 | 14.86
CR | Wind | 17 | CHTE_1 | 13.79 | 3.39 | 5.39 | 8.08
CR | Wind | 17 | CONQA1 | 40.06 | 9.85 | 15.66 | 23.48
CR | Wind | 17 | COUA_P | 6.4 | 1.57 | 2.5 | 3.75
CR | Wind | 17 | COVE_1 | 14.25 | 3.51 | 5.57 | 8.35
CR | Wind | 17 | COYL | 66.73 | 16.42 | 26.09 | 39.11
CR | Wind | 17 | CREB_1 | 130.71 | 32.15 | 51.11 | 76.61
CR | Wind | 17 | CUMB | 4.12 | 1.01 | 1.61 | 2.41
CR | Wind | 17 | DEVO | 71.36 | 17.56 | 27.9 | 41.83
CR | Wind | 17 | DOUN_P | 12.61 | 3.1 | 4.93 | 7.39
CR | Wind | 17 | DRAX_1 | 96.15 | 23.65 | 37.59 | 56.35
CR | Wind | 17 | DUNB | 14.23 | 3.5 | 5.56 | 8.34
CR | Wind | 17 | DYCE_P | 17.4 | 4.28 | 6.8 | 10.2
CR | Wind | 17 | EASO_1 | 109.23 | 26.87 | 42.71 | 64.02
CR | Wind | 17 | ECCL | 29.45 | 7.25 | 11.52 | 17.26
CR | Wind | 17 | ECLA_1 | 2.04 | 0.5 | 0.8 | 1.19
CR | Wind | 17 | EKIS | 69.41 | 17.07 | 27.14 | 40.68
CR | Wind | 17 | ELLA_1 | 7.63 | 1.88 | 2.99 | 4.47
CR | Wind | 17 | ENDE_1 | 34.71 | 8.54 | 13.57 | 20.35
CR | Wind | 17 | FECK_6 | 1.32 | 0.33 | 0.52 | 0.78
CR | Wind | 17 | FIDD_P | 45.39 | 11.17 | 17.75 | 26.6
CR | Wind | 17 | FOUR_1 | 111.52 | 27.43 | 43.6 | 65.36
CR | Wind | 17 | FRAS_P | 1.6 | 0.39 | 0.63 | 0.94
CR | Wind | 17 | FROD_1 | 51.26 | 12.61 | 20.04 | 30.04
CR | Wind | 17 | GALA | 17.71 | 4.36 | 6.93 | 10.38
CR | Wind | 17 | GIFF | 4.53 | 1.11 | 1.77 | 2.66
CR | Wind | 17 | GLLU | 76.31 | 18.77 | 29.84 | 44.72
CR | Wind | 17 | GLNI | 34.14 | 8.4 | 13.35 | 20.01
CR | Wind | 17 | GREN_1 | 166.85 | 41.04 | 65.24 | 97.79
CR | Wind | 17 | GRIW_1 | 77.37 | 19.03 | 30.25 | 45.35
CR | Wind | 17 | G_EXTRA_11 | 22.66 | 5.57 | 8.86 | 13.28
CR | Wind | 17 | G_EXTRA_12 | 11.18 | 2.75 | 4.37 | 6.55
CR | Wind | 17 | G_EXTRA_2 | 18.54 | 4.56 | 7.25 | 10.86
CR | Wind | 17 | G_EXTRA_8 | 55.51 | 13.65 | 21.7 | 32.53
CR | Wind | 17 | G_EXTRA_9 | 47.37 | 11.65 | 18.52 | 27.76
CR | Wind | 17 | HARK_1 | 75.39 | 18.55 | 29.48 | 44.19
CR | Wind | 17 | HARM_6 | 25.89 | 6.37 | 10.12 | 15.17
CR | Wind | 17 | HAWI | 16.48 | 4.05 | 6.44 | 9.66
CR | Wind | 17 | HAWP_6 | 36.14 | 8.89 | 14.13 | 21.18
CR | Wind | 17 | HEYS_1 | 60.79 | 14.96 | 23.77 | 35.63
CR | Wind | 17 | HUER | 24 | 5.9 | 16.48 | 18.38
CR | Wind | 17 | HUTT_1 | 79.81 | 19.63 | 31.21 | 46.78
CR | Wind | 17 | INDQ1 | 91.11 | 22.41 | 35.62 | 53.4
CR | Wind | 17 | INKE | 1.65 | 0.41 | 0.64 | 0.97
CR | Wind | 17 | IROA1 | 7.02 | 1.73 | 2.75 | 4.12
CR | Wind | 17 | KEAD_1 | 127.25 | 31.3 | 49.75 | 74.58
CR | Wind | 17 | KEIT_P | 23.09 | 5.68 | 9.03 | 13.53
CR | Wind | 17 | KEMS_1 | 13.03 | 3.21 | 5.09 | 7.64
CR | Wind | 17 | KILS | 14.73 | 3.62 | 5.76 | 8.63
CR | Wind | 17 | KILT | 5.15 | 1.27 | 2.01 | 3.02
CR | Wind | 17 | KINT_P | 28.2 | 6.94 | 11.03 | 16.53
CR | Wind | 17 | KIRKB1 | 16.29 | 4.01 | 6.37 | 9.55
CR | Wind | 17 | LACK_6 | 62.1 | 15.28 | 42.65 | 47.56
CR | Wind | 17 | LAIR_P | 7.5 | 1.85 | 2.93 | 4.4
CR | Wind | 17 | LAND1 | 7.74 | 1.9 | 3.03 | 4.53
CR | Wind | 17 | LEVE | 8.54 | 2.1 | 5.41 | 6.27
CR | Wind | 17 | LING | 62.35 | 15.34 | 24.38 | 36.55
CR | Wind | 17 | LINM | 82.28 | 20.24 | 32.17 | 48.22
CR | Wind | 17 | LISD_1 | 13.84 | 3.41 | 5.41 | 8.11
CR | Wind | 17 | MACD_P | 34 | 8.36 | 13.29 | 19.93
CR | Wind | 17 | MAGA_6 | 8.14 | 2 | 3.18 | 4.77
CR | Wind | 17 | MELK_1 | 2.04 | 0.5 | 0.8 | 1.19
CR | Wind | 17 | MILC_P | 4 | 0.98 | 1.56 | 2.34
CR | Wind | 17 | MITY_1 | 6.62 | 1.63 | 2.59 | 3.88
CR | Wind | 17 | MYBS_P | 25.59 | 6.3 | 10.01 | 15
CR | Wind | 17 | NEAR | 2.37 | 0.58 | 0.93 | 1.39
CR | Wind | 17 | NEEP_3 | 19.75 | 4.86 | 7.72 | 11.57
CR | Wind | 17 | NINF_1 | 7.63 | 1.88 | 2.99 | 4.47
CR | Wind | 17 | NORM_1 | 85.3 | 20.98 | 51.1 | 60.77
CR | Wind | 17 | NORT_1 | 49.68 | 12.22 | 19.42 | 29.12
CR | Wind | 17 | OFFE_3 | 5.25 | 1.29 | 2.05 | 3.08
CR | Wind | 17 | PADIB1 | 53.55 | 13.17 | 20.94 | 31.38
CR | Wind | 17 | PEMB_1 | 28.4 | 6.99 | 11.11 | 16.65
CR | Wind | 17 | PENT_1 | 75.88 | 18.67 | 47.42 | 55.26
CR | Wind | 17 | POOB | 6.18 | 1.52 | 2.42 | 3.62
CR | Wind | 17 | PORA_P | 15.9 | 3.91 | 6.22 | 9.32
CR | Wind | 17 | PYLE_1 | 124.45 | 30.61 | 48.66 | 72.94
CR | Wind | 17 | RAIN_1 | 1.02 | 0.25 | 0.4 | 0.6
CR | Wind | 17 | RASS_1 | 14.15 | 3.48 | 5.53 | 8.29
CR | Wind | 17 | RATS_1 | 10.79 | 2.65 | 4.22 | 6.32
CR | Wind | 17 | RAYL_1 | 59.76 | 14.7 | 23.36 | 35.02
CR | Wind | 17 | REDH | 26.16 | 6.43 | 10.23 | 15.33
CR | Wind | 17 | REDM_P | 11.49 | 2.83 | 4.49 | 6.73
CR | Wind | 17 | ROCH_1 | 116.97 | 28.77 | 45.73 | 68.55
CR | Wind | 17 | SALH_1 | 14.25 | 3.51 | 5.57 | 8.35
CR | Wind | 17 | SALT_1 | 63.22 | 15.55 | 24.72 | 37.05
CR | Wind | 17 | SBAR | 1.53 | 0.38 | 0.6 | 0.89
CR | Wind | 17 | SEAB1 | 28.71 | 7.06 | 11.22 | 16.83
CR | Wind | 17 | SELL_1 | 60.88 | 14.98 | 23.8 | 35.68
CR | Wind | 17 | SFEG_P | 18.5 | 4.55 | 7.23 | 10.84
CR | Wind | 17 | SHRW_1 | 65.2 | 16.04 | 25.49 | 38.22
CR | Wind | 17 | SKLGB1 | 10.43 | 2.57 | 4.08 | 6.12
CR | Wind | 17 | SPEN_1 | 32.58 | 8.01 | 12.74 | 19.09
CR | Wind | 17 | STAY_1 | 31.05 | 7.64 | 12.14 | 18.2
CR | Wind | 17 | STES_1 | 29.4 | 7.23 | 11.5 | 17.23
CR | Wind | 17 | STHA | 12.56 | 3.09 | 4.91 | 7.36
CR | Wind | 17 | STIR | 20.6 | 5.07 | 8.05 | 12.07
CR | Wind | 17 | STLE | 23.17 | 5.7 | 9.06 | 13.58
CR | Wind | 17 | STRI_P | 21.7 | 5.34 | 8.48 | 12.72
CR | Wind | 17 | SUND_1 | 3.87 | 0.95 | 1.51 | 2.27
CR | Wind | 17 | SWAN_1 | 96.3 | 23.69 | 37.65 | 56.44
CR | Wind | 17 | TARL_P | 4.4 | 1.08 | 1.72 | 2.58
CR | Wind | 17 | TAYN_P | 8 | 1.97 | 3.13 | 4.69
CR | Wind | 17 | THOM_6 | 61.28 | 15.08 | 23.96 | 35.92
CR | Wind | 17 | THSO_P | 47.2 | 11.61 | 18.46 | 27.66
CR | Wind | 17 | THUR_6 | 27.38 | 6.74 | 10.71 | 16.05
CR | Wind | 17 | TILBB_1 | 9.37 | 2.3 | 3.66 | 5.49
CR | Wind | 17 | TONG | 2.47 | 0.61 | 0.97 | 1.45
CR | Wind | 17 | TRAW_1 | 158.81 | 39.07 | 62.09 | 93.08
CR | Wind | 17 | UPPB_1 | 76.96 | 18.93 | 30.09 | 45.11
CR | Wind | 17 | UPPB_3 | 27.89 | 6.86 | 10.91 | 16.35
CR | Wind | 17 | USKM_1 | 6.41 | 1.58 | 2.51 | 3.76
CR | Wind | 17 | WALP_1 | 179.42 | 44.14 | 70.15 | 105.16
CR | Wind | 17 | WALP_B | 17.1 | 4.21 | 6.69 | 10.02
CR | Wind | 17 | WARL_1 | 1.02 | 0.25 | 0.4 | 0.6
CR | Wind | 17 | WASF_1 | 2.29 | 0.56 | 0.9 | 1.34
CR | Wind | 17 | WFIE | 17.61 | 4.33 | 6.89 | 10.32
CR | Wind | 17 | WILL_1 | 5.09 | 1.25 | 1.99 | 2.98
CR | Wind | 17 | WISH | 12.98 | 3.19 | 5.07 | 7.6
CR | Wind | 17 | WMEL_1 | 8.7 | 2.14 | 3.4 | 5.1
CR | Wind | 17 | WYLF_1 | 38.48 | 9.47 | 15.05 | 22.55
CR | Wind | 18 | ABNE_P | 10.25 | 2.52 | 4.01 | 6.01
CR | Wind | 18 | ALNE_P | 4.74 | 1.17 | 1.85 | 2.78
CR | Wind | 18 | ALVE1 | 101.2 | 24.9 | 39.57 | 59.31
CR | Wind | 18 | ARMO_P | 25.34 | 6.23 | 9.91 | 14.85
CR | Wind | 18 | BAGA | 51.08 | 12.56 | 19.97 | 29.94
CR | Wind | 18 | BARKC1 | 11.4 | 2.81 | 4.46 | 6.68
CR | Wind | 18 | BERW | 107.63 | 26.48 | 42.08 | 63.08
CR | Wind | 18 | BICF_1 | 241.94 | 59.52 | 152.1 | 176.73
CR | Wind | 18 | BIRK_1 | 180 | 44.28 | 123.62 | 137.84
CR | Wind | 18 | BLYTB1 | 93.83 | 23.08 | 48.96 | 62.45
CR | Wind | 18 | BLYTH132 | 109.78 | 27.01 | 42.92 | 64.34
CR | Wind | 18 | BONN | 16.74 | 4.12 | 6.55 | 9.81
CR | Wind | 18 | BRAW_1 | 19.19 | 4.72 | 7.5 | 11.24
CR | Wind | 18 | BRFO_1 | 28.25 | 6.95 | 14.6 | 18.72
CR | Wind | 18 | BRLE_1 | 2.13 | 0.52 | 0.83 | 1.25
CR | Wind | 18 | BURM_1 | 27.71 | 6.82 | 10.84 | 16.24
CR | Wind | 18 | BUSH_1 | 4.26 | 1.05 | 1.67 | 2.5
CR | Wind | 18 | CANTN1 | 143.3 | 35.25 | 98.42 | 109.74
CR | Wind | 18 | CARE_1 | 2.45 | 0.6 | 0.96 | 1.44
CR | Wind | 18 | CHAP | 25.92 | 6.38 | 10.14 | 15.19
CR | Wind | 18 | CHTE_1 | 14.44 | 3.55 | 5.65 | 8.46
CR | Wind | 18 | CONQA1 | 41.94 | 10.32 | 16.4 | 24.58
CR | Wind | 18 | COUA_P | 6.59 | 1.62 | 2.58 | 3.86
CR | Wind | 18 | COVE_1 | 14.92 | 3.67 | 5.83 | 8.75
CR | Wind | 18 | COYL | 68.24 | 16.79 | 26.68 | 40
CR | Wind | 18 | CREB_1 | 136.86 | 33.67 | 53.51 | 80.21
CR | Wind | 18 | CUMB | 4.21 | 1.04 | 1.65 | 2.47
CR | Wind | 18 | DEVO | 72.98 | 17.95 | 28.54 | 42.77
CR | Wind | 18 | DOUN_P | 12.99 | 3.2 | 5.08 | 7.61
CR | Wind | 18 | DRAX_1 | 100.67 | 24.76 | 39.36 | 59
CR | Wind | 18 | DUNB | 14.55 | 3.58 | 5.69 | 8.53
CR | Wind | 18 | DYCE_P | 17.92 | 4.41 | 7.01 | 10.5
CR | Wind | 18 | EASO_1 | 114.37 | 28.13 | 44.72 | 67.03
CR | Wind | 18 | ECCL | 30.12 | 7.41 | 11.78 | 17.65
CR | Wind | 18 | ECLA_1 | 2.13 | 0.52 | 0.83 | 1.25
CR | Wind | 18 | EKIS | 70.98 | 17.46 | 27.75 | 41.6
CR | Wind | 18 | ELLA_1 | 7.99 | 1.97 | 3.13 | 4.69
CR | Wind | 18 | ENDE_1 | 36.35 | 8.94 | 14.21 | 21.3
CR | Wind | 18 | FECK_6 | 1.39 | 0.34 | 0.54 | 0.81
CR | Wind | 18 | FIDD_P | 46.75 | 11.5 | 18.28 | 27.4
CR | Wind | 18 | FOUR_1 | 116.76 | 28.72 | 45.65 | 68.44
CR | Wind | 18 | FRAS_P | 1.65 | 0.41 | 0.64 | 0.97
CR | Wind | 18 | FROD_1 | 53.67 | 13.2 | 20.98 | 31.45
CR | Wind | 18 | GALA | 18.11 | 4.46 | 7.08 | 10.62
CR | Wind | 18 | GIFF | 4.63 | 1.14 | 1.81 | 2.72
CR | Wind | 18 | GLLU | 78.04 | 19.2 | 30.51 | 45.74
CR | Wind | 18 | GLNI | 34.91 | 8.59 | 13.65 | 20.46
CR | Wind | 18 | GREN_1 | 174.69 | 42.97 | 68.3 | 102.39
CR | Wind | 18 | GRIW_1 | 81 | 19.93 | 31.67 | 47.48
CR | Wind | 18 | G_EXTRA_11 | 23.17 | 5.7 | 9.06 | 13.58
CR | Wind | 18 | G_EXTRA_12 | 11.52 | 2.83 | 4.5 | 6.75
CR | Wind | 18 | G_EXTRA_2 | 18.96 | 4.66 | 7.41 | 11.11
CR | Wind | 18 | G_EXTRA_8 | 56.76 | 13.96 | 22.19 | 33.27
CR | Wind | 18 | G_EXTRA_9 | 48.44 | 11.92 | 18.94 | 28.39
CR | Wind | 18 | HARK_1 | 78.94 | 19.42 | 30.86 | 46.26
CR | Wind | 18 | HARM_6 | 27.1 | 6.67 | 10.6 | 15.89
CR | Wind | 18 | HAWI | 16.85 | 4.15 | 6.59 | 9.88
CR | Wind | 18 | HAWP_6 | 37.84 | 9.31 | 14.79 | 22.18
CR | Wind | 18 | HEYS_1 | 63.65 | 15.66 | 24.89 | 37.31
CR | Wind | 18 | HUER | 24 | 5.9 | 16.48 | 18.38
CR | Wind | 18 | HUTT_1 | 83.56 | 20.56 | 32.67 | 48.98
CR | Wind | 18 | INDQ1 | 95.39 | 23.47 | 37.3 | 55.91
CR | Wind | 18 | INKE | 1.68 | 0.41 | 0.66 | 0.99
CR | Wind | 18 | IROA1 | 7.35 | 1.81 | 2.88 | 4.31
CR | Wind | 18 | KEAD_1 | 133.23 | 32.77 | 52.09 | 78.09
CR | Wind | 18 | KEIT_P | 23.78 | 5.85 | 9.3 | 13.94
CR | Wind | 18 | KEMS_1 | 13.64 | 3.36 | 5.33 | 8
CR | Wind | 18 | KILS | 15.06 | 3.7 | 5.89 | 8.83
CR | Wind | 18 | KILT | 5.27 | 1.3 | 2.06 | 3.09
CR | Wind | 18 | KINT_P | 29.05 | 7.15 | 11.36 | 17.02
CR | Wind | 18 | KIRKB1 | 17.05 | 4.2 | 6.67 | 10
CR | Wind | 18 | LACK_6 | 62.1 | 15.28 | 42.65 | 47.56
CR | Wind | 18 | LAIR_P | 7.73 | 1.9 | 3.02 | 4.53
CR | Wind | 18 | LAND1 | 8.1 | 1.99 | 3.17 | 4.75
CR | Wind | 18 | LEVE | 8.58 | 2.11 | 5.43 | 6.29
CR | Wind | 18 | LING | 63.77 | 15.69 | 24.93 | 37.37
CR | Wind | 18 | LINM | 84.14 | 20.7 | 32.9 | 49.32
CR | Wind | 18 | LISD_1 | 14.5 | 3.57 | 5.67 | 8.5
CR | Wind | 18 | MACD_P | 35.02 | 8.61 | 13.69 | 20.53
CR | Wind | 18 | MAGA_6 | 8.53 | 2.1 | 3.33 | 5
CR | Wind | 18 | MELK_1 | 2.13 | 0.52 | 0.83 | 1.25
CR | Wind | 18 | MILC_P | 4.12 | 1.01 | 1.61 | 2.41
CR | Wind | 18 | MITY_1 | 6.93 | 1.7 | 2.71 | 4.06
CR | Wind | 18 | MYBS_P | 26.36 | 6.48 | 10.31 | 15.45
CR | Wind | 18 | NEAR | 2.42 | 0.6 | 0.95 | 1.42
CR | Wind | 18 | NEEP_3 | 20.68 | 5.09 | 8.08 | 12.12
CR | Wind | 18 | NINF_1 | 7.99 | 1.97 | 3.13 | 4.69
CR | Wind | 18 | NORM_1 | 86.49 | 21.28 | 51.56 | 61.47
CR | Wind | 18 | NORT_1 | 52.01 | 12.8 | 20.34 | 30.49
CR | Wind | 18 | OFFE_3 | 5.5 | 1.35 | 2.15 | 3.22
CR | Wind | 18 | PADIB1 | 56.06 | 13.79 | 21.92 | 32.86
CR | Wind | 18 | PEMB_1 | 29.74 | 7.32 | 11.63 | 17.43
CR | Wind | 18 | PENT_1 | 76.63 | 18.85 | 47.71 | 55.69
CR | Wind | 18 | POOB | 6.32 | 1.55 | 2.47 | 3.7
CR | Wind | 18 | PORA_P | 16.38 | 4.03 | 6.4 | 9.6
CR | Wind | 18 | PYLE_1 | 130.3 | 32.05 | 50.95 | 76.37
CR | Wind | 18 | RAIN_1 | 1.07 | 0.26 | 0.42 | 0.62
CR | Wind | 18 | RASS_1 | 14.82 | 3.64 | 5.79 | 8.68
CR | Wind | 18 | RATS_1 | 11.3 | 2.78 | 4.42 | 6.62
CR | Wind | 18 | RAYL_1 | 62.57 | 15.39 | 24.46 | 36.67
CR | Wind | 18 | REDH | 26.75 | 6.58 | 10.46 | 15.68
CR | Wind | 18 | REDM_P | 11.83 | 2.91 | 4.63 | 6.94
CR | Wind | 18 | ROCH_1 | 122.47 | 30.13 | 47.88 | 71.78
CR | Wind | 18 | SALH_1 | 14.92 | 3.67 | 5.83 | 8.75
CR | Wind | 18 | SALT_1 | 66.19 | 16.28 | 25.88 | 38.79
CR | Wind | 18 | SBAR | 1.6 | 0.39 | 0.63 | 0.94
CR | Wind | 18 | SEAB1 | 30.06 | 7.39 | 11.75 | 17.62
CR | Wind | 18 | SELL_1 | 63.74 | 15.68 | 24.92 | 37.36
CR | Wind | 18 | SFEG_P | 19.06 | 4.69 | 7.45 | 11.17
CR | Wind | 18 | SHRW_1 | 68.27 | 16.79 | 26.69 | 40.01
CR | Wind | 18 | SKLGB1 | 10.92 | 2.69 | 4.27 | 6.4
CR | Wind | 18 | SPEN_1 | 34.11 | 8.39 | 13.34 | 19.99
CR | Wind | 18 | STAY_1 | 32.51 | 8 | 12.71 | 19.05
CR | Wind | 18 | STES_1 | 30.78 | 7.57 | 12.04 | 18.04
CR | Wind | 18 | STHA | 12.85 | 3.16 | 5.02 | 7.53
CR | Wind | 18 | STIR | 21.06 | 5.18 | 8.24 | 12.34
CR | Wind | 18 | STLE | 23.7 | 5.83 | 9.26 | 13.89
CR | Wind | 18 | STRI_P | 22.35 | 5.5 | 8.74 | 13.1
CR | Wind | 18 | SUND_1 | 4.05 | 1 | 1.58 | 2.37
CR | Wind | 18 | SWAN_1 | 100.83 | 24.8 | 39.42 | 59.1
CR | Wind | 18 | TARL_P | 4.53 | 1.11 | 1.77 | 2.66
CR | Wind | 18 | TAYN_P | 8.24 | 2.03 | 3.22 | 4.83
CR | Wind | 18 | THOM_6 | 64.16 | 15.78 | 25.09 | 37.61
CR | Wind | 18 | THSO_P | 48.62 | 11.96 | 19.01 | 28.49
CR | Wind | 18 | THUR_6 | 28.67 | 7.05 | 11.21 | 16.8
CR | Wind | 18 | TILBB_1 | 9.81 | 2.41 | 3.83 | 5.75
CR | Wind | 18 | TONG | 2.53 | 0.62 | 0.99 | 1.48
CR | Wind | 18 | TRAW_1 | 166.27 | 40.9 | 65.01 | 97.45
CR | Wind | 18 | UPPB_1 | 80.58 | 19.82 | 31.51 | 47.23
CR | Wind | 18 | UPPB_3 | 29.2 | 7.18 | 11.42 | 17.12
CR | Wind | 18 | USKM_1 | 6.71 | 1.65 | 2.63 | 3.94
CR | Wind | 18 | WALP_1 | 187.86 | 46.21 | 73.45 | 110.1
CR | Wind | 18 | WALP_B | 17.91 | 4.4 | 7 | 10.49
CR | Wind | 18 | WARL_1 | 1.07 | 0.26 | 0.42 | 0.62
CR | Wind | 18 | WASF_1 | 2.4 | 0.59 | 0.94 | 1.41
CR | Wind | 18 | WFIE | 18.01 | 4.43 | 7.04 | 10.55
CR | Wind | 18 | WILL_1 | 5.33 | 1.31 | 2.08 | 3.12
CR | Wind | 18 | WISH | 13.27 | 3.26 | 5.19 | 7.78
CR | Wind | 18 | WMEL_1 | 9.11 | 2.24 | 3.56 | 5.34
CR | Wind | 18 | WYLF_1 | 40.29 | 9.91 | 15.75 | 23.61
CR | Wind | 19 | ABNE_P | 10.37 | 2.55 | 4.05 | 6.08
CR | Wind | 19 | ALNE_P | 4.79 | 1.18 | 1.87 | 2.81
CR | Wind | 19 | ALVE1 | 106.48 | 26.19 | 41.63 | 62.41
CR | Wind | 19 | ARMO_P | 25.64 | 6.31 | 10.03 | 15.03
CR | Wind | 19 | BAGA | 51.69 | 12.72 | 20.21 | 30.29
CR | Wind | 19 | BARKC1 | 12 | 2.95 | 4.69 | 7.03
CR | Wind | 19 | BERW | 108.92 | 26.79 | 42.59 | 63.84
CR | Wind | 19 | BICF_1 | 244.41 | 60.13 | 153.07 | 178.18
CR | Wind | 19 | BIRK_1 | 180 | 44.28 | 123.62 | 137.84
CR | Wind | 19 | BLYTB1 | 96.56 | 23.75 | 50.03 | 64.05
CR | Wind | 19 | BLYTH132 | 115.5 | 28.41 | 45.16 | 67.7
CR | Wind | 19 | BONN | 16.95 | 4.17 | 6.63 | 9.93
CR | Wind | 19 | BRAW_1 | 20.19 | 4.97 | 7.89 | 11.83
CR | Wind | 19 | BRFO_1 | 29.1 | 7.16 | 14.93 | 19.21
CR | Wind | 19 | BRLE_1 | 2.24 | 0.55 | 0.88 | 1.31
CR | Wind | 19 | BURM_1 | 29.16 | 7.17 | 11.4 | 17.09
CR | Wind | 19 | BUSH_1 | 4.49 | 1.1 | 1.75 | 2.63
CR | Wind | 19 | CANTN1 | 143.3 | 35.25 | 98.42 | 109.74
CR | Wind | 19 | CARE_1 | 2.58 | 0.63 | 1.01 | 1.51
CR | Wind | 19 | CHAP | 26.23 | 6.45 | 10.26 | 15.37
CR | Wind | 19 | CHTE_1 | 15.19 | 3.74 | 5.94 | 8.91
CR | Wind | 19 | CONQA1 | 44.13 | 10.86 | 17.25 | 25.86
CR | Wind | 19 | COUA_P | 6.67 | 1.64 | 2.61 | 3.91
CR | Wind | 19 | COVE_1 | 15.7 | 3.86 | 6.14 | 9.2
CR | Wind | 19 | COYL | 69.06 | 16.99 | 27 | 40.48
CR | Wind | 19 | CREB_1 | 143.99 | 35.42 | 56.3 | 84.39
CR | Wind | 19 | CUMB | 4.26 | 1.05 | 1.67 | 2.5
CR | Wind | 19 | DEVO | 73.86 | 18.17 | 28.88 | 43.29
CR | Wind | 19 | DOUN_P | 13.14 | 3.23 | 5.14 | 7.7
CR | Wind | 19 | DRAX_1 | 105.92 | 26.06 | 41.41 | 62.08
CR | Wind | 19 | DUNB | 14.73 | 3.62 | 5.76 | 8.63
CR | Wind | 19 | DYCE_P | 18.14 | 4.46 | 7.09 | 10.63
CR | Wind | 19 | EASO_1 | 120.33 | 29.6 | 47.05 | 70.52
CR | Wind | 19 | ECCL | 30.48 | 7.5 | 11.92 | 17.86
CR | Wind | 19 | ECLA_1 | 2.24 | 0.55 | 0.88 | 1.31
CR | Wind | 19 | EKIS | 71.83 | 17.67 | 28.09 | 42.1
CR | Wind | 19 | ELLA_1 | 8.41 | 2.07 | 3.29 | 4.93
CR | Wind | 19 | ENDE_1 | 38.24 | 9.41 | 14.95 | 22.41
CR | Wind | 19 | FECK_6 | 1.46 | 0.36 | 0.57 | 0.85
CR | Wind | 19 | FIDD_P | 47.31 | 11.64 | 18.5 | 27.73
CR | Wind | 19 | FOUR_1 | 122.85 | 30.22 | 48.03 | 72
CR | Wind | 19 | FRAS_P | 1.67 | 0.41 | 0.65 | 0.98
CR | Wind | 19 | FROD_1 | 56.46 | 13.89 | 22.08 | 33.09
CR | Wind | 19 | GALA | 18.33 | 4.51 | 7.17 | 10.74
CR | Wind | 19 | GIFF | 4.69 | 1.15 | 1.83 | 2.75
CR | Wind | 19 | GLLU | 78.97 | 19.43 | 30.88 | 46.29
CR | Wind | 19 | GLNI | 35.33 | 8.69 | 13.81 | 20.71
CR | Wind | 19 | GREN_1 | 183.8 | 45.21 | 71.86 | 107.72
CR | Wind | 19 | GRIW_1 | 85.23 | 20.97 | 33.32 | 49.95
CR | Wind | 19 | G_EXTRA_11 | 23.45 | 5.77 | 9.17 | 13.74
CR | Wind | 19 | G_EXTRA_12 | 11.65 | 2.87 | 4.56 | 6.83
CR | Wind | 19 | G_EXTRA_2 | 19.18 | 4.72 | 7.5 | 11.24
CR | Wind | 19 | G_EXTRA_8 | 57.44 | 14.13 | 22.46 | 33.67
CR | Wind | 19 | G_EXTRA_9 | 49.02 | 12.06 | 19.17 | 28.73
CR | Wind | 19 | HARK_1 | 83.05 | 20.43 | 32.47 | 48.68
CR | Wind | 19 | HARM_6 | 28.52 | 7.02 | 11.15 | 16.71
CR | Wind | 19 | HAWI | 17.05 | 4.19 | 6.67 | 9.99
CR | Wind | 19 | HAWP_6 | 39.81 | 9.79 | 15.57 | 23.33
CR | Wind | 19 | HEYS_1 | 66.97 | 16.47 | 26.19 | 39.25
CR | Wind | 19 | HUER | 24 | 5.9 | 16.48 | 18.38
CR | Wind | 19 | HUTT_1 | 87.92 | 21.63 | 34.38 | 51.53
CR | Wind | 19 | INDQ1 | 100.37 | 24.69 | 39.24 | 58.82
CR | Wind | 19 | INKE | 1.71 | 0.42 | 0.67 | 1
CR | Wind | 19 | IROA1 | 7.74 | 1.9 | 3.03 | 4.54
CR | Wind | 19 | KEAD_1 | 140.18 | 34.48 | 54.81 | 82.16
CR | Wind | 19 | KEIT_P | 24.07 | 5.92 | 9.41 | 14.11
CR | Wind | 19 | KEMS_1 | 14.35 | 3.53 | 5.61 | 8.41
CR | Wind | 19 | KILS | 15.24 | 3.75 | 5.96 | 8.93
CR | Wind | 19 | KILT | 5.33 | 1.31 | 2.08 | 3.12
CR | Wind | 19 | KINT_P | 29.39 | 7.23 | 11.49 | 17.23
CR | Wind | 19 | KIRKB1 | 17.94 | 4.41 | 7.02 | 10.52
CR | Wind | 19 | LACK_6 | 62.1 | 15.28 | 42.65 | 47.56
CR | Wind | 19 | LAIR_P | 7.82 | 1.92 | 3.06 | 4.58
CR | Wind | 19 | LAND1 | 8.52 | 2.1 | 3.33 | 5
CR | Wind | 19 | LEVE | 8.6 | 2.12 | 5.43 | 6.3
CR | Wind | 19 | LING | 64.53 | 15.87 | 25.23 | 37.82
CR | Wind | 19 | LINM | 85.15 | 20.95 | 33.3 | 49.91
CR | Wind | 19 | LISD_1 | 15.25 | 3.75 | 5.96 | 8.94
CR | Wind | 19 | MACD_P | 35.44 | 8.72 | 13.86 | 20.77
CR | Wind | 19 | MAGA_6 | 8.97 | 2.21 | 3.51 | 5.26
CR | Wind | 19 | MELK_1 | 2.24 | 0.55 | 0.88 | 1.31
CR | Wind | 19 | MILC_P | 4.17 | 1.03 | 1.63 | 2.44
CR | Wind | 19 | MITY_1 | 7.29 | 1.79 | 2.85 | 4.27
CR | Wind | 19 | MYBS_P | 26.67 | 6.56 | 10.43 | 15.63
CR | Wind | 19 | NEAR | 2.45 | 0.6 | 0.96 | 1.44
CR | Wind | 19 | NEEP_3 | 21.76 | 5.35 | 8.51 | 12.75
CR | Wind | 19 | NINF_1 | 8.41 | 2.07 | 3.29 | 4.93
CR | Wind | 19 | NORM_1 | 87.87 | 21.62 | 52.1 | 62.28
CR | Wind | 19 | NORT_1 | 54.72 | 13.46 | 21.4 | 32.07
CR | Wind | 19 | OFFE_3 | 5.79 | 1.42 | 2.26 | 3.39
CR | Wind | 19 | PADIB1 | 58.99 | 14.51 | 23.06 | 34.57
CR | Wind | 19 | PEMB_1 | 31.29 | 7.7 | 12.23 | 18.34
CR | Wind | 19 | PENT_1 | 77.49 | 19.06 | 48.05 | 56.2
CR | Wind | 19 | POOB | 6.39 | 1.57 | 2.5 | 3.75
CR | Wind | 19 | PORA_P | 16.57 | 4.08 | 6.48 | 9.71
CR | Wind | 19 | PYLE_1 | 137.09 | 33.72 | 53.6 | 80.35
CR | Wind | 19 | RAIN_1 | 1.12 | 0.28 | 0.44 | 0.66
CR | Wind | 19 | RASS_1 | 15.59 | 3.83 | 6.09 | 9.14
CR | Wind | 19 | RATS_1 | 11.89 | 2.92 | 4.65 | 6.97
CR | Wind | 19 | RAYL_1 | 65.83 | 16.19 | 25.74 | 38.58
CR | Wind | 19 | REDH | 27.07 | 6.66 | 10.58 | 15.87
CR | Wind | 19 | REDM_P | 11.98 | 2.95 | 4.68 | 7.02
CR | Wind | 19 | ROCH_1 | 128.85 | 31.7 | 50.38 | 75.52
CR | Wind | 19 | SALH_1 | 15.7 | 3.86 | 6.14 | 9.2
CR | Wind | 19 | SALT_1 | 69.64 | 17.13 | 27.23 | 40.82
CR | Wind | 19 | SBAR | 1.68 | 0.41 | 0.66 | 0.99
CR | Wind | 19 | SEAB1 | 31.62 | 7.78 | 12.36 | 18.53
CR | Wind | 19 | SELL_1 | 67.06 | 16.5 | 26.22 | 39.3
CR | Wind | 19 | SFEG_P | 19.28 | 4.74 | 7.54 | 11.3
CR | Wind | 19 | SHRW_1 | 71.83 | 17.67 | 28.08 | 42.1
CR | Wind | 19 | SKLGB1 | 11.49 | 2.83 | 4.49 | 6.74
CR | Wind | 19 | SPEN_1 | 35.88 | 8.83 | 14.03 | 21.03
CR | Wind | 19 | STAY_1 | 34.2 | 8.41 | 13.37 | 20.05
CR | Wind | 19 | STES_1 | 32.39 | 7.97 | 12.66 | 18.98
CR | Wind | 19 | STHA | 13 | 3.2 | 5.08 | 7.62
CR | Wind | 19 | STIR | 21.32 | 5.24 | 8.33 | 12.49
CR | Wind | 19 | STLE | 23.98 | 5.9 | 9.38 | 14.05
CR | Wind | 19 | STRI_P | 22.62 | 5.56 | 8.84 | 13.26
CR | Wind | 19 | SUND_1 | 4.26 | 1.05 | 1.67 | 2.5
CR | Wind | 19 | SWAN_1 | 106.08 | 26.1 | 41.48 | 62.18
CR | Wind | 19 | TARL_P | 4.59 | 1.13 | 1.79 | 2.69
CR | Wind | 19 | TAYN_P | 8.34 | 2.05 | 3.26 | 4.89
CR | Wind | 19 | THOM_6 | 67.51 | 16.61 | 26.4 | 39.57
CR | Wind | 19 | THSO_P | 49.2 | 12.1 | 19.24 | 28.84
CR | Wind | 19 | THUR_6 | 30.17 | 7.42 | 11.79 | 17.68
CR | Wind | 19 | TILBB_1 | 10.32 | 2.54 | 4.03 | 6.05
CR | Wind | 19 | TONG | 2.56 | 0.63 | 1 | 1.5
CR | Wind | 19 | TRAW_1 | 174.94 | 43.03 | 68.4 | 102.53
CR | Wind | 19 | UPPB_1 | 84.78 | 20.86 | 33.15 | 49.69
CR | Wind | 19 | UPPB_3 | 30.73 | 7.56 | 12.01 | 18.01
CR | Wind | 19 | USKM_1 | 7.06 | 1.74 | 2.76 | 4.14
CR | Wind | 19 | WALP_1 | 197.65 | 48.62 | 77.28 | 115.84
CR | Wind | 19 | WALP_B | 18.84 | 4.63 | 7.37 | 11.04
CR | Wind | 19 | WARL_1 | 1.12 | 0.28 | 0.44 | 0.66
CR | Wind | 19 | WASF_1 | 2.52 | 0.62 | 0.99 | 1.48
CR | Wind | 19 | WFIE | 18.22 | 4.48 | 7.13 | 10.68
CR | Wind | 19 | WILL_1 | 5.61 | 1.38 | 2.19 | 3.29
CR | Wind | 19 | WISH | 13.43 | 3.3 | 5.25 | 7.87
CR | Wind | 19 | WMEL_1 | 9.59 | 2.36 | 3.75 | 5.62
CR | Wind | 19 | WYLF_1 | 42.39 | 10.43 | 16.57 | 24.84
CR | Wind | 20 | ABNE_P | 10.48 | 2.58 | 4.1 | 6.14
CR | Wind | 20 | ALNE_P | 4.85 | 1.19 | 1.9 | 2.84
CR | Wind | 20 | ALVE1 | 107.65 | 26.48 | 42.09 | 63.09
CR | Wind | 20 | ARMO_P | 25.92 | 6.38 | 10.14 | 15.19
CR | Wind | 20 | BAGA | 52.26 | 12.86 | 20.43 | 30.63
CR | Wind | 20 | BARKC1 | 12.13 | 2.98 | 4.74 | 7.11
CR | Wind | 20 | BERW | 110.12 | 27.09 | 43.06 | 64.54
CR | Wind | 20 | BICF_1 | 244.96 | 60.26 | 153.28 | 178.51
CR | Wind | 20 | BIRK_1 | 180 | 44.28 | 123.62 | 137.84
CR | Wind | 20 | BLYTB1 | 97.17 | 23.9 | 50.27 | 64.41
CR | Wind | 20 | BLYTH132 | 116.77 | 28.73 | 45.66 | 68.44
CR | Wind | 20 | BONN | 17.13 | 4.21 | 6.7 | 10.04
CR | Wind | 20 | BRAW_1 | 20.41 | 5.02 | 7.98 | 11.96
CR | Wind | 20 | BRFO_1 | 29.29 | 7.21 | 15 | 19.32
CR | Wind | 20 | BRLE_1 | 2.27 | 0.56 | 0.89 | 1.33
CR | Wind | 20 | BURM_1 | 29.48 | 7.25 | 11.53 | 17.28
CR | Wind | 20 | BUSH_1 | 4.53 | 1.12 | 1.77 | 2.66
CR | Wind | 20 | CANTN1 | 143.3 | 35.25 | 98.42 | 109.74
CR | Wind | 20 | CARE_1 | 2.61 | 0.64 | 1.02 | 1.53
CR | Wind | 20 | CHAP | 26.52 | 6.52 | 10.37 | 15.54
CR | Wind | 20 | CHTE_1 | 15.36 | 3.78 | 6.01 | 9
CR | Wind | 20 | CONQA1 | 44.61 | 10.97 | 17.44 | 26.15
CR | Wind | 20 | COUA_P | 6.74 | 1.66 | 2.64 | 3.95
CR | Wind | 20 | COVE_1 | 15.87 | 3.9 | 6.21 | 9.3
CR | Wind | 20 | COYL | 69.82 | 17.18 | 27.3 | 40.92
CR | Wind | 20 | CREB_1 | 145.57 | 35.81 | 56.92 | 85.32
CR | Wind | 20 | CUMB | 4.31 | 1.06 | 1.69 | 2.53
CR | Wind | 20 | DEVO | 74.67 | 18.37 | 29.2 | 43.76
CR | Wind | 20 | DOUN_P | 13.29 | 3.27 | 5.2 | 7.79
CR | Wind | 20 | DRAX_1 | 107.08 | 26.34 | 41.87 | 62.76
CR | Wind | 20 | DUNB | 14.89 | 3.66 | 5.82 | 8.73
CR | Wind | 20 | DYCE_P | 18.34 | 4.51 | 7.17 | 10.75
CR | Wind | 20 | EASO_1 | 121.65 | 29.93 | 47.57 | 71.3
CR | Wind | 20 | ECCL | 30.82 | 7.58 | 12.05 | 18.06
CR | Wind | 20 | ECLA_1 | 2.27 | 0.56 | 0.89 | 1.33
CR | Wind | 20 | EKIS | 72.62 | 17.86 | 28.4 | 42.56
CR | Wind | 20 | ELLA_1 | 8.5 | 2.09 | 3.32 | 4.98
CR | Wind | 20 | ENDE_1 | 38.66 | 9.51 | 15.12 | 22.66
CR | Wind | 20 | FECK_6 | 1.47 | 0.36 | 0.58 | 0.86
CR | Wind | 20 | FIDD_P | 47.83 | 11.77 | 18.7 | 28.03
CR | Wind | 20 | FOUR_1 | 124.2 | 30.55 | 48.56 | 72.79
CR | Wind | 20 | FRAS_P | 1.69 | 0.41 | 0.66 | 0.99
CR | Wind | 20 | FROD_1 | 57.08 | 14.04 | 22.32 | 33.46
CR | Wind | 20 | GALA | 18.53 | 4.56 | 7.25 | 10.86
CR | Wind | 20 | GIFF | 4.74 | 1.17 | 1.85 | 2.78
CR | Wind | 20 | GLLU | 79.84 | 19.64 | 31.22 | 46.79
CR | Wind | 20 | GLNI | 35.72 | 8.79 | 13.97 | 20.93
CR | Wind | 20 | GREN_1 | 185.82 | 45.71 | 72.66 | 108.91
CR | Wind | 20 | GRIW_1 | 86.16 | 21.2 | 33.69 | 50.5
CR | Wind | 20 | G_EXTRA_11 | 23.7 | 5.83 | 9.27 | 13.89
CR | Wind | 20 | G_EXTRA_12 | 11.78 | 2.9 | 4.61 | 6.91
CR | Wind | 20 | G_EXTRA_13 | 33.39 | 8.21 | 13.05 | 19.57
CR | Wind | 20 | G_EXTRA_2 | 19.39 | 4.77 | 7.58 | 11.37
CR | Wind | 20 | G_EXTRA_8 | 58.08 | 14.29 | 22.71 | 34.04
CR | Wind | 20 | G_EXTRA_9 | 49.56 | 12.19 | 19.38 | 29.05
CR | Wind | 20 | HARK_1 | 83.96 | 20.66 | 32.83 | 49.21
CR | Wind | 20 | HARM_6 | 28.83 | 7.09 | 11.27 | 16.9
CR | Wind | 20 | HAWI | 17.24 | 4.24 | 6.74 | 10.1
CR | Wind | 20 | HAWP_6 | 40.25 | 9.9 | 15.74 | 23.59
CR | Wind | 20 | HEYS_1 | 67.71 | 16.66 | 26.47 | 39.68
CR | Wind | 20 | HUER | 24 | 5.9 | 16.48 | 18.38
CR | Wind | 20 | HUTT_1 | 88.88 | 21.87 | 34.75 | 52.1
CR | Wind | 20 | INDQ1 | 101.47 | 24.96 | 39.67 | 59.47
CR | Wind | 20 | INKE | 1.72 | 0.42 | 0.67 | 1.01
CR | Wind | 20 | IROA1 | 7.82 | 1.92 | 3.06 | 4.58
CR | Wind | 20 | KEAD_1 | 141.72 | 34.86 | 55.41 | 83.06
CR | Wind | 20 | KEIT_P | 24.33 | 5.99 | 9.51 | 14.26
CR | Wind | 20 | KEMS_1 | 14.51 | 3.57 | 5.67 | 8.51
CR | Wind | 20 | KILS | 15.41 | 3.79 | 6.02 | 9.03
CR | Wind | 20 | KILT | 5.39 | 1.33 | 2.11 | 3.16
CR | Wind | 20 | KINT_P | 5.65 | 1.39 | 2.21 | 3.31
CR | Wind | 20 | KIRKB1 | 18.14 | 4.46 | 7.09 | 10.63
CR | Wind | 20 | LACK_6 | 62.1 | 15.28 | 42.65 | 47.56
CR | Wind | 20 | LAIR_P | 7.9 | 1.94 | 3.09 | 4.63
CR | Wind | 20 | LAND1 | 8.62 | 2.12 | 3.37 | 5.05
CR | Wind | 20 | LEVE | 8.62 | 2.12 | 5.44 | 6.31
CR | Wind | 20 | LING | 65.24 | 16.05 | 25.51 | 38.24
CR | Wind | 20 | LINM | 86.09 | 21.18 | 33.66 | 50.46
CR | Wind | 20 | LISD_1 | 15.42 | 3.79 | 6.03 | 9.04
CR | Wind | 20 | MACD_P | 26.51 | 6.52 | 10.37 | 15.54
CR | Wind | 20 | MAGA_6 | 9.07 | 2.23 | 3.55 | 5.32
CR | Wind | 20 | MELK_1 | 2.27 | 0.56 | 0.89 | 1.33
CR | Wind | 20 | MILC_P | 4.22 | 1.04 | 1.65 | 2.47
CR | Wind | 20 | MITY_1 | 7.37 | 1.81 | 2.88 | 4.32
CR | Wind | 20 | MYBS_P | 26.97 | 6.63 | 10.54 | 15.81
CR | Wind | 20 | NEAR | 2.48 | 0.61 | 0.97 | 1.45
CR | Wind | 20 | NEEP_3 | 21.99 | 5.41 | 8.6 | 12.89
CR | Wind | 20 | NINF_1 | 8.5 | 2.09 | 3.32 | 4.98
CR | Wind | 20 | NORM_1 | 88.17 | 21.69 | 52.22 | 62.46
CR | Wind | 20 | NORT_1 | 55.33 | 13.61 | 21.63 | 32.43
CR | Wind | 20 | OFFE_3 | 5.85 | 1.44 | 2.29 | 3.43
CR | Wind | 20 | PADIB1 | 59.63 | 14.67 | 23.32 | 34.95
CR | Wind | 20 | PEMB_1 | 31.63 | 7.78 | 12.37 | 18.54
CR | Wind | 20 | PENT_1 | 77.69 | 19.11 | 48.12 | 56.31
CR | Wind | 20 | POOB | 6.46 | 1.59 | 2.53 | 3.79
CR | Wind | 20 | PORA_P | 16.76 | 4.12 | 6.55 | 9.82
CR | Wind | 20 | PYLE_1 | 138.6 | 34.1 | 54.19 | 81.23
CR | Wind | 20 | RAIN_1 | 1.13 | 0.28 | 0.44 | 0.66
CR | Wind | 20 | RASS_1 | 15.76 | 3.88 | 6.16 | 9.24
CR | Wind | 20 | RATS_1 | 12.02 | 2.96 | 4.7 | 7.04
CR | Wind | 20 | RAYL_1 | 66.55 | 16.37 | 26.02 | 39.01
CR | Wind | 20 | REDH | 27.37 | 6.73 | 10.7 | 16.04
CR | Wind | 20 | REDM_P | 12.11 | 2.98 | 4.73 | 7.1
CR | Wind | 20 | ROCH_1 | 130.27 | 32.05 | 50.93 | 76.35
CR | Wind | 20 | SALH_1 | 15.87 | 3.9 | 6.21 | 9.3
CR | Wind | 20 | SALT_1 | 70.4 | 17.32 | 27.53 | 41.26
CR | Wind | 20 | SBAR | 1.7 | 0.42 | 0.66 | 1
CR | Wind | 20 | SEAB1 | 31.97 | 7.86 | 12.5 | 18.74
CR | Wind | 20 | SELL_1 | 67.8 | 16.68 | 26.51 | 39.74
CR | Wind | 20 | SFEG_P | 19.5 | 4.8 | 7.62 | 11.43
CR | Wind | 20 | SHRW_1 | 72.62 | 17.86 | 28.39 | 42.56
CR | Wind | 20 | SKLGB1 | 11.62 | 2.86 | 4.54 | 6.81
CR | Wind | 20 | SPEN_1 | 36.28 | 8.92 | 14.19 | 21.26
CR | Wind | 20 | STAY_1 | 34.58 | 8.51 | 13.52 | 20.27
CR | Wind | 20 | STES_1 | 32.74 | 8.05 | 12.8 | 19.19
CR | Wind | 20 | STHA | 13.15 | 3.23 | 5.14 | 7.7
CR | Wind | 20 | STIR | 21.55 | 5.3 | 8.43 | 12.63
CR | Wind | 20 | STLE | 24.24 | 5.96 | 9.48 | 14.21
CR | Wind | 20 | STRI_P | 22.87 | 5.63 | 8.94 | 13.4
CR | Wind | 20 | SUND_1 | 4.31 | 1.06 | 1.68 | 2.53
CR | Wind | 20 | SWAN_1 | 107.25 | 26.38 | 41.94 | 62.86
CR | Wind | 20 | TARL_P | 4.64 | 1.14 | 1.81 | 2.72
CR | Wind | 20 | TAYN_P | 8.43 | 2.07 | 3.3 | 4.94
CR | Wind | 20 | THOM_6 | 68.25 | 16.79 | 26.69 | 40
CR | Wind | 20 | THSO_P | 49.74 | 12.24 | 19.45 | 29.15
CR | Wind | 20 | THUR_6 | 30.5 | 7.5 | 11.92 | 17.87
CR | Wind | 20 | TILBB_1 | 10.43 | 2.57 | 4.08 | 6.11
CR | Wind | 20 | TONG | 2.59 | 0.64 | 1.01 | 1.52
CR | Wind | 20 | TRAW_1 | 176.86 | 43.51 | 69.15 | 103.66
CR | Wind | 20 | UPPB_1 | 85.71 | 21.08 | 33.51 | 50.23
CR | Wind | 20 | UPPB_3 | 31.06 | 7.64 | 12.15 | 18.21
CR | Wind | 20 | USKM_1 | 7.14 | 1.76 | 2.79 | 4.19
CR | Wind | 20 | WALP_1 | 199.82 | 49.16 | 78.13 | 117.11
CR | Wind | 20 | WALP_B | 19.05 | 4.69 | 7.45 | 11.16
CR | Wind | 20 | WARL_1 | 1.13 | 0.28 | 0.44 | 0.66
CR | Wind | 20 | WASF_1 | 2.55 | 0.63 | 1 | 1.5
CR | Wind | 20 | WFIE | 18.42 | 4.53 | 7.2 | 10.8
CR | Wind | 20 | WILL_1 | 5.67 | 1.39 | 2.22 | 3.32
CR | Wind | 20 | WISH | 13.58 | 3.34 | 5.31 | 7.96
CR | Wind | 20 | WMEL_1 | 9.69 | 2.38 | 3.79 | 5.68
CR | Wind | 20 | WYLF_1 | 42.86 | 10.54 | 16.76 | 25.12
CR | Wind | 21 | ABNE_P | 10.68 | 2.63 | 4.18 | 6.26
CR | Wind | 21 | ALNE_P | 4.94 | 1.21 | 1.93 | 2.89
CR | Wind | 21 | ALVE1 | 109.64 | 26.97 | 42.87 | 64.26
CR | Wind | 21 | ARMO_P | 26.4 | 6.5 | 10.32 | 15.48
CR | Wind | 21 | BAGA | 53.22 | 13.09 | 20.81 | 31.19
CR | Wind | 21 | BARKC1 | 12.36 | 3.04 | 4.83 | 7.24
CR | Wind | 21 | BERW | 112.16 | 27.59 | 43.85 | 65.73
CR | Wind | 21 | BICF_1 | 258.75 | 63.65 | 162.48 | 188.9
CR | Wind | 21 | BIRK_1 | 191.9 | 47.21 | 131.8 | 146.96
CR | Wind | 21 | BLYTB1 | 100.94 | 24.83 | 52.55 | 67.11
CR | Wind | 21 | BLYTH132 | 118.94 | 29.26 | 46.5 | 69.71
CR | Wind | 21 | BONN | 17.45 | 4.29 | 6.82 | 10.23
CR | Wind | 21 | BRAW_1 | 20.78 | 5.11 | 8.13 | 12.18
CR | Wind | 21 | BRFO_1 | 30.4 | 7.48 | 15.67 | 20.12
CR | Wind | 21 | BRLE_1 | 2.31 | 0.57 | 0.9 | 1.35
CR | Wind | 21 | BURM_1 | 30.02 | 7.39 | 11.74 | 17.6
CR | Wind | 21 | BUSH_1 | 4.62 | 1.14 | 1.81 | 2.71
CR | Wind | 21 | CANTN1 | 152.77 | 37.58 | 104.92 | 116.99
CR | Wind | 21 | CARE_1 | 2.66 | 0.65 | 1.04 | 1.56
CR | Wind | 21 | CHAP | 27.01 | 6.64 | 10.56 | 15.83
CR | Wind | 21 | CHTE_1 | 15.65 | 3.85 | 6.12 | 9.17
CR | Wind | 21 | CONQA1 | 45.44 | 11.18 | 17.77 | 26.63
CR | Wind | 21 | COUA_P | 6.87 | 1.69 | 2.69 | 4.03
CR | Wind | 21 | COVE_1 | 16.17 | 3.98 | 6.32 | 9.47
CR | Wind | 21 | COYL | 71.11 | 17.49 | 27.8 | 41.68
CR | Wind | 21 | CREB_1 | 148.26 | 36.47 | 57.97 | 86.9
CR | Wind | 21 | CUMB | 4.39 | 1.08 | 1.72 | 2.57
CR | Wind | 21 | DEVO | 76.05 | 18.71 | 29.74 | 44.57
CR | Wind | 21 | DOUN_P | 13.53 | 3.33 | 5.29 | 7.93
CR | Wind | 21 | DRAX_1 | 109.06 | 26.83 | 42.64 | 63.92
CR | Wind | 21 | DUNB | 15.17 | 3.73 | 5.93 | 8.89
CR | Wind | 21 | DYCE_P | 18.68 | 4.59 | 7.3 | 10.95
CR | Wind | 21 | EASO_1 | 123.9 | 30.48 | 48.45 | 72.62
CR | Wind | 21 | ECCL | 31.39 | 7.72 | 12.27 | 18.4
CR | Wind | 21 | ECLA_1 | 2.31 | 0.57 | 0.9 | 1.35
CR | Wind | 21 | EKIS | 73.97 | 18.2 | 28.92 | 43.35
CR | Wind | 21 | ELLA_1 | 8.66 | 2.13 | 3.39 | 5.08
CR | Wind | 21 | ENDE_1 | 39.38 | 9.69 | 15.4 | 23.08
CR | Wind | 21 | FECK_6 | 1.5 | 0.37 | 0.59 | 0.88
CR | Wind | 21 | FIDD_P | 48.72 | 11.98 | 19.05 | 28.55
CR | Wind | 21 | FOUR_1 | 126.5 | 31.12 | 49.46 | 74.14
CR | Wind | 21 | FRAS_P | 1.72 | 0.42 | 0.67 | 1.01
CR | Wind | 21 | FROD_1 | 58.14 | 14.3 | 22.73 | 34.08
CR | Wind | 21 | GALA | 18.88 | 4.64 | 7.38 | 11.06
CR | Wind | 21 | GIFF | 4.83 | 1.19 | 1.89 | 2.83
CR | Wind | 21 | GLLU | 81.32 | 20 | 31.8 | 47.66
CR | Wind | 21 | GLNI | 36.38 | 8.95 | 14.22 | 21.32
CR | Wind | 21 | GREN_1 | 189.26 | 46.56 | 74 | 110.92
CR | Wind | 21 | GRIW_1 | 87.76 | 21.59 | 34.31 | 51.43
CR | Wind | 21 | G_EXTRA_11 | 24.14 | 5.94 | 9.44 | 14.15
CR | Wind | 21 | G_EXTRA_12 | 12 | 2.95 | 4.69 | 7.03
CR | Wind | 21 | G_EXTRA_13 | 34 | 8.37 | 13.3 | 19.93
CR | Wind | 21 | G_EXTRA_2 | 19.75 | 4.86 | 7.72 | 11.58
CR | Wind | 21 | G_EXTRA_8 | 59.15 | 14.55 | 23.13 | 34.67
CR | Wind | 21 | G_EXTRA_9 | 50.48 | 12.42 | 19.74 | 29.59
CR | Wind | 21 | HARK_1 | 85.52 | 21.04 | 33.44 | 50.12
CR | Wind | 21 | HARM_6 | 29.36 | 7.22 | 11.48 | 17.21
CR | Wind | 21 | HAWI | 17.56 | 4.32 | 6.87 | 10.29
CR | Wind | 21 | HAWP_6 | 40.99 | 10.08 | 16.03 | 24.03
CR | Wind | 21 | HEYS_1 | 68.96 | 16.96 | 26.96 | 40.42
CR | Wind | 21 | HUER | 24 | 5.9 | 16.48 | 18.38
CR | Wind | 21 | HUTT_1 | 90.53 | 22.27 | 35.4 | 53.06
CR | Wind | 21 | INDQ1 | 103.35 | 25.42 | 40.41 | 60.57
CR | Wind | 21 | INKE | 1.76 | 0.43 | 0.69 | 1.03
CR | Wind | 21 | IROA1 | 7.97 | 1.96 | 3.12 | 4.67
CR | Wind | 21 | KEAD_1 | 144.34 | 35.51 | 56.44 | 84.6
CR | Wind | 21 | KEIT_P | 24.78 | 6.1 | 9.69 | 14.53
CR | Wind | 21 | KEMS_1 | 14.78 | 3.64 | 5.78 | 8.66
CR | Wind | 21 | KILS | 15.69 | 3.86 | 6.14 | 9.2
CR | Wind | 21 | KILT | 5.49 | 1.35 | 2.15 | 3.22
CR | Wind | 21 | KINT_P | 5.75 | 1.41 | 2.25 | 3.37
CR | Wind | 21 | KIRKB1 | 18.48 | 4.54 | 7.22 | 10.83
CR | Wind | 21 | LACK_6 | 66.21 | 16.29 | 45.47 | 50.7
CR | Wind | 21 | LAIR_P | 8.05 | 1.98 | 3.15 | 4.72
CR | Wind | 21 | LAND1 | 8.78 | 2.16 | 3.43 | 5.14
CR | Wind | 21 | LEVE | 8.65 | 2.13 | 5.45 | 6.33
CR | Wind | 21 | LING | 66.45 | 16.35 | 25.98 | 38.95
CR | Wind | 21 | LINM | 87.68 | 21.57 | 34.28 | 51.39
CR | Wind | 21 | LISD_1 | 15.7 | 3.86 | 6.14 | 9.2
CR | Wind | 21 | MACD_P | 27 | 6.64 | 10.56 | 15.83
CR | Wind | 21 | MAGA_6 | 9.24 | 2.27 | 3.61 | 5.41
CR | Wind | 21 | MELK_1 | 2.31 | 0.57 | 0.9 | 1.35
CR | Wind | 21 | MILC_P | 4.29 | 1.06 | 1.68 | 2.52
CR | Wind | 21 | MITY_1 | 7.51 | 1.85 | 2.93 | 4.4
CR | Wind | 21 | MYBS_P | 27.47 | 6.76 | 10.74 | 16.1
CR | Wind | 21 | NEAR | 2.52 | 0.62 | 0.99 | 1.48
CR | Wind | 21 | NEEP_3 | 22.4 | 5.51 | 8.76 | 13.13
CR | Wind | 21 | NINF_1 | 8.66 | 2.13 | 3.39 | 5.08
CR | Wind | 21 | NORM_1 | 92.66 | 22.79 | 55.15 | 65.8
CR | Wind | 21 | NORT_1 | 56.35 | 13.86 | 22.03 | 33.03
CR | Wind | 21 | OFFE_3 | 5.96 | 1.47 | 2.33 | 3.49
CR | Wind | 21 | PADIB1 | 60.74 | 14.94 | 23.75 | 35.6
CR | Wind | 21 | PEMB_1 | 32.22 | 7.93 | 12.6 | 18.88
CR | Wind | 21 | PENT_1 | 81.98 | 20.17 | 50.98 | 59.54
CR | Wind | 21 | POOB | 6.58 | 1.62 | 2.57 | 3.86
CR | Wind | 21 | PORA_P | 17.07 | 4.2 | 6.67 | 10
CR | Wind | 21 | PYLE_1 | 141.16 | 34.73 | 55.19 | 82.74
CR | Wind | 21 | RAIN_1 | 1.15 | 0.28 | 0.45 | 0.68
CR | Wind | 21 | RASS_1 | 16.05 | 3.95 | 6.28 | 9.41
CR | Wind | 21 | RATS_1 | 12.24 | 3.01 | 4.79 | 7.17
CR | Wind | 21 | RAYL_1 | 67.78 | 16.67 | 26.5 | 39.73
CR | Wind | 21 | REDH | 27.87 | 6.86 | 10.9 | 16.34
CR | Wind | 21 | REDM_P | 12.33 | 3.03 | 4.82 | 7.23
CR | Wind | 21 | ROCH_1 | 132.68 | 32.64 | 51.88 | 77.76
CR | Wind | 21 | SALH_1 | 16.17 | 3.98 | 6.32 | 9.47
CR | Wind | 21 | SALT_1 | 71.71 | 17.64 | 28.04 | 42.03
CR | Wind | 21 | SBAR | 1.73 | 0.43 | 0.68 | 1.02
CR | Wind | 21 | SEAB1 | 32.56 | 8.01 | 12.73 | 19.09
CR | Wind | 21 | SELL_1 | 69.05 | 16.99 | 27 | 40.47
CR | Wind | 21 | SFEG_P | 19.86 | 4.88 | 7.76 | 11.64
CR | Wind | 21 | SHRW_1 | 73.96 | 18.19 | 28.92 | 43.35
CR | Wind | 21 | SKLGB1 | 11.84 | 2.91 | 4.63 | 6.94
CR | Wind | 21 | SPEN_1 | 36.95 | 9.09 | 14.45 | 21.66
CR | Wind | 21 | STAY_1 | 35.22 | 8.66 | 13.77 | 20.64
CR | Wind | 21 | STES_1 | 33.35 | 8.2 | 13.04 | 19.55
CR | Wind | 21 | STHA | 13.39 | 3.29 | 5.23 | 7.85
CR | Wind | 21 | STIR | 21.95 | 5.4 | 8.58 | 12.86
CR | Wind | 21 | STLE | 24.69 | 6.07 | 9.65 | 14.47
CR | Wind | 21 | STRI_P | 23.29 | 5.73 | 9.11 | 13.65
CR | Wind | 21 | SUND_1 | 4.39 | 1.08 | 1.72 | 2.57
CR | Wind | 21 | SWAN_1 | 109.24 | 26.87 | 42.71 | 64.02
CR | Wind | 21 | TARL_P | 4.72 | 1.16 | 1.85 | 2.77
CR | Wind | 21 | TAYN_P | 8.59 | 2.11 | 3.36 | 5.03
CR | Wind | 21 | THOM_6 | 69.51 | 17.1 | 27.18 | 40.74
CR | Wind | 21 | THSO_P | 50.66 | 12.46 | 19.81 | 29.69
CR | Wind | 21 | THUR_6 | 31.06 | 7.64 | 12.15 | 18.21
CR | Wind | 21 | TILBB_1 | 10.62 | 2.61 | 4.15 | 6.23
CR | Wind | 21 | TONG | 2.63 | 0.65 | 1.03 | 1.54
CR | Wind | 21 | TRAW_1 | 180.13 | 44.31 | 70.43 | 105.58
CR | Wind | 21 | UPPB_1 | 87.3 | 21.47 | 34.13 | 51.16
CR | Wind | 21 | UPPB_3 | 31.64 | 7.78 | 12.37 | 18.54
CR | Wind | 21 | USKM_1 | 7.27 | 1.79 | 2.84 | 4.26
CR | Wind | 21 | WALP_1 | 203.52 | 50.07 | 79.58 | 119.28
CR | Wind | 21 | WALP_B | 19.4 | 4.77 | 7.59 | 11.37
CR | Wind | 21 | WARL_1 | 1.15 | 0.28 | 0.45 | 0.68
CR | Wind | 21 | WASF_1 | 2.6 | 0.64 | 1.02 | 1.52
CR | Wind | 21 | WFIE | 18.77 | 4.62 | 7.34 | 11
CR | Wind | 21 | WILL_1 | 5.77 | 1.42 | 2.26 | 3.38
CR | Wind | 21 | WISH | 13.83 | 3.4 | 5.41 | 8.1
CR | Wind | 21 | WMEL_1 | 9.87 | 2.43 | 3.86 | 5.79
CR | Wind | 21 | WYLF_1 | 43.65 | 10.74 | 17.07 | 25.58
CR | Wind | 22 | ABNE_P | 10.9 | 2.68 | 4.26 | 6.39
CR | Wind | 22 | ALNE_P | 5.04 | 1.24 | 1.97 | 2.95
CR | Wind | 22 | ALVE1 | 111.94 | 27.54 | 43.77 | 65.61
CR | Wind | 22 | ARMO_P | 26.96 | 6.63 | 10.54 | 15.8
CR | Wind | 22 | BAGA | 54.34 | 13.37 | 21.25 | 31.85
CR | Wind | 22 | BARKC1 | 12.61 | 3.1 | 4.93 | 7.39
CR | Wind | 22 | BERW | 114.51 | 28.17 | 44.77 | 67.11
CR | Wind | 22 | BICF_1 | 259.83 | 63.92 | 162.9 | 189.53
CR | Wind | 22 | BIRK_1 | 191.9 | 47.21 | 131.8 | 146.96
CR | Wind | 22 | BLYTB1 | 102.13 | 25.12 | 53.02 | 67.81
CR | Wind | 22 | BLYTH132 | 121.43 | 29.87 | 47.48 | 71.17
CR | Wind | 22 | BONN | 17.82 | 4.38 | 6.97 | 10.44
CR | Wind | 22 | BRAW_1 | 21.22 | 5.22 | 8.3 | 12.44
CR | Wind | 22 | BRFO_1 | 30.77 | 7.57 | 15.82 | 20.33
CR | Wind | 22 | BRLE_1 | 2.36 | 0.58 | 0.92 | 1.38
CR | Wind | 22 | BURM_1 | 30.65 | 7.54 | 11.99 | 17.97
CR | Wind | 22 | BUSH_1 | 4.72 | 1.16 | 1.84 | 2.76
CR | Wind | 22 | CANTN1 | 152.77 | 37.58 | 104.92 | 116.99
CR | Wind | 22 | CARE_1 | 2.71 | 0.67 | 1.06 | 1.59
CR | Wind | 22 | CHAP | 27.58 | 6.78 | 10.78 | 16.16
CR | Wind | 22 | CHTE_1 | 15.97 | 3.93 | 6.25 | 9.36
CR | Wind | 22 | CONQA1 | 46.39 | 11.41 | 18.14 | 27.19
CR | Wind | 22 | COUA_P | 7.01 | 1.73 | 2.74 | 4.11
CR | Wind | 22 | COVE_1 | 16.51 | 4.06 | 6.45 | 9.67
CR | Wind | 22 | COYL | 72.61 | 17.86 | 28.39 | 42.55
CR | Wind | 22 | CREB_1 | 151.38 | 37.24 | 59.19 | 88.72
CR | Wind | 22 | CUMB | 4.48 | 1.1 | 1.75 | 2.63
CR | Wind | 22 | DEVO | 77.65 | 19.1 | 30.36 | 45.51
CR | Wind | 22 | DOUN_P | 13.82 | 3.4 | 5.4 | 8.1
CR | Wind | 22 | DRAX_1 | 111.35 | 27.39 | 43.54 | 65.26
CR | Wind | 22 | DUNB | 15.48 | 3.81 | 6.05 | 9.08
CR | Wind | 22 | DYCE_P | 19.07 | 4.69 | 7.46 | 11.18
CR | Wind | 22 | EASO_1 | 126.5 | 31.12 | 49.46 | 74.14
CR | Wind | 22 | ECCL | 32.05 | 7.88 | 12.53 | 18.78
CR | Wind | 22 | ECLA_1 | 2.36 | 0.58 | 0.92 | 1.38
CR | Wind | 22 | EKIS | 75.52 | 18.58 | 29.53 | 44.26
CR | Wind | 22 | ELLA_1 | 8.84 | 2.18 | 3.46 | 5.18
CR | Wind | 22 | ENDE_1 | 40.2 | 9.89 | 15.72 | 23.56
CR | Wind | 22 | FECK_6 | 1.53 | 0.38 | 0.6 | 0.9
CR | Wind | 22 | FIDD_P | 49.74 | 12.24 | 19.45 | 29.15
CR | Wind | 22 | FOUR_1 | 129.15 | 31.77 | 50.5 | 75.7
CR | Wind | 22 | FRAS_P | 1.75 | 0.43 | 0.69 | 1.03
CR | Wind | 22 | FROD_1 | 59.36 | 14.6 | 23.21 | 34.79
CR | Wind | 22 | GALA | 19.27 | 4.74 | 7.54 | 11.3
CR | Wind | 22 | GIFF | 4.93 | 1.21 | 1.93 | 2.89
CR | Wind | 22 | GLLU | 83.03 | 20.42 | 32.46 | 48.66
CR | Wind | 22 | GLNI | 37.14 | 9.14 | 14.52 | 21.77
CR | Wind | 22 | GREN_1 | 193.23 | 47.53 | 75.55 | 113.25
CR | Wind | 22 | GRIW_1 | 89.6 | 22.04 | 35.03 | 52.52
CR | Wind | 22 | G_EXTRA_11 | 24.65 | 6.06 | 9.64 | 14.45
CR | Wind | 22 | G_EXTRA_12 | 12.25 | 3.01 | 4.79 | 7.18
CR | Wind | 22 | G_EXTRA_13 | 34.72 | 8.54 | 13.58 | 20.35
CR | Wind | 22 | G_EXTRA_2 | 20.17 | 4.96 | 7.89 | 11.82
CR | Wind | 22 | G_EXTRA_8 | 60.39 | 14.86 | 23.61 | 35.4
CR | Wind | 22 | G_EXTRA_9 | 51.54 | 12.68 | 20.15 | 30.21
CR | Wind | 22 | HARK_1 | 87.31 | 21.48 | 34.14 | 51.17
CR | Wind | 22 | HARM_6 | 29.98 | 7.38 | 11.72 | 17.57
CR | Wind | 22 | HAWI | 17.93 | 4.41 | 7.01 | 10.51
CR | Wind | 22 | HAWP_6 | 41.85 | 10.3 | 16.36 | 24.53
CR | Wind | 22 | HEYS_1 | 70.41 | 17.32 | 27.53 | 41.27
CR | Wind | 22 | HUER | 24 | 5.9 | 16.48 | 18.38
CR | Wind | 22 | HUTT_1 | 92.43 | 22.74 | 36.14 | 54.17
CR | Wind | 22 | INDQ1 | 105.52 | 25.96 | 41.26 | 61.84
CR | Wind | 22 | INKE | 1.79 | 0.44 | 0.7 | 1.05
CR | Wind | 22 | IROA1 | 8.13 | 2 | 3.18 | 4.77
CR | Wind | 22 | KEAD_1 | 147.37 | 36.25 | 57.62 | 86.37
CR | Wind | 22 | KEIT_P | 25.3 | 6.22 | 9.89 | 14.83
CR | Wind | 22 | KEMS_1 | 15.09 | 3.71 | 5.9 | 8.84
CR | Wind | 22 | KILS | 16.02 | 3.94 | 6.26 | 9.39
CR | Wind | 22 | KILT | 5.6 | 1.38 | 2.19 | 3.28
CR | Wind | 22 | KINT_P | 5.87 | 1.44 | 2.3 | 3.44
CR | Wind | 22 | KIRKB1 | 18.86 | 4.64 | 7.38 | 11.06
CR | Wind | 22 | LACK_6 | 66.21 | 16.29 | 45.47 | 50.7
CR | Wind | 22 | LAIR_P | 8.22 | 2.02 | 3.21 | 4.82
CR | Wind | 22 | LAND1 | 8.96 | 2.2 | 3.5 | 5.25
CR | Wind | 22 | LEVE | 8.68 | 2.14 | 5.46 | 6.35
CR | Wind | 22 | LING | 67.84 | 16.69 | 26.53 | 39.76
CR | Wind | 22 | LINM | 89.52 | 22.02 | 35 | 52.47
CR | Wind | 22 | LISD_1 | 16.03 | 3.94 | 6.27 | 9.4
CR | Wind | 22 | MACD_P | 27.57 | 6.78 | 10.78 | 16.16
CR | Wind | 22 | MAGA_6 | 9.43 | 2.32 | 3.69 | 5.53
CR | Wind | 22 | MELK_1 | 2.36 | 0.58 | 0.92 | 1.38
CR | Wind | 22 | MILC_P | 4.38 | 1.08 | 1.71 | 2.57
CR | Wind | 22 | MITY_1 | 7.66 | 1.89 | 3 | 4.49
CR | Wind | 22 | MYBS_P | 28.04 | 6.9 | 10.96 | 16.44
CR | Wind | 22 | NEAR | 2.58 | 0.63 | 1.01 | 1.51
CR | Wind | 22 | NEEP_3 | 22.87 | 5.63 | 8.94 | 13.41
CR | Wind | 22 | NINF_1 | 8.84 | 2.18 | 3.46 | 5.18
CR | Wind | 22 | NORM_1 | 93.26 | 22.94 | 55.39 | 66.16
CR | Wind | 22 | NORT_1 | 57.53 | 14.15 | 22.5 | 33.72
CR | Wind | 22 | OFFE_3 | 6.08 | 1.5 | 2.38 | 3.57
CR | Wind | 22 | PADIB1 | 62.01 | 15.26 | 24.25 | 36.35
CR | Wind | 22 | PEMB_1 | 32.89 | 8.09 | 12.86 | 19.28
CR | Wind | 22 | PENT_1 | 82.36 | 20.26 | 51.12 | 59.76
CR | Wind | 22 | POOB | 6.72 | 1.65 | 2.63 | 3.94
CR | Wind | 22 | PORA_P | 17.42 | 4.29 | 6.81 | 10.21
CR | Wind | 22 | PYLE_1 | 144.13 | 35.46 | 56.35 | 84.47
CR | Wind | 22 | RAIN_1 | 1.18 | 0.29 | 0.46 | 0.69
CR | Wind | 22 | RASS_1 | 16.39 | 4.03 | 6.41 | 9.6
CR | Wind | 22 | RATS_1 | 12.5 | 3.07 | 4.89 | 7.32
CR | Wind | 22 | RAYL_1 | 69.2 | 17.02 | 27.06 | 40.56
CR | Wind | 22 | REDH | 28.46 | 7 | 11.13 | 16.68
CR | Wind | 22 | REDM_P | 12.59 | 3.1 | 4.92 | 7.38
CR | Wind | 22 | ROCH_1 | 135.46 | 33.32 | 52.97 | 79.39
CR | Wind | 22 | SALH_1 | 16.51 | 4.06 | 6.45 | 9.67
CR | Wind | 22 | SALT_1 | 73.21 | 18.01 | 28.63 | 42.91
CR | Wind | 22 | SBAR | 1.77 | 0.44 | 0.69 | 1.04
CR | Wind | 22 | SEAB1 | 33.25 | 8.18 | 13 | 19.49
CR | Wind | 22 | SELL_1 | 70.5 | 17.34 | 27.57 | 41.32
CR | Wind | 22 | SFEG_P | 20.27 | 4.99 | 7.93 | 11.88
CR | Wind | 22 | SHRW_1 | 75.51 | 18.58 | 29.53 | 44.26
CR | Wind | 22 | SKLGB1 | 12.08 | 2.97 | 4.72 | 7.08
CR | Wind | 22 | SPEN_1 | 37.73 | 9.28 | 14.75 | 22.11
CR | Wind | 22 | STAY_1 | 35.96 | 8.85 | 14.06 | 21.08
CR | Wind | 22 | STES_1 | 34.05 | 8.38 | 13.31 | 19.96
CR | Wind | 22 | STHA | 13.67 | 3.36 | 5.34 | 8.01
CR | Wind | 22 | STIR | 22.41 | 5.51 | 8.76 | 13.13
CR | Wind | 22 | STLE | 25.21 | 6.2 | 9.86 | 14.78
CR | Wind | 22 | STRI_P | 23.78 | 5.85 | 9.3 | 13.94
CR | Wind | 22 | SUND_1 | 4.48 | 1.1 | 1.75 | 2.63
CR | Wind | 22 | SWAN_1 | 111.53 | 27.44 | 43.61 | 65.37
CR | Wind | 22 | TARL_P | 4.82 | 1.19 | 1.89 | 2.83
CR | Wind | 22 | TAYN_P | 8.77 | 2.16 | 3.43 | 5.14
CR | Wind | 22 | THOM_6 | 70.97 | 17.46 | 27.75 | 41.6
CR | Wind | 22 | THSO_P | 51.72 | 12.72 | 20.22 | 30.32
CR | Wind | 22 | THUR_6 | 31.71 | 7.8 | 12.4 | 18.59
CR | Wind | 22 | TILBB_1 | 10.85 | 2.67 | 4.24 | 6.36
CR | Wind | 22 | TONG | 2.69 | 0.66 | 1.05 | 1.58
CR | Wind | 22 | TRAW_1 | 183.92 | 45.24 | 71.91 | 107.79
CR | Wind | 22 | UPPB_1 | 89.13 | 21.93 | 34.85 | 52.24
CR | Wind | 22 | UPPB_3 | 32.3 | 7.95 | 12.63 | 18.93
CR | Wind | 22 | USKM_1 | 7.43 | 1.83 | 2.9 | 4.35
CR | Wind | 22 | WALP_1 | 207.79 | 51.12 | 81.25 | 121.79
CR | Wind | 22 | WALP_B | 19.81 | 4.87 | 7.74 | 11.61
CR | Wind | 22 | WARL_1 | 1.18 | 0.29 | 0.46 | 0.69
CR | Wind | 22 | WASF_1 | 2.65 | 0.65 | 1.04 | 1.55
CR | Wind | 22 | WFIE | 19.16 | 4.71 | 7.49 | 11.23
CR | Wind | 22 | WILL_1 | 5.89 | 1.45 | 2.3 | 3.45
CR | Wind | 22 | WISH | 14.12 | 3.47 | 5.52 | 8.27
CR | Wind | 22 | WMEL_1 | 10.08 | 2.48 | 3.94 | 5.91
CR | Wind | 22 | WYLF_1 | 44.56 | 10.96 | 17.42 | 26.12
CR | Wind | 23 | ABNE_P | 11.15 | 2.74 | 4.36 | 6.54
CR | Wind | 23 | ALNE_P | 5.16 | 1.27 | 2.02 | 3.02
CR | Wind | 23 | ALVE1 | 114.52 | 28.17 | 44.78 | 67.12
CR | Wind | 23 | ARMO_P | 27.58 | 6.78 | 10.78 | 16.16
CR | Wind | 23 | BAGA | 55.59 | 13.68 | 21.74 | 32.58
CR | Wind | 23 | BARKC1 | 12.91 | 3.17 | 5.05 | 7.56
CR | Wind | 23 | BERW | 117.14 | 28.82 | 45.8 | 68.66
CR | Wind | 23 | BICF_1 | 261.04 | 64.22 | 163.37 | 190.24
CR | Wind | 23 | BIRK_1 | 191.9 | 47.21 | 131.8 | 146.96
CR | Wind | 23 | BLYTB1 | 103.46 | 25.45 | 53.54 | 68.59
CR | Wind | 23 | BLYTH132 | 124.23 | 30.56 | 48.57 | 72.81
CR | Wind | 23 | BONN | 18.22 | 4.48 | 7.13 | 10.68
CR | Wind | 23 | BRAW_1 | 21.71 | 5.34 | 8.49 | 12.72
CR | Wind | 23 | BRFO_1 | 31.19 | 7.67 | 15.98 | 20.58
CR | Wind | 23 | BRLE_1 | 2.41 | 0.59 | 0.94 | 1.41
CR | Wind | 23 | BURM_1 | 31.36 | 7.71 | 12.26 | 18.38
CR | Wind | 23 | BUSH_1 | 4.82 | 1.19 | 1.89 | 2.83
CR | Wind | 23 | CANTN1 | 152.77 | 37.58 | 104.92 | 116.99
CR | Wind | 23 | CARE_1 | 2.77 | 0.68 | 1.08 | 1.63
CR | Wind | 23 | CHAP | 28.21 | 6.94 | 11.03 | 16.54
CR | Wind | 23 | CHTE_1 | 16.34 | 4.02 | 6.39 | 9.58
CR | Wind | 23 | CONQA1 | 47.46 | 11.67 | 18.56 | 27.82
CR | Wind | 23 | COUA_P | 7.17 | 1.76 | 2.81 | 4.21
CR | Wind | 23 | COVE_1 | 16.89 | 4.15 | 6.6 | 9.9
CR | Wind | 23 | COYL | 74.27 | 18.27 | 29.04 | 43.53
CR | Wind | 23 | CREB_1 | 154.86 | 38.1 | 60.55 | 90.76
CR | Wind | 23 | CUMB | 4.58 | 1.13 | 1.79 | 2.69
CR | Wind | 23 | DEVO | 79.43 | 19.54 | 31.06 | 46.56
CR | Wind | 23 | DOUN_P | 14.14 | 3.48 | 5.53 | 8.29
CR | Wind | 23 | DRAX_1 | 113.91 | 28.02 | 44.54 | 66.76
CR | Wind | 23 | DUNB | 15.84 | 3.9 | 6.19 | 9.28
CR | Wind | 23 | DYCE_P | 19.51 | 4.8 | 7.63 | 11.43
CR | Wind | 23 | EASO_1 | 129.41 | 31.84 | 50.6 | 75.85
CR | Wind | 23 | ECCL | 32.78 | 8.06 | 12.82 | 19.21
CR | Wind | 23 | ECLA_1 | 2.41 | 0.59 | 0.94 | 1.41
CR | Wind | 23 | EKIS | 77.26 | 19 | 30.21 | 45.28
CR | Wind | 23 | ELLA_1 | 9.05 | 2.23 | 3.54 | 5.3
CR | Wind | 23 | ENDE_1 | 41.13 | 10.12 | 16.08 | 24.1
CR | Wind | 23 | FECK_6 | 1.57 | 0.39 | 0.61 | 0.92
CR | Wind | 23 | FIDD_P | 50.88 | 12.52 | 19.9 | 29.82
CR | Wind | 23 | FOUR_1 | 132.13 | 32.5 | 51.66 | 77.44
CR | Wind | 23 | FRAS_P | 1.79 | 0.44 | 0.7 | 1.05
CR | Wind | 23 | FROD_1 | 60.73 | 14.94 | 23.74 | 35.59
CR | Wind | 23 | GALA | 19.71 | 4.85 | 7.71 | 11.55
CR | Wind | 23 | GIFF | 5.04 | 1.24 | 1.97 | 2.96
CR | Wind | 23 | GLLU | 84.93 | 20.89 | 33.21 | 49.78
CR | Wind | 23 | GLNI | 38 | 9.35 | 14.86 | 22.27
CR | Wind | 23 | GREN_1 | 197.68 | 48.63 | 77.29 | 115.86
CR | Wind | 23 | GRIW_1 | 91.66 | 22.55 | 35.84 | 53.72
CR | Wind | 23 | G_EXTRA_11 | 25.22 | 6.2 | 9.86 | 14.78
CR | Wind | 23 | G_EXTRA_12 | 12.53 | 3.08 | 4.9 | 7.35
CR | Wind | 23 | G_EXTRA_13 | 35.52 | 8.74 | 13.89 | 20.82
CR | Wind | 23 | G_EXTRA_2 | 20.63 | 5.08 | 8.07 | 12.09
CR | Wind | 23 | G_EXTRA_8 | 61.78 | 15.2 | 24.16 | 36.21
CR | Wind | 23 | G_EXTRA_9 | 52.73 | 12.97 | 20.62 | 30.9
CR | Wind | 23 | HARK_1 | 89.32 | 21.97 | 34.92 | 52.35
CR | Wind | 23 | HARM_6 | 30.67 | 7.54 | 11.99 | 17.98
CR | Wind | 23 | HAWI | 18.34 | 4.51 | 7.17 | 10.75
CR | Wind | 23 | HAWP_6 | 42.82 | 10.53 | 16.74 | 25.09
CR | Wind | 23 | HEYS_1 | 72.03 | 17.72 | 28.16 | 42.21
CR | Wind | 23 | HUER | 24 | 5.9 | 16.48 | 18.38
CR | Wind | 23 | HUTT_1 | 94.56 | 23.26 | 36.97 | 55.42
CR | Wind | 23 | INDQ1 | 107.94 | 26.55 | 42.21 | 63.27
CR | Wind | 23 | INKE | 1.83 | 0.45 | 0.72 | 1.07
CR | Wind | 23 | IROA1 | 8.32 | 2.05 | 3.25 | 4.88
CR | Wind | 23 | KEAD_1 | 150.76 | 37.09 | 58.95 | 88.36
CR | Wind | 23 | KEIT_P | 25.89 | 6.37 | 10.12 | 15.17
CR | Wind | 23 | KEMS_1 | 15.44 | 3.8 | 6.04 | 9.05
CR | Wind | 23 | KILS | 16.39 | 4.03 | 6.41 | 9.61
CR | Wind | 23 | KILT | 5.73 | 1.41 | 2.24 | 3.36
CR | Wind | 23 | KINT_P | 6.01 | 1.48 | 2.35 | 3.52
CR | Wind | 23 | KIRKB1 | 19.3 | 4.75 | 7.55 | 11.31
CR | Wind | 23 | LACK_6 | 66.21 | 16.29 | 45.47 | 50.7
CR | Wind | 23 | LAIR_P | 8.41 | 2.07 | 3.29 | 4.93
CR | Wind | 23 | LAND1 | 9.17 | 2.25 | 3.58 | 5.37
CR | Wind | 23 | LEVE | 8.72 | 2.14 | 5.48 | 6.37
CR | Wind | 23 | LING | 69.4 | 17.07 | 27.14 | 40.68
CR | Wind | 23 | LINM | 91.58 | 22.53 | 35.81 | 53.68
CR | Wind | 23 | LISD_1 | 16.4 | 4.04 | 6.41 | 9.61
CR | Wind | 23 | MACD_P | 28.21 | 6.94 | 11.03 | 16.53
CR | Wind | 23 | MAGA_6 | 9.65 | 2.37 | 3.77 | 5.66
CR | Wind | 23 | MELK_1 | 2.41 | 0.59 | 0.94 | 1.41
CR | Wind | 23 | MILC_P | 4.48 | 1.1 | 1.75 | 2.63
CR | Wind | 23 | MITY_1 | 7.84 | 1.93 | 3.07 | 4.59
CR | Wind | 23 | MYBS_P | 28.69 | 7.06 | 11.22 | 16.81
CR | Wind | 23 | NEAR | 2.64 | 0.65 | 1.03 | 1.55
CR | Wind | 23 | NEEP_3 | 23.4 | 5.76 | 9.15 | 13.71
CR | Wind | 23 | NINF_1 | 9.05 | 2.23 | 3.54 | 5.3
CR | Wind | 23 | NORM_1 | 93.94 | 23.11 | 55.65 | 66.55
CR | Wind | 23 | NORT_1 | 58.86 | 14.48 | 23.01 | 34.5
CR | Wind | 23 | OFFE_3 | 6.22 | 1.53 | 2.43 | 3.65
CR | Wind | 23 | PADIB1 | 63.44 | 15.61 | 24.8 | 37.18
CR | Wind | 23 | PEMB_1 | 33.65 | 8.28 | 13.16 | 19.72
CR | Wind | 23 | PENT_1 | 82.78 | 20.36 | 51.29 | 60.01
CR | Wind | 23 | POOB | 6.88 | 1.69 | 2.69 | 4.03
CR | Wind | 23 | PORA_P | 17.82 | 4.38 | 6.97 | 10.45
CR | Wind | 23 | PYLE_1 | 147.44 | 36.27 | 57.65 | 86.42
CR | Wind | 23 | RAIN_1 | 1.21 | 0.3 | 0.47 | 0.71
CR | Wind | 23 | RASS_1 | 16.76 | 4.12 | 6.55 | 9.83
CR | Wind | 23 | RATS_1 | 12.78 | 3.14 | 5 | 7.49
CR | Wind | 23 | RAYL_1 | 70.8 | 17.42 | 27.68 | 41.49
CR | Wind | 23 | REDH | 29.11 | 7.16 | 11.38 | 17.06
CR | Wind | 23 | REDM_P | 12.88 | 3.17 | 5.04 | 7.55
CR | Wind | 23 | ROCH_1 | 138.58 | 34.09 | 54.18 | 81.22
CR | Wind | 23 | SALH_1 | 16.89 | 4.15 | 6.6 | 9.9
CR | Wind | 23 | SALT_1 | 74.9 | 18.42 | 29.28 | 43.9
CR | Wind | 23 | SBAR | 1.81 | 0.45 | 0.71 | 1.06
CR | Wind | 23 | SEAB1 | 34.01 | 8.37 | 13.3 | 19.93
CR | Wind | 23 | SELL_1 | 72.12 | 17.74 | 28.2 | 42.27
CR | Wind | 23 | SFEG_P | 20.74 | 5.1 | 8.11 | 12.16
CR | Wind | 23 | SHRW_1 | 77.25 | 19 | 30.2 | 45.28
CR | Wind | 23 | SKLGB1 | 12.36 | 3.04 | 4.83 | 7.25
CR | Wind | 23 | SPEN_1 | 38.59 | 9.49 | 15.09 | 22.62
CR | Wind | 23 | STAY_1 | 36.79 | 9.05 | 14.38 | 21.56
CR | Wind | 23 | STES_1 | 34.83 | 8.57 | 13.62 | 20.41
CR | Wind | 23 | STHA | 13.98 | 3.44 | 5.47 | 8.2
CR | Wind | 23 | STIR | 22.92 | 5.64 | 8.96 | 13.44
CR | Wind | 23 | STLE | 25.79 | 6.34 | 10.08 | 15.12
CR | Wind | 23 | STRI_P | 24.33 | 5.98 | 9.51 | 14.26
CR | Wind | 23 | SUND_1 | 4.58 | 1.13 | 1.79 | 2.69
CR | Wind | 23 | SWAN_1 | 114.09 | 28.07 | 44.61 | 66.87
CR | Wind | 23 | TARL_P | 4.93 | 1.21 | 1.93 | 2.89
CR | Wind | 23 | TAYN_P | 8.97 | 2.21 | 3.51 | 5.26
CR | Wind | 23 | THOM_6 | 72.61 | 17.86 | 28.39 | 42.55
CR | Wind | 23 | THSO_P | 52.91 | 13.02 | 20.69 | 31.01
CR | Wind | 23 | THUR_6 | 32.44 | 7.98 | 12.69 | 19.02
CR | Wind | 23 | TILBB_1 | 11.1 | 2.73 | 4.34 | 6.5
CR | Wind | 23 | TONG | 2.75 | 0.68 | 1.08 | 1.61
CR | Wind | 23 | TRAW_1 | 188.15 | 46.28 | 73.57 | 110.27
CR | Wind | 23 | UPPB_1 | 91.18 | 22.43 | 35.65 | 53.44
CR | Wind | 23 | UPPB_3 | 33.05 | 8.13 | 12.92 | 19.37
CR | Wind | 23 | USKM_1 | 7.6 | 1.87 | 2.97 | 4.45
CR | Wind | 23 | WALP_1 | 212.57 | 52.29 | 83.12 | 124.59
CR | Wind | 23 | WALP_B | 20.26 | 4.98 | 7.92 | 11.88
CR | Wind | 23 | WARL_1 | 1.21 | 0.3 | 0.47 | 0.71
CR | Wind | 23 | WASF_1 | 2.71 | 0.67 | 1.06 | 1.59
CR | Wind | 23 | WFIE | 19.6 | 4.82 | 7.66 | 11.49
CR | Wind | 23 | WILL_1 | 6.03 | 1.48 | 2.36 | 3.53
CR | Wind | 23 | WISH | 14.44 | 3.55 | 5.65 | 8.46
CR | Wind | 23 | WMEL_1 | 10.31 | 2.54 | 4.03 | 6.04
CR | Wind | 23 | WYLF_1 | 45.59 | 11.22 | 17.83 | 26.72
CR | Wind | 24 | ABNE_P | 11.48 | 2.82 | 4.49 | 6.73
CR | Wind | 24 | ALNE_P | 5.31 | 1.31 | 2.07 | 3.11
CR | Wind | 24 | ALVE1 | 117.84 | 28.99 | 46.07 | 69.06
CR | Wind | 24 | ARMO_P | 28.38 | 6.98 | 11.1 | 16.63
CR | Wind | 24 | BAGA | 57.2 | 14.07 | 22.37 | 33.53
CR | Wind | 24 | BARKC1 | 13.28 | 3.27 | 5.19 | 7.78
CR | Wind | 24 | BERW | 120.54 | 29.65 | 47.13 | 70.65
CR | Wind | 24 | BICF_1 | 262.6 | 64.6 | 163.98 | 191.15
CR | Wind | 24 | BIRK_1 | 191.9 | 47.21 | 131.8 | 146.96
CR | Wind | 24 | BLYTB1 | 105.18 | 25.87 | 54.21 | 69.6
CR | Wind | 24 | BLYTH132 | 127.83 | 31.45 | 49.98 | 74.92
CR | Wind | 24 | BONN | 18.75 | 4.61 | 7.33 | 10.99
CR | Wind | 24 | BRAW_1 | 22.34 | 5.5 | 8.73 | 13.09
CR | Wind | 24 | BRFO_1 | 31.72 | 7.8 | 16.19 | 20.89
CR | Wind | 24 | BRLE_1 | 2.48 | 0.61 | 0.97 | 1.45
CR | Wind | 24 | BURM_1 | 32.27 | 7.94 | 12.62 | 18.91
CR | Wind | 24 | BUSH_1 | 4.96 | 1.22 | 1.94 | 2.91
CR | Wind | 24 | CANTN1 | 152.77 | 37.58 | 104.92 | 116.99
CR | Wind | 24 | CARE_1 | 2.85 | 0.7 | 1.12 | 1.67
CR | Wind | 24 | CHAP | 29.03 | 7.14 | 11.35 | 17.02
CR | Wind | 24 | CHTE_1 | 16.82 | 4.14 | 6.58 | 9.86
CR | Wind | 24 | CONQA1 | 48.84 | 12.01 | 19.09 | 28.62
CR | Wind | 24 | COUA_P | 7.38 | 1.82 | 2.89 | 4.33
CR | Wind | 24 | COVE_1 | 17.37 | 4.27 | 6.79 | 10.18
CR | Wind | 24 | COYL | 76.43 | 18.8 | 29.88 | 44.8
CR | Wind | 24 | CREB_1 | 159.35 | 39.2 | 62.31 | 93.4
CR | Wind | 24 | CUMB | 4.72 | 1.16 | 1.84 | 2.77
CR | Wind | 24 | DEVO | 81.74 | 20.11 | 31.96 | 47.91
CR | Wind | 24 | DOUN_P | 14.55 | 3.58 | 5.69 | 8.53
CR | Wind | 24 | DRAX_1 | 117.22 | 28.84 | 45.83 | 68.7
CR | Wind | 24 | DUNB | 16.3 | 4.01 | 6.37 | 9.55
CR | Wind | 24 | DYCE_P | 20.07 | 4.94 | 7.85 | 11.76
CR | Wind | 24 | EASO_1 | 133.16 | 32.76 | 52.07 | 78.05
CR | Wind | 24 | ECCL | 33.73 | 8.3 | 13.19 | 19.77
CR | Wind | 24 | ECLA_1 | 2.48 | 0.61 | 0.97 | 1.45
CR | Wind | 24 | EKIS | 79.5 | 19.56 | 31.08 | 46.59
CR | Wind | 24 | ELLA_1 | 9.31 | 2.29 | 3.64 | 5.46
CR | Wind | 24 | ENDE_1 | 42.32 | 10.41 | 16.55 | 24.8
CR | Wind | 24 | FECK_6 | 1.61 | 0.4 | 0.63 | 0.95
CR | Wind | 24 | FIDD_P | 52.36 | 12.88 | 20.47 | 30.69
CR | Wind | 24 | FOUR_1 | 135.96 | 33.45 | 53.16 | 79.68
CR | Wind | 24 | FRAS_P | 1.85 | 0.45 | 0.72 | 1.08
CR | Wind | 24 | FROD_1 | 62.49 | 15.37 | 24.43 | 36.62
CR | Wind | 24 | GALA | 20.29 | 4.99 | 7.93 | 11.89
CR | Wind | 24 | GIFF | 5.19 | 1.28 | 2.03 | 3.04
CR | Wind | 24 | GLLU | 87.4 | 21.5 | 34.17 | 51.22
CR | Wind | 24 | GLNI | 39.1 | 9.62 | 15.29 | 22.92
CR | Wind | 24 | GREN_1 | 203.41 | 50.04 | 79.53 | 119.22
CR | Wind | 24 | GRIW_1 | 94.32 | 23.2 | 36.88 | 55.28
CR | Wind | 24 | G_EXTRA_11 | 25.95 | 6.38 | 10.15 | 15.21
CR | Wind | 24 | G_EXTRA_12 | 12.9 | 3.17 | 5.04 | 7.56
CR | Wind | 24 | G_EXTRA_13 | 36.55 | 8.99 | 14.29 | 21.42
CR | Wind | 24 | G_EXTRA_2 | 21.23 | 5.22 | 8.3 | 12.44
CR | Wind | 24 | G_EXTRA_8 | 63.57 | 15.64 | 24.86 | 37.26
CR | Wind | 24 | G_EXTRA_9 | 54.26 | 13.35 | 21.21 | 31.8
CR | Wind | 24 | HARK_1 | 91.91 | 22.61 | 35.94 | 53.87
CR | Wind | 24 | HARM_6 | 31.56 | 7.76 | 12.34 | 18.5
CR | Wind | 24 | HAWI | 18.87 | 4.64 | 7.38 | 11.06
CR | Wind | 24 | HAWP_6 | 44.06 | 10.84 | 17.23 | 25.82
CR | Wind | 24 | HEYS_1 | 74.12 | 18.23 | 28.98 | 43.44
CR | Wind | 24 | HUER | 24 | 5.9 | 16.48 | 18.38
CR | Wind | 24 | HUTT_1 | 97.3 | 23.94 | 38.04 | 57.03
CR | Wind | 24 | INDQ1 | 111.07 | 27.32 | 43.43 | 65.1
CR | Wind | 24 | INKE | 1.89 | 0.46 | 0.74 | 1.11
CR | Wind | 24 | IROA1 | 8.56 | 2.11 | 3.35 | 5.02
CR | Wind | 24 | KEAD_1 | 155.13 | 38.16 | 60.66 | 90.92
CR | Wind | 24 | KEIT_P | 26.64 | 6.55 | 10.41 | 15.61
CR | Wind | 24 | KEMS_1 | 15.89 | 3.91 | 6.21 | 9.31
CR | Wind | 24 | KILS | 16.87 | 4.15 | 6.59 | 9.89
CR | Wind | 24 | KILT | 5.9 | 1.45 | 2.31 | 3.46
CR | Wind | 24 | KINT_P | 6.18 | 1.52 | 2.42 | 3.62
CR | Wind | 24 | KIRKB1 | 19.86 | 4.88 | 7.76 | 11.64
CR | Wind | 24 | LACK_6 | 66.21 | 16.29 | 45.47 | 50.7
CR | Wind | 24 | LAIR_P | 8.65 | 2.13 | 3.38 | 5.07
CR | Wind | 24 | LAND1 | 9.43 | 2.32 | 3.69 | 5.53
CR | Wind | 24 | LEVE | 8.77 | 2.16 | 5.5 | 6.4
CR | Wind | 24 | LING | 71.42 | 17.57 | 27.92 | 41.86
CR | Wind | 24 | LINM | 94.24 | 23.18 | 36.85 | 55.23
CR | Wind | 24 | LISD_1 | 16.88 | 4.15 | 6.6 | 9.89
CR | Wind | 24 | MACD_P | 29.02 | 7.14 | 11.35 | 17.01
CR | Wind | 24 | MAGA_6 | 9.93 | 2.44 | 3.88 | 5.82
CR | Wind | 24 | MELK_1 | 2.48 | 0.61 | 0.97 | 1.45
CR | Wind | 24 | MILC_P | 4.61 | 1.14 | 1.8 | 2.7
CR | Wind | 24 | MITY_1 | 8.07 | 1.98 | 3.15 | 4.73
CR | Wind | 24 | MYBS_P | 29.52 | 7.26 | 11.54 | 17.3
CR | Wind | 24 | NEAR | 2.71 | 0.67 | 1.06 | 1.59
CR | Wind | 24 | NEEP_3 | 24.08 | 5.92 | 9.41 | 14.11
CR | Wind | 24 | NINF_1 | 9.31 | 2.29 | 3.64 | 5.46
CR | Wind | 24 | NORM_1 | 94.81 | 23.32 | 55.99 | 67.06
CR | Wind | 24 | NORT_1 | 60.56 | 14.9 | 23.68 | 35.5
CR | Wind | 24 | OFFE_3 | 6.4 | 1.58 | 2.5 | 3.75
CR | Wind | 24 | PADIB1 | 65.28 | 16.06 | 25.52 | 38.26
CR | Wind | 24 | PEMB_1 | 34.63 | 8.52 | 13.54 | 20.29
CR | Wind | 24 | PENT_1 | 83.33 | 20.5 | 51.5 | 60.33
CR | Wind | 24 | POOB | 7.08 | 1.74 | 2.77 | 4.15
CR | Wind | 24 | PORA_P | 18.34 | 4.51 | 7.17 | 10.75
CR | Wind | 24 | PYLE_1 | 151.72 | 37.32 | 59.32 | 88.92
CR | Wind | 24 | RAIN_1 | 1.24 | 0.31 | 0.49 | 0.73
CR | Wind | 24 | RASS_1 | 17.25 | 4.24 | 6.74 | 10.11
CR | Wind | 24 | RATS_1 | 13.16 | 3.24 | 5.14 | 7.71
CR | Wind | 24 | RAYL_1 | 72.85 | 17.92 | 28.48 | 42.7
CR | Wind | 24 | REDH | 29.96 | 7.37 | 11.71 | 17.56
CR | Wind | 24 | REDM_P | 13.25 | 3.26 | 5.18 | 7.77
CR | Wind | 24 | ROCH_1 | 142.6 | 35.08 | 55.76 | 83.58
CR | Wind | 24 | SALH_1 | 17.37 | 4.27 | 6.79 | 10.18
CR | Wind | 24 | SALT_1 | 77.07 | 18.96 | 30.13 | 45.17
CR | Wind | 24 | SBAR | 1.86 | 0.46 | 0.73 | 1.09
CR | Wind | 24 | SEAB1 | 35 | 8.61 | 13.68 | 20.51
CR | Wind | 24 | SELL_1 | 74.21 | 18.26 | 29.02 | 43.5
CR | Wind | 24 | SFEG_P | 21.34 | 5.25 | 8.34 | 12.51
CR | Wind | 24 | SHRW_1 | 79.49 | 19.55 | 31.08 | 46.59
CR | Wind | 24 | SKLGB1 | 12.72 | 3.13 | 4.97 | 7.46
CR | Wind | 24 | SPEN_1 | 39.71 | 9.77 | 15.53 | 23.28
CR | Wind | 24 | STAY_1 | 37.85 | 9.31 | 14.8 | 22.19
CR | Wind | 24 | STES_1 | 35.84 | 8.82 | 14.01 | 21.01
CR | Wind | 24 | STHA | 14.39 | 3.54 | 5.63 | 8.43
CR | Wind | 24 | STIR | 23.59 | 5.8 | 9.22 | 13.83
CR | Wind | 24 | STLE | 26.54 | 6.53 | 10.38 | 15.55
CR | Wind | 24 | STRI_P | 25.03 | 6.16 | 9.79 | 14.67
CR | Wind | 24 | SUND_1 | 4.72 | 1.16 | 1.84 | 2.76
CR | Wind | 24 | SWAN_1 | 117.4 | 28.88 | 45.9 | 68.81
CR | Wind | 24 | TARL_P | 5.08 | 1.25 | 1.98 | 2.97
CR | Wind | 24 | TAYN_P | 9.23 | 2.27 | 3.61 | 5.41
CR | Wind | 24 | THOM_6 | 74.71 | 18.38 | 29.21 | 43.79
CR | Wind | 24 | THSO_P | 54.45 | 13.39 | 21.29 | 31.91
CR | Wind | 24 | THUR_6 | 33.38 | 8.21 | 13.05 | 19.57
CR | Wind | 24 | TILBB_1 | 11.42 | 2.81 | 4.46 | 6.69
CR | Wind | 24 | TONG | 2.83 | 0.7 | 1.11 | 1.66
CR | Wind | 24 | TRAW_1 | 193.6 | 47.63 | 75.7 | 113.47
CR | Wind | 24 | UPPB_1 | 93.82 | 23.08 | 36.68 | 54.99
CR | Wind | 24 | UPPB_3 | 34 | 8.37 | 13.3 | 19.93
CR | Wind | 24 | USKM_1 | 7.82 | 1.92 | 3.06 | 4.58
CR | Wind | 24 | WALP_1 | 218.73 | 53.81 | 85.53 | 128.2
CR | Wind | 24 | WALP_B | 20.85 | 5.13 | 8.15 | 12.22
CR | Wind | 24 | WARL_1 | 1.24 | 0.31 | 0.49 | 0.73
CR | Wind | 24 | WASF_1 | 2.79 | 0.69 | 1.09 | 1.64
CR | Wind | 24 | WFIE | 20.17 | 4.96 | 7.89 | 11.82
CR | Wind | 24 | WILL_1 | 6.21 | 1.53 | 2.43 | 3.64
CR | Wind | 24 | WISH | 14.86 | 3.66 | 5.81 | 8.71
CR | Wind | 24 | WMEL_1 | 10.61 | 2.61 | 4.15 | 6.22
CR | Wind | 24 | WYLF_1 | 46.91 | 11.54 | 18.34 | 27.49
CR | Wind | 25 | ABNE_P | 11.72 | 2.88 | 4.58 | 6.87
CR | Wind | 25 | ALNE_P | 5.42 | 1.33 | 2.12 | 3.18
CR | Wind | 25 | ALVE1 | 122.76 | 30.2 | 48 | 71.95
CR | Wind | 25 | ARMO_P | 28.98 | 7.13 | 11.33 | 16.99
CR | Wind | 25 | BAGA | 58.42 | 14.37 | 22.84 | 34.24
CR | Wind | 25 | BARKC1 | 13.83 | 3.4 | 5.41 | 8.11
CR | Wind | 25 | BERW | 123.11 | 30.29 | 48.14 | 72.16
CR | Wind | 25 | BICF_1 | 264.91 | 65.17 | 164.89 | 192.51
CR | Wind | 25 | BIRK_1 | 191.9 | 47.21 | 131.8 | 146.96
CR | Wind | 25 | BLYTB1 | 107.72 | 26.5 | 55.21 | 71.09
CR | Wind | 25 | BLYTH132 | 133.17 | 32.76 | 52.07 | 78.05
CR | Wind | 25 | BONN | 19.15 | 4.71 | 7.49 | 11.23
CR | Wind | 25 | BRAW_1 | 23.27 | 5.72 | 9.1 | 13.64
CR | Wind | 25 | BRFO_1 | 32.51 | 8 | 16.5 | 21.35
CR | Wind | 25 | BRLE_1 | 2.59 | 0.64 | 1.01 | 1.52
CR | Wind | 25 | BURM_1 | 33.62 | 8.27 | 13.14 | 19.7
CR | Wind | 25 | BUSH_1 | 5.17 | 1.27 | 2.02 | 3.03
CR | Wind | 25 | CANTN1 | 152.77 | 37.58 | 104.92 | 116.99
CR | Wind | 25 | CARE_1 | 2.97 | 0.73 | 1.16 | 1.74
CR | Wind | 25 | CHAP | 29.65 | 7.29 | 11.59 | 17.38
CR | Wind | 25 | CHTE_1 | 17.52 | 4.31 | 6.85 | 10.27
CR | Wind | 25 | CONQA1 | 50.88 | 12.52 | 19.89 | 29.82
CR | Wind | 25 | COUA_P | 7.54 | 1.85 | 2.95 | 4.42
CR | Wind | 25 | COVE_1 | 18.1 | 4.45 | 7.08 | 10.61
CR | Wind | 25 | COYL | 78.06 | 19.2 | 30.52 | 45.75
CR | Wind | 25 | CREB_1 | 166.01 | 40.84 | 64.91 | 97.3
CR | Wind | 25 | CUMB | 4.82 | 1.19 | 1.88 | 2.82
CR | Wind | 25 | DEVO | 83.48 | 20.54 | 32.64 | 48.93
CR | Wind | 25 | DOUN_P | 14.86 | 3.65 | 5.81 | 8.71
CR | Wind | 25 | DRAX_1 | 122.11 | 30.04 | 47.75 | 71.57
CR | Wind | 25 | DUNB | 16.65 | 4.1 | 6.51 | 9.76
CR | Wind | 25 | DYCE_P | 20.5 | 5.04 | 8.02 | 12.02
CR | Wind | 25 | EASO_1 | 138.73 | 34.13 | 54.24 | 81.31
CR | Wind | 25 | ECCL | 34.45 | 8.48 | 13.47 | 20.19
CR | Wind | 25 | ECLA_1 | 2.59 | 0.64 | 1.01 | 1.52
CR | Wind | 25 | EKIS | 81.19 | 19.97 | 31.75 | 47.59
CR | Wind | 25 | ELLA_1 | 9.7 | 2.39 | 3.79 | 5.68
CR | Wind | 25 | ENDE_1 | 44.09 | 10.85 | 17.24 | 25.84
CR | Wind | 25 | FECK_6 | 1.68 | 0.41 | 0.66 | 0.99
CR | Wind | 25 | FIDD_P | 53.48 | 13.16 | 20.91 | 31.34
CR | Wind | 25 | FOUR_1 | 141.64 | 34.84 | 55.38 | 83.01
CR | Wind | 25 | FRAS_P | 1.89 | 0.46 | 0.74 | 1.1
CR | Wind | 25 | FROD_1 | 65.1 | 16.01 | 25.45 | 38.15
CR | Wind | 25 | GALA | 20.72 | 5.1 | 8.1 | 12.14
CR | Wind | 25 | GIFF | 5.3 | 1.3 | 2.07 | 3.11
CR | Wind | 25 | GLLU | 89.26 | 21.96 | 34.9 | 52.32
CR | Wind | 25 | GLNI | 39.93 | 9.82 | 15.61 | 23.4
CR | Wind | 25 | GREN_1 | 211.91 | 52.13 | 82.86 | 124.2
CR | Wind | 25 | GRIW_1 | 98.26 | 24.17 | 38.42 | 57.59
CR | Wind | 25 | G_EXTRA_11 | 26.5 | 6.52 | 10.36 | 15.53
CR | Wind | 25 | G_EXTRA_12 | 13.17 | 3.24 | 5.15 | 7.72
CR | Wind | 25 | G_EXTRA_13 | 37.33 | 9.18 | 14.6 | 21.88
CR | Wind | 25 | G_EXTRA_2 | 21.68 | 5.33 | 8.48 | 12.71
CR | Wind | 25 | G_EXTRA_8 | 64.93 | 15.97 | 25.39 | 38.06
CR | Wind | 25 | G_EXTRA_9 | 55.41 | 13.63 | 21.67 | 32.48
CR | Wind | 25 | HARK_1 | 95.75 | 23.55 | 37.44 | 56.12
CR | Wind | 25 | HARM_6 | 32.88 | 8.09 | 12.86 | 19.27
CR | Wind | 25 | HAWI | 19.27 | 4.74 | 7.54 | 11.3
CR | Wind | 25 | HAWP_6 | 45.9 | 11.29 | 17.95 | 26.9
CR | Wind | 25 | HEYS_1 | 77.21 | 18.99 | 30.19 | 45.25
CR | Wind | 25 | HUER | 24 | 5.9 | 16.48 | 18.38
CR | Wind | 25 | HUTT_1 | 101.36 | 24.94 | 39.63 | 59.41
CR | Wind | 25 | INDQ1 | 115.71 | 28.47 | 45.24 | 67.82
CR | Wind | 25 | INKE | 1.93 | 0.47 | 0.75 | 1.13
CR | Wind | 25 | IROA1 | 8.92 | 2.19 | 3.49 | 5.23
CR | Wind | 25 | KEAD_1 | 161.61 | 39.76 | 63.19 | 94.72
CR | Wind | 25 | KEIT_P | 27.2 | 6.69 | 10.64 | 15.94
CR | Wind | 25 | KEMS_1 | 16.55 | 4.07 | 6.47 | 9.7
CR | Wind | 25 | KILS | 17.23 | 4.24 | 6.74 | 10.1
CR | Wind | 25 | KILT | 6.02 | 1.48 | 2.36 | 3.53
CR | Wind | 25 | KINT_P | 6.31 | 1.55 | 2.47 | 3.7
CR | Wind | 25 | KIRKB1 | 20.69 | 5.09 | 8.09 | 12.12
CR | Wind | 25 | LACK_6 | 66.21 | 16.29 | 45.47 | 50.7
CR | Wind | 25 | LAIR_P | 8.84 | 2.17 | 3.46 | 5.18
CR | Wind | 25 | LAND1 | 9.83 | 2.42 | 3.84 | 5.76
CR | Wind | 25 | LEVE | 8.81 | 2.17 | 5.51 | 6.42
CR | Wind | 25 | LING | 72.94 | 17.94 | 28.52 | 42.75
CR | Wind | 25 | LINM | 96.25 | 23.68 | 37.63 | 56.41
CR | Wind | 25 | LISD_1 | 17.58 | 4.33 | 6.88 | 10.31
CR | Wind | 25 | MACD_P | 29.64 | 7.29 | 11.59 | 17.37
CR | Wind | 25 | MAGA_6 | 10.34 | 2.54 | 4.04 | 6.06
CR | Wind | 25 | MELK_1 | 2.59 | 0.64 | 1.01 | 1.52
CR | Wind | 25 | MILC_P | 4.71 | 1.16 | 1.84 | 2.76
CR | Wind | 25 | MITY_1 | 8.4 | 2.07 | 3.29 | 4.93
CR | Wind | 25 | MYBS_P | 30.15 | 7.42 | 11.79 | 17.67
CR | Wind | 25 | NEAR | 2.77 | 0.68 | 1.08 | 1.62
CR | Wind | 25 | NEEP_3 | 25.08 | 6.17 | 9.81 | 14.7
CR | Wind | 25 | NINF_1 | 9.7 | 2.39 | 3.79 | 5.68
CR | Wind | 25 | NORM_1 | 96.1 | 23.64 | 56.49 | 67.82
CR | Wind | 25 | NORT_1 | 63.09 | 15.52 | 24.67 | 36.98
CR | Wind | 25 | OFFE_3 | 6.67 | 1.64 | 2.61 | 3.91
CR | Wind | 25 | PADIB1 | 68.01 | 16.73 | 26.59 | 39.86
CR | Wind | 25 | PEMB_1 | 36.07 | 8.87 | 14.1 | 21.14
CR | Wind | 25 | PENT_1 | 84.14 | 20.7 | 51.82 | 60.81
CR | Wind | 25 | POOB | 7.23 | 1.78 | 2.83 | 4.24
CR | Wind | 25 | PORA_P | 18.73 | 4.61 | 7.32 | 10.98
CR | Wind | 25 | PYLE_1 | 158.06 | 38.88 | 61.8 | 92.64
CR | Wind | 25 | RAIN_1 | 1.29 | 0.32 | 0.51 | 0.76
CR | Wind | 25 | RASS_1 | 17.97 | 4.42 | 7.03 | 10.53
CR | Wind | 25 | RATS_1 | 13.7 | 3.37 | 5.36 | 8.03
CR | Wind | 25 | RAYL_1 | 75.89 | 18.67 | 29.67 | 44.48
CR | Wind | 25 | REDH | 30.6 | 7.53 | 11.96 | 17.93
CR | Wind | 25 | REDM_P | 13.54 | 3.33 | 5.29 | 7.93
CR | Wind | 25 | ROCH_1 | 148.55 | 36.54 | 58.08 | 87.07
CR | Wind | 25 | SALH_1 | 18.1 | 4.45 | 7.08 | 10.61
CR | Wind | 25 | SALT_1 | 80.29 | 19.75 | 31.39 | 47.06
CR | Wind | 25 | SBAR | 1.94 | 0.48 | 0.76 | 1.14
CR | Wind | 25 | SEAB1 | 36.46 | 8.97 | 14.26 | 21.37
CR | Wind | 25 | SELL_1 | 77.32 | 19.02 | 30.23 | 45.31
CR | Wind | 25 | SFEG_P | 21.8 | 5.36 | 8.52 | 12.77
CR | Wind | 25 | SHRW_1 | 82.81 | 20.37 | 32.38 | 48.53
CR | Wind | 25 | SKLGB1 | 13.25 | 3.26 | 5.18 | 7.77
CR | Wind | 25 | SPEN_1 | 41.37 | 10.18 | 16.18 | 24.25
CR | Wind | 25 | STAY_1 | 39.43 | 9.7 | 15.42 | 23.11
CR | Wind | 25 | STES_1 | 37.34 | 9.19 | 14.6 | 21.88
CR | Wind | 25 | STHA | 14.7 | 3.62 | 5.75 | 8.61
CR | Wind | 25 | STIR | 24.09 | 5.93 | 9.42 | 14.12
CR | Wind | 25 | STLE | 27.1 | 6.67 | 10.6 | 15.89
CR | Wind | 25 | STRI_P | 25.57 | 6.29 | 10 | 14.98
CR | Wind | 25 | SUND_1 | 4.91 | 1.21 | 1.92 | 2.88
CR | Wind | 25 | SWAN_1 | 122.31 | 30.09 | 47.82 | 71.68
CR | Wind | 25 | TARL_P | 5.18 | 1.28 | 2.03 | 3.04
CR | Wind | 25 | TAYN_P | 9.43 | 2.32 | 3.69 | 5.52
CR | Wind | 25 | THOM_6 | 77.83 | 19.15 | 30.43 | 45.62
CR | Wind | 25 | THSO_P | 55.61 | 13.68 | 21.74 | 32.59
CR | Wind | 25 | THUR_6 | 34.78 | 8.56 | 13.6 | 20.38
CR | Wind | 25 | TILBB_1 | 11.89 | 2.93 | 4.65 | 6.97
CR | Wind | 25 | TONG | 2.89 | 0.71 | 1.13 | 1.69
CR | Wind | 25 | TRAW_1 | 201.69 | 49.62 | 78.86 | 118.21
CR | Wind | 25 | UPPB_1 | 97.74 | 24.04 | 38.22 | 57.29
CR | Wind | 25 | UPPB_3 | 35.43 | 8.71 | 13.85 | 20.76
CR | Wind | 25 | USKM_1 | 8.15 | 2 | 3.18 | 4.77
CR | Wind | 25 | WALP_1 | 227.87 | 56.06 | 89.1 | 133.56
CR | Wind | 25 | WALP_B | 21.72 | 5.34 | 8.49 | 12.73
CR | Wind | 25 | WARL_1 | 1.29 | 0.32 | 0.51 | 0.76
CR | Wind | 25 | WASF_1 | 2.91 | 0.72 | 1.14 | 1.7
CR | Wind | 25 | WFIE | 20.6 | 5.07 | 8.05 | 12.07
CR | Wind | 25 | WILL_1 | 6.46 | 1.59 | 2.53 | 3.79
CR | Wind | 25 | WISH | 15.18 | 3.73 | 5.93 | 8.9
CR | Wind | 25 | WMEL_1 | 11.05 | 2.72 | 4.32 | 6.48
CR | Wind | 25 | WYLF_1 | 48.87 | 12.02 | 19.11 | 28.64
CR | Wind | 26 | ABNE_P | 12.14 | 2.99 | 4.75 | 7.12
CR | Wind | 26 | ALNE_P | 5.61 | 1.38 | 2.2 | 3.29
CR | Wind | 26 | ALVE1 | 129.74 | 31.92 | 50.73 | 76.04
CR | Wind | 26 | ARMO_P | 30.02 | 7.39 | 11.74 | 17.6
CR | Wind | 26 | BAGA | 60.52 | 14.89 | 23.66 | 35.47
CR | Wind | 26 | BARKC1 | 14.62 | 3.6 | 5.72 | 8.57
CR | Wind | 26 | BERW | 127.53 | 31.37 | 49.87 | 74.75
CR | Wind | 26 | BICF_1 | 268.19 | 65.98 | 166.17 | 194.43
CR | Wind | 26 | BIRK_1 | 191.9 | 47.21 | 131.8 | 146.96
CR | Wind | 26 | BLYTB1 | 111.33 | 27.39 | 56.62 | 73.2
CR | Wind | 26 | BLYTH132 | 140.74 | 34.62 | 55.03 | 82.49
CR | Wind | 26 | BONN | 19.84 | 4.88 | 7.76 | 11.63
CR | Wind | 26 | BRAW_1 | 24.59 | 6.05 | 9.62 | 14.41
CR | Wind | 26 | BRFO_1 | 33.63 | 8.27 | 16.93 | 22.01
CR | Wind | 26 | BRLE_1 | 2.73 | 0.67 | 1.07 | 1.6
CR | Wind | 26 | BURM_1 | 35.53 | 8.74 | 13.89 | 20.82
CR | Wind | 26 | BUSH_1 | 5.47 | 1.34 | 2.14 | 3.2
CR | Wind | 26 | CANTN1 | 152.77 | 37.58 | 104.92 | 116.99
CR | Wind | 26 | CARE_1 | 3.14 | 0.77 | 1.23 | 1.84
CR | Wind | 26 | CHAP | 30.72 | 7.56 | 12.01 | 18
CR | Wind | 26 | CHTE_1 | 18.51 | 4.55 | 7.24 | 10.85
CR | Wind | 26 | CONQA1 | 53.77 | 13.23 | 21.02 | 31.51
CR | Wind | 26 | COUA_P | 7.81 | 1.92 | 3.05 | 4.58
CR | Wind | 26 | COVE_1 | 19.13 | 4.71 | 7.48 | 11.21
CR | Wind | 26 | COYL | 80.86 | 19.89 | 31.62 | 47.39
CR | Wind | 26 | CREB_1 | 175.44 | 43.16 | 68.6 | 102.83
CR | Wind | 26 | CUMB | 4.99 | 1.23 | 1.95 | 2.93
CR | Wind | 26 | DEVO | 86.48 | 21.27 | 33.81 | 50.68
CR | Wind | 26 | DOUN_P | 15.39 | 3.79 | 6.02 | 9.02
CR | Wind | 26 | DRAX_1 | 129.05 | 31.75 | 50.46 | 75.64
CR | Wind | 26 | DUNB | 17.25 | 4.24 | 6.74 | 10.11
CR | Wind | 26 | DYCE_P | 21.24 | 5.22 | 8.3 | 12.45
CR | Wind | 26 | EASO_1 | 146.61 | 36.07 | 57.33 | 85.93
CR | Wind | 26 | ECCL | 35.69 | 8.78 | 13.95 | 20.92
CR | Wind | 26 | ECLA_1 | 2.73 | 0.67 | 1.07 | 1.6
CR | Wind | 26 | EKIS | 84.11 | 20.69 | 32.89 | 49.3
CR | Wind | 26 | ELLA_1 | 10.25 | 2.52 | 4.01 | 6.01
CR | Wind | 26 | ENDE_1 | 46.59 | 11.46 | 18.22 | 27.31
CR | Wind | 26 | FECK_6 | 1.78 | 0.44 | 0.69 | 1.04
CR | Wind | 26 | FIDD_P | 55.4 | 13.63 | 21.66 | 32.47
CR | Wind | 26 | FOUR_1 | 149.69 | 36.82 | 58.53 | 87.73
CR | Wind | 26 | FRAS_P | 1.95 | 0.48 | 0.76 | 1.14
CR | Wind | 26 | FROD_1 | 68.8 | 16.92 | 26.9 | 40.32
CR | Wind | 26 | GALA | 21.46 | 5.28 | 8.39 | 12.58
CR | Wind | 26 | GIFF | 5.49 | 1.35 | 2.15 | 3.22
CR | Wind | 26 | GLLU | 92.47 | 22.75 | 36.16 | 54.2
CR | Wind | 26 | GLNI | 41.37 | 10.18 | 16.17 | 24.25
CR | Wind | 26 | GREN_1 | 223.95 | 55.09 | 87.56 | 131.26
CR | Wind | 26 | GRIW_1 | 103.84 | 25.55 | 40.6 | 60.86
CR | Wind | 26 | G_EXTRA_11 | 27.45 | 6.75 | 10.73 | 16.09
CR | Wind | 26 | G_EXTRA_12 | 13.65 | 3.36 | 5.34 | 8
CR | Wind | 26 | G_EXTRA_13 | 38.67 | 9.51 | 15.12 | 22.66
CR | Wind | 26 | G_EXTRA_2 | 22.46 | 5.53 | 8.78 | 13.16
CR | Wind | 26 | G_EXTRA_8 | 67.26 | 16.55 | 26.3 | 39.42
CR | Wind | 26 | G_EXTRA_9 | 57.4 | 14.12 | 22.44 | 33.64
CR | Wind | 26 | HARK_1 | 101.19 | 24.89 | 39.57 | 59.31
CR | Wind | 26 | HARM_6 | 34.75 | 8.55 | 13.59 | 20.37
CR | Wind | 26 | HAWI | 19.97 | 4.91 | 7.81 | 11.7
CR | Wind | 26 | HAWP_6 | 48.51 | 11.93 | 18.97 | 28.43
CR | Wind | 26 | HEYS_1 | 81.6 | 20.07 | 31.91 | 47.83
CR | Wind | 26 | HUER | 24 | 5.9 | 16.48 | 18.38
CR | Wind | 26 | HUTT_1 | 107.12 | 26.35 | 41.89 | 62.78
CR | Wind | 26 | INDQ1 | 122.29 | 30.08 | 47.82 | 71.67
CR | Wind | 26 | INKE | 2 | 0.49 | 0.78 | 1.17
CR | Wind | 26 | IROA1 | 9.43 | 2.32 | 3.69 | 5.53
CR | Wind | 26 | KEAD_1 | 170.8 | 42.02 | 66.78 | 100.1
CR | Wind | 26 | KEIT_P | 28.18 | 6.93 | 11.02 | 16.52
CR | Wind | 26 | KEMS_1 | 17.49 | 4.3 | 6.84 | 10.25
CR | Wind | 26 | KILS | 17.84 | 4.39 | 6.98 | 10.46
CR | Wind | 26 | KILT | 6.24 | 1.53 | 2.44 | 3.66
CR | Wind | 26 | KINT_P | 6.54 | 1.61 | 2.56 | 3.83
CR | Wind | 26 | KIRKB1 | 21.86 | 5.38 | 8.55 | 12.81
CR | Wind | 26 | LACK_6 | 66.21 | 16.29 | 45.47 | 50.7
CR | Wind | 26 | LAIR_P | 9.15 | 2.25 | 3.58 | 5.37
CR | Wind | 26 | LAND1 | 10.38 | 2.55 | 4.06 | 6.09
CR | Wind | 26 | LEVE | 8.87 | 2.18 | 5.54 | 6.46
CR | Wind | 26 | LING | 75.56 | 18.59 | 29.54 | 44.29
CR | Wind | 26 | LINM | 99.71 | 24.53 | 38.98 | 58.44
CR | Wind | 26 | LISD_1 | 18.58 | 4.57 | 7.27 | 10.89
CR | Wind | 26 | MACD_P | 30.71 | 7.55 | 12.01 | 18
CR | Wind | 26 | MAGA_6 | 10.93 | 2.69 | 4.27 | 6.41
CR | Wind | 26 | MELK_1 | 2.73 | 0.67 | 1.07 | 1.6
CR | Wind | 26 | MILC_P | 4.88 | 1.2 | 1.91 | 2.86
CR | Wind | 26 | MITY_1 | 8.88 | 2.18 | 3.47 | 5.21
CR | Wind | 26 | MYBS_P | 31.23 | 7.68 | 12.21 | 18.31
CR | Wind | 26 | NEAR | 2.87 | 0.71 | 1.12 | 1.68
CR | Wind | 26 | NEEP_3 | 26.51 | 6.52 | 10.36 | 15.54
CR | Wind | 26 | NINF_1 | 10.25 | 2.52 | 4.01 | 6.01
CR | Wind | 26 | NORM_1 | 97.92 | 24.09 | 57.21 | 68.89
CR | Wind | 26 | NORT_1 | 66.68 | 16.4 | 26.07 | 39.08
CR | Wind | 26 | OFFE_3 | 7.05 | 1.73 | 2.76 | 4.13
CR | Wind | 26 | PADIB1 | 71.87 | 17.68 | 28.1 | 42.12
CR | Wind | 26 | PEMB_1 | 38.12 | 9.38 | 14.91 | 22.34
CR | Wind | 26 | PENT_1 | 85.28 | 20.98 | 52.27 | 61.48
CR | Wind | 26 | POOB | 7.49 | 1.84 | 2.93 | 4.39
CR | Wind | 26 | PORA_P | 19.41 | 4.77 | 7.59 | 11.37
CR | Wind | 26 | PYLE_1 | 167.04 | 41.09 | 65.31 | 97.9
CR | Wind | 26 | RAIN_1 | 1.37 | 0.34 | 0.53 | 0.8
CR | Wind | 26 | RASS_1 | 18.99 | 4.67 | 7.43 | 11.13
CR | Wind | 26 | RATS_1 | 14.48 | 3.56 | 5.66 | 8.49
CR | Wind | 26 | RAYL_1 | 80.21 | 19.73 | 31.36 | 47.01
CR | Wind | 26 | REDH | 31.7 | 7.8 | 12.39 | 18.58
CR | Wind | 26 | REDM_P | 14.02 | 3.45 | 5.48 | 8.22
CR | Wind | 26 | ROCH_1 | 157 | 38.62 | 61.39 | 92.02
CR | Wind | 26 | SALH_1 | 19.13 | 4.71 | 7.48 | 11.21
CR | Wind | 26 | SALT_1 | 84.85 | 20.87 | 33.18 | 49.73
CR | Wind | 26 | SBAR | 2.05 | 0.5 | 0.8 | 1.2
CR | Wind | 26 | SEAB1 | 38.53 | 9.48 | 15.07 | 22.58
CR | Wind | 26 | SELL_1 | 81.71 | 20.1 | 31.95 | 47.89
CR | Wind | 26 | SFEG_P | 22.58 | 5.55 | 8.83 | 13.23
CR | Wind | 26 | SHRW_1 | 87.52 | 21.53 | 34.22 | 51.29
CR | Wind | 26 | SKLGB1 | 14.01 | 3.45 | 5.48 | 8.21
CR | Wind | 26 | SPEN_1 | 43.72 | 10.76 | 17.1 | 25.63
CR | Wind | 26 | STAY_1 | 41.67 | 10.25 | 16.29 | 24.43
CR | Wind | 26 | STES_1 | 39.46 | 9.71 | 15.43 | 23.13
CR | Wind | 26 | STHA | 15.22 | 3.75 | 5.95 | 8.92
CR | Wind | 26 | STIR | 24.96 | 6.14 | 9.76 | 14.63
CR | Wind | 26 | STLE | 28.08 | 6.91 | 10.98 | 16.46
CR | Wind | 26 | STRI_P | 26.49 | 6.52 | 10.36 | 15.52
CR | Wind | 26 | SUND_1 | 5.19 | 1.28 | 2.03 | 3.04
CR | Wind | 26 | SWAN_1 | 129.26 | 31.8 | 50.54 | 75.76
CR | Wind | 26 | TARL_P | 5.37 | 1.32 | 2.1 | 3.15
CR | Wind | 26 | TAYN_P | 9.76 | 2.4 | 3.82 | 5.72
CR | Wind | 26 | THOM_6 | 82.26 | 20.23 | 32.16 | 48.21
CR | Wind | 26 | THSO_P | 57.61 | 14.17 | 22.52 | 33.76
CR | Wind | 26 | THUR_6 | 36.76 | 9.04 | 14.37 | 21.54
CR | Wind | 26 | TILBB_1 | 12.57 | 3.09 | 4.92 | 7.37
CR | Wind | 26 | TONG | 2.99 | 0.74 | 1.17 | 1.76
CR | Wind | 26 | TRAW_1 | 213.15 | 52.44 | 83.34 | 124.93
CR | Wind | 26 | UPPB_1 | 103.3 | 25.41 | 40.39 | 60.54
CR | Wind | 26 | UPPB_3 | 37.44 | 9.21 | 14.64 | 21.94
CR | Wind | 26 | USKM_1 | 8.61 | 2.12 | 3.37 | 5.05
CR | Wind | 26 | WALP_1 | 240.82 | 59.24 | 94.16 | 141.15
CR | Wind | 26 | WALP_B | 22.96 | 5.65 | 8.98 | 13.45
CR | Wind | 26 | WARL_1 | 1.37 | 0.34 | 0.53 | 0.8
CR | Wind | 26 | WASF_1 | 3.07 | 0.76 | 1.2 | 1.8
CR | Wind | 26 | WFIE | 21.34 | 5.25 | 8.34 | 12.51
CR | Wind | 26 | WILL_1 | 6.83 | 1.68 | 2.67 | 4
CR | Wind | 26 | WISH | 15.72 | 3.87 | 6.15 | 9.22
CR | Wind | 26 | WMEL_1 | 11.68 | 2.87 | 4.57 | 6.85
CR | Wind | 26 | WYLF_1 | 51.65 | 12.71 | 20.19 | 30.27
CR | Wind | 27 | ABNE_P | 12.83 | 3.16 | 5.02 | 7.52
CR | Wind | 27 | ALNE_P | 5.93 | 1.46 | 2.32 | 3.48
CR | Wind | 27 | ALVE1 | 139.84 | 34.4 | 54.68 | 81.96
CR | Wind | 27 | ARMO_P | 31.72 | 7.8 | 12.4 | 18.59
CR | Wind | 27 | BAGA | 63.93 | 15.73 | 25 | 37.47
CR | Wind | 27 | BARKC1 | 15.76 | 3.88 | 6.16 | 9.24
CR | Wind | 27 | BERW | 134.72 | 33.14 | 52.68 | 78.96
CR | Wind | 27 | BICF_1 | 272.94 | 67.14 | 168.02 | 197.21
CR | Wind | 27 | BIRK_1 | 191.9 | 47.21 | 131.8 | 146.96
CR | Wind | 27 | BLYTB1 | 116.56 | 28.67 | 58.66 | 76.27
CR | Wind | 27 | BLYTH132 | 151.7 | 37.32 | 59.32 | 88.91
CR | Wind | 27 | BONN | 20.96 | 5.16 | 8.2 | 12.28
CR | Wind | 27 | BRAW_1 | 26.51 | 6.52 | 10.37 | 15.54
CR | Wind | 27 | BRFO_1 | 35.25 | 8.67 | 17.57 | 22.96
CR | Wind | 27 | BRLE_1 | 2.95 | 0.72 | 1.15 | 1.73
CR | Wind | 27 | BURM_1 | 38.29 | 9.42 | 14.97 | 22.44
CR | Wind | 27 | BUSH_1 | 5.89 | 1.45 | 2.3 | 3.45
CR | Wind | 27 | CANTN1 | 152.77 | 37.58 | 104.92 | 116.99
CR | Wind | 27 | CARE_1 | 3.39 | 0.83 | 1.32 | 1.99
CR | Wind | 27 | CHAP | 32.45 | 7.98 | 12.69 | 19.02
CR | Wind | 27 | CHTE_1 | 19.96 | 4.91 | 7.8 | 11.7
CR | Wind | 27 | CONQA1 | 57.96 | 14.26 | 22.66 | 33.97
CR | Wind | 27 | COUA_P | 8.25 | 2.03 | 3.23 | 4.84
CR | Wind | 27 | COVE_1 | 20.62 | 5.07 | 8.06 | 12.09
CR | Wind | 27 | COYL | 85.42 | 21.01 | 33.4 | 50.07
CR | Wind | 27 | CREB_1 | 189.11 | 46.52 | 73.94 | 110.84
CR | Wind | 27 | CUMB | 5.27 | 1.3 | 2.06 | 3.09
CR | Wind | 27 | DEVO | 91.35 | 22.47 | 35.72 | 53.54
CR | Wind | 27 | DOUN_P | 16.26 | 4 | 6.36 | 9.53
CR | Wind | 27 | DRAX_1 | 139.11 | 34.22 | 54.39 | 81.53
CR | Wind | 27 | DUNB | 18.22 | 4.48 | 7.12 | 10.68
CR | Wind | 27 | DYCE_P | 22.43 | 5.52 | 8.77 | 13.15
CR | Wind | 27 | EASO_1 | 158.03 | 38.88 | 61.79 | 92.62
CR | Wind | 27 | ECCL | 37.7 | 9.27 | 14.74 | 22.1
CR | Wind | 27 | ECLA_1 | 2.95 | 0.72 | 1.15 | 1.73
CR | Wind | 27 | EKIS | 88.85 | 21.86 | 34.74 | 52.07
CR | Wind | 27 | ELLA_1 | 11.05 | 2.72 | 4.32 | 6.47
CR | Wind | 27 | ENDE_1 | 50.22 | 12.35 | 19.64 | 29.44
CR | Wind | 27 | FECK_6 | 1.91 | 0.47 | 0.75 | 1.12
CR | Wind | 27 | FIDD_P | 58.52 | 14.4 | 22.88 | 34.3
CR | Wind | 27 | FOUR_1 | 161.35 | 39.69 | 63.09 | 94.57
CR | Wind | 27 | FRAS_P | 2.06 | 0.51 | 0.81 | 1.21
CR | Wind | 27 | FROD_1 | 74.16 | 18.24 | 29 | 43.46
CR | Wind | 27 | GALA | 22.67 | 5.58 | 8.87 | 13.29
CR | Wind | 27 | GIFF | 5.8 | 1.43 | 2.27 | 3.4
CR | Wind | 27 | GLLU | 97.68 | 24.03 | 38.19 | 57.25
CR | Wind | 27 | GLNI | 43.7 | 10.75 | 17.09 | 25.61
CR | Wind | 27 | GREN_1 | 241.4 | 59.38 | 94.39 | 141.48
CR | Wind | 27 | GRIW_1 | 111.93 | 27.54 | 43.77 | 65.6
CR | Wind | 27 | G_EXTRA_11 | 29 | 7.13 | 11.34 | 17
CR | Wind | 27 | G_EXTRA_12 | 14.41 | 3.55 | 5.64 | 8.45
CR | Wind | 27 | G_EXTRA_13 | 40.85 | 10.05 | 15.97 | 23.94
CR | Wind | 27 | G_EXTRA_2 | 23.73 | 5.84 | 9.28 | 13.91
CR | Wind | 27 | G_EXTRA_8 | 71.05 | 17.48 | 27.78 | 41.64
CR | Wind | 27 | G_EXTRA_9 | 60.64 | 14.92 | 23.71 | 35.54
CR | Wind | 27 | HARK_1 | 109.08 | 26.83 | 42.65 | 63.93
CR | Wind | 27 | HARM_6 | 37.45 | 9.21 | 14.64 | 21.95
CR | Wind | 27 | HAWI | 21.09 | 5.19 | 8.25 | 12.36
CR | Wind | 27 | HAWP_6 | 52.29 | 12.86 | 20.44 | 30.64
CR | Wind | 27 | HEYS_1 | 87.96 | 21.64 | 34.39 | 51.55
CR | Wind | 27 | HUER | 24 | 5.9 | 16.48 | 18.38
CR | Wind | 27 | HUTT_1 | 115.47 | 28.41 | 45.15 | 67.68
CR | Wind | 27 | INDQ1 | 131.82 | 32.43 | 51.54 | 77.26
CR | Wind | 27 | INKE | 2.11 | 0.52 | 0.82 | 1.24
CR | Wind | 27 | IROA1 | 10.16 | 2.5 | 3.97 | 5.96
CR | Wind | 27 | KEAD_1 | 184.1 | 45.29 | 71.98 | 107.9
CR | Wind | 27 | KEIT_P | 29.77 | 7.32 | 11.64 | 17.45
CR | Wind | 27 | KEMS_1 | 18.85 | 4.64 | 7.37 | 11.05
CR | Wind | 27 | KILS | 18.85 | 4.64 | 7.37 | 11.05
CR | Wind | 27 | KILT | 6.59 | 1.62 | 2.58 | 3.86
CR | Wind | 27 | KINT_P | 6.91 | 1.7 | 2.7 | 4.05
CR | Wind | 27 | KIRKB1 | 23.57 | 5.8 | 9.21 | 13.81
CR | Wind | 27 | LACK_6 | 66.21 | 16.29 | 45.47 | 50.7
CR | Wind | 27 | LAIR_P | 9.67 | 2.38 | 3.78 | 5.67
CR | Wind | 27 | LAND1 | 11.19 | 2.75 | 4.38 | 6.56
CR | Wind | 27 | LEVE | 8.98 | 2.21 | 5.58 | 6.52
CR | Wind | 27 | LING | 79.82 | 19.64 | 31.21 | 46.78
CR | Wind | 27 | LINM | 105.33 | 25.91 | 41.18 | 61.73
CR | Wind | 27 | LISD_1 | 20.03 | 4.93 | 7.83 | 11.74
CR | Wind | 27 | MACD_P | 32.44 | 7.98 | 12.68 | 19.01
CR | Wind | 27 | MAGA_6 | 11.78 | 2.9 | 4.61 | 6.91
CR | Wind | 27 | MELK_1 | 2.95 | 0.72 | 1.15 | 1.73
CR | Wind | 27 | MILC_P | 5.16 | 1.27 | 2.02 | 3.02
CR | Wind | 27 | MITY_1 | 9.57 | 2.36 | 3.74 | 5.61
CR | Wind | 27 | MYBS_P | 32.99 | 8.12 | 12.9 | 19.34
CR | Wind | 27 | NEAR | 3.03 | 0.75 | 1.19 | 1.78
CR | Wind | 27 | NEEP_3 | 28.57 | 7.03 | 11.17 | 16.75
CR | Wind | 27 | NINF_1 | 11.05 | 2.72 | 4.32 | 6.47
CR | Wind | 27 | NORM_1 | 100.57 | 24.74 | 58.24 | 70.44
CR | Wind | 27 | NORT_1 | 71.87 | 17.68 | 28.1 | 42.13
CR | Wind | 27 | OFFE_3 | 7.6 | 1.87 | 2.97 | 4.45
CR | Wind | 27 | PADIB1 | 77.47 | 19.06 | 30.29 | 45.41
CR | Wind | 27 | PEMB_1 | 41.09 | 10.11 | 16.07 | 24.08
CR | Wind | 27 | PENT_1 | 86.94 | 21.39 | 52.92 | 62.45
CR | Wind | 27 | POOB | 7.91 | 1.95 | 3.09 | 4.64
CR | Wind | 27 | PORA_P | 20.5 | 5.04 | 8.02 | 12.02
CR | Wind | 27 | PYLE_1 | 180.05 | 44.29 | 70.4 | 105.53
CR | Wind | 27 | RAIN_1 | 1.47 | 0.36 | 0.58 | 0.86
CR | Wind | 27 | RASS_1 | 20.47 | 5.04 | 8 | 12
CR | Wind | 27 | RATS_1 | 15.61 | 3.84 | 6.1 | 9.15
CR | Wind | 27 | RAYL_1 | 86.45 | 21.27 | 33.8 | 50.67
CR | Wind | 27 | REDH | 33.48 | 8.24 | 13.09 | 19.62
CR | Wind | 27 | REDM_P | 14.81 | 3.64 | 5.79 | 8.68
CR | Wind | 27 | ROCH_1 | 169.23 | 41.63 | 66.17 | 99.18
CR | Wind | 27 | SALH_1 | 20.62 | 5.07 | 8.06 | 12.09
CR | Wind | 27 | SALT_1 | 91.46 | 22.5 | 35.76 | 53.61
CR | Wind | 27 | SBAR | 2.21 | 0.54 | 0.86 | 1.29
CR | Wind | 27 | SEAB1 | 41.53 | 10.22 | 16.24 | 24.34
CR | Wind | 27 | SELL_1 | 88.07 | 21.67 | 34.44 | 51.62
CR | Wind | 27 | SFEG_P | 23.85 | 5.87 | 9.33 | 13.98
CR | Wind | 27 | SHRW_1 | 94.33 | 23.21 | 36.88 | 55.29
CR | Wind | 27 | SKLGB1 | 15.1 | 3.71 | 5.9 | 8.85
CR | Wind | 27 | SPEN_1 | 47.13 | 11.59 | 18.43 | 27.62
CR | Wind | 27 | STAY_1 | 44.92 | 11.05 | 17.56 | 26.33
CR | Wind | 27 | STES_1 | 42.54 | 10.46 | 16.63 | 24.93
CR | Wind | 27 | STHA | 16.08 | 3.96 | 6.29 | 9.43
CR | Wind | 27 | STIR | 26.36 | 6.49 | 10.31 | 15.45
CR | Wind | 27 | STLE | 29.66 | 7.3 | 11.6 | 17.38
CR | Wind | 27 | STRI_P | 27.98 | 6.88 | 10.94 | 16.4
CR | Wind | 27 | SUND_1 | 5.6 | 1.38 | 2.19 | 3.28
CR | Wind | 27 | SWAN_1 | 139.33 | 34.27 | 54.48 | 81.66
CR | Wind | 27 | TARL_P | 5.67 | 1.4 | 2.22 | 3.32
CR | Wind | 27 | TAYN_P | 10.31 | 2.54 | 4.03 | 6.05
CR | Wind | 27 | THOM_6 | 88.66 | 21.81 | 34.67 | 51.97
CR | Wind | 27 | THSO_P | 60.86 | 14.97 | 23.79 | 35.67
CR | Wind | 27 | THUR_6 | 39.62 | 9.75 | 15.49 | 23.22
CR | Wind | 27 | TILBB_1 | 13.55 | 3.33 | 5.3 | 7.94
CR | Wind | 27 | TONG | 3.16 | 0.78 | 1.24 | 1.85
CR | Wind | 27 | TRAW_1 | 229.76 | 56.52 | 89.84 | 134.66
CR | Wind | 27 | UPPB_1 | 111.35 | 27.39 | 43.54 | 65.26
CR | Wind | 27 | UPPB_3 | 40.36 | 9.93 | 15.78 | 23.65
CR | Wind | 27 | USKM_1 | 9.28 | 2.28 | 3.63 | 5.44
CR | Wind | 27 | WALP_1 | 259.59 | 63.86 | 101.5 | 152.14
CR | Wind | 27 | WALP_B | 24.74 | 6.09 | 9.67 | 14.5
CR | Wind | 27 | WARL_1 | 1.47 | 0.36 | 0.58 | 0.86
CR | Wind | 27 | WASF_1 | 3.31 | 0.82 | 1.3 | 1.94
CR | Wind | 27 | WFIE | 22.54 | 5.55 | 8.81 | 13.21
CR | Wind | 27 | WILL_1 | 7.36 | 1.81 | 2.88 | 4.32
CR | Wind | 27 | WISH | 16.61 | 4.09 | 6.49 | 9.74
CR | Wind | 27 | WMEL_1 | 12.59 | 3.1 | 4.92 | 7.38
CR | Wind | 27 | WYLF_1 | 55.67 | 13.7 | 21.77 | 32.63
CR | Wind | 28 | ABNE_P | 13.72 | 3.38 | 5.37 | 8.04
CR | Wind | 28 | ALNE_P | 6.35 | 1.56 | 2.48 | 3.72
CR | Wind | 28 | ALVE1 | 152.7 | 37.57 | 59.71 | 89.5
CR | Wind | 28 | ARMO_P | 33.94 | 8.35 | 13.27 | 19.89
CR | Wind | 28 | BAGA | 68.41 | 16.83 | 26.75 | 40.09
CR | Wind | 28 | BARKC1 | 17.21 | 4.23 | 6.73 | 10.09
CR | Wind | 28 | BERW | 144.15 | 35.46 | 56.36 | 84.48
CR | Wind | 28 | BICF_1 | 278.98 | 68.63 | 170.39 | 200.75
CR | Wind | 28 | BIRK_1 | 191.9 | 47.21 | 131.8 | 146.96
CR | Wind | 28 | BLYTB1 | 123.21 | 30.31 | 61.26 | 80.16
CR | Wind | 28 | BLYTH132 | 165.65 | 40.75 | 64.77 | 97.09
CR | Wind | 28 | BONN | 22.43 | 5.52 | 8.77 | 13.14
CR | Wind | 28 | BRAW_1 | 28.95 | 7.12 | 11.32 | 16.97
CR | Wind | 28 | BRFO_1 | 37.32 | 9.18 | 18.38 | 24.17
CR | Wind | 28 | BRLE_1 | 3.22 | 0.79 | 1.26 | 1.89
CR | Wind | 28 | BURM_1 | 41.81 | 10.29 | 16.35 | 24.51
CR | Wind | 28 | BUSH_1 | 6.43 | 1.58 | 2.52 | 3.77
CR | Wind | 28 | CANTN1 | 152.77 | 37.58 | 104.92 | 116.99
CR | Wind | 28 | CARE_1 | 3.7 | 0.91 | 1.45 | 2.17
CR | Wind | 28 | CHAP | 34.72 | 8.54 | 13.57 | 20.35
CR | Wind | 28 | CHTE_1 | 21.79 | 5.36 | 8.52 | 12.77
CR | Wind | 28 | CONQA1 | 63.28 | 15.57 | 24.74 | 37.09
CR | Wind | 28 | COUA_P | 8.83 | 2.17 | 3.45 | 5.17
CR | Wind | 28 | COVE_1 | 22.52 | 5.54 | 8.8 | 13.2
CR | Wind | 28 | COYL | 91.4 | 22.48 | 35.74 | 53.57
CR | Wind | 28 | CREB_1 | 206.5 | 50.8 | 80.74 | 121.03
CR | Wind | 28 | CUMB | 5.64 | 1.39 | 2.21 | 3.31
CR | Wind | 28 | DEVO | 97.74 | 24.05 | 38.22 | 57.29
CR | Wind | 28 | DOUN_P | 17.4 | 4.28 | 6.8 | 10.2
CR | Wind | 28 | DRAX_1 | 151.9 | 37.37 | 59.39 | 89.03
CR | Wind | 28 | DUNB | 19.49 | 4.8 | 7.62 | 11.42
CR | Wind | 28 | DYCE_P | 24 | 5.9 | 9.39 | 14.07
CR | Wind | 28 | EASO_1 | 172.57 | 42.45 | 67.47 | 101.14
CR | Wind | 28 | ECCL | 40.34 | 9.92 | 15.77 | 23.64
CR | Wind | 28 | ECLA_1 | 3.22 | 0.79 | 1.26 | 1.89
CR | Wind | 28 | EKIS | 95.06 | 23.39 | 37.17 | 55.72
CR | Wind | 28 | ELLA_1 | 12.06 | 2.97 | 4.72 | 7.07
CR | Wind | 28 | ENDE_1 | 54.84 | 13.49 | 21.44 | 32.14
CR | Wind | 28 | FECK_6 | 2.09 | 0.51 | 0.82 | 1.23
CR | Wind | 28 | FIDD_P | 62.62 | 15.4 | 24.48 | 36.7
CR | Wind | 28 | FOUR_1 | 176.18 | 43.34 | 68.89 | 103.26
CR | Wind | 28 | FRAS_P | 2.21 | 0.54 | 0.86 | 1.29
CR | Wind | 28 | FROD_1 | 80.98 | 19.92 | 31.66 | 47.46
CR | Wind | 28 | GALA | 24.26 | 5.97 | 9.49 | 14.22
CR | Wind | 28 | GIFF | 6.21 | 1.53 | 2.43 | 3.64
CR | Wind | 28 | GLLU | 104.51 | 25.71 | 40.87 | 61.26
CR | Wind | 28 | GLNI | 46.76 | 11.5 | 18.28 | 27.4
CR | Wind | 28 | GREN_1 | 263.59 | 64.84 | 103.07 | 154.49
CR | Wind | 28 | GRIW_1 | 122.23 | 30.07 | 47.79 | 71.64
CR | Wind | 28 | G_EXTRA_11 | 31.03 | 7.63 | 12.13 | 18.19
CR | Wind | 28 | G_EXTRA_12 | 15.42 | 3.79 | 6.03 | 9.04
CR | Wind | 28 | G_EXTRA_13 | 43.71 | 10.75 | 17.09 | 25.62
CR | Wind | 28 | G_EXTRA_2 | 25.39 | 6.25 | 9.93 | 14.88
CR | Wind | 28 | G_EXTRA_8 | 76.02 | 18.7 | 29.73 | 44.56
CR | Wind | 28 | G_EXTRA_9 | 64.88 | 15.96 | 25.37 | 38.03
CR | Wind | 28 | HARK_1 | 119.11 | 29.3 | 46.57 | 69.81
CR | Wind | 28 | HARM_6 | 40.9 | 10.06 | 15.99 | 23.97
CR | Wind | 28 | HAWI | 22.57 | 5.55 | 8.82 | 13.23
CR | Wind | 28 | HAWP_6 | 57.09 | 14.04 | 22.32 | 33.46
CR | Wind | 28 | HEYS_1 | 96.05 | 23.63 | 37.55 | 56.29
CR | Wind | 28 | HUER | 24 | 5.9 | 16.48 | 18.38
CR | Wind | 28 | HUTT_1 | 126.09 | 31.02 | 49.3 | 73.9
CR | Wind | 28 | INDQ1 | 143.94 | 35.41 | 56.28 | 84.36
CR | Wind | 28 | INKE | 2.26 | 0.56 | 0.88 | 1.32
CR | Wind | 28 | IROA1 | 11.1 | 2.73 | 4.34 | 6.5
CR | Wind | 28 | KEAD_1 | 201.03 | 49.45 | 78.6 | 117.83
CR | Wind | 28 | KEIT_P | 31.85 | 7.84 | 12.45 | 18.67
CR | Wind | 28 | KEMS_1 | 20.59 | 5.06 | 8.05 | 12.07
CR | Wind | 28 | KILS | 20.17 | 4.96 | 7.89 | 11.82
CR | Wind | 28 | KILT | 7.05 | 1.73 | 2.76 | 4.13
CR | Wind | 28 | KINT_P | 7.39 | 1.82 | 2.89 | 4.33
CR | Wind | 28 | KIRKB1 | 25.73 | 6.33 | 10.06 | 15.08
CR | Wind | 28 | LACK_6 | 66.21 | 16.29 | 45.47 | 50.7
CR | Wind | 28 | LAIR_P | 10.35 | 2.55 | 4.05 | 6.06
CR | Wind | 28 | LAND1 | 12.22 | 3.01 | 4.78 | 7.16
CR | Wind | 28 | LEVE | 9.12 | 2.24 | 5.63 | 6.6
CR | Wind | 28 | LING | 85.4 | 21.01 | 33.39 | 50.05
CR | Wind | 28 | LINM | 112.69 | 27.72 | 44.06 | 66.05
CR | Wind | 28 | LISD_1 | 21.87 | 5.38 | 8.55 | 12.82
CR | Wind | 28 | MACD_P | 34.71 | 8.54 | 13.57 | 20.34
CR | Wind | 28 | MAGA_6 | 12.87 | 3.17 | 5.03 | 7.54
CR | Wind | 28 | MELK_1 | 3.22 | 0.79 | 1.26 | 1.89
CR | Wind | 28 | MILC_P | 5.52 | 1.36 | 2.16 | 3.23
CR | Wind | 28 | MITY_1 | 10.45 | 2.57 | 4.09 | 6.13
CR | Wind | 28 | MYBS_P | 35.3 | 8.68 | 13.8 | 20.69
CR | Wind | 28 | NEAR | 3.24 | 0.8 | 1.27 | 1.9
CR | Wind | 28 | NEEP_3 | 31.2 | 7.68 | 12.2 | 18.29
CR | Wind | 28 | NINF_1 | 12.06 | 2.97 | 4.72 | 7.07
CR | Wind | 28 | NORM_1 | 103.93 | 25.57 | 59.56 | 72.41
CR | Wind | 28 | NORT_1 | 78.48 | 19.31 | 30.69 | 46
CR | Wind | 28 | OFFE_3 | 8.3 | 2.04 | 3.24 | 4.86
CR | Wind | 28 | PADIB1 | 84.59 | 20.81 | 33.08 | 49.58
CR | Wind | 28 | PEMB_1 | 44.87 | 11.04 | 17.54 | 26.3
CR | Wind | 28 | PENT_1 | 89.06 | 21.91 | 53.74 | 63.69
CR | Wind | 28 | POOB | 8.46 | 2.08 | 3.31 | 4.96
CR | Wind | 28 | PORA_P | 21.93 | 5.4 | 8.58 | 12.86
CR | Wind | 28 | PYLE_1 | 196.61 | 48.37 | 76.87 | 115.23
CR | Wind | 28 | RAIN_1 | 1.61 | 0.4 | 0.63 | 0.94
CR | Wind | 28 | RASS_1 | 22.35 | 5.5 | 8.74 | 13.1
CR | Wind | 28 | RATS_1 | 17.05 | 4.19 | 6.67 | 9.99
CR | Wind | 28 | RAYL_1 | 94.4 | 23.22 | 36.91 | 55.33
CR | Wind | 28 | REDH | 35.83 | 8.81 | 14.01 | 21
CR | Wind | 28 | REDM_P | 15.85 | 3.9 | 6.2 | 9.29
CR | Wind | 28 | ROCH_1 | 184.79 | 45.46 | 72.25 | 108.3
CR | Wind | 28 | SALH_1 | 22.52 | 5.54 | 8.8 | 13.2
CR | Wind | 28 | SALT_1 | 99.87 | 24.57 | 39.05 | 58.54
CR | Wind | 28 | SBAR | 2.41 | 0.59 | 0.94 | 1.41
CR | Wind | 28 | SEAB1 | 45.35 | 11.16 | 17.73 | 26.58
CR | Wind | 28 | SELL_1 | 96.17 | 23.66 | 37.6 | 56.37
CR | Wind | 28 | SFEG_P | 25.52 | 6.28 | 9.98 | 14.96
CR | Wind | 28 | SHRW_1 | 103.01 | 25.34 | 40.28 | 60.37
CR | Wind | 28 | SKLGB1 | 16.48 | 4.06 | 6.45 | 9.66
CR | Wind | 28 | SPEN_1 | 51.46 | 12.66 | 20.12 | 30.16
CR | Wind | 28 | STAY_1 | 49.05 | 12.07 | 19.18 | 28.75
CR | Wind | 28 | STES_1 | 46.45 | 11.43 | 18.16 | 27.22
CR | Wind | 28 | STHA | 17.21 | 4.23 | 6.73 | 10.09
CR | Wind | 28 | STIR | 28.21 | 6.94 | 11.03 | 16.53
CR | Wind | 28 | STLE | 31.74 | 7.81 | 12.41 | 18.6
CR | Wind | 28 | STRI_P | 29.94 | 7.36 | 11.7 | 17.54
CR | Wind | 28 | SUND_1 | 6.11 | 1.5 | 2.39 | 3.58
CR | Wind | 28 | SWAN_1 | 152.14 | 37.43 | 59.49 | 89.17
CR | Wind | 28 | TARL_P | 6.07 | 1.49 | 2.37 | 3.56
CR | Wind | 28 | TAYN_P | 11.04 | 2.71 | 4.32 | 6.47
CR | Wind | 28 | THOM_6 | 96.82 | 23.82 | 37.86 | 56.74
CR | Wind | 28 | THSO_P | 65.11 | 16.02 | 25.46 | 38.16
CR | Wind | 28 | THUR_6 | 43.26 | 10.64 | 16.92 | 25.36
CR | Wind | 28 | TILBB_1 | 14.8 | 3.64 | 5.79 | 8.67
CR | Wind | 28 | TONG | 3.39 | 0.83 | 1.32 | 1.98
CR | Wind | 28 | TRAW_1 | 250.89 | 61.72 | 98.1 | 147.05
CR | Wind | 28 | UPPB_1 | 121.58 | 29.91 | 47.54 | 71.26
CR | Wind | 28 | UPPB_3 | 44.07 | 10.84 | 17.23 | 25.83
CR | Wind | 28 | USKM_1 | 10.13 | 2.49 | 3.96 | 5.94
CR | Wind | 28 | WALP_1 | 283.46 | 69.73 | 110.83 | 166.13
CR | Wind | 28 | WALP_B | 27.02 | 6.65 | 10.56 | 15.84
CR | Wind | 28 | WARL_1 | 1.61 | 0.4 | 0.63 | 0.94
CR | Wind | 28 | WASF_1 | 3.62 | 0.89 | 1.41 | 2.12
CR | Wind | 28 | WFIE | 24.12 | 5.93 | 9.43 | 14.14
CR | Wind | 28 | WILL_1 | 8.04 | 1.98 | 3.14 | 4.71
CR | Wind | 28 | WISH | 17.77 | 4.37 | 6.95 | 10.42
CR | Wind | 28 | WMEL_1 | 13.75 | 3.38 | 5.38 | 8.06
CR | Wind | 28 | WYLF_1 | 60.79 | 14.95 | 23.77 | 35.63
CR | Wind | 29 | ABNE_P | 14.82 | 3.64 | 5.79 | 8.68
CR | Wind | 29 | ALNE_P | 6.85 | 1.69 | 2.68 | 4.02
CR | Wind | 29 | ALVE1 | 168.28 | 41.4 | 65.8 | 98.63
CR | Wind | 29 | ARMO_P | 36.64 | 9.01 | 14.32 | 21.47
CR | Wind | 29 | BAGA | 73.85 | 18.17 | 28.87 | 43.28
CR | Wind | 29 | BARKC1 | 18.96 | 4.66 | 7.41 | 11.11
CR | Wind | 29 | BERW | 155.62 | 38.28 | 60.85 | 91.21
CR | Wind | 29 | BICF_1 | 286.29 | 70.43 | 173.25 | 205.04
CR | Wind | 29 | BIRK_1 | 191.9 | 47.21 | 131.8 | 146.96
CR | Wind | 29 | BLYTB1 | 131.26 | 32.29 | 64.41 | 84.88
CR | Wind | 29 | BLYTH132 | 182.54 | 44.91 | 71.37 | 106.99
CR | Wind | 29 | BONN | 24.21 | 5.96 | 9.47 | 14.19
CR | Wind | 29 | BRAW_1 | 31.9 | 7.85 | 12.47 | 18.7
CR | Wind | 29 | BRFO_1 | 39.82 | 9.8 | 19.35 | 25.64
CR | Wind | 29 | BRLE_1 | 3.54 | 0.87 | 1.39 | 2.08
CR | Wind | 29 | BURM_1 | 46.08 | 11.34 | 18.02 | 27.01
CR | Wind | 29 | BUSH_1 | 7.09 | 1.74 | 2.77 | 4.15
CR | Wind | 29 | CANTN1 | 152.77 | 37.58 | 104.92 | 116.99
CR | Wind | 29 | CARE_1 | 4.08 | 1 | 1.59 | 2.39
CR | Wind | 29 | CHAP | 37.48 | 9.22 | 14.65 | 21.97
CR | Wind | 29 | CHTE_1 | 24.01 | 5.91 | 9.39 | 14.07
CR | Wind | 29 | CONQA1 | 69.74 | 17.16 | 27.27 | 40.87
CR | Wind | 29 | COUA_P | 9.53 | 2.34 | 3.73 | 5.59
CR | Wind | 29 | COVE_1 | 24.81 | 6.1 | 9.7 | 14.54
CR | Wind | 29 | COYL | 98.67 | 24.27 | 38.58 | 57.83
CR | Wind | 29 | CREB_1 | 227.56 | 55.98 | 88.98 | 133.37
CR | Wind | 29 | CUMB | 6.09 | 1.5 | 2.38 | 3.57
CR | Wind | 29 | DEVO | 105.52 | 25.96 | 41.26 | 61.85
CR | Wind | 29 | DOUN_P | 18.78 | 4.62 | 7.34 | 11.01
CR | Wind | 29 | DRAX_1 | 167.39 | 41.18 | 65.45 | 98.11
CR | Wind | 29 | DUNB | 21.04 | 5.18 | 8.23 | 12.33
CR | Wind | 29 | DYCE_P | 25.91 | 6.37 | 10.13 | 15.19
CR | Wind | 29 | EASO_1 | 190.16 | 46.78 | 74.35 | 111.46
CR | Wind | 29 | ECCL | 43.55 | 10.71 | 17.03 | 25.52
CR | Wind | 29 | ECLA_1 | 3.54 | 0.87 | 1.39 | 2.08
CR | Wind | 29 | EKIS | 102.63 | 25.25 | 40.13 | 60.15
CR | Wind | 29 | ELLA_1 | 13.29 | 3.27 | 5.2 | 7.79
CR | Wind | 29 | ENDE_1 | 60.43 | 14.87 | 23.63 | 35.42
CR | Wind | 29 | FECK_6 | 2.3 | 0.57 | 0.9 | 1.35
CR | Wind | 29 | FIDD_P | 67.6 | 16.63 | 26.43 | 39.62
CR | Wind | 29 | FOUR_1 | 194.15 | 47.76 | 75.91 | 113.79
CR | Wind | 29 | FRAS_P | 2.38 | 0.59 | 0.93 | 1.4
CR | Wind | 29 | FROD_1 | 89.23 | 21.95 | 34.89 | 52.3
CR | Wind | 29 | GALA | 26.19 | 6.44 | 10.24 | 15.35
CR | Wind | 29 | GIFF | 6.7 | 1.65 | 2.62 | 3.93
CR | Wind | 29 | GLLU | 112.83 | 27.76 | 44.12 | 66.13
CR | Wind | 29 | GLNI | 50.48 | 12.42 | 19.74 | 29.58
CR | Wind | 29 | GREN_1 | 290.47 | 71.46 | 113.58 | 170.25
CR | Wind | 29 | GRIW_1 | 134.69 | 33.13 | 52.66 | 78.94
CR | Wind | 29 | G_EXTRA_11 | 33.5 | 8.24 | 13.1 | 19.63
CR | Wind | 29 | G_EXTRA_12 | 16.65 | 4.1 | 6.51 | 9.76
CR | Wind | 29 | G_EXTRA_13 | 47.18 | 11.61 | 18.45 | 27.65
CR | Wind | 29 | G_EXTRA_2 | 27.41 | 6.74 | 10.72 | 16.06
CR | Wind | 29 | G_EXTRA_8 | 82.07 | 20.19 | 32.09 | 48.1
CR | Wind | 29 | G_EXTRA_9 | 70.04 | 17.23 | 27.39 | 41.05
CR | Wind | 29 | HARK_1 | 131.25 | 32.29 | 51.32 | 76.93
CR | Wind | 29 | HARM_6 | 45.07 | 11.09 | 17.62 | 26.41
CR | Wind | 29 | HAWI | 24.36 | 5.99 | 9.53 | 14.28
CR | Wind | 29 | HAWP_6 | 62.92 | 15.48 | 24.6 | 36.87
CR | Wind | 29 | HEYS_1 | 105.84 | 26.04 | 41.38 | 62.03
CR | Wind | 29 | HUER | 24 | 5.9 | 16.48 | 18.38
CR | Wind | 29 | HUTT_1 | 138.95 | 34.18 | 54.33 | 81.44
CR | Wind | 29 | INDQ1 | 158.62 | 39.02 | 62.02 | 92.97
CR | Wind | 29 | INKE | 2.44 | 0.6 | 0.95 | 1.43
CR | Wind | 29 | IROA1 | 12.23 | 3.01 | 4.78 | 7.17
CR | Wind | 29 | KEAD_1 | 221.53 | 54.5 | 86.62 | 129.84
CR | Wind | 29 | KEIT_P | 34.39 | 8.46 | 13.45 | 20.15
CR | Wind | 29 | KEMS_1 | 22.68 | 5.58 | 8.87 | 13.3
CR | Wind | 29 | KILS | 21.77 | 5.36 | 8.51 | 12.76
CR | Wind | 29 | KILT | 7.61 | 1.87 | 2.98 | 4.46
CR | Wind | 29 | KINT_P | 7.98 | 1.96 | 3.12 | 4.68
CR | Wind | 29 | KIRKB1 | 28.36 | 6.98 | 11.09 | 16.62
CR | Wind | 29 | LACK_6 | 66.21 | 16.29 | 45.47 | 50.7
CR | Wind | 29 | LAIR_P | 11.17 | 2.75 | 4.37 | 6.55
CR | Wind | 29 | LAND1 | 13.47 | 3.31 | 5.27 | 7.89
CR | Wind | 29 | LEVE | 9.28 | 2.28 | 5.7 | 6.7
CR | Wind | 29 | LING | 92.2 | 22.68 | 36.05 | 54.04
CR | Wind | 29 | LINM | 121.66 | 29.93 | 47.57 | 71.31
CR | Wind | 29 | LISD_1 | 24.1 | 5.93 | 9.42 | 14.13
CR | Wind | 29 | MACD_P | 37.47 | 9.22 | 14.65 | 21.96
CR | Wind | 29 | MAGA_6 | 14.18 | 3.49 | 5.54 | 8.31
CR | Wind | 29 | MELK_1 | 3.54 | 0.87 | 1.39 | 2.08
CR | Wind | 29 | MILC_P | 5.96 | 1.47 | 2.33 | 3.49
CR | Wind | 29 | MITY_1 | 11.52 | 2.83 | 4.5 | 6.75
CR | Wind | 29 | MYBS_P | 38.11 | 9.38 | 14.9 | 22.34
CR | Wind | 29 | NEAR | 3.5 | 0.86 | 1.37 | 2.05
CR | Wind | 29 | NEEP_3 | 34.38 | 8.46 | 13.44 | 20.15
CR | Wind | 29 | NINF_1 | 13.29 | 3.27 | 5.2 | 7.79
CR | Wind | 29 | NORM_1 | 108.01 | 26.57 | 61.15 | 74.8
CR | Wind | 29 | NORT_1 | 86.49 | 21.28 | 33.82 | 50.69
CR | Wind | 29 | OFFE_3 | 9.14 | 2.25 | 3.58 | 5.36
CR | Wind | 29 | PADIB1 | 93.22 | 22.93 | 36.45 | 54.64
CR | Wind | 29 | PEMB_1 | 49.45 | 12.16 | 19.33 | 28.98
CR | Wind | 29 | PENT_1 | 91.61 | 22.54 | 54.74 | 65.19
CR | Wind | 29 | POOB | 9.14 | 2.25 | 3.57 | 5.35
CR | Wind | 29 | PORA_P | 23.68 | 5.83 | 9.26 | 13.88
CR | Wind | 29 | PYLE_1 | 216.66 | 53.3 | 84.71 | 126.98
CR | Wind | 29 | RAIN_1 | 1.77 | 0.44 | 0.69 | 1.04
CR | Wind | 29 | RASS_1 | 24.63 | 6.06 | 9.63 | 14.44
CR | Wind | 29 | RATS_1 | 18.79 | 4.62 | 7.35 | 11.01
CR | Wind | 29 | RAYL_1 | 104.03 | 25.59 | 40.68 | 60.97
CR | Wind | 29 | REDH | 38.68 | 9.51 | 15.12 | 22.67
CR | Wind | 29 | REDM_P | 17.11 | 4.21 | 6.69 | 10.03
CR | Wind | 29 | ROCH_1 | 203.63 | 50.09 | 79.62 | 119.35
CR | Wind | 29 | SALH_1 | 24.81 | 6.1 | 9.7 | 14.54
CR | Wind | 29 | SALT_1 | 110.06 | 27.07 | 43.03 | 64.5
CR | Wind | 29 | SBAR | 2.66 | 0.65 | 1.04 | 1.56
CR | Wind | 29 | SEAB1 | 49.98 | 12.29 | 19.54 | 29.29
CR | Wind | 29 | SELL_1 | 105.98 | 26.07 | 41.44 | 62.12
CR | Wind | 29 | SFEG_P | 27.55 | 6.78 | 10.77 | 16.15
CR | Wind | 29 | SHRW_1 | 113.51 | 27.92 | 44.38 | 66.53
CR | Wind | 29 | SKLGB1 | 18.17 | 4.47 | 7.1 | 10.65
CR | Wind | 29 | SPEN_1 | 56.71 | 13.95 | 22.17 | 33.24
CR | Wind | 29 | STAY_1 | 54.05 | 13.3 | 21.14 | 31.68
CR | Wind | 29 | STES_1 | 51.18 | 12.59 | 20.01 | 30
CR | Wind | 29 | STHA | 18.58 | 4.57 | 7.26 | 10.89
CR | Wind | 29 | STIR | 30.45 | 7.49 | 11.91 | 17.85
CR | Wind | 29 | STLE | 34.26 | 8.43 | 13.4 | 20.08
CR | Wind | 29 | STRI_P | 32.32 | 7.95 | 12.64 | 18.94
CR | Wind | 29 | SUND_1 | 6.73 | 1.66 | 2.63 | 3.95
CR | Wind | 29 | SWAN_1 | 167.66 | 41.24 | 65.55 | 98.26
CR | Wind | 29 | TARL_P | 6.55 | 1.61 | 2.56 | 3.84
CR | Wind | 29 | TAYN_P | 11.91 | 2.93 | 4.66 | 6.98
CR | Wind | 29 | THOM_6 | 106.69 | 26.25 | 41.72 | 62.53
CR | Wind | 29 | THSO_P | 70.29 | 17.29 | 27.48 | 41.2
CR | Wind | 29 | THUR_6 | 47.67 | 11.73 | 18.64 | 27.94
CR | Wind | 29 | TILBB_1 | 16.3 | 4.01 | 6.38 | 9.56
CR | Wind | 29 | TONG | 3.65 | 0.9 | 1.43 | 2.14
CR | Wind | 29 | TRAW_1 | 276.47 | 68.01 | 108.1 | 162.04
CR | Wind | 29 | UPPB_1 | 133.98 | 32.96 | 52.39 | 78.53
CR | Wind | 29 | UPPB_3 | 48.56 | 11.95 | 18.99 | 28.46
CR | Wind | 29 | USKM_1 | 11.17 | 2.75 | 4.37 | 6.54
CR | Wind | 29 | WALP_1 | 312.36 | 76.84 | 122.13 | 183.08
CR | Wind | 29 | WALP_B | 29.77 | 7.32 | 11.64 | 17.45
CR | Wind | 29 | WARL_1 | 1.77 | 0.44 | 0.69 | 1.04
CR | Wind | 29 | WASF_1 | 3.99 | 0.98 | 1.56 | 2.34
CR | Wind | 29 | WFIE | 26.04 | 6.41 | 10.18 | 15.26
CR | Wind | 29 | WILL_1 | 8.86 | 2.18 | 3.46 | 5.19
CR | Wind | 29 | WISH | 19.19 | 4.72 | 7.5 | 11.24
CR | Wind | 29 | WMEL_1 | 15.15 | 3.73 | 5.92 | 8.88
CR | Wind | 29 | WYLF_1 | 66.99 | 16.48 | 26.19 | 39.26
CR | Wind | 30 | ABNE_P | 16.06 | 3.95 | 6.28 | 9.42
CR | Wind | 30 | ALNE_P | 7.43 | 1.83 | 2.9 | 4.35
CR | Wind | 30 | ALVE1 | 186.28 | 45.82 | 72.83 | 109.18
CR | Wind | 30 | ARMO_P | 39.72 | 9.77 | 15.53 | 23.28
CR | Wind | 30 | BAGA | 80.07 | 19.7 | 31.31 | 46.93
CR | Wind | 30 | BARKC1 | 20.99 | 5.16 | 8.21 | 12.3
CR | Wind | 30 | BERW | 168.72 | 41.51 | 65.97 | 98.89
CR | Wind | 30 | BICF_1 | 294.75 | 72.51 | 176.55 | 210
CR | Wind | 30 | BIRK_1 | 191.9 | 47.21 | 131.8 | 146.96
CR | Wind | 30 | BLYTB1 | 140.57 | 34.58 | 68.05 | 90.34
CR | Wind | 30 | BLYTH132 | 202.07 | 49.71 | 79.01 | 118.43
CR | Wind | 30 | BONN | 26.25 | 6.46 | 10.26 | 15.38
CR | Wind | 30 | BRAW_1 | 35.31 | 8.69 | 13.81 | 20.7
CR | Wind | 30 | BRFO_1 | 42.71 | 10.51 | 20.48 | 27.33
CR | Wind | 30 | BRLE_1 | 3.92 | 0.97 | 1.53 | 2.3
CR | Wind | 30 | BURM_1 | 51.01 | 12.55 | 19.94 | 29.9
CR | Wind | 30 | BUSH_1 | 7.85 | 1.93 | 3.07 | 4.6
CR | Wind | 30 | CANTN1 | 152.77 | 37.58 | 104.92 | 116.99
CR | Wind | 30 | CARE_1 | 4.51 | 1.11 | 1.76 | 2.64
CR | Wind | 30 | CHAP | 40.64 | 10 | 15.89 | 23.82
CR | Wind | 30 | CHTE_1 | 26.58 | 6.54 | 10.39 | 15.58
CR | Wind | 30 | CONQA1 | 77.2 | 18.99 | 30.18 | 45.25
CR | Wind | 30 | COUA_P | 10.33 | 2.54 | 4.04 | 6.06
CR | Wind | 30 | COVE_1 | 27.47 | 6.76 | 10.74 | 16.1
CR | Wind | 30 | COYL | 106.98 | 26.32 | 41.83 | 62.7
CR | Wind | 30 | CREB_1 | 251.9 | 61.97 | 98.49 | 147.64
CR | Wind | 30 | CUMB | 6.6 | 1.62 | 2.58 | 3.87
CR | Wind | 30 | DEVO | 114.41 | 28.14 | 44.73 | 67.05
CR | Wind | 30 | DOUN_P | 20.36 | 5.01 | 7.96 | 11.93
CR | Wind | 30 | DRAX_1 | 185.3 | 45.58 | 72.45 | 108.6
CR | Wind | 30 | DUNB | 22.82 | 5.61 | 8.92 | 13.37
CR | Wind | 30 | DYCE_P | 28.1 | 6.91 | 10.99 | 16.47
CR | Wind | 30 | EASO_1 | 210.51 | 51.78 | 82.31 | 123.38
CR | Wind | 30 | ECCL | 47.22 | 11.62 | 18.46 | 27.67
CR | Wind | 30 | ECLA_1 | 3.92 | 0.97 | 1.53 | 2.3
CR | Wind | 30 | EKIS | 111.27 | 27.37 | 43.51 | 65.22
CR | Wind | 30 | ELLA_1 | 14.71 | 3.62 | 5.75 | 8.62
CR | Wind | 30 | ENDE_1 | 66.9 | 16.46 | 26.16 | 39.21
CR | Wind | 30 | FECK_6 | 2.55 | 0.63 | 1 | 1.49
CR | Wind | 30 | FIDD_P | 73.29 | 18.03 | 28.66 | 42.96
CR | Wind | 30 | FOUR_1 | 214.92 | 52.87 | 84.03 | 125.96
CR | Wind | 30 | FRAS_P | 2.58 | 0.64 | 1.01 | 1.51
CR | Wind | 30 | FROD_1 | 98.78 | 24.3 | 38.62 | 57.89
CR | Wind | 30 | GALA | 28.4 | 6.99 | 11.1 | 16.64
CR | Wind | 30 | GIFF | 7.26 | 1.79 | 2.84 | 4.26
CR | Wind | 30 | GLLU | 122.33 | 30.09 | 47.83 | 71.7
CR | Wind | 30 | GLNI | 54.73 | 13.46 | 21.4 | 32.08
CR | Wind | 30 | GREN_1 | 321.55 | 79.1 | 125.72 | 188.46
CR | Wind | 30 | GRIW_1 | 149.1 | 36.68 | 58.3 | 87.39
CR | Wind | 30 | G_EXTRA_11 | 36.32 | 8.93 | 14.2 | 21.29
CR | Wind | 30 | G_EXTRA_12 | 18.05 | 4.44 | 7.06 | 10.58
CR | Wind | 30 | G_EXTRA_13 | 51.16 | 12.58 | 20 | 29.98
CR | Wind | 30 | G_EXTRA_2 | 29.72 | 7.31 | 11.62 | 17.42
CR | Wind | 30 | G_EXTRA_8 | 88.98 | 21.89 | 34.79 | 52.15
CR | Wind | 30 | G_EXTRA_9 | 75.94 | 18.68 | 29.69 | 44.51
CR | Wind | 30 | HARK_1 | 145.29 | 35.74 | 56.81 | 85.16
CR | Wind | 30 | HARM_6 | 49.89 | 12.27 | 19.51 | 29.24
CR | Wind | 30 | HAWI | 26.41 | 6.5 | 10.33 | 15.48
CR | Wind | 30 | HAWP_6 | 69.65 | 17.13 | 27.23 | 40.82
CR | Wind | 30 | HEYS_1 | 117.16 | 28.82 | 45.81 | 68.67
CR | Wind | 30 | HUER | 24 | 5.9 | 16.48 | 18.38
CR | Wind | 30 | HUTT_1 | 153.81 | 37.84 | 60.14 | 90.15
CR | Wind | 30 | INDQ1 | 175.59 | 43.19 | 68.65 | 102.91
CR | Wind | 30 | INKE | 2.64 | 0.65 | 1.03 | 1.55
CR | Wind | 30 | IROA1 | 13.54 | 3.33 | 5.29 | 7.93
CR | Wind | 30 | KEAD_1 | 245.23 | 60.33 | 95.89 | 143.73
CR | Wind | 30 | KEIT_P | 37.28 | 9.17 | 14.58 | 21.85
CR | Wind | 30 | KEMS_1 | 25.11 | 6.18 | 9.82 | 14.72
CR | Wind | 30 | KILS | 23.61 | 5.81 | 9.23 | 13.84
CR | Wind | 30 | KILT | 8.25 | 2.03 | 3.23 | 4.84
CR | Wind | 30 | KINT_P | 8.65 | 2.13 | 3.38 | 5.07
CR | Wind | 30 | KIRKB1 | 31.39 | 7.72 | 12.27 | 18.4
CR | Wind | 30 | LACK_6 | 66.21 | 16.29 | 45.47 | 50.7
CR | Wind | 30 | LAIR_P | 12.11 | 2.98 | 4.74 | 7.1
CR | Wind | 30 | LAND1 | 14.91 | 3.67 | 5.83 | 8.74
CR | Wind | 30 | LEVE | 9.48 | 2.33 | 5.78 | 6.81
CR | Wind | 30 | LING | 99.96 | 24.59 | 39.09 | 58.59
CR | Wind | 30 | LINM | 131.91 | 32.45 | 51.58 | 77.31
CR | Wind | 30 | LISD_1 | 26.68 | 6.56 | 10.43 | 15.64
CR | Wind | 30 | MACD_P | 40.63 | 9.99 | 15.88 | 23.81
CR | Wind | 30 | MAGA_6 | 15.69 | 3.86 | 6.14 | 9.2
CR | Wind | 30 | MELK_1 | 3.92 | 0.97 | 1.53 | 2.3
CR | Wind | 30 | MILC_P | 6.46 | 1.59 | 2.53 | 3.79
CR | Wind | 30 | MITY_1 | 12.75 | 3.14 | 4.99 | 7.47
CR | Wind | 30 | MYBS_P | 41.32 | 10.16 | 16.16 | 24.22
CR | Wind | 30 | NEAR | 3.8 | 0.93 | 1.48 | 2.23
CR | Wind | 30 | NEEP_3 | 38.06 | 9.36 | 14.88 | 22.31
CR | Wind | 30 | NINF_1 | 14.71 | 3.62 | 5.75 | 8.62
CR | Wind | 30 | NORM_1 | 112.72 | 27.73 | 62.99 | 77.56
CR | Wind | 30 | NORT_1 | 95.74 | 23.55 | 37.43 | 56.11
CR | Wind | 30 | OFFE_3 | 10.12 | 2.49 | 3.96 | 5.93
CR | Wind | 30 | PADIB1 | 103.19 | 25.39 | 40.35 | 60.48
CR | Wind | 30 | PEMB_1 | 54.74 | 13.46 | 21.4 | 32.08
CR | Wind | 30 | PENT_1 | 94.57 | 23.26 | 55.9 | 66.92
CR | Wind | 30 | POOB | 9.91 | 2.44 | 3.87 | 5.81
CR | Wind | 30 | PORA_P | 25.67 | 6.32 | 10.04 | 15.05
CR | Wind | 30 | PYLE_1 | 239.84 | 59 | 93.78 | 140.57
CR | Wind | 30 | RAIN_1 | 1.96 | 0.48 | 0.77 | 1.15
CR | Wind | 30 | RASS_1 | 27.27 | 6.71 | 10.66 | 15.98
CR | Wind | 30 | RATS_1 | 20.8 | 5.12 | 8.13 | 12.19
CR | Wind | 30 | RAYL_1 | 115.16 | 28.33 | 45.03 | 67.5
CR | Wind | 30 | REDH | 41.93 | 10.32 | 16.4 | 24.58
CR | Wind | 30 | REDM_P | 18.55 | 4.56 | 7.25 | 10.87
CR | Wind | 30 | ROCH_1 | 225.42 | 55.45 | 88.14 | 132.12
CR | Wind | 30 | SALH_1 | 27.47 | 6.76 | 10.74 | 16.1
CR | Wind | 30 | SALT_1 | 121.83 | 29.97 | 47.64 | 71.4
CR | Wind | 30 | SBAR | 2.94 | 0.72 | 1.15 | 1.72
CR | Wind | 30 | SEAB1 | 55.32 | 13.61 | 21.63 | 32.43
CR | Wind | 30 | SELL_1 | 117.32 | 28.86 | 45.87 | 68.76
CR | Wind | 30 | SFEG_P | 29.87 | 7.35 | 11.68 | 17.51
CR | Wind | 30 | SHRW_1 | 125.66 | 30.91 | 49.13 | 73.65
CR | Wind | 30 | SKLGB1 | 20.11 | 4.95 | 7.86 | 11.79
CR | Wind | 30 | SPEN_1 | 62.78 | 15.44 | 24.55 | 36.79
CR | Wind | 30 | STAY_1 | 59.84 | 14.72 | 23.4 | 35.07
CR | Wind | 30 | STES_1 | 56.66 | 13.94 | 22.15 | 33.21
CR | Wind | 30 | STHA | 20.14 | 4.95 | 7.88 | 11.8
CR | Wind | 30 | STIR | 33.02 | 8.12 | 12.91 | 19.35
CR | Wind | 30 | STLE | 37.15 | 9.14 | 14.52 | 21.77
CR | Wind | 30 | STRI_P | 35.04 | 8.62 | 13.7 | 20.54
CR | Wind | 30 | SUND_1 | 7.46 | 1.83 | 2.91 | 4.37
CR | Wind | 30 | SWAN_1 | 185.59 | 45.66 | 72.57 | 108.77
CR | Wind | 30 | TARL_P | 7.1 | 1.75 | 2.78 | 4.16
CR | Wind | 30 | TAYN_P | 12.92 | 3.18 | 5.05 | 7.57
CR | Wind | 30 | THOM_6 | 118.1 | 29.05 | 46.18 | 69.22
CR | Wind | 30 | THSO_P | 76.21 | 18.75 | 29.8 | 44.67
CR | Wind | 30 | THUR_6 | 52.77 | 12.98 | 20.63 | 30.93
CR | Wind | 30 | TILBB_1 | 18.05 | 4.44 | 7.06 | 10.58
CR | Wind | 30 | TONG | 3.96 | 0.97 | 1.55 | 2.32
CR | Wind | 30 | TRAW_1 | 306.05 | 75.29 | 119.66 | 179.37
CR | Wind | 30 | UPPB_1 | 148.32 | 36.49 | 57.99 | 86.93
CR | Wind | 30 | UPPB_3 | 53.75 | 13.22 | 21.02 | 31.51
CR | Wind | 30 | USKM_1 | 12.36 | 3.04 | 4.83 | 7.24
CR | Wind | 30 | WALP_1 | 345.78 | 85.06 | 135.2 | 202.66
CR | Wind | 30 | WALP_B | 32.96 | 8.11 | 12.89 | 19.32
CR | Wind | 30 | WARL_1 | 1.96 | 0.48 | 0.77 | 1.15
CR | Wind | 30 | WASF_1 | 4.41 | 1.09 | 1.73 | 2.59
CR | Wind | 30 | WFIE | 28.23 | 6.94 | 11.04 | 16.55
CR | Wind | 30 | WILL_1 | 9.81 | 2.41 | 3.84 | 5.75
CR | Wind | 30 | WISH | 20.8 | 5.12 | 8.13 | 12.19
CR | Wind | 30 | WMEL_1 | 16.77 | 4.13 | 6.56 | 9.83
CR | Wind | 30 | WYLF_1 | 74.16 | 18.24 | 29 | 43.46
CR | Wind | 31 | ABNE_P | 17.33 | 4.26 | 6.78 | 10.16
CR | Wind | 31 | ALNE_P | 8.01 | 1.97 | 3.13 | 4.7
CR | Wind | 31 | ALVE1 | 205.26 | 50.49 | 80.26 | 120.3
CR | Wind | 31 | ARMO_P | 42.86 | 10.54 | 16.76 | 25.12
CR | Wind | 31 | BAGA | 86.4 | 21.25 | 33.78 | 50.64
CR | Wind | 31 | BARKC1 | 23.13 | 5.69 | 9.04 | 13.56
CR | Wind | 31 | BERW | 182.06 | 44.79 | 71.19 | 106.71
CR | Wind | 31 | BICF_1 | 303.67 | 74.7 | 180.04 | 215.22
CR | Wind | 31 | BIRK_1 | 191.9 | 47.21 | 131.8 | 146.96
CR | Wind | 31 | BLYTB1 | 150.39 | 37 | 71.89 | 96.09
CR | Wind | 31 | BLYTH132 | 222.66 | 54.78 | 87.06 | 130.5
CR | Wind | 31 | BONN | 28.32 | 6.97 | 11.07 | 16.6
CR | Wind | 31 | BRAW_1 | 38.91 | 9.57 | 15.21 | 22.81
CR | Wind | 31 | BRFO_1 | 45.76 | 11.26 | 21.68 | 29.12
CR | Wind | 31 | BRLE_1 | 4.32 | 1.06 | 1.69 | 2.53
CR | Wind | 31 | BURM_1 | 56.21 | 13.83 | 21.98 | 32.94
CR | Wind | 31 | BUSH_1 | 8.65 | 2.13 | 3.38 | 5.07
CR | Wind | 31 | CANTN1 | 152.77 | 37.58 | 104.92 | 116.99
CR | Wind | 31 | CARE_1 | 4.97 | 1.22 | 1.94 | 2.91
CR | Wind | 31 | CHAP | 43.85 | 10.79 | 17.14 | 25.7
CR | Wind | 31 | CHTE_1 | 29.29 | 7.21 | 11.45 | 17.17
CR | Wind | 31 | CONQA1 | 85.07 | 20.93 | 33.26 | 49.86
CR | Wind | 31 | COUA_P | 11.15 | 2.74 | 4.36 | 6.54
CR | Wind | 31 | COVE_1 | 30.27 | 7.45 | 11.83 | 17.74
CR | Wind | 31 | COYL | 115.43 | 28.4 | 45.14 | 67.66
CR | Wind | 31 | CREB_1 | 277.57 | 68.28 | 108.53 | 162.69
CR | Wind | 31 | CUMB | 7.13 | 1.75 | 2.79 | 4.18
CR | Wind | 31 | DEVO | 123.45 | 30.37 | 48.27 | 72.35
CR | Wind | 31 | DOUN_P | 21.97 | 5.4 | 8.59 | 12.88
CR | Wind | 31 | DRAX_1 | 204.18 | 50.23 | 79.83 | 119.67
CR | Wind | 31 | DUNB | 24.62 | 6.06 | 9.63 | 14.43
CR | Wind | 31 | DYCE_P | 30.32 | 7.46 | 11.85 | 17.77
CR | Wind | 31 | EASO_1 | 231.96 | 57.06 | 90.7 | 135.95
CR | Wind | 31 | ECCL | 50.95 | 12.53 | 19.92 | 29.86
CR | Wind | 31 | ECLA_1 | 4.32 | 1.06 | 1.69 | 2.53
CR | Wind | 31 | EKIS | 120.07 | 29.54 | 46.95 | 70.37
CR | Wind | 31 | ELLA_1 | 16.21 | 3.99 | 6.34 | 9.5
CR | Wind | 31 | ENDE_1 | 73.72 | 18.13 | 28.82 | 43.21
CR | Wind | 31 | FECK_6 | 2.81 | 0.69 | 1.1 | 1.65
CR | Wind | 31 | FIDD_P | 79.08 | 19.45 | 30.92 | 46.35
CR | Wind | 31 | FOUR_1 | 236.82 | 58.26 | 92.6 | 138.8
CR | Wind | 31 | FRAS_P | 2.79 | 0.69 | 1.09 | 1.63
CR | Wind | 31 | FROD_1 | 108.85 | 26.78 | 42.56 | 63.79
CR | Wind | 31 | GALA | 30.64 | 7.54 | 11.98 | 17.96
CR | Wind | 31 | GIFF | 7.84 | 1.93 | 3.06 | 4.59
CR | Wind | 31 | GLLU | 132 | 32.47 | 51.61 | 77.37
CR | Wind | 31 | GLNI | 59.05 | 14.53 | 23.09 | 34.61
CR | Wind | 31 | GREN_1 | 354.32 | 87.16 | 138.54 | 207.67
CR | Wind | 31 | GRIW_1 | 164.3 | 40.42 | 64.24 | 96.29
CR | Wind | 31 | G_EXTRA_11 | 39.19 | 9.64 | 15.32 | 22.97
CR | Wind | 31 | G_EXTRA_12 | 19.48 | 4.79 | 7.62 | 11.42
CR | Wind | 31 | G_EXTRA_13 | 55.2 | 13.58 | 21.58 | 32.35
CR | Wind | 31 | G_EXTRA_2 | 32.07 | 7.89 | 12.54 | 18.79
CR | Wind | 31 | G_EXTRA_8 | 96.02 | 23.62 | 37.54 | 56.28
CR | Wind | 31 | G_EXTRA_9 | 81.94 | 20.16 | 32.04 | 48.03
CR | Wind | 31 | HARK_1 | 160.1 | 39.39 | 62.6 | 93.84
CR | Wind | 31 | HARM_6 | 54.97 | 13.52 | 21.49 | 32.22
CR | Wind | 31 | HAWI | 28.5 | 7.01 | 11.14 | 16.71
CR | Wind | 31 | HAWP_6 | 76.74 | 18.88 | 30.01 | 44.98
CR | Wind | 31 | HEYS_1 | 129.1 | 31.76 | 50.48 | 75.67
CR | Wind | 31 | HUER | 24 | 5.9 | 16.48 | 18.38
CR | Wind | 31 | HUTT_1 | 169.48 | 41.69 | 66.27 | 99.33
CR | Wind | 31 | INDQ1 | 193.48 | 47.6 | 75.65 | 113.4
CR | Wind | 31 | INKE | 2.85 | 0.7 | 1.11 | 1.67
CR | Wind | 31 | IROA1 | 14.92 | 3.67 | 5.83 | 8.74
CR | Wind | 31 | KEAD_1 | 270.22 | 66.47 | 105.66 | 158.38
CR | Wind | 31 | KEIT_P | 40.23 | 9.9 | 15.73 | 23.58
CR | Wind | 31 | KEMS_1 | 27.67 | 6.81 | 10.82 | 16.22
CR | Wind | 31 | KILS | 25.47 | 6.27 | 9.96 | 14.93
CR | Wind | 31 | KILT | 8.91 | 2.19 | 3.48 | 5.22
CR | Wind | 31 | KINT_P | 9.34 | 2.3 | 3.65 | 5.47
CR | Wind | 31 | KIRKB1 | 34.59 | 8.51 | 13.52 | 20.27
CR | Wind | 31 | LACK_6 | 66.21 | 16.29 | 45.47 | 50.7
CR | Wind | 31 | LAIR_P | 13.07 | 3.21 | 5.11 | 7.66
CR | Wind | 31 | LAND1 | 16.43 | 4.04 | 6.42 | 9.63
CR | Wind | 31 | LEVE | 9.67 | 2.38 | 5.85 | 6.93
CR | Wind | 31 | LING | 107.86 | 26.53 | 42.17 | 63.22
CR | Wind | 31 | LINM | 142.33 | 35.01 | 55.65 | 83.42
CR | Wind | 31 | LISD_1 | 29.4 | 7.23 | 11.5 | 17.23
CR | Wind | 31 | MACD_P | 43.84 | 10.78 | 17.14 | 25.69
CR | Wind | 31 | MAGA_6 | 17.29 | 4.25 | 6.76 | 10.14
CR | Wind | 31 | MELK_1 | 4.32 | 1.06 | 1.69 | 2.53
CR | Wind | 31 | MILC_P | 6.97 | 1.71 | 2.72 | 4.08
CR | Wind | 31 | MITY_1 | 14.05 | 3.46 | 5.49 | 8.24
CR | Wind | 31 | MYBS_P | 44.59 | 10.97 | 17.43 | 26.13
CR | Wind | 31 | NEAR | 4.1 | 1.01 | 1.6 | 2.4
CR | Wind | 31 | NEEP_3 | 41.94 | 10.32 | 16.4 | 24.58
CR | Wind | 31 | NINF_1 | 16.21 | 3.99 | 6.34 | 9.5
CR | Wind | 31 | NORM_1 | 117.69 | 28.95 | 64.94 | 80.47
CR | Wind | 31 | NORT_1 | 105.5 | 25.95 | 41.25 | 61.83
CR | Wind | 31 | OFFE_3 | 11.15 | 2.74 | 4.36 | 6.54
CR | Wind | 31 | PADIB1 | 113.71 | 27.97 | 44.46 | 66.65
CR | Wind | 31 | PEMB_1 | 60.31 | 14.84 | 23.58 | 35.35
CR | Wind | 31 | PENT_1 | 97.69 | 24.03 | 57.12 | 68.75
CR | Wind | 31 | POOB | 10.69 | 2.63 | 4.18 | 6.26
CR | Wind | 31 | PORA_P | 27.7 | 6.81 | 10.83 | 16.24
CR | Wind | 31 | PYLE_1 | 264.28 | 65.01 | 103.33 | 154.89
CR | Wind | 31 | RAIN_1 | 2.16 | 0.53 | 0.85 | 1.27
CR | Wind | 31 | RASS_1 | 30.05 | 7.39 | 11.75 | 17.61
CR | Wind | 31 | RATS_1 | 22.91 | 5.64 | 8.96 | 13.43
CR | Wind | 31 | RAYL_1 | 126.9 | 31.22 | 49.62 | 74.37
CR | Wind | 31 | REDH | 45.25 | 11.13 | 17.69 | 26.52
CR | Wind | 31 | REDM_P | 20.02 | 4.92 | 7.83 | 11.73
CR | Wind | 31 | ROCH_1 | 248.39 | 61.1 | 97.12 | 145.58
CR | Wind | 31 | SALH_1 | 30.27 | 7.45 | 11.83 | 17.74
CR | Wind | 31 | SALT_1 | 134.25 | 33.02 | 52.49 | 78.68
CR | Wind | 31 | SBAR | 3.24 | 0.8 | 1.27 | 1.9
CR | Wind | 31 | SEAB1 | 60.96 | 15 | 23.84 | 35.73
CR | Wind | 31 | SELL_1 | 129.27 | 31.8 | 50.55 | 75.77
CR | Wind | 31 | SFEG_P | 32.23 | 7.93 | 12.6 | 18.89
CR | Wind | 31 | SHRW_1 | 138.46 | 34.06 | 54.14 | 81.15
CR | Wind | 31 | SKLGB1 | 22.16 | 5.45 | 8.66 | 12.99
CR | Wind | 31 | SPEN_1 | 69.18 | 17.02 | 27.05 | 40.54
CR | Wind | 31 | STAY_1 | 65.93 | 16.22 | 25.78 | 38.64
CR | Wind | 31 | STES_1 | 62.43 | 15.36 | 24.41 | 36.59
CR | Wind | 31 | STHA | 21.73 | 5.35 | 8.5 | 12.74
CR | Wind | 31 | STIR | 35.63 | 8.76 | 13.93 | 20.88
CR | Wind | 31 | STLE | 40.08 | 9.86 | 15.67 | 23.49
CR | Wind | 31 | STRI_P | 37.81 | 9.3 | 14.78 | 22.16
CR | Wind | 31 | SUND_1 | 8.21 | 2.02 | 3.21 | 4.81
CR | Wind | 31 | SWAN_1 | 204.51 | 50.31 | 79.96 | 119.86
CR | Wind | 31 | TARL_P | 7.67 | 1.89 | 3 | 4.49
CR | Wind | 31 | TAYN_P | 13.94 | 3.43 | 5.45 | 8.17
CR | Wind | 31 | THOM_6 | 130.14 | 32.01 | 50.88 | 76.27
CR | Wind | 31 | THSO_P | 82.24 | 20.23 | 32.15 | 48.2
CR | Wind | 31 | THUR_6 | 58.15 | 14.31 | 22.74 | 34.08
CR | Wind | 31 | TILBB_1 | 19.89 | 4.89 | 7.78 | 11.66
CR | Wind | 31 | TONG | 4.28 | 1.05 | 1.67 | 2.51
CR | Wind | 31 | TRAW_1 | 337.24 | 82.96 | 131.86 | 197.66
CR | Wind | 31 | UPPB_1 | 163.43 | 40.2 | 63.9 | 95.79
CR | Wind | 31 | UPPB_3 | 59.23 | 14.57 | 23.16 | 34.72
CR | Wind | 31 | USKM_1 | 13.62 | 3.35 | 5.33 | 7.98
CR | Wind | 31 | WALP_1 | 381.02 | 93.73 | 148.98 | 223.31
CR | Wind | 31 | WALP_B | 36.32 | 8.93 | 14.2 | 21.29
CR | Wind | 31 | WARL_1 | 2.16 | 0.53 | 0.85 | 1.27
CR | Wind | 31 | WASF_1 | 4.86 | 1.2 | 1.9 | 2.85
CR | Wind | 31 | WFIE | 30.46 | 7.49 | 11.91 | 17.85
CR | Wind | 31 | WILL_1 | 10.81 | 2.66 | 4.23 | 6.34
CR | Wind | 31 | WISH | 22.45 | 5.52 | 8.78 | 13.16
CR | Wind | 31 | WMEL_1 | 18.48 | 4.55 | 7.23 | 10.83
CR | Wind | 31 | WYLF_1 | 81.72 | 20.1 | 31.95 | 47.89
CR | Wind | 32 | ABNE_P | 18.53 | 4.56 | 7.24 | 10.86
CR | Wind | 32 | ALNE_P | 8.57 | 2.11 | 3.35 | 5.02
CR | Wind | 32 | ALVE1 | 224.11 | 55.13 | 87.63 | 131.35
CR | Wind | 32 | ARMO_P | 45.82 | 11.27 | 17.91 | 26.85
CR | Wind | 32 | BAGA | 92.35 | 22.72 | 36.11 | 54.13
CR | Wind | 32 | BARKC1 | 25.26 | 6.21 | 9.87 | 14.8
CR | Wind | 32 | BERW | 194.61 | 47.87 | 76.09 | 114.06
CR | Wind | 32 | BICF_1 | 312.52 | 76.88 | 183.5 | 220.41
CR | Wind | 32 | BIRK_1 | 191.9 | 47.21 | 131.8 | 146.96
CR | Wind | 32 | BLYTB1 | 160.13 | 39.39 | 75.7 | 101.81
CR | Wind | 32 | BLYTH132 | 243.11 | 59.81 | 95.06 | 142.49
CR | Wind | 32 | BONN | 30.28 | 7.45 | 11.84 | 17.75
CR | Wind | 32 | BRAW_1 | 42.49 | 10.45 | 16.61 | 24.9
CR | Wind | 32 | BRFO_1 | 48.79 | 12 | 22.86 | 30.89
CR | Wind | 32 | BRLE_1 | 4.72 | 1.16 | 1.85 | 2.77
CR | Wind | 32 | BURM_1 | 61.37 | 15.1 | 23.99 | 35.97
CR | Wind | 32 | BUSH_1 | 9.44 | 2.32 | 3.69 | 5.53
CR | Wind | 32 | CANTN1 | 152.77 | 37.58 | 104.92 | 116.99
CR | Wind | 32 | CARE_1 | 5.43 | 1.34 | 2.12 | 3.18
CR | Wind | 32 | CHAP | 46.87 | 11.53 | 18.33 | 27.47
CR | Wind | 32 | CHTE_1 | 31.98 | 7.87 | 12.5 | 18.74
CR | Wind | 32 | CONQA1 | 92.88 | 22.85 | 36.32 | 54.44
CR | Wind | 32 | COUA_P | 11.92 | 2.93 | 4.66 | 6.99
CR | Wind | 32 | COVE_1 | 33.04 | 8.13 | 12.92 | 19.37
CR | Wind | 32 | COYL | 123.39 | 30.35 | 48.25 | 72.32
CR | Wind | 32 | CREB_1 | 303.06 | 74.55 | 118.5 | 177.62
CR | Wind | 32 | CUMB | 7.62 | 1.87 | 2.98 | 4.46
CR | Wind | 32 | DEVO | 131.96 | 32.46 | 51.6 | 77.34
CR | Wind | 32 | DOUN_P | 23.49 | 5.78 | 9.18 | 13.76
CR | Wind | 32 | DRAX_1 | 222.93 | 54.84 | 87.17 | 130.66
CR | Wind | 32 | DUNB | 26.32 | 6.47 | 10.29 | 15.42
CR | Wind | 32 | DYCE_P | 32.41 | 7.97 | 12.67 | 18.99
CR | Wind | 32 | EASO_1 | 253.26 | 62.3 | 99.02 | 148.44
CR | Wind | 32 | ECCL | 54.46 | 13.4 | 21.29 | 31.92
CR | Wind | 32 | ECLA_1 | 4.72 | 1.16 | 1.85 | 2.77
CR | Wind | 32 | EKIS | 128.34 | 31.57 | 50.18 | 75.22
CR | Wind | 32 | ELLA_1 | 17.7 | 4.35 | 6.92 | 10.38
CR | Wind | 32 | ENDE_1 | 80.49 | 19.8 | 31.47 | 47.17
CR | Wind | 32 | FECK_6 | 3.07 | 0.75 | 1.2 | 1.8
CR | Wind | 32 | FIDD_P | 84.54 | 20.8 | 33.05 | 49.55
CR | Wind | 32 | FOUR_1 | 258.57 | 63.61 | 101.1 | 151.55
CR | Wind | 32 | FRAS_P | 2.98 | 0.73 | 1.17 | 1.75
CR | Wind | 32 | FROD_1 | 118.84 | 29.23 | 46.47 | 69.65
CR | Wind | 32 | GALA | 32.75 | 8.06 | 12.81 | 19.2
CR | Wind | 32 | GIFF | 8.38 | 2.06 | 3.28 | 4.91
CR | Wind | 32 | GLLU | 141.1 | 34.71 | 55.17 | 82.7
CR | Wind | 32 | GLNI | 63.12 | 15.53 | 24.68 | 37
CR | Wind | 32 | GREN_1 | 386.85 | 95.17 | 151.26 | 226.73
CR | Wind | 32 | GRIW_1 | 179.38 | 44.13 | 70.14 | 105.14
CR | Wind | 32 | G_EXTRA_11 | 41.89 | 10.31 | 16.38 | 24.55
CR | Wind | 32 | G_EXTRA_12 | 20.82 | 5.12 | 8.14 | 12.2
CR | Wind | 32 | G_EXTRA_13 | 59.01 | 14.52 | 23.07 | 34.58
CR | Wind | 32 | G_EXTRA_2 | 34.28 | 8.43 | 13.4 | 20.09
CR | Wind | 32 | G_EXTRA_8 | 102.64 | 25.25 | 40.13 | 60.16
CR | Wind | 32 | G_EXTRA_9 | 87.59 | 21.55 | 34.25 | 51.34
CR | Wind | 32 | HARK_1 | 174.8 | 43 | 68.35 | 102.45
CR | Wind | 32 | HARM_6 | 60.02 | 14.77 | 23.47 | 35.18
CR | Wind | 32 | HAWI | 30.47 | 7.49 | 11.91 | 17.86
CR | Wind | 32 | HAWP_6 | 83.79 | 20.61 | 32.76 | 49.11
CR | Wind | 32 | HEYS_1 | 140.96 | 34.68 | 55.11 | 82.61
CR | Wind | 32 | HUER | 24 | 5.9 | 16.48 | 18.38
CR | Wind | 32 | HUTT_1 | 185.05 | 45.52 | 72.35 | 108.46
CR | Wind | 32 | INDQ1 | 211.25 | 51.97 | 82.6 | 123.81
CR | Wind | 32 | INKE | 3.05 | 0.75 | 1.19 | 1.79
CR | Wind | 32 | IROA1 | 16.29 | 4.01 | 6.37 | 9.55
CR | Wind | 32 | KEAD_1 | 295.04 | 72.58 | 115.36 | 172.92
CR | Wind | 32 | KEIT_P | 43 | 10.58 | 16.81 | 25.2
CR | Wind | 32 | KEMS_1 | 30.21 | 7.43 | 11.81 | 17.71
CR | Wind | 32 | KILS | 27.23 | 6.7 | 10.65 | 15.96
CR | Wind | 32 | KILT | 9.52 | 2.34 | 3.72 | 5.58
CR | Wind | 32 | KINT_P | 9.98 | 2.45 | 3.9 | 5.85
CR | Wind | 32 | KIRKB1 | 37.76 | 9.29 | 14.77 | 22.13
CR | Wind | 32 | LACK_6 | 66.21 | 16.29 | 45.47 | 50.7
CR | Wind | 32 | LAIR_P | 13.97 | 3.44 | 5.46 | 8.19
CR | Wind | 32 | LAND1 | 17.94 | 4.41 | 7.01 | 10.51
CR | Wind | 32 | LEVE | 9.86 | 2.42 | 5.92 | 7.03
CR | Wind | 32 | LING | 115.3 | 28.36 | 45.08 | 67.58
CR | Wind | 32 | LINM | 152.15 | 37.43 | 59.49 | 89.17
CR | Wind | 32 | LISD_1 | 32.1 | 7.9 | 12.55 | 18.81
CR | Wind | 32 | MACD_P | 46.86 | 11.53 | 18.32 | 27.46
CR | Wind | 32 | MAGA_6 | 18.88 | 4.65 | 7.38 | 11.07
CR | Wind | 32 | MELK_1 | 4.72 | 1.16 | 1.85 | 2.77
CR | Wind | 32 | MILC_P | 7.45 | 1.83 | 2.91 | 4.37
CR | Wind | 32 | MITY_1 | 15.34 | 3.77 | 6 | 8.99
CR | Wind | 32 | MYBS_P | 47.66 | 11.72 | 18.63 | 27.93
CR | Wind | 32 | NEAR | 4.38 | 1.08 | 1.71 | 2.57
CR | Wind | 32 | NEEP_3 | 45.79 | 11.26 | 17.9 | 26.84
CR | Wind | 32 | NINF_1 | 17.7 | 4.35 | 6.92 | 10.38
CR | Wind | 32 | NORM_1 | 122.62 | 30.16 | 66.87 | 83.36
CR | Wind | 32 | NORT_1 | 115.18 | 28.33 | 45.04 | 67.51
CR | Wind | 32 | OFFE_3 | 12.18 | 3 | 4.76 | 7.14
CR | Wind | 32 | PADIB1 | 124.15 | 30.54 | 48.54 | 72.77
CR | Wind | 32 | PEMB_1 | 65.85 | 16.2 | 25.75 | 38.6
CR | Wind | 32 | PENT_1 | 100.79 | 24.79 | 58.33 | 70.57
CR | Wind | 32 | POOB | 11.43 | 2.81 | 4.47 | 6.7
CR | Wind | 32 | PORA_P | 29.61 | 7.28 | 11.58 | 17.36
CR | Wind | 32 | PYLE_1 | 288.55 | 70.98 | 112.82 | 169.12
CR | Wind | 32 | RAIN_1 | 2.36 | 0.58 | 0.92 | 1.38
CR | Wind | 32 | RASS_1 | 32.81 | 8.07 | 12.83 | 19.23
CR | Wind | 32 | RATS_1 | 25.02 | 6.15 | 9.78 | 14.66
CR | Wind | 32 | RAYL_1 | 138.55 | 34.08 | 54.17 | 81.2
CR | Wind | 32 | REDH | 48.37 | 11.9 | 18.91 | 28.35
CR | Wind | 32 | REDM_P | 21.4 | 5.26 | 8.37 | 12.54
CR | Wind | 32 | ROCH_1 | 271.2 | 66.71 | 106.04 | 158.95
CR | Wind | 32 | SALH_1 | 33.04 | 8.13 | 12.92 | 19.37
CR | Wind | 32 | SALT_1 | 146.57 | 36.06 | 57.31 | 85.91
CR | Wind | 32 | SBAR | 3.54 | 0.87 | 1.38 | 2.08
CR | Wind | 32 | SEAB1 | 66.56 | 16.37 | 26.03 | 39.01
CR | Wind | 32 | SELL_1 | 141.15 | 34.72 | 55.19 | 82.73
CR | Wind | 32 | SFEG_P | 34.46 | 8.48 | 13.47 | 20.19
CR | Wind | 32 | SHRW_1 | 151.18 | 37.19 | 59.11 | 88.6
CR | Wind | 32 | SKLGB1 | 24.19 | 5.95 | 9.46 | 14.18
CR | Wind | 32 | SPEN_1 | 75.53 | 18.58 | 29.53 | 44.27
CR | Wind | 32 | STAY_1 | 71.99 | 17.71 | 28.15 | 42.19
CR | Wind | 32 | STES_1 | 68.17 | 16.77 | 26.65 | 39.95
CR | Wind | 32 | STHA | 23.23 | 5.71 | 9.08 | 13.62
CR | Wind | 32 | STIR | 38.08 | 9.37 | 14.89 | 22.32
CR | Wind | 32 | STLE | 42.84 | 10.54 | 16.75 | 25.11
CR | Wind | 32 | STRI_P | 40.41 | 9.94 | 15.8 | 23.69
CR | Wind | 32 | SUND_1 | 8.97 | 2.21 | 3.51 | 5.26
CR | Wind | 32 | SWAN_1 | 223.28 | 54.93 | 87.3 | 130.87
CR | Wind | 32 | TARL_P | 8.19 | 2.02 | 3.2 | 4.8
CR | Wind | 32 | TAYN_P | 14.9 | 3.67 | 5.83 | 8.73
CR | Wind | 32 | THOM_6 | 142.09 | 34.95 | 55.56 | 83.28
CR | Wind | 32 | THSO_P | 87.91 | 21.63 | 34.37 | 51.52
CR | Wind | 32 | THUR_6 | 63.49 | 15.62 | 24.83 | 37.21
CR | Wind | 32 | TILBB_1 | 21.71 | 5.34 | 8.49 | 12.73
CR | Wind | 32 | TONG | 4.57 | 1.12 | 1.79 | 2.68
CR | Wind | 32 | TRAW_1 | 368.21 | 90.58 | 143.97 | 215.81
CR | Wind | 32 | UPPB_1 | 178.44 | 43.9 | 69.77 | 104.58
CR | Wind | 32 | UPPB_3 | 64.67 | 15.91 | 25.29 | 37.9
CR | Wind | 32 | USKM_1 | 14.87 | 3.66 | 5.81 | 8.72
CR | Wind | 32 | WALP_1 | 416 | 102.34 | 162.66 | 243.82
CR | Wind | 32 | WALP_B | 39.65 | 9.75 | 15.5 | 23.24
CR | Wind | 32 | WARL_1 | 2.36 | 0.58 | 0.92 | 1.38
CR | Wind | 32 | WASF_1 | 5.31 | 1.31 | 2.08 | 3.11
CR | Wind | 32 | WFIE | 32.56 | 8.01 | 12.73 | 19.08
CR | Wind | 32 | WILL_1 | 11.8 | 2.9 | 4.61 | 6.92
CR | Wind | 32 | WISH | 23.99 | 5.9 | 9.38 | 14.06
CR | Wind | 32 | WMEL_1 | 20.18 | 4.96 | 7.89 | 11.83
CR | Wind | 32 | WYLF_1 | 89.22 | 21.95 | 34.88 | 52.29
CR | Wind | 33 | ABNE_P | 19.71 | 4.85 | 7.71 | 11.55
CR | Wind | 33 | ALNE_P | 9.11 | 2.24 | 3.56 | 5.34
CR | Wind | 33 | ALVE1 | 243.56 | 59.91 | 95.23 | 142.75
CR | Wind | 33 | ARMO_P | 48.74 | 11.99 | 19.06 | 28.56
CR | Wind | 33 | BAGA | 98.24 | 24.17 | 38.41 | 57.58
CR | Wind | 33 | BARKC1 | 27.45 | 6.75 | 10.73 | 16.09
CR | Wind | 33 | BERW | 207.02 | 50.93 | 80.94 | 121.33
CR | Wind | 33 | BICF_1 | 321.66 | 79.13 | 187.07 | 225.77
CR | Wind | 33 | BIRK_1 | 191.9 | 47.21 | 131.8 | 146.96
CR | Wind | 33 | BLYTB1 | 170.19 | 41.87 | 79.63 | 107.7
CR | Wind | 33 | BLYTH132 | 264.21 | 64.99 | 103.3 | 154.85
CR | Wind | 33 | BONN | 32.21 | 7.92 | 12.59 | 18.88
CR | Wind | 33 | BRAW_1 | 46.17 | 11.36 | 18.05 | 27.06
CR | Wind | 33 | BRFO_1 | 51.91 | 12.77 | 24.08 | 32.72
CR | Wind | 33 | BRLE_1 | 5.13 | 1.26 | 2.01 | 3.01
CR | Wind | 33 | BURM_1 | 66.69 | 16.41 | 26.08 | 39.09
CR | Wind | 33 | BUSH_1 | 10.26 | 2.52 | 4.01 | 6.01
CR | Wind | 33 | CANTN1 | 152.77 | 37.58 | 104.92 | 116.99
CR | Wind | 33 | CARE_1 | 5.9 | 1.45 | 2.31 | 3.46
CR | Wind | 33 | CHAP | 49.86 | 12.27 | 19.49 | 29.22
CR | Wind | 33 | CHTE_1 | 34.76 | 8.55 | 13.59 | 20.37
CR | Wind | 33 | CONQA1 | 100.94 | 24.83 | 39.47 | 59.16
CR | Wind | 33 | COUA_P | 12.68 | 3.12 | 4.96 | 7.43
CR | Wind | 33 | COVE_1 | 35.91 | 8.83 | 14.04 | 21.05
CR | Wind | 33 | COYL | 131.26 | 32.29 | 51.32 | 76.93
CR | Wind | 33 | CREB_1 | 329.36 | 81.02 | 128.78 | 193.04
CR | Wind | 33 | CUMB | 8.1 | 1.99 | 3.17 | 4.75
CR | Wind | 33 | DEVO | 140.37 | 34.53 | 54.89 | 82.27
CR | Wind | 33 | DOUN_P | 24.98 | 6.15 | 9.77 | 14.64
CR | Wind | 33 | DRAX_1 | 242.27 | 59.6 | 94.73 | 142
CR | Wind | 33 | DUNB | 27.99 | 6.89 | 10.95 | 16.41
CR | Wind | 33 | DYCE_P | 34.47 | 8.48 | 13.48 | 20.2
CR | Wind | 33 | EASO_1 | 275.24 | 67.71 | 107.62 | 161.32
CR | Wind | 33 | ECCL | 57.93 | 14.25 | 22.65 | 33.95
CR | Wind | 33 | ECLA_1 | 5.13 | 1.26 | 2.01 | 3.01
CR | Wind | 33 | EKIS | 136.53 | 33.59 | 53.38 | 80.02
CR | Wind | 33 | ELLA_1 | 19.24 | 4.73 | 7.52 | 11.28
CR | Wind | 33 | ENDE_1 | 87.47 | 21.52 | 34.2 | 51.27
CR | Wind | 33 | FECK_6 | 3.33 | 0.82 | 1.3 | 1.95
CR | Wind | 33 | FIDD_P | 89.92 | 22.12 | 35.16 | 52.7
CR | Wind | 33 | FOUR_1 | 281.01 | 69.13 | 109.87 | 164.7
CR | Wind | 33 | FRAS_P | 3.17 | 0.78 | 1.24 | 1.86
CR | Wind | 33 | FROD_1 | 129.15 | 31.77 | 50.5 | 75.7
CR | Wind | 33 | GALA | 34.84 | 8.57 | 13.62 | 20.42
CR | Wind | 33 | GIFF | 8.91 | 2.19 | 3.48 | 5.22
CR | Wind | 33 | GLLU | 150.1 | 36.92 | 58.69 | 87.97
CR | Wind | 33 | GLNI | 67.15 | 16.52 | 26.26 | 39.36
CR | Wind | 33 | GREN_1 | 420.42 | 103.42 | 164.38 | 246.41
CR | Wind | 33 | GRIW_1 | 194.95 | 47.96 | 76.22 | 114.26
CR | Wind | 33 | G_EXTRA_11 | 44.56 | 10.96 | 17.42 | 26.12
CR | Wind | 33 | G_EXTRA_12 | 22.15 | 5.45 | 8.66 | 12.98
CR | Wind | 33 | G_EXTRA_13 | 62.77 | 15.44 | 24.54 | 36.79
CR | Wind | 33 | G_EXTRA_2 | 36.46 | 8.97 | 14.26 | 21.37
CR | Wind | 33 | G_EXTRA_8 | 109.18 | 26.86 | 42.69 | 63.99
CR | Wind | 33 | G_EXTRA_9 | 93.18 | 22.92 | 36.43 | 54.61
CR | Wind | 33 | HARK_1 | 189.97 | 46.73 | 74.28 | 111.34
CR | Wind | 33 | HARM_6 | 65.23 | 16.05 | 25.51 | 38.23
CR | Wind | 33 | HAWI | 32.41 | 7.97 | 12.67 | 19
CR | Wind | 33 | HAWP_6 | 91.06 | 22.4 | 35.6 | 53.37
CR | Wind | 33 | HEYS_1 | 153.19 | 37.68 | 59.9 | 89.78
CR | Wind | 33 | HUER | 24 | 5.9 | 16.48 | 18.38
CR | Wind | 33 | HUTT_1 | 201.1 | 49.47 | 78.63 | 117.87
CR | Wind | 33 | INDQ1 | 229.58 | 56.48 | 89.76 | 134.55
CR | Wind | 33 | INKE | 3.24 | 0.8 | 1.27 | 1.9
CR | Wind | 33 | IROA1 | 17.7 | 4.35 | 6.92 | 10.37
CR | Wind | 33 | KEAD_1 | 320.64 | 78.88 | 125.37 | 187.93
CR | Wind | 33 | KEIT_P | 45.74 | 11.25 | 17.89 | 26.81
CR | Wind | 33 | KEMS_1 | 32.83 | 8.08 | 12.84 | 19.24
CR | Wind | 33 | KILS | 28.97 | 7.13 | 11.33 | 16.98
CR | Wind | 33 | KILT | 10.13 | 2.49 | 3.96 | 5.94
CR | Wind | 33 | KINT_P | 10.61 | 2.61 | 4.15 | 6.22
CR | Wind | 33 | KIRKB1 | 41.04 | 10.1 | 16.05 | 24.05
CR | Wind | 33 | LACK_6 | 66.21 | 16.29 | 45.47 | 50.7
CR | Wind | 33 | LAIR_P | 14.86 | 3.66 | 5.81 | 8.71
CR | Wind | 33 | LAND1 | 19.49 | 4.8 | 7.62 | 11.43
CR | Wind | 33 | LEVE | 10.04 | 2.47 | 6 | 7.14
CR | Wind | 33 | LING | 122.65 | 30.17 | 47.96 | 71.89
CR | Wind | 33 | LINM | 161.85 | 39.81 | 63.28 | 94.86
CR | Wind | 33 | LISD_1 | 34.89 | 8.58 | 13.64 | 20.45
CR | Wind | 33 | MACD_P | 49.85 | 12.26 | 19.49 | 29.21
CR | Wind | 33 | MAGA_6 | 20.52 | 5.05 | 8.02 | 12.03
CR | Wind | 33 | MELK_1 | 5.13 | 1.26 | 2.01 | 3.01
CR | Wind | 33 | MILC_P | 7.92 | 1.95 | 3.1 | 4.64
CR | Wind | 33 | MITY_1 | 16.67 | 4.1 | 6.52 | 9.77
CR | Wind | 33 | MYBS_P | 50.7 | 12.47 | 19.82 | 29.71
CR | Wind | 33 | NEAR | 4.66 | 1.15 | 1.82 | 2.73
CR | Wind | 33 | NEEP_3 | 49.76 | 12.24 | 19.46 | 29.17
CR | Wind | 33 | NINF_1 | 19.24 | 4.73 | 7.52 | 11.28
CR | Wind | 33 | NORM_1 | 127.71 | 31.42 | 68.86 | 86.35
CR | Wind | 33 | NORT_1 | 125.18 | 30.79 | 48.94 | 73.37
CR | Wind | 33 | OFFE_3 | 13.24 | 3.26 | 5.18 | 7.76
CR | Wind | 33 | PADIB1 | 134.92 | 33.19 | 52.76 | 79.08
CR | Wind | 33 | PEMB_1 | 71.57 | 17.61 | 27.98 | 41.95
CR | Wind | 33 | PENT_1 | 103.98 | 25.58 | 59.58 | 72.44
CR | Wind | 33 | POOB | 12.15 | 2.99 | 4.75 | 7.12
CR | Wind | 33 | PORA_P | 31.5 | 7.75 | 12.32 | 18.46
CR | Wind | 33 | PYLE_1 | 313.58 | 77.14 | 122.61 | 183.79
CR | Wind | 33 | RAIN_1 | 2.57 | 0.63 | 1 | 1.5
CR | Wind | 33 | RASS_1 | 35.65 | 8.77 | 13.94 | 20.9
CR | Wind | 33 | RATS_1 | 27.19 | 6.69 | 10.63 | 15.94
CR | Wind | 33 | RAYL_1 | 150.57 | 37.04 | 58.87 | 88.25
CR | Wind | 33 | REDH | 51.45 | 12.66 | 20.12 | 30.15
CR | Wind | 33 | REDM_P | 22.76 | 5.6 | 8.9 | 13.34
CR | Wind | 33 | ROCH_1 | 294.73 | 72.5 | 115.24 | 172.74
CR | Wind | 33 | SALH_1 | 35.91 | 8.83 | 14.04 | 21.05
CR | Wind | 33 | SALT_1 | 159.29 | 39.19 | 62.28 | 93.36
CR | Wind | 33 | SBAR | 3.85 | 0.95 | 1.5 | 2.26
CR | Wind | 33 | SEAB1 | 72.34 | 17.79 | 28.28 | 42.4
CR | Wind | 33 | SELL_1 | 153.39 | 37.73 | 59.98 | 89.9
CR | Wind | 33 | SFEG_P | 36.65 | 9.02 | 14.33 | 21.48
CR | Wind | 33 | SHRW_1 | 164.29 | 40.42 | 64.24 | 96.29
CR | Wind | 33 | SKLGB1 | 26.29 | 6.47 | 10.28 | 15.41
CR | Wind | 33 | SPEN_1 | 82.08 | 20.19 | 32.09 | 48.11
CR | Wind | 33 | STAY_1 | 78.24 | 19.25 | 30.59 | 45.85
CR | Wind | 33 | STES_1 | 74.08 | 18.22 | 28.97 | 43.42
CR | Wind | 33 | STHA | 24.71 | 6.08 | 9.66 | 14.48
CR | Wind | 33 | STIR | 40.51 | 9.97 | 15.84 | 23.74
CR | Wind | 33 | STLE | 45.58 | 11.21 | 17.82 | 26.71
CR | Wind | 33 | STRI_P | 42.99 | 10.58 | 16.81 | 25.2
CR | Wind | 33 | SUND_1 | 9.75 | 2.4 | 3.81 | 5.71
CR | Wind | 33 | SWAN_1 | 242.66 | 59.69 | 94.88 | 142.22
CR | Wind | 33 | TARL_P | 8.72 | 2.14 | 3.41 | 5.11
CR | Wind | 33 | TAYN_P | 15.85 | 3.9 | 6.2 | 9.29
CR | Wind | 33 | THOM_6 | 154.42 | 37.99 | 60.38 | 90.51
CR | Wind | 33 | THSO_P | 93.51 | 23 | 36.56 | 54.81
CR | Wind | 33 | THUR_6 | 69 | 16.97 | 26.98 | 40.44
CR | Wind | 33 | TILBB_1 | 23.6 | 5.81 | 9.23 | 13.83
CR | Wind | 33 | TONG | 4.86 | 1.2 | 1.9 | 2.85
CR | Wind | 33 | TRAW_1 | 400.16 | 98.44 | 156.46 | 234.53
CR | Wind | 33 | UPPB_1 | 193.92 | 47.7 | 75.82 | 113.66
CR | Wind | 33 | UPPB_3 | 70.28 | 17.29 | 27.48 | 41.19
CR | Wind | 33 | USKM_1 | 16.16 | 3.98 | 6.32 | 9.47
CR | Wind | 33 | WALP_1 | 452.1 | 111.22 | 176.77 | 264.98
CR | Wind | 33 | WALP_B | 43.09 | 10.6 | 16.85 | 25.26
CR | Wind | 33 | WARL_1 | 2.57 | 0.63 | 1 | 1.5
CR | Wind | 33 | WASF_1 | 5.77 | 1.42 | 2.26 | 3.38
CR | Wind | 33 | WFIE | 34.64 | 8.52 | 13.54 | 20.3
CR | Wind | 33 | WILL_1 | 12.83 | 3.16 | 5.01 | 7.52
CR | Wind | 33 | WISH | 25.52 | 6.28 | 9.98 | 14.96
CR | Wind | 33 | WMEL_1 | 21.93 | 5.4 | 8.58 | 12.85
CR | Wind | 33 | WYLF_1 | 96.96 | 23.85 | 37.91 | 56.83
CR | Wind | 34 | ABNE_P | 20.96 | 5.16 | 8.2 | 12.29
CR | Wind | 34 | ALNE_P | 9.69 | 2.38 | 3.79 | 5.68
CR | Wind | 34 | ALVE1 | 264.68 | 65.11 | 103.49 | 155.13
CR | Wind | 34 | ARMO_P | 51.83 | 12.75 | 20.27 | 30.38
CR | Wind | 34 | BAGA | 104.48 | 25.7 | 40.85 | 61.23
CR | Wind | 34 | BARKC1 | 29.83 | 7.34 | 11.66 | 17.48
CR | Wind | 34 | BERW | 220.15 | 54.16 | 86.08 | 129.03
CR | Wind | 34 | BICF_1 | 331.58 | 81.57 | 190.95 | 231.58
CR | Wind | 34 | BIRK_1 | 191.9 | 47.21 | 131.8 | 146.96
CR | Wind | 34 | BLYTB1 | 181.11 | 44.55 | 83.9 | 114.1
CR | Wind | 34 | BLYTH132 | 287.12 | 70.63 | 112.26 | 168.28
CR | Wind | 34 | BONN | 34.25 | 8.43 | 13.39 | 20.07
CR | Wind | 34 | BRAW_1 | 50.18 | 12.34 | 19.62 | 29.41
CR | Wind | 34 | BRFO_1 | 55.3 | 13.6 | 25.41 | 34.71
CR | Wind | 34 | BRLE_1 | 5.58 | 1.37 | 2.18 | 3.27
CR | Wind | 34 | BURM_1 | 72.48 | 17.83 | 28.34 | 42.48
CR | Wind | 34 | BUSH_1 | 11.15 | 2.74 | 4.36 | 6.54
CR | Wind | 34 | CANTN1 | 152.77 | 37.58 | 104.92 | 116.99
CR | Wind | 34 | CARE_1 | 6.41 | 1.58 | 2.51 | 3.76
CR | Wind | 34 | CHAP | 53.02 | 13.04 | 20.73 | 31.08
CR | Wind | 34 | CHTE_1 | 37.77 | 9.29 | 14.77 | 22.14
CR | Wind | 34 | CONQA1 | 109.69 | 26.98 | 42.89 | 64.29
CR | Wind | 34 | COUA_P | 13.48 | 3.32 | 5.27 | 7.9
CR | Wind | 34 | COVE_1 | 39.03 | 9.6 | 15.26 | 22.87
CR | Wind | 34 | COYL | 139.59 | 34.34 | 54.58 | 81.81
CR | Wind | 34 | CREB_1 | 357.93 | 88.05 | 139.95 | 209.78
CR | Wind | 34 | CUMB | 8.62 | 2.12 | 3.37 | 5.05
CR | Wind | 34 | DEVO | 149.28 | 36.72 | 58.37 | 87.49
CR | Wind | 34 | DOUN_P | 26.57 | 6.54 | 10.39 | 15.57
CR | Wind | 34 | DRAX_1 | 263.29 | 64.77 | 102.95 | 154.31
CR | Wind | 34 | DUNB | 29.77 | 7.32 | 11.64 | 17.45
CR | Wind | 34 | DYCE_P | 36.66 | 9.02 | 14.33 | 21.49
CR | Wind | 34 | EASO_1 | 299.11 | 73.58 | 116.95 | 175.31
CR | Wind | 34 | ECCL | 61.61 | 15.16 | 24.09 | 36.11
CR | Wind | 34 | ECLA_1 | 5.58 | 1.37 | 2.18 | 3.27
CR | Wind | 34 | EKIS | 145.19 | 35.72 | 56.77 | 85.1
CR | Wind | 34 | ELLA_1 | 20.91 | 5.14 | 8.17 | 12.25
CR | Wind | 34 | ENDE_1 | 95.06 | 23.38 | 37.17 | 55.71
CR | Wind | 34 | FECK_6 | 3.62 | 0.89 | 1.42 | 2.12
CR | Wind | 34 | FIDD_P | 95.63 | 23.53 | 37.39 | 56.05
CR | Wind | 34 | FOUR_1 | 305.38 | 75.12 | 119.4 | 178.98
CR | Wind | 34 | FRAS_P | 3.37 | 0.83 | 1.32 | 1.98
CR | Wind | 34 | FROD_1 | 140.36 | 34.53 | 54.88 | 82.26
CR | Wind | 34 | GALA | 37.05 | 9.11 | 14.49 | 21.72
CR | Wind | 34 | GIFF | 9.48 | 2.33 | 3.71 | 5.56
CR | Wind | 34 | GLLU | 159.62 | 39.27 | 62.41 | 93.55
CR | Wind | 34 | GLNI | 71.41 | 17.57 | 27.92 | 41.85
CR | Wind | 34 | GREN_1 | 456.89 | 112.39 | 178.64 | 267.78
CR | Wind | 34 | GRIW_1 | 211.86 | 52.12 | 82.84 | 124.17
CR | Wind | 34 | G_EXTRA_11 | 47.39 | 11.66 | 18.53 | 27.78
CR | Wind | 34 | G_EXTRA_12 | 23.55 | 5.79 | 9.21 | 13.81
CR | Wind | 34 | G_EXTRA_13 | 66.75 | 16.42 | 26.1 | 39.12
CR | Wind | 34 | G_EXTRA_2 | 38.77 | 9.54 | 15.16 | 22.73
CR | Wind | 34 | G_EXTRA_8 | 116.11 | 28.56 | 45.4 | 68.05
CR | Wind | 34 | G_EXTRA_9 | 99.09 | 24.38 | 38.74 | 58.08
CR | Wind | 34 | HARK_1 | 206.45 | 50.79 | 80.72 | 121
CR | Wind | 34 | HARM_6 | 70.89 | 17.44 | 27.72 | 41.55
CR | Wind | 34 | HAWI | 34.47 | 8.48 | 13.48 | 20.2
CR | Wind | 34 | HAWP_6 | 98.96 | 24.34 | 38.69 | 58
CR | Wind | 34 | HEYS_1 | 166.48 | 40.95 | 65.09 | 97.57
CR | Wind | 34 | HUER | 24 | 5.9 | 16.48 | 18.38
CR | Wind | 34 | HUTT_1 | 218.55 | 53.76 | 85.45 | 128.09
CR | Wind | 34 | INDQ1 | 249.49 | 61.37 | 97.55 | 146.23
CR | Wind | 34 | INKE | 3.45 | 0.85 | 1.35 | 2.02
CR | Wind | 34 | IROA1 | 19.23 | 4.73 | 7.52 | 11.27
CR | Wind | 34 | KEAD_1 | 348.45 | 85.72 | 136.24 | 204.23
CR | Wind | 34 | KEIT_P | 48.65 | 11.97 | 19.02 | 28.51
CR | Wind | 34 | KEMS_1 | 35.68 | 8.78 | 13.95 | 20.91
CR | Wind | 34 | KILS | 30.8 | 7.58 | 12.04 | 18.05
CR | Wind | 34 | KILT | 10.77 | 2.65 | 4.21 | 6.31
CR | Wind | 34 | KINT_P | 11.29 | 2.78 | 4.41 | 6.62
CR | Wind | 34 | KIRKB1 | 44.6 | 10.97 | 17.44 | 26.14
CR | Wind | 34 | LACK_6 | 66.21 | 16.29 | 45.47 | 50.7
CR | Wind | 34 | LAIR_P | 15.8 | 3.89 | 6.18 | 9.26
CR | Wind | 34 | LAND1 | 21.19 | 5.21 | 8.28 | 12.42
CR | Wind | 34 | LEVE | 10.23 | 2.52 | 6.07 | 7.25
CR | Wind | 34 | LING | 130.43 | 32.09 | 51 | 76.45
CR | Wind | 34 | LINM | 172.12 | 42.34 | 67.3 | 100.88
CR | Wind | 34 | LISD_1 | 37.91 | 9.33 | 14.82 | 22.22
CR | Wind | 34 | MACD_P | 53.01 | 13.04 | 20.73 | 31.07
CR | Wind | 34 | MAGA_6 | 22.3 | 5.49 | 8.72 | 13.07
CR | Wind | 34 | MELK_1 | 5.58 | 1.37 | 2.18 | 3.27
CR | Wind | 34 | MILC_P | 8.43 | 2.07 | 3.3 | 4.94
CR | Wind | 34 | MITY_1 | 18.12 | 4.46 | 7.08 | 10.62
CR | Wind | 34 | MYBS_P | 53.91 | 13.26 | 21.08 | 31.6
CR | Wind | 34 | NEAR | 4.95 | 1.22 | 1.94 | 2.9
CR | Wind | 34 | NEEP_3 | 54.08 | 13.3 | 21.15 | 31.7
CR | Wind | 34 | NINF_1 | 20.91 | 5.14 | 8.17 | 12.25
CR | Wind | 34 | NORM_1 | 133.24 | 32.78 | 71.02 | 89.59
CR | Wind | 34 | NORT_1 | 136.03 | 33.46 | 53.19 | 79.73
CR | Wind | 34 | OFFE_3 | 14.38 | 3.54 | 5.62 | 8.43
CR | Wind | 34 | PADIB1 | 146.63 | 36.07 | 57.33 | 85.94
CR | Wind | 34 | PEMB_1 | 77.77 | 19.13 | 30.41 | 45.58
CR | Wind | 34 | PENT_1 | 107.45 | 26.43 | 60.94 | 74.47
CR | Wind | 34 | POOB | 12.92 | 3.18 | 5.05 | 7.58
CR | Wind | 34 | PORA_P | 33.5 | 8.24 | 13.1 | 19.63
CR | Wind | 34 | PYLE_1 | 340.78 | 83.83 | 133.25 | 199.73
CR | Wind | 34 | RAIN_1 | 2.79 | 0.69 | 1.09 | 1.63
CR | Wind | 34 | RASS_1 | 38.75 | 9.53 | 15.15 | 22.71
CR | Wind | 34 | RATS_1 | 29.55 | 7.27 | 11.55 | 17.32
CR | Wind | 34 | RAYL_1 | 163.63 | 40.25 | 63.98 | 95.9
CR | Wind | 34 | REDH | 54.72 | 13.46 | 21.39 | 32.07
CR | Wind | 34 | REDM_P | 24.21 | 5.96 | 9.47 | 14.19
CR | Wind | 34 | ROCH_1 | 320.29 | 78.79 | 125.24 | 187.72
CR | Wind | 34 | SALH_1 | 39.03 | 9.6 | 15.26 | 22.87
CR | Wind | 34 | SALT_1 | 173.11 | 42.58 | 67.69 | 101.46
CR | Wind | 34 | SBAR | 4.18 | 1.03 | 1.63 | 2.45
CR | Wind | 34 | SEAB1 | 78.61 | 19.34 | 30.74 | 46.07
CR | Wind | 34 | SELL_1 | 166.7 | 41.01 | 65.18 | 97.7
CR | Wind | 34 | SFEG_P | 38.98 | 9.59 | 15.24 | 22.84
CR | Wind | 34 | SHRW_1 | 178.55 | 43.92 | 69.81 | 104.65
CR | Wind | 34 | SKLGB1 | 28.57 | 7.03 | 11.17 | 16.75
CR | Wind | 34 | SPEN_1 | 89.2 | 21.94 | 34.88 | 52.28
CR | Wind | 34 | STAY_1 | 85.02 | 20.92 | 33.24 | 49.83
CR | Wind | 34 | STES_1 | 80.51 | 19.8 | 31.48 | 47.18
CR | Wind | 34 | STHA | 26.28 | 6.47 | 10.28 | 15.4
CR | Wind | 34 | STIR | 43.08 | 10.6 | 16.85 | 25.25
CR | Wind | 34 | STLE | 48.47 | 11.92 | 18.95 | 28.41
CR | Wind | 34 | STRI_P | 45.72 | 11.25 | 17.88 | 26.8
CR | Wind | 34 | SUND_1 | 10.59 | 2.61 | 4.14 | 6.21
CR | Wind | 34 | SWAN_1 | 263.71 | 64.87 | 103.11 | 154.56
CR | Wind | 34 | TARL_P | 9.27 | 2.28 | 3.62 | 5.43
CR | Wind | 34 | TAYN_P | 16.85 | 4.15 | 6.59 | 9.88
CR | Wind | 34 | THOM_6 | 167.81 | 41.28 | 65.61 | 98.36
CR | Wind | 34 | THSO_P | 99.44 | 24.46 | 38.88 | 58.28
CR | Wind | 34 | THUR_6 | 74.99 | 18.45 | 29.32 | 43.95
CR | Wind | 34 | TILBB_1 | 25.65 | 6.31 | 10.03 | 15.03
CR | Wind | 34 | TONG | 5.17 | 1.27 | 2.02 | 3.03
CR | Wind | 34 | TRAW_1 | 434.86 | 106.98 | 170.03 | 254.87
CR | Wind | 34 | UPPB_1 | 210.74 | 51.84 | 82.4 | 123.52
CR | Wind | 34 | UPPB_3 | 76.38 | 18.79 | 29.86 | 44.77
CR | Wind | 34 | USKM_1 | 17.56 | 4.32 | 6.87 | 10.29
CR | Wind | 34 | WALP_1 | 491.31 | 120.86 | 192.1 | 287.96
CR | Wind | 34 | WALP_B | 46.83 | 11.52 | 18.31 | 27.45
CR | Wind | 34 | WARL_1 | 2.79 | 0.69 | 1.09 | 1.63
CR | Wind | 34 | WASF_1 | 6.27 | 1.54 | 2.45 | 3.68
CR | Wind | 34 | WFIE | 36.84 | 9.06 | 14.4 | 21.59
CR | Wind | 34 | WILL_1 | 13.94 | 3.43 | 5.45 | 8.17
CR | Wind | 34 | WISH | 27.14 | 6.68 | 10.61 | 15.91
CR | Wind | 34 | WMEL_1 | 23.83 | 5.86 | 9.32 | 13.97
CR | Wind | 34 | WYLF_1 | 105.37 | 25.92 | 41.2 | 61.76
CR | Wind | 35 | ABNE_P | 22.29 | 5.48 | 8.71 | 13.06
CR | Wind | 35 | ALNE_P | 10.3 | 2.53 | 4.03 | 6.04
CR | Wind | 35 | ALVE1 | 287.63 | 70.76 | 112.46 | 168.58
CR | Wind | 35 | ARMO_P | 55.1 | 13.56 | 21.55 | 32.3
CR | Wind | 35 | BAGA | 111.08 | 27.32 | 43.43 | 65.1
CR | Wind | 35 | BARKC1 | 32.41 | 7.97 | 12.67 | 19
CR | Wind | 35 | BERW | 234.06 | 57.58 | 91.52 | 137.18
CR | Wind | 35 | BICF_1 | 342.36 | 84.22 | 195.17 | 237.9
CR | Wind | 35 | BIRK_1 | 191.9 | 47.21 | 131.8 | 146.96
CR | Wind | 35 | BLYTB1 | 192.98 | 47.47 | 88.54 | 121.06
CR | Wind | 35 | BLYTH132 | 312.02 | 76.76 | 122 | 182.87
CR | Wind | 35 | BONN | 36.41 | 8.96 | 14.24 | 21.34
CR | Wind | 35 | BRAW_1 | 54.53 | 13.41 | 21.32 | 31.96
CR | Wind | 35 | BRFO_1 | 58.99 | 14.51 | 26.85 | 36.87
CR | Wind | 35 | BRLE_1 | 6.06 | 1.49 | 2.37 | 3.55
CR | Wind | 35 | BURM_1 | 78.76 | 19.38 | 30.8 | 46.16
CR | Wind | 35 | BUSH_1 | 12.12 | 2.98 | 4.74 | 7.1
CR | Wind | 35 | CANTN1 | 152.77 | 37.58 | 104.92 | 116.99
CR | Wind | 35 | CARE_1 | 6.97 | 1.71 | 2.72 | 4.08
CR | Wind | 35 | CHAP | 56.37 | 13.87 | 22.04 | 33.04
CR | Wind | 35 | CHTE_1 | 41.05 | 10.1 | 16.05 | 24.06
CR | Wind | 35 | CONQA1 | 119.2 | 29.32 | 46.61 | 69.86
CR | Wind | 35 | COUA_P | 14.34 | 3.53 | 5.61 | 8.4
CR | Wind | 35 | COVE_1 | 42.41 | 10.43 | 16.58 | 24.86
CR | Wind | 35 | COYL | 148.41 | 36.51 | 58.03 | 86.98
CR | Wind | 35 | CREB_1 | 388.96 | 95.68 | 152.08 | 227.97
CR | Wind | 35 | CUMB | 9.16 | 2.25 | 3.58 | 5.37
CR | Wind | 35 | DEVO | 158.71 | 39.04 | 62.06 | 93.02
CR | Wind | 35 | DOUN_P | 28.25 | 6.95 | 11.04 | 16.56
CR | Wind | 35 | DRAX_1 | 286.12 | 70.38 | 111.87 | 167.69
CR | Wind | 35 | DUNB | 31.65 | 7.79 | 12.38 | 18.55
CR | Wind | 35 | DYCE_P | 38.98 | 9.59 | 15.24 | 22.84
CR | Wind | 35 | EASO_1 | 325.04 | 79.96 | 127.09 | 190.51
CR | Wind | 35 | ECCL | 65.5 | 16.11 | 25.61 | 38.39
CR | Wind | 35 | ECLA_1 | 6.06 | 1.49 | 2.37 | 3.55
CR | Wind | 35 | EKIS | 154.36 | 37.97 | 60.36 | 90.47
CR | Wind | 35 | ELLA_1 | 22.72 | 5.59 | 8.88 | 13.32
CR | Wind | 35 | ENDE_1 | 103.3 | 25.41 | 40.39 | 60.54
CR | Wind | 35 | FECK_6 | 3.94 | 0.97 | 1.54 | 2.31
CR | Wind | 35 | FIDD_P | 101.67 | 25.01 | 39.75 | 59.59
CR | Wind | 35 | FOUR_1 | 331.86 | 81.64 | 129.76 | 194.5
CR | Wind | 35 | FRAS_P | 3.58 | 0.88 | 1.4 | 2.1
CR | Wind | 35 | FROD_1 | 152.53 | 37.52 | 59.64 | 89.4
CR | Wind | 35 | GALA | 39.39 | 9.69 | 15.4 | 23.09
CR | Wind | 35 | GIFF | 10.08 | 2.48 | 3.94 | 5.91
CR | Wind | 35 | GLLU | 169.71 | 41.75 | 66.36 | 99.47
CR | Wind | 35 | GLNI | 75.92 | 18.68 | 29.69 | 44.5
CR | Wind | 35 | GREN_1 | 496.5 | 122.14 | 194.13 | 291
CR | Wind | 35 | GRIW_1 | 230.23 | 56.64 | 90.02 | 134.94
CR | Wind | 35 | G_EXTRA_11 | 50.39 | 12.39 | 19.7 | 29.53
CR | Wind | 35 | G_EXTRA_12 | 25.04 | 6.16 | 9.79 | 14.68
CR | Wind | 35 | G_EXTRA_13 | 70.97 | 17.46 | 27.75 | 41.59
CR | Wind | 35 | G_EXTRA_2 | 41.22 | 10.14 | 16.12 | 24.16
CR | Wind | 35 | G_EXTRA_8 | 123.44 | 30.37 | 48.27 | 72.35
CR | Wind | 35 | G_EXTRA_9 | 105.35 | 25.92 | 41.19 | 61.75
CR | Wind | 35 | HARK_1 | 224.35 | 55.19 | 87.72 | 131.49
CR | Wind | 35 | HARM_6 | 77.04 | 18.95 | 30.12 | 45.15
CR | Wind | 35 | HAWI | 36.64 | 9.01 | 14.33 | 21.48
CR | Wind | 35 | HAWP_6 | 107.54 | 26.45 | 42.05 | 63.03
CR | Wind | 35 | HEYS_1 | 180.91 | 44.5 | 70.74 | 106.03
CR | Wind | 35 | HUER | 24 | 5.9 | 16.48 | 18.38
CR | Wind | 35 | HUTT_1 | 237.5 | 58.42 | 92.86 | 139.2
CR | Wind | 35 | INDQ1 | 271.12 | 66.7 | 106.01 | 158.9
CR | Wind | 35 | INKE | 3.66 | 0.9 | 1.43 | 2.15
CR | Wind | 35 | IROA1 | 20.9 | 5.14 | 8.17 | 12.25
CR | Wind | 35 | KEAD_1 | 378.66 | 93.15 | 148.06 | 221.93
CR | Wind | 35 | KEIT_P | 51.72 | 12.72 | 20.22 | 30.31
CR | Wind | 35 | KEMS_1 | 38.78 | 9.54 | 15.16 | 22.73
CR | Wind | 35 | KILS | 32.75 | 8.06 | 12.81 | 19.2
CR | Wind | 35 | KILT | 11.45 | 2.82 | 4.48 | 6.71
CR | Wind | 35 | KINT_P | 12 | 2.95 | 4.69 | 7.03
CR | Wind | 35 | KIRKB1 | 48.47 | 11.92 | 18.95 | 28.41
CR | Wind | 35 | LACK_6 | 66.21 | 16.29 | 45.47 | 50.7
CR | Wind | 35 | LAIR_P | 16.8 | 4.13 | 6.57 | 9.85
CR | Wind | 35 | LAND1 | 23.02 | 5.66 | 9 | 13.49
CR | Wind | 35 | LEVE | 10.44 | 2.57 | 6.15 | 7.37
CR | Wind | 35 | LING | 138.67 | 34.11 | 54.22 | 81.28
CR | Wind | 35 | LINM | 182.99 | 45.02 | 71.55 | 107.25
CR | Wind | 35 | LISD_1 | 41.2 | 10.13 | 16.11 | 24.15
CR | Wind | 35 | MACD_P | 56.36 | 13.86 | 22.04 | 33.03
CR | Wind | 35 | MAGA_6 | 24.23 | 5.96 | 9.48 | 14.2
CR | Wind | 35 | MELK_1 | 6.06 | 1.49 | 2.37 | 3.55
CR | Wind | 35 | MILC_P | 8.96 | 2.2 | 3.5 | 5.25
CR | Wind | 35 | MITY_1 | 19.69 | 4.84 | 7.7 | 11.54
CR | Wind | 35 | MYBS_P | 57.32 | 14.1 | 22.41 | 33.6
CR | Wind | 35 | NEAR | 5.27 | 1.3 | 2.06 | 3.09
CR | Wind | 35 | NEEP_3 | 58.77 | 14.46 | 22.98 | 34.44
CR | Wind | 35 | NINF_1 | 22.72 | 5.59 | 8.88 | 13.32
CR | Wind | 35 | NORM_1 | 139.24 | 34.25 | 73.37 | 93.11
CR | Wind | 35 | NORT_1 | 147.83 | 36.37 | 57.8 | 86.64
CR | Wind | 35 | OFFE_3 | 15.63 | 3.85 | 6.11 | 9.16
CR | Wind | 35 | PADIB1 | 159.34 | 39.2 | 62.3 | 93.39
CR | Wind | 35 | PEMB_1 | 84.52 | 20.79 | 33.05 | 49.54
CR | Wind | 35 | PENT_1 | 111.22 | 27.36 | 62.41 | 76.68
CR | Wind | 35 | POOB | 13.74 | 3.38 | 5.37 | 8.05
CR | Wind | 35 | PORA_P | 35.62 | 8.76 | 13.93 | 20.87
CR | Wind | 35 | PYLE_1 | 370.33 | 91.1 | 144.8 | 217.05
CR | Wind | 35 | RAIN_1 | 3.03 | 0.75 | 1.18 | 1.78
CR | Wind | 35 | RASS_1 | 42.11 | 10.36 | 16.46 | 24.68
CR | Wind | 35 | RATS_1 | 32.11 | 7.9 | 12.56 | 18.82
CR | Wind | 35 | RAYL_1 | 177.82 | 43.74 | 69.53 | 104.22
CR | Wind | 35 | REDH | 58.17 | 14.31 | 22.75 | 34.09
CR | Wind | 35 | REDM_P | 25.74 | 6.33 | 10.06 | 15.08
CR | Wind | 35 | ROCH_1 | 348.07 | 85.62 | 136.09 | 204
CR | Wind | 35 | SALH_1 | 42.41 | 10.43 | 16.58 | 24.86
CR | Wind | 35 | SALT_1 | 188.12 | 46.28 | 73.55 | 110.26
CR | Wind | 35 | SBAR | 4.54 | 1.12 | 1.78 | 2.66
CR | Wind | 35 | SEAB1 | 85.43 | 21.01 | 33.4 | 50.07
CR | Wind | 35 | SELL_1 | 181.15 | 44.56 | 70.83 | 106.17
CR | Wind | 35 | SFEG_P | 41.44 | 10.19 | 16.2 | 24.29
CR | Wind | 35 | SHRW_1 | 194.03 | 47.73 | 75.86 | 113.72
CR | Wind | 35 | SKLGB1 | 31.05 | 7.64 | 12.14 | 18.2
CR | Wind | 35 | SPEN_1 | 96.94 | 23.85 | 37.9 | 56.82
CR | Wind | 35 | STAY_1 | 92.39 | 22.73 | 36.13 | 54.15
CR | Wind | 35 | STES_1 | 87.49 | 21.52 | 34.21 | 51.28
CR | Wind | 35 | STHA | 27.94 | 6.87 | 10.92 | 16.38
CR | Wind | 35 | STIR | 45.8 | 11.27 | 17.91 | 26.85
CR | Wind | 35 | STLE | 51.53 | 12.68 | 20.15 | 30.2
CR | Wind | 35 | STRI_P | 48.61 | 11.96 | 19.01 | 28.49
CR | Wind | 35 | SUND_1 | 11.51 | 2.83 | 4.5 | 6.75
CR | Wind | 35 | SWAN_1 | 286.57 | 70.5 | 112.05 | 167.96
CR | Wind | 35 | TARL_P | 9.86 | 2.42 | 3.85 | 5.78
CR | Wind | 35 | TAYN_P | 17.92 | 4.41 | 7.01 | 10.5
CR | Wind | 35 | THOM_6 | 182.36 | 44.86 | 71.3 | 106.88
CR | Wind | 35 | THSO_P | 105.73 | 26.01 | 41.34 | 61.97
CR | Wind | 35 | THUR_6 | 81.49 | 20.05 | 31.86 | 47.76
CR | Wind | 35 | TILBB_1 | 27.87 | 6.86 | 10.9 | 16.33
CR | Wind | 35 | TONG | 5.5 | 1.35 | 2.15 | 3.22
CR | Wind | 35 | TRAW_1 | 472.57 | 116.25 | 184.78 | 276.97
CR | Wind | 35 | UPPB_1 | 229.02 | 56.34 | 89.55 | 134.23
CR | Wind | 35 | UPPB_3 | 83 | 20.42 | 32.45 | 48.65
CR | Wind | 35 | USKM_1 | 19.08 | 4.69 | 7.46 | 11.19
CR | Wind | 35 | WALP_1 | 533.91 | 131.34 | 208.76 | 312.93
CR | Wind | 35 | WALP_B | 50.89 | 12.52 | 19.9 | 29.83
CR | Wind | 35 | WARL_1 | 3.03 | 0.75 | 1.18 | 1.78
CR | Wind | 35 | WASF_1 | 6.82 | 1.68 | 2.67 | 3.99
CR | Wind | 35 | WFIE | 39.16 | 9.63 | 15.31 | 22.95
CR | Wind | 35 | WILL_1 | 15.15 | 3.73 | 5.92 | 8.88
CR | Wind | 35 | WISH | 28.86 | 7.1 | 11.28 | 16.91
CR | Wind | 35 | WMEL_1 | 25.9 | 6.37 | 10.13 | 15.18
CR | Wind | 35 | WYLF_1 | 114.51 | 28.17 | 44.77 | 67.11
CR | Wind | 36 | ABNE_P | 23.69 | 5.83 | 9.26 | 13.88
CR | Wind | 36 | ALNE_P | 10.95 | 2.69 | 4.28 | 6.42
CR | Wind | 36 | ALVE1 | 312.56 | 76.89 | 122.21 | 183.19
CR | Wind | 36 | ARMO_P | 58.57 | 14.41 | 22.9 | 34.33
CR | Wind | 36 | BAGA | 118.06 | 29.04 | 46.16 | 69.2
CR | Wind | 36 | BARKC1 | 35.22 | 8.66 | 13.77 | 20.64
CR | Wind | 36 | BERW | 248.78 | 61.2 | 97.27 | 145.81
CR | Wind | 36 | BICF_1 | 354.07 | 87.1 | 199.75 | 244.76
CR | Wind | 36 | BIRK_1 | 191.9 | 47.21 | 131.8 | 146.96
CR | Wind | 36 | BLYTB1 | 205.87 | 50.65 | 93.58 | 128.61
CR | Wind | 36 | BLYTH132 | 339.06 | 83.41 | 132.57 | 198.73
CR | Wind | 36 | BONN | 38.7 | 9.52 | 15.13 | 22.68
CR | Wind | 36 | BRAW_1 | 59.25 | 14.58 | 23.17 | 34.73
CR | Wind | 36 | BRFO_1 | 62.99 | 15.5 | 28.42 | 39.22
CR | Wind | 36 | BRLE_1 | 6.58 | 1.62 | 2.57 | 3.86
CR | Wind | 36 | BURM_1 | 85.59 | 21.05 | 33.47 | 50.16
CR | Wind | 36 | BUSH_1 | 13.17 | 3.24 | 5.15 | 7.72
CR | Wind | 36 | CANTN1 | 152.77 | 37.58 | 104.92 | 116.99
CR | Wind | 36 | CARE_1 | 7.57 | 1.86 | 2.96 | 4.44
CR | Wind | 36 | CHAP | 59.92 | 14.74 | 23.43 | 35.12
CR | Wind | 36 | CHTE_1 | 44.6 | 10.97 | 17.44 | 26.14
CR | Wind | 36 | CONQA1 | 129.54 | 31.87 | 50.65 | 75.92
CR | Wind | 36 | COUA_P | 15.24 | 3.75 | 5.96 | 8.93
CR | Wind | 36 | COVE_1 | 46.09 | 11.34 | 18.02 | 27.01
CR | Wind | 36 | COYL | 157.74 | 38.8 | 61.68 | 92.45
CR | Wind | 36 | CREB_1 | 422.68 | 103.98 | 165.27 | 247.73
CR | Wind | 36 | CUMB | 9.74 | 2.4 | 3.81 | 5.71
CR | Wind | 36 | DEVO | 168.69 | 41.5 | 65.96 | 98.87
CR | Wind | 36 | DOUN_P | 30.02 | 7.39 | 11.74 | 17.6
CR | Wind | 36 | DRAX_1 | 310.92 | 76.49 | 121.57 | 182.23
CR | Wind | 36 | DUNB | 33.64 | 8.28 | 13.15 | 19.72
CR | Wind | 36 | DYCE_P | 41.43 | 10.19 | 16.2 | 24.28
CR | Wind | 36 | EASO_1 | 353.22 | 86.89 | 138.11 | 207.02
CR | Wind | 36 | ECCL | 69.62 | 17.13 | 27.22 | 40.8
CR | Wind | 36 | ECLA_1 | 6.58 | 1.62 | 2.57 | 3.86
CR | Wind | 36 | EKIS | 164.07 | 40.36 | 64.15 | 96.16
CR | Wind | 36 | ELLA_1 | 24.69 | 6.07 | 9.65 | 14.47
CR | Wind | 36 | ENDE_1 | 112.25 | 27.61 | 43.89 | 65.79
CR | Wind | 36 | FECK_6 | 4.28 | 1.05 | 1.67 | 2.51
CR | Wind | 36 | FIDD_P | 108.07 | 26.58 | 42.25 | 63.34
CR | Wind | 36 | FOUR_1 | 360.63 | 88.71 | 141 | 211.36
CR | Wind | 36 | FRAS_P | 3.81 | 0.94 | 1.49 | 2.23
CR | Wind | 36 | FROD_1 | 165.75 | 40.77 | 64.81 | 97.14
CR | Wind | 36 | GALA | 41.87 | 10.3 | 16.37 | 24.54
CR | Wind | 36 | GIFF | 10.71 | 2.63 | 4.19 | 6.28
CR | Wind | 36 | GLLU | 180.38 | 44.37 | 70.53 | 105.72
CR | Wind | 36 | GLNI | 80.7 | 19.85 | 31.55 | 47.3
CR | Wind | 36 | GREN_1 | 539.54 | 132.73 | 210.96 | 316.22
CR | Wind | 36 | GRIW_1 | 250.18 | 61.55 | 97.82 | 146.63
CR | Wind | 36 | G_EXTRA_11 | 53.55 | 13.17 | 20.94 | 31.39
CR | Wind | 36 | G_EXTRA_12 | 26.62 | 6.55 | 10.41 | 15.6
CR | Wind | 36 | G_EXTRA_13 | 75.43 | 18.56 | 29.49 | 44.21
CR | Wind | 36 | G_EXTRA_2 | 43.82 | 10.78 | 17.13 | 25.68
CR | Wind | 36 | G_EXTRA_8 | 131.21 | 32.28 | 51.3 | 76.9
CR | Wind | 36 | G_EXTRA_9 | 111.98 | 27.55 | 43.78 | 65.63
CR | Wind | 36 | HARK_1 | 243.8 | 59.97 | 95.32 | 142.89
CR | Wind | 36 | HARM_6 | 83.71 | 20.59 | 32.73 | 49.06
CR | Wind | 36 | HAWI | 38.95 | 9.58 | 15.23 | 22.83
CR | Wind | 36 | HAWP_6 | 116.86 | 28.75 | 45.69 | 68.49
CR | Wind | 36 | HEYS_1 | 196.59 | 48.36 | 76.87 | 115.22
CR | Wind | 36 | HUER | 24 | 5.9 | 16.48 | 18.38
CR | Wind | 36 | HUTT_1 | 258.08 | 63.49 | 100.91 | 151.26
CR | Wind | 36 | INDQ1 | 294.62 | 72.48 | 115.2 | 172.68
CR | Wind | 36 | INKE | 3.89 | 0.96 | 1.52 | 2.28
CR | Wind | 36 | IROA1 | 22.71 | 5.59 | 8.88 | 13.31
CR | Wind | 36 | KEAD_1 | 411.49 | 101.23 | 160.89 | 241.17
CR | Wind | 36 | KEIT_P | 54.97 | 13.52 | 21.49 | 32.22
CR | Wind | 36 | KEMS_1 | 42.14 | 10.37 | 16.48 | 24.7
CR | Wind | 36 | KILS | 34.81 | 8.56 | 13.61 | 20.4
CR | Wind | 36 | KILT | 12.17 | 2.99 | 4.76 | 7.13
CR | Wind | 36 | KINT_P | 12.76 | 3.14 | 4.99 | 7.48
CR | Wind | 36 | KIRKB1 | 52.67 | 12.96 | 20.59 | 30.87
CR | Wind | 36 | LACK_6 | 66.21 | 16.29 | 45.47 | 50.7
CR | Wind | 36 | LAIR_P | 17.86 | 4.39 | 6.98 | 10.47
CR | Wind | 36 | LAND1 | 25.02 | 6.15 | 9.78 | 14.66
CR | Wind | 36 | LEVE | 10.65 | 2.62 | 6.24 | 7.5
CR | Wind | 36 | LING | 147.39 | 36.26 | 57.63 | 86.39
CR | Wind | 36 | LINM | 194.5 | 47.85 | 76.05 | 113.99
CR | Wind | 36 | LISD_1 | 44.77 | 11.01 | 17.5 | 26.24
CR | Wind | 36 | MACD_P | 59.9 | 14.74 | 23.42 | 35.11
CR | Wind | 36 | MAGA_6 | 26.34 | 6.48 | 10.3 | 15.43
CR | Wind | 36 | MELK_1 | 6.58 | 1.62 | 2.57 | 3.86
CR | Wind | 36 | MILC_P | 9.52 | 2.34 | 3.72 | 5.58
CR | Wind | 36 | MITY_1 | 21.4 | 5.26 | 8.37 | 12.54
CR | Wind | 36 | MYBS_P | 60.93 | 14.99 | 23.82 | 35.71
CR | Wind | 36 | NEAR | 5.6 | 1.38 | 2.19 | 3.28
CR | Wind | 36 | NEEP_3 | 63.86 | 15.71 | 24.97 | 37.43
CR | Wind | 36 | NINF_1 | 24.69 | 6.07 | 9.65 | 14.47
CR | Wind | 36 | NORM_1 | 145.77 | 35.86 | 75.92 | 96.93
CR | Wind | 36 | NORT_1 | 160.64 | 39.52 | 62.81 | 94.15
CR | Wind | 36 | OFFE_3 | 16.99 | 4.18 | 6.64 | 9.96
CR | Wind | 36 | PADIB1 | 173.15 | 42.6 | 67.7 | 101.48
CR | Wind | 36 | PEMB_1 | 91.84 | 22.59 | 35.91 | 53.83
CR | Wind | 36 | PENT_1 | 115.32 | 28.37 | 64.01 | 79.08
CR | Wind | 36 | POOB | 14.61 | 3.59 | 5.71 | 8.56
CR | Wind | 36 | PORA_P | 37.86 | 9.31 | 14.8 | 22.19
CR | Wind | 36 | PYLE_1 | 402.43 | 99 | 157.35 | 235.87
CR | Wind | 36 | RAIN_1 | 3.29 | 0.81 | 1.29 | 1.93
CR | Wind | 36 | RASS_1 | 45.76 | 11.26 | 17.89 | 26.82
CR | Wind | 36 | RATS_1 | 34.89 | 8.58 | 13.64 | 20.45
CR | Wind | 36 | RAYL_1 | 193.23 | 47.54 | 75.55 | 113.25
CR | Wind | 36 | REDH | 61.83 | 15.21 | 24.18 | 36.24
CR | Wind | 36 | REDM_P | 27.36 | 6.73 | 10.7 | 16.03
CR | Wind | 36 | ROCH_1 | 378.24 | 93.05 | 147.89 | 221.68
CR | Wind | 36 | SALH_1 | 46.09 | 11.34 | 18.02 | 27.01
CR | Wind | 36 | SALT_1 | 204.43 | 50.29 | 79.93 | 119.81
CR | Wind | 36 | SBAR | 4.94 | 1.21 | 1.93 | 2.89
CR | Wind | 36 | SEAB1 | 92.83 | 22.84 | 36.3 | 54.41
CR | Wind | 36 | SELL_1 | 196.85 | 48.43 | 76.97 | 115.38
CR | Wind | 36 | SFEG_P | 44.05 | 10.84 | 17.22 | 25.81
CR | Wind | 36 | SHRW_1 | 210.84 | 51.87 | 82.44 | 123.58
CR | Wind | 36 | SKLGB1 | 33.74 | 8.3 | 13.19 | 19.78
CR | Wind | 36 | SPEN_1 | 105.34 | 25.91 | 41.19 | 61.74
CR | Wind | 36 | STAY_1 | 100.4 | 24.7 | 39.26 | 58.85
CR | Wind | 36 | STES_1 | 95.07 | 23.39 | 37.17 | 55.72
CR | Wind | 36 | STHA | 29.7 | 7.31 | 11.61 | 17.41
CR | Wind | 36 | STIR | 48.68 | 11.98 | 19.04 | 28.53
CR | Wind | 36 | STLE | 54.77 | 13.47 | 21.42 | 32.1
CR | Wind | 36 | STRI_P | 51.66 | 12.71 | 20.2 | 30.28
CR | Wind | 36 | SUND_1 | 12.51 | 3.08 | 4.89 | 7.33
CR | Wind | 36 | SWAN_1 | 311.41 | 76.61 | 121.76 | 182.52
CR | Wind | 36 | TARL_P | 10.48 | 2.58 | 4.1 | 6.14
CR | Wind | 36 | TAYN_P | 19.05 | 4.69 | 7.45 | 11.16
CR | Wind | 36 | THOM_6 | 198.17 | 48.75 | 77.48 | 116.15
CR | Wind | 36 | THSO_P | 112.38 | 27.64 | 43.94 | 65.86
CR | Wind | 36 | THUR_6 | 88.55 | 21.78 | 34.62 | 51.9
CR | Wind | 36 | TILBB_1 | 30.29 | 7.45 | 11.84 | 17.75
CR | Wind | 36 | TONG | 5.84 | 1.44 | 2.28 | 3.42
CR | Wind | 36 | TRAW_1 | 513.53 | 126.33 | 200.79 | 300.98
CR | Wind | 36 | UPPB_1 | 248.87 | 61.22 | 97.31 | 145.86
CR | Wind | 36 | UPPB_3 | 90.2 | 22.19 | 35.27 | 52.86
CR | Wind | 36 | USKM_1 | 20.74 | 5.1 | 8.11 | 12.16
CR | Wind | 36 | WALP_1 | 580.19 | 142.73 | 226.86 | 340.05
CR | Wind | 36 | WALP_B | 55.3 | 13.6 | 21.62 | 32.41
CR | Wind | 36 | WARL_1 | 3.29 | 0.81 | 1.29 | 1.93
CR | Wind | 36 | WASF_1 | 7.41 | 1.82 | 2.9 | 4.34
CR | Wind | 36 | WFIE | 41.63 | 10.24 | 16.28 | 24.4
CR | Wind | 36 | WILL_1 | 16.46 | 4.05 | 6.44 | 9.65
CR | Wind | 36 | WISH | 30.67 | 7.55 | 11.99 | 17.98
CR | Wind | 36 | WMEL_1 | 28.15 | 6.92 | 11 | 16.5
CR | Wind | 36 | WYLF_1 | 124.43 | 30.61 | 48.65 | 72.93
CR | Wind | 37 | ABNE_P | 25.17 | 6.19 | 9.84 | 14.75
CR | Wind | 37 | ALNE_P | 11.64 | 2.86 | 4.55 | 6.82
CR | Wind | 37 | ALVE1 | 339.65 | 83.55 | 132.8 | 199.07
CR | Wind | 37 | ARMO_P | 62.23 | 15.31 | 24.33 | 36.47
CR | Wind | 37 | BAGA | 125.45 | 30.86 | 49.05 | 73.52
CR | Wind | 37 | BARKC1 | 38.28 | 9.42 | 14.97 | 22.43
CR | Wind | 37 | BERW | 264.34 | 65.03 | 103.36 | 154.93
CR | Wind | 37 | BICF_1 | 366.79 | 90.23 | 204.72 | 252.22
CR | Wind | 37 | BIRK_1 | 191.9 | 47.21 | 131.8 | 146.96
CR | Wind | 37 | BLYTB1 | 219.88 | 54.09 | 99.06 | 136.82
CR | Wind | 37 | BLYTH132 | 368.44 | 90.64 | 144.06 | 215.94
CR | Wind | 37 | BONN | 41.13 | 10.12 | 16.08 | 24.1
CR | Wind | 37 | BRAW_1 | 64.39 | 15.84 | 25.18 | 37.74
CR | Wind | 37 | BRFO_1 | 67.34 | 16.57 | 30.12 | 41.77
CR | Wind | 37 | BRLE_1 | 7.15 | 1.76 | 2.8 | 4.19
CR | Wind | 37 | BURM_1 | 93.01 | 22.88 | 36.36 | 54.51
CR | Wind | 37 | BUSH_1 | 14.31 | 3.52 | 5.59 | 8.39
CR | Wind | 37 | CANTN1 | 152.77 | 37.58 | 104.92 | 116.99
CR | Wind | 37 | CARE_1 | 8.23 | 2.02 | 3.22 | 4.82
CR | Wind | 37 | CHAP | 63.67 | 15.66 | 24.89 | 37.31
CR | Wind | 37 | CHTE_1 | 48.47 | 11.92 | 18.95 | 28.41
CR | Wind | 37 | CONQA1 | 140.76 | 34.63 | 55.04 | 82.5
CR | Wind | 37 | COUA_P | 16.19 | 3.98 | 6.33 | 9.49
CR | Wind | 37 | COVE_1 | 50.08 | 12.32 | 19.58 | 29.35
CR | Wind | 37 | COYL | 167.61 | 41.23 | 65.53 | 98.23
CR | Wind | 37 | CREB_1 | 459.3 | 112.99 | 179.59 | 269.2
CR | Wind | 37 | CUMB | 10.35 | 2.55 | 4.05 | 6.06
CR | Wind | 37 | DEVO | 179.25 | 44.09 | 70.09 | 105.06
CR | Wind | 37 | DOUN_P | 31.9 | 7.85 | 12.47 | 18.7
CR | Wind | 37 | DRAX_1 | 337.86 | 83.11 | 132.1 | 198.02
CR | Wind | 37 | DUNB | 35.75 | 8.79 | 13.98 | 20.95
CR | Wind | 37 | DYCE_P | 44.02 | 10.83 | 17.21 | 25.8
CR | Wind | 37 | EASO_1 | 383.82 | 94.42 | 150.08 | 224.96
CR | Wind | 37 | ECCL | 73.98 | 18.2 | 28.92 | 43.36
CR | Wind | 37 | ECLA_1 | 7.15 | 1.76 | 2.8 | 4.19
CR | Wind | 37 | EKIS | 174.33 | 42.89 | 68.16 | 102.18
CR | Wind | 37 | ELLA_1 | 26.83 | 6.6 | 10.49 | 15.72
CR | Wind | 37 | ENDE_1 | 121.98 | 30.01 | 47.69 | 71.49
CR | Wind | 37 | FECK_6 | 4.65 | 1.14 | 1.82 | 2.73
CR | Wind | 37 | FIDD_P | 114.83 | 28.25 | 44.9 | 67.3
CR | Wind | 37 | FOUR_1 | 391.87 | 96.4 | 153.22 | 229.68
CR | Wind | 37 | FRAS_P | 4.05 | 1 | 1.58 | 2.37
CR | Wind | 37 | FROD_1 | 180.11 | 44.31 | 70.42 | 105.56
CR | Wind | 37 | GALA | 44.49 | 10.94 | 17.39 | 26.07
CR | Wind | 37 | GIFF | 11.38 | 2.8 | 4.45 | 6.67
CR | Wind | 37 | GLLU | 191.66 | 47.15 | 74.94 | 112.33
CR | Wind | 37 | GLNI | 85.74 | 21.09 | 33.53 | 50.25
CR | Wind | 37 | GREN_1 | 586.29 | 144.23 | 229.24 | 343.62
CR | Wind | 37 | GRIW_1 | 271.86 | 66.88 | 106.3 | 159.34
CR | Wind | 37 | G_EXTRA_11 | 56.9 | 14 | 22.25 | 33.35
CR | Wind | 37 | G_EXTRA_12 | 28.28 | 6.96 | 11.06 | 16.58
CR | Wind | 37 | G_EXTRA_13 | 80.15 | 19.72 | 31.34 | 46.97
CR | Wind | 37 | G_EXTRA_2 | 46.56 | 11.45 | 18.2 | 27.29
CR | Wind | 37 | G_EXTRA_8 | 139.41 | 34.3 | 54.51 | 81.71
CR | Wind | 37 | G_EXTRA_9 | 118.98 | 29.27 | 46.52 | 69.73
CR | Wind | 37 | HARK_1 | 264.92 | 65.17 | 103.58 | 155.27
CR | Wind | 37 | HARM_6 | 90.97 | 22.38 | 35.57 | 53.32
CR | Wind | 37 | HAWI | 41.38 | 10.18 | 16.18 | 24.26
CR | Wind | 37 | HAWP_6 | 126.99 | 31.24 | 49.65 | 74.43
CR | Wind | 37 | HEYS_1 | 213.63 | 52.55 | 83.53 | 125.21
CR | Wind | 37 | HUER | 24 | 5.9 | 16.48 | 18.38
CR | Wind | 37 | HUTT_1 | 280.45 | 68.99 | 109.65 | 164.37
CR | Wind | 37 | INDQ1 | 320.15 | 78.76 | 125.18 | 187.64
CR | Wind | 37 | INKE | 4.14 | 1.02 | 1.62 | 2.43
CR | Wind | 37 | IROA1 | 24.68 | 6.07 | 9.65 | 14.47
CR | Wind | 37 | KEAD_1 | 447.14 | 110 | 174.83 | 262.07
CR | Wind | 37 | KEIT_P | 58.41 | 14.37 | 22.84 | 34.24
CR | Wind | 37 | KEMS_1 | 45.79 | 11.26 | 17.9 | 26.84
CR | Wind | 37 | KILS | 36.99 | 9.1 | 14.46 | 21.68
CR | Wind | 37 | KILT | 12.93 | 3.18 | 5.06 | 7.58
CR | Wind | 37 | KINT_P | 13.55 | 3.33 | 5.3 | 7.94
CR | Wind | 37 | KIRKB1 | 57.23 | 14.08 | 22.38 | 33.54
CR | Wind | 37 | LACK_6 | 66.21 | 16.29 | 45.47 | 50.7
CR | Wind | 37 | LAIR_P | 18.97 | 4.67 | 7.42 | 11.12
CR | Wind | 37 | LAND1 | 27.19 | 6.69 | 10.63 | 15.93
CR | Wind | 37 | LEVE | 10.88 | 2.68 | 6.32 | 7.63
CR | Wind | 37 | LING | 156.61 | 38.53 | 61.24 | 91.79
CR | Wind | 37 | LINM | 206.66 | 50.84 | 80.81 | 121.13
CR | Wind | 37 | LISD_1 | 48.65 | 11.97 | 19.02 | 28.51
CR | Wind | 37 | MACD_P | 63.65 | 15.66 | 24.89 | 37.3
CR | Wind | 37 | MAGA_6 | 28.62 | 7.04 | 11.19 | 16.77
CR | Wind | 37 | MELK_1 | 7.15 | 1.76 | 2.8 | 4.19
CR | Wind | 37 | MILC_P | 10.12 | 2.49 | 3.96 | 5.93
CR | Wind | 37 | MITY_1 | 23.25 | 5.72 | 9.09 | 13.63
CR | Wind | 37 | MYBS_P | 64.74 | 15.93 | 25.31 | 37.94
CR | Wind | 37 | NEAR | 5.95 | 1.46 | 2.33 | 3.49
CR | Wind | 37 | NEEP_3 | 69.4 | 17.07 | 27.13 | 40.67
CR | Wind | 37 | NINF_1 | 26.83 | 6.6 | 10.49 | 15.72
CR | Wind | 37 | NORM_1 | 152.86 | 37.6 | 78.69 | 101.08
CR | Wind | 37 | NORT_1 | 174.56 | 42.94 | 68.25 | 102.31
CR | Wind | 37 | OFFE_3 | 18.46 | 4.54 | 7.22 | 10.82
CR | Wind | 37 | PADIB1 | 188.16 | 46.29 | 73.57 | 110.28
CR | Wind | 37 | PEMB_1 | 99.8 | 24.55 | 39.02 | 58.49
CR | Wind | 37 | PENT_1 | 119.77 | 29.46 | 65.75 | 81.69
CR | Wind | 37 | POOB | 15.52 | 3.82 | 6.07 | 9.1
CR | Wind | 37 | PORA_P | 40.22 | 9.89 | 15.73 | 23.57
CR | Wind | 37 | PYLE_1 | 437.3 | 107.58 | 170.99 | 256.3
CR | Wind | 37 | RAIN_1 | 3.58 | 0.88 | 1.4 | 2.1
CR | Wind | 37 | RASS_1 | 49.72 | 12.23 | 19.44 | 29.14
CR | Wind | 37 | RATS_1 | 37.92 | 9.33 | 14.83 | 22.22
CR | Wind | 37 | RAYL_1 | 209.98 | 51.65 | 82.1 | 123.07
CR | Wind | 37 | REDH | 65.7 | 16.16 | 25.69 | 38.51
CR | Wind | 37 | REDM_P | 29.07 | 7.15 | 11.37 | 17.04
CR | Wind | 37 | ROCH_1 | 411.01 | 101.11 | 160.71 | 240.89
CR | Wind | 37 | SALH_1 | 50.08 | 12.32 | 19.58 | 29.35
CR | Wind | 37 | SALT_1 | 222.14 | 54.65 | 86.86 | 130.2
CR | Wind | 37 | SBAR | 5.37 | 1.32 | 2.1 | 3.14
CR | Wind | 37 | SEAB1 | 100.87 | 24.82 | 39.44 | 59.12
CR | Wind | 37 | SELL_1 | 213.91 | 52.62 | 83.64 | 125.37
CR | Wind | 37 | SFEG_P | 46.8 | 11.51 | 18.3 | 27.43
CR | Wind | 37 | SHRW_1 | 229.11 | 56.36 | 89.58 | 134.28
CR | Wind | 37 | SKLGB1 | 36.67 | 9.02 | 14.34 | 21.49
CR | Wind | 37 | SPEN_1 | 114.47 | 28.16 | 44.76 | 67.09
CR | Wind | 37 | STAY_1 | 109.1 | 26.84 | 42.66 | 63.94
CR | Wind | 37 | STES_1 | 103.31 | 25.41 | 40.39 | 60.55
CR | Wind | 37 | STHA | 31.56 | 7.76 | 12.34 | 18.49
CR | Wind | 37 | STIR | 51.73 | 12.73 | 20.23 | 30.32
CR | Wind | 37 | STLE | 58.2 | 14.32 | 22.76 | 34.11
CR | Wind | 37 | STRI_P | 54.9 | 13.5 | 21.46 | 32.17
CR | Wind | 37 | SUND_1 | 13.59 | 3.34 | 5.31 | 7.97
CR | Wind | 37 | SWAN_1 | 338.4 | 83.25 | 132.31 | 198.33
CR | Wind | 37 | TARL_P | 11.13 | 2.74 | 4.35 | 6.52
CR | Wind | 37 | TAYN_P | 20.24 | 4.98 | 7.91 | 11.86
CR | Wind | 37 | THOM_6 | 215.34 | 52.97 | 84.2 | 126.21
CR | Wind | 37 | THSO_P | 119.41 | 29.37 | 46.69 | 69.98
CR | Wind | 37 | THUR_6 | 96.22 | 23.67 | 37.62 | 56.4
CR | Wind | 37 | TILBB_1 | 32.91 | 8.1 | 12.87 | 19.29
CR | Wind | 37 | TONG | 6.21 | 1.53 | 2.43 | 3.64
CR | Wind | 37 | TRAW_1 | 558.03 | 137.28 | 218.19 | 327.06
CR | Wind | 37 | UPPB_1 | 270.43 | 66.53 | 105.74 | 158.5
CR | Wind | 37 | UPPB_3 | 98.01 | 24.11 | 38.32 | 57.45
CR | Wind | 37 | USKM_1 | 22.54 | 5.54 | 8.81 | 13.21
CR | Wind | 37 | WALP_1 | 630.47 | 155.09 | 246.51 | 369.52
CR | Wind | 37 | WALP_B | 60.1 | 14.78 | 23.5 | 35.22
CR | Wind | 37 | WARL_1 | 3.58 | 0.88 | 1.4 | 2.1
CR | Wind | 37 | WASF_1 | 8.05 | 1.98 | 3.15 | 4.72
CR | Wind | 37 | WFIE | 44.23 | 10.88 | 17.29 | 25.92
CR | Wind | 37 | WILL_1 | 17.89 | 4.4 | 6.99 | 10.48
CR | Wind | 37 | WISH | 32.59 | 8.02 | 12.74 | 19.1
CR | Wind | 37 | WMEL_1 | 30.58 | 7.52 | 11.96 | 17.93
CR | Wind | 37 | WYLF_1 | 135.22 | 33.26 | 52.87 | 79.25
CR | Wind | 38 | ABNE_P | 26.74 | 6.58 | 10.45 | 15.67
CR | Wind | 38 | ALNE_P | 12.36 | 3.04 | 4.83 | 7.24
CR | Wind | 38 | ALVE1 | 369.07 | 90.79 | 144.31 | 216.31
CR | Wind | 38 | ARMO_P | 66.11 | 16.26 | 25.85 | 38.74
CR | Wind | 38 | BAGA | 133.26 | 32.78 | 52.1 | 78.1
CR | Wind | 38 | BARKC1 | 41.59 | 10.23 | 16.26 | 24.38
CR | Wind | 38 | BERW | 280.8 | 69.08 | 109.79 | 164.58
CR | Wind | 38 | BICF_1 | 380.61 | 93.63 | 210.12 | 260.32
CR | Wind | 38 | BIRK_1 | 191.9 | 47.21 | 131.8 | 146.96
CR | Wind | 38 | BLYTB1 | 235.09 | 57.83 | 105.01 | 145.74
CR | Wind | 38 | BLYTH132 | 400.36 | 98.49 | 156.54 | 234.65
CR | Wind | 38 | BONN | 43.69 | 10.75 | 17.08 | 25.6
CR | Wind | 38 | BRAW_1 | 69.97 | 17.21 | 27.36 | 41.01
CR | Wind | 38 | BRFO_1 | 72.07 | 17.73 | 31.96 | 44.54
CR | Wind | 38 | BRLE_1 | 7.77 | 1.91 | 3.04 | 4.56
CR | Wind | 38 | BURM_1 | 101.06 | 24.86 | 39.51 | 59.23
CR | Wind | 38 | BUSH_1 | 15.55 | 3.82 | 6.08 | 9.11
CR | Wind | 38 | CANTN1 | 152.77 | 37.58 | 104.92 | 116.99
CR | Wind | 38 | CARE_1 | 8.94 | 2.2 | 3.5 | 5.24
CR | Wind | 38 | CHAP | 67.63 | 16.64 | 26.44 | 39.64
CR | Wind | 38 | CHTE_1 | 52.67 | 12.96 | 20.59 | 30.87
CR | Wind | 38 | CONQA1 | 152.95 | 37.63 | 59.8 | 89.65
CR | Wind | 38 | COUA_P | 17.2 | 4.23 | 6.72 | 10.08
CR | Wind | 38 | COVE_1 | 54.42 | 13.39 | 21.28 | 31.89
CR | Wind | 38 | COYL | 178.04 | 43.8 | 69.61 | 104.35
CR | Wind | 38 | CREB_1 | 499.09 | 122.78 | 195.14 | 292.51
CR | Wind | 38 | CUMB | 10.99 | 2.7 | 4.3 | 6.44
CR | Wind | 38 | DEVO | 190.41 | 46.84 | 74.45 | 111.6
CR | Wind | 38 | DOUN_P | 33.89 | 8.34 | 13.25 | 19.86
CR | Wind | 38 | DRAX_1 | 367.12 | 90.31 | 143.55 | 215.17
CR | Wind | 38 | DUNB | 37.97 | 9.34 | 14.85 | 22.25
CR | Wind | 38 | DYCE_P | 46.76 | 11.5 | 18.28 | 27.4
CR | Wind | 38 | EASO_1 | 417.07 | 102.6 | 163.08 | 244.45
CR | Wind | 38 | ECCL | 78.58 | 19.33 | 30.72 | 46.06
CR | Wind | 38 | ECLA_1 | 7.77 | 1.91 | 3.04 | 4.56
CR | Wind | 38 | EKIS | 185.19 | 45.56 | 72.41 | 108.54
CR | Wind | 38 | ELLA_1 | 29.15 | 7.17 | 11.4 | 17.09
CR | Wind | 38 | ENDE_1 | 132.55 | 32.61 | 51.83 | 77.69
CR | Wind | 38 | FECK_6 | 5.05 | 1.24 | 1.98 | 2.96
CR | Wind | 38 | FIDD_P | 121.97 | 30.01 | 47.69 | 71.49
CR | Wind | 38 | FOUR_1 | 425.82 | 104.75 | 166.49 | 249.57
CR | Wind | 38 | FRAS_P | 4.3 | 1.06 | 1.68 | 2.52
CR | Wind | 38 | FROD_1 | 195.71 | 48.14 | 76.52 | 114.7
CR | Wind | 38 | GALA | 47.26 | 11.63 | 18.48 | 27.7
CR | Wind | 38 | GIFF | 12.09 | 2.97 | 4.73 | 7.09
CR | Wind | 38 | GLLU | 203.59 | 50.08 | 79.61 | 119.33
CR | Wind | 38 | GLNI | 91.08 | 22.41 | 35.61 | 53.38
CR | Wind | 38 | GREN_1 | 637.07 | 156.72 | 249.1 | 373.39
CR | Wind | 38 | GRIW_1 | 295.41 | 72.67 | 115.51 | 173.14
CR | Wind | 38 | G_EXTRA_11 | 60.45 | 14.87 | 23.63 | 35.43
CR | Wind | 38 | G_EXTRA_12 | 30.04 | 7.39 | 11.75 | 17.61
CR | Wind | 38 | G_EXTRA_13 | 85.14 | 20.94 | 33.29 | 49.9
CR | Wind | 38 | G_EXTRA_2 | 49.46 | 12.17 | 19.34 | 28.99
CR | Wind | 38 | G_EXTRA_8 | 148.09 | 36.43 | 57.9 | 86.8
CR | Wind | 38 | G_EXTRA_9 | 126.39 | 31.09 | 49.42 | 74.08
CR | Wind | 38 | HARK_1 | 287.87 | 70.82 | 112.56 | 168.72
CR | Wind | 38 | HARM_6 | 98.85 | 24.32 | 38.65 | 57.93
CR | Wind | 38 | HAWI | 43.96 | 10.81 | 17.19 | 25.77
CR | Wind | 38 | HAWP_6 | 137.99 | 33.94 | 53.95 | 80.87
CR | Wind | 38 | HEYS_1 | 232.13 | 57.1 | 90.76 | 136.05
CR | Wind | 38 | HUER | 24 | 5.9 | 16.48 | 18.38
CR | Wind | 38 | HUTT_1 | 304.74 | 74.97 | 119.15 | 178.61
CR | Wind | 38 | INDQ1 | 347.88 | 85.58 | 136.02 | 203.89
CR | Wind | 38 | INKE | 4.4 | 1.08 | 1.72 | 2.58
CR | Wind | 38 | IROA1 | 26.82 | 6.6 | 10.49 | 15.72
CR | Wind | 38 | KEAD_1 | 485.87 | 119.52 | 189.98 | 284.77
CR | Wind | 38 | KEIT_P | 62.05 | 15.26 | 24.26 | 36.37
CR | Wind | 38 | KEMS_1 | 49.75 | 12.24 | 19.45 | 29.16
CR | Wind | 38 | KILS | 39.29 | 9.67 | 15.36 | 23.03
CR | Wind | 38 | KILT | 13.74 | 3.38 | 5.37 | 8.05
CR | Wind | 38 | KINT_P | 14.4 | 3.54 | 5.63 | 8.44
CR | Wind | 38 | KIRKB1 | 62.19 | 15.3 | 24.32 | 36.45
CR | Wind | 38 | LACK_6 | 66.21 | 16.29 | 45.47 | 50.7
CR | Wind | 38 | LAIR_P | 20.15 | 4.96 | 7.88 | 11.81
CR | Wind | 38 | LAND1 | 29.54 | 7.27 | 11.55 | 17.31
CR | Wind | 38 | LEVE | 11.12 | 2.74 | 6.42 | 7.78
CR | Wind | 38 | LING | 166.36 | 40.93 | 65.05 | 97.51
CR | Wind | 38 | LINM | 219.53 | 54 | 85.84 | 128.67
CR | Wind | 38 | LISD_1 | 52.86 | 13 | 20.67 | 30.98
CR | Wind | 38 | MACD_P | 67.61 | 16.63 | 26.44 | 39.63
CR | Wind | 38 | MAGA_6 | 31.1 | 7.65 | 12.16 | 18.23
CR | Wind | 38 | MELK_1 | 7.77 | 1.91 | 3.04 | 4.56
CR | Wind | 38 | MILC_P | 10.75 | 2.64 | 4.2 | 6.3
CR | Wind | 38 | MITY_1 | 25.27 | 6.22 | 9.88 | 14.81
CR | Wind | 38 | MYBS_P | 68.77 | 16.92 | 26.89 | 40.3
CR | Wind | 38 | NEAR | 6.32 | 1.55 | 2.47 | 3.7
CR | Wind | 38 | NEEP_3 | 75.41 | 18.55 | 29.48 | 44.2
CR | Wind | 38 | NINF_1 | 29.15 | 7.17 | 11.4 | 17.09
CR | Wind | 38 | NORM_1 | 160.56 | 39.5 | 81.7 | 105.6
CR | Wind | 38 | NORT_1 | 189.68 | 46.66 | 74.17 | 111.17
CR | Wind | 38 | OFFE_3 | 20.06 | 4.93 | 7.84 | 11.76
CR | Wind | 38 | PADIB1 | 204.45 | 50.3 | 79.94 | 119.83
CR | Wind | 38 | PEMB_1 | 108.45 | 26.68 | 42.4 | 63.56
CR | Wind | 38 | PENT_1 | 124.6 | 30.65 | 67.64 | 84.52
CR | Wind | 38 | POOB | 16.49 | 4.06 | 6.45 | 9.66
CR | Wind | 38 | PORA_P | 42.73 | 10.51 | 16.71 | 25.04
CR | Wind | 38 | PYLE_1 | 475.18 | 116.89 | 185.8 | 278.5
CR | Wind | 38 | RAIN_1 | 3.89 | 0.96 | 1.52 | 2.28
CR | Wind | 38 | RASS_1 | 54.03 | 13.29 | 21.13 | 31.67
CR | Wind | 38 | RATS_1 | 41.2 | 10.14 | 16.11 | 24.15
CR | Wind | 38 | RAYL_1 | 228.17 | 56.13 | 89.21 | 133.73
CR | Wind | 38 | REDH | 69.79 | 17.17 | 27.29 | 40.9
CR | Wind | 38 | REDM_P | 30.88 | 7.6 | 12.07 | 18.1
CR | Wind | 38 | ROCH_1 | 446.61 | 109.87 | 174.63 | 261.76
CR | Wind | 38 | SALH_1 | 54.42 | 13.39 | 21.28 | 31.89
CR | Wind | 38 | SALT_1 | 241.38 | 59.38 | 94.38 | 141.47
CR | Wind | 38 | SBAR | 5.83 | 1.43 | 2.28 | 3.42
CR | Wind | 38 | SEAB1 | 109.61 | 26.96 | 42.86 | 64.24
CR | Wind | 38 | SELL_1 | 232.44 | 57.18 | 90.88 | 136.23
CR | Wind | 38 | SFEG_P | 49.71 | 12.23 | 19.44 | 29.14
CR | Wind | 38 | SHRW_1 | 248.96 | 61.24 | 97.34 | 145.92
CR | Wind | 38 | SKLGB1 | 39.84 | 9.8 | 15.58 | 23.35
CR | Wind | 38 | SPEN_1 | 124.38 | 30.6 | 48.63 | 72.9
CR | Wind | 38 | STAY_1 | 118.55 | 29.16 | 46.35 | 69.48
CR | Wind | 38 | STES_1 | 112.26 | 27.61 | 43.89 | 65.79
CR | Wind | 38 | STHA | 33.52 | 8.25 | 13.11 | 19.65
CR | Wind | 38 | STIR | 54.95 | 13.52 | 21.49 | 32.21
CR | Wind | 38 | STLE | 61.82 | 15.21 | 24.17 | 36.23
CR | Wind | 38 | STRI_P | 58.31 | 14.35 | 22.8 | 34.18
CR | Wind | 38 | SUND_1 | 14.77 | 3.63 | 5.78 | 8.66
CR | Wind | 38 | SWAN_1 | 367.71 | 90.46 | 143.77 | 215.51
CR | Wind | 38 | TARL_P | 11.82 | 2.91 | 4.62 | 6.93
CR | Wind | 38 | TAYN_P | 21.5 | 5.29 | 8.41 | 12.6
CR | Wind | 38 | THOM_6 | 234 | 57.56 | 91.49 | 137.14
CR | Wind | 38 | THSO_P | 126.84 | 31.2 | 49.59 | 74.34
CR | Wind | 38 | THUR_6 | 104.56 | 25.72 | 40.88 | 61.28
CR | Wind | 38 | TILBB_1 | 35.76 | 8.8 | 13.98 | 20.96
CR | Wind | 38 | TONG | 6.59 | 1.62 | 2.58 | 3.86
CR | Wind | 38 | TRAW_1 | 606.37 | 149.17 | 237.09 | 355.39
CR | Wind | 38 | UPPB_1 | 293.85 | 72.29 | 114.9 | 172.23
CR | Wind | 38 | UPPB_3 | 106.5 | 26.2 | 41.64 | 62.42
CR | Wind | 38 | USKM_1 | 24.49 | 6.02 | 9.57 | 14.35
CR | Wind | 38 | WALP_1 | 685.08 | 168.53 | 267.87 | 401.52
CR | Wind | 38 | WALP_B | 65.3 | 16.06 | 25.53 | 38.27
CR | Wind | 38 | WARL_1 | 3.89 | 0.96 | 1.52 | 2.28
CR | Wind | 38 | WASF_1 | 8.75 | 2.15 | 3.42 | 5.13
CR | Wind | 38 | WFIE | 46.98 | 11.56 | 18.37 | 27.54
CR | Wind | 38 | WILL_1 | 19.43 | 4.78 | 7.6 | 11.39
CR | Wind | 38 | WISH | 34.62 | 8.52 | 13.54 | 20.29
CR | Wind | 38 | WMEL_1 | 33.23 | 8.18 | 12.99 | 19.48
CR | Wind | 38 | WYLF_1 | 146.93 | 36.14 | 57.45 | 86.11
CR | Wind | 39 | ABNE_P | 28.39 | 6.98 | 11.1 | 16.64
CR | Wind | 39 | ALNE_P | 13.13 | 3.23 | 5.13 | 7.69
CR | Wind | 39 | ALVE1 | 401.03 | 98.65 | 156.8 | 235.04
CR | Wind | 39 | ARMO_P | 70.2 | 17.27 | 27.45 | 41.14
CR | Wind | 39 | BAGA | 141.51 | 34.81 | 55.33 | 82.94
CR | Wind | 39 | BARKC1 | 45.19 | 11.12 | 17.67 | 26.49
CR | Wind | 39 | BERW | 298.19 | 73.35 | 116.59 | 174.77
CR | Wind | 39 | BICF_1 | 395.62 | 97.32 | 215.99 | 269.12
CR | Wind | 39 | BIRK_1 | 191.9 | 47.21 | 131.8 | 146.96
CR | Wind | 39 | BLYTB1 | 251.62 | 61.9 | 111.47 | 155.42
CR | Wind | 39 | BLYTH132 | 435.03 | 107.02 | 170.09 | 254.97
CR | Wind | 39 | BONN | 46.39 | 11.41 | 18.14 | 27.19
CR | Wind | 39 | BRAW_1 | 76.02 | 18.7 | 29.73 | 44.56
CR | Wind | 39 | BRFO_1 | 77.2 | 18.99 | 33.97 | 47.55
CR | Wind | 39 | BRLE_1 | 8.45 | 2.08 | 3.3 | 4.95
CR | Wind | 39 | BURM_1 | 109.81 | 27.01 | 42.94 | 64.36
CR | Wind | 39 | BUSH_1 | 16.89 | 4.16 | 6.61 | 9.9
CR | Wind | 39 | CANTN1 | 152.77 | 37.58 | 104.92 | 116.99
CR | Wind | 39 | CARE_1 | 9.71 | 2.39 | 3.8 | 5.69
CR | Wind | 39 | CHAP | 71.82 | 17.67 | 28.08 | 42.09
CR | Wind | 39 | CHTE_1 | 57.23 | 14.08 | 22.38 | 33.54
CR | Wind | 39 | CONQA1 | 166.2 | 40.88 | 64.98 | 97.41
CR | Wind | 39 | COUA_P | 18.26 | 4.49 | 7.14 | 10.7
CR | Wind | 39 | COVE_1 | 59.13 | 14.55 | 23.12 | 34.66
CR | Wind | 39 | COYL | 189.07 | 46.51 | 73.92 | 110.81
CR | Wind | 39 | CREB_1 | 542.3 | 133.41 | 212.04 | 317.84
CR | Wind | 39 | CUMB | 11.67 | 2.87 | 4.56 | 6.84
CR | Wind | 39 | DEVO | 202.19 | 49.74 | 79.06 | 118.51
CR | Wind | 39 | DOUN_P | 35.98 | 8.85 | 14.07 | 21.09
CR | Wind | 39 | DRAX_1 | 398.91 | 98.13 | 155.98 | 233.8
CR | Wind | 39 | DUNB | 40.32 | 9.92 | 15.77 | 23.63
CR | Wind | 39 | DYCE_P | 49.65 | 12.21 | 19.41 | 29.1
CR | Wind | 39 | EASO_1 | 453.19 | 111.48 | 177.2 | 265.61
CR | Wind | 39 | ECCL | 83.45 | 20.53 | 32.63 | 48.91
CR | Wind | 39 | ECLA_1 | 8.45 | 2.08 | 3.3 | 4.95
CR | Wind | 39 | EKIS | 196.65 | 48.38 | 76.89 | 115.26
CR | Wind | 39 | ELLA_1 | 31.68 | 7.79 | 12.39 | 18.57
CR | Wind | 39 | ENDE_1 | 144.02 | 35.43 | 56.31 | 84.41
CR | Wind | 39 | FECK_6 | 5.49 | 1.35 | 2.15 | 3.22
CR | Wind | 39 | FIDD_P | 129.53 | 31.86 | 50.65 | 75.92
CR | Wind | 39 | FOUR_1 | 462.69 | 113.82 | 180.91 | 271.18
CR | Wind | 39 | FRAS_P | 4.57 | 1.12 | 1.79 | 2.68
CR | Wind | 39 | FROD_1 | 212.66 | 52.31 | 83.15 | 124.64
CR | Wind | 39 | GALA | 50.18 | 12.35 | 19.62 | 29.41
CR | Wind | 39 | GIFF | 12.84 | 3.16 | 5.02 | 7.52
CR | Wind | 39 | GLLU | 216.2 | 53.19 | 84.53 | 126.71
CR | Wind | 39 | GLNI | 96.72 | 23.79 | 37.82 | 56.69
CR | Wind | 39 | GREN_1 | 692.24 | 170.29 | 270.67 | 405.72
CR | Wind | 39 | GRIW_1 | 320.99 | 78.96 | 125.51 | 188.13
CR | Wind | 39 | G_EXTRA_11 | 64.19 | 15.79 | 25.1 | 37.62
CR | Wind | 39 | G_EXTRA_12 | 31.9 | 7.85 | 12.47 | 18.7
CR | Wind | 39 | G_EXTRA_13 | 90.41 | 22.24 | 35.35 | 52.99
CR | Wind | 39 | G_EXTRA_2 | 52.52 | 12.92 | 20.53 | 30.78
CR | Wind | 39 | G_EXTRA_8 | 157.26 | 38.69 | 61.49 | 92.17
CR | Wind | 39 | G_EXTRA_9 | 134.21 | 33.02 | 52.48 | 78.66
CR | Wind | 39 | HARK_1 | 312.8 | 76.95 | 122.3 | 183.33
CR | Wind | 39 | HARM_6 | 107.4 | 26.42 | 42 | 62.95
CR | Wind | 39 | HAWI | 46.68 | 11.48 | 18.25 | 27.36
CR | Wind | 39 | HAWP_6 | 149.94 | 36.88 | 58.62 | 87.88
CR | Wind | 39 | HEYS_1 | 252.23 | 62.05 | 98.62 | 147.83
CR | Wind | 39 | HUER | 24 | 5.9 | 16.48 | 18.38
CR | Wind | 39 | HUTT_1 | 331.13 | 81.46 | 129.47 | 194.07
CR | Wind | 39 | INDQ1 | 378.01 | 92.99 | 147.8 | 221.55
CR | Wind | 39 | INKE | 4.67 | 1.15 | 1.83 | 2.74
CR | Wind | 39 | IROA1 | 29.14 | 7.17 | 11.39 | 17.08
CR | Wind | 39 | KEAD_1 | 527.94 | 129.87 | 206.43 | 309.43
CR | Wind | 39 | KEIT_P | 65.89 | 16.21 | 25.76 | 38.62
CR | Wind | 39 | KEMS_1 | 54.06 | 13.3 | 21.14 | 31.69
CR | Wind | 39 | KILS | 41.72 | 10.26 | 16.31 | 24.45
CR | Wind | 39 | KILT | 14.59 | 3.59 | 5.7 | 8.55
CR | Wind | 39 | KINT_P | 15.29 | 3.76 | 5.98 | 8.96
CR | Wind | 39 | KIRKB1 | 67.58 | 16.62 | 26.42 | 39.61
CR | Wind | 39 | LACK_6 | 66.21 | 16.29 | 45.47 | 50.7
CR | Wind | 39 | LAIR_P | 21.4 | 5.26 | 8.37 | 12.54
CR | Wind | 39 | LAND1 | 32.1 | 7.9 | 12.55 | 18.81
CR | Wind | 39 | LEVE | 11.38 | 2.8 | 6.52 | 7.93
CR | Wind | 39 | LING | 176.67 | 43.46 | 69.08 | 103.54
CR | Wind | 39 | LINM | 233.12 | 57.35 | 91.15 | 136.63
CR | Wind | 39 | LISD_1 | 57.44 | 14.13 | 22.46 | 33.67
CR | Wind | 39 | MACD_P | 71.8 | 17.66 | 28.07 | 42.08
CR | Wind | 39 | MAGA_6 | 33.79 | 8.31 | 13.21 | 19.8
CR | Wind | 39 | MELK_1 | 8.45 | 2.08 | 3.3 | 4.95
CR | Wind | 39 | MILC_P | 11.41 | 2.81 | 4.46 | 6.69
CR | Wind | 39 | MITY_1 | 27.45 | 6.75 | 10.73 | 16.09
CR | Wind | 39 | MYBS_P | 73.02 | 17.96 | 28.55 | 42.8
CR | Wind | 39 | NEAR | 6.71 | 1.65 | 2.62 | 3.93
CR | Wind | 39 | NEEP_3 | 81.94 | 20.16 | 32.04 | 48.02
CR | Wind | 39 | NINF_1 | 31.68 | 7.79 | 12.39 | 18.57
CR | Wind | 39 | NORM_1 | 168.92 | 41.55 | 84.97 | 110.5
CR | Wind | 39 | NORT_1 | 206.11 | 50.7 | 80.59 | 120.8
CR | Wind | 39 | OFFE_3 | 21.79 | 5.36 | 8.52 | 12.77
CR | Wind | 39 | PADIB1 | 222.16 | 54.65 | 86.86 | 130.21
CR | Wind | 39 | PEMB_1 | 117.84 | 28.99 | 46.07 | 69.06
CR | Wind | 39 | PENT_1 | 129.85 | 31.94 | 69.69 | 87.6
CR | Wind | 39 | POOB | 17.51 | 4.31 | 6.84 | 10.26
CR | Wind | 39 | PORA_P | 45.37 | 11.16 | 17.74 | 26.59
CR | Wind | 39 | PYLE_1 | 516.33 | 127.02 | 201.88 | 302.62
CR | Wind | 39 | RAIN_1 | 4.22 | 1.04 | 1.65 | 2.48
CR | Wind | 39 | RASS_1 | 58.71 | 14.44 | 22.95 | 34.41
CR | Wind | 39 | RATS_1 | 44.77 | 11.01 | 17.5 | 26.24
CR | Wind | 39 | RAYL_1 | 247.92 | 60.99 | 96.94 | 145.31
CR | Wind | 39 | REDH | 74.11 | 18.23 | 28.98 | 43.44
CR | Wind | 39 | REDM_P | 32.79 | 8.07 | 12.82 | 19.22
CR | Wind | 39 | ROCH_1 | 485.29 | 119.38 | 189.75 | 284.43
CR | Wind | 39 | SALH_1 | 59.13 | 14.55 | 23.12 | 34.66
CR | Wind | 39 | SALT_1 | 262.28 | 64.52 | 102.55 | 153.72
CR | Wind | 39 | SBAR | 6.34 | 1.56 | 2.48 | 3.71
CR | Wind | 39 | SEAB1 | 119.1 | 29.3 | 46.57 | 69.81
CR | Wind | 39 | SELL_1 | 252.57 | 62.13 | 98.75 | 148.03
CR | Wind | 39 | SFEG_P | 52.79 | 12.99 | 20.64 | 30.94
CR | Wind | 39 | SHRW_1 | 270.52 | 66.55 | 105.77 | 158.55
CR | Wind | 39 | SKLGB1 | 43.29 | 10.65 | 16.93 | 25.37
CR | Wind | 39 | SPEN_1 | 135.15 | 33.25 | 52.85 | 79.21
CR | Wind | 39 | STAY_1 | 128.82 | 31.69 | 50.37 | 75.5
CR | Wind | 39 | STES_1 | 121.98 | 30.01 | 47.69 | 71.49
CR | Wind | 39 | STHA | 35.6 | 8.76 | 13.92 | 20.86
CR | Wind | 39 | STIR | 58.35 | 14.35 | 22.82 | 34.2
CR | Wind | 39 | STLE | 65.65 | 16.15 | 25.67 | 38.48
CR | Wind | 39 | STRI_P | 61.92 | 15.23 | 24.21 | 36.29
CR | Wind | 39 | SUND_1 | 16.05 | 3.95 | 6.28 | 9.41
CR | Wind | 39 | SWAN_1 | 399.55 | 98.29 | 156.22 | 234.17
CR | Wind | 39 | TARL_P | 12.56 | 3.09 | 4.91 | 7.36
CR | Wind | 39 | TAYN_P | 22.83 | 5.62 | 8.93 | 13.38
CR | Wind | 39 | THOM_6 | 254.26 | 62.55 | 99.41 | 149.02
CR | Wind | 39 | THSO_P | 134.69 | 33.13 | 52.66 | 78.94
CR | Wind | 39 | THUR_6 | 113.61 | 27.95 | 44.42 | 66.59
CR | Wind | 39 | TILBB_1 | 38.86 | 9.56 | 15.19 | 22.77
CR | Wind | 39 | TONG | 7 | 1.72 | 2.74 | 4.1
CR | Wind | 39 | TRAW_1 | 658.87 | 162.08 | 257.62 | 386.17
CR | Wind | 39 | UPPB_1 | 319.3 | 78.55 | 124.85 | 187.14
CR | Wind | 39 | UPPB_3 | 115.73 | 28.47 | 45.25 | 67.83
CR | Wind | 39 | USKM_1 | 26.61 | 6.55 | 10.4 | 15.6
CR | Wind | 39 | WALP_1 | 744.4 | 183.12 | 291.06 | 436.29
CR | Wind | 39 | WALP_B | 70.96 | 17.46 | 27.74 | 41.59
CR | Wind | 39 | WARL_1 | 4.22 | 1.04 | 1.65 | 2.48
CR | Wind | 39 | WASF_1 | 9.5 | 2.34 | 3.72 | 5.57
CR | Wind | 39 | WFIE | 49.89 | 12.27 | 19.51 | 29.24
CR | Wind | 39 | WILL_1 | 21.12 | 5.19 | 8.26 | 12.38
CR | Wind | 39 | WISH | 36.76 | 9.04 | 14.37 | 21.55
CR | Wind | 39 | WMEL_1 | 36.11 | 8.88 | 14.12 | 21.16
CR | Wind | 39 | WYLF_1 | 159.65 | 39.27 | 62.42 | 93.57
CR | Wind | 40 | ABNE_P | 29.97 | 7.37 | 11.72 | 17.57
CR | Wind | 40 | ALNE_P | 13.86 | 3.41 | 5.42 | 8.12
CR | Wind | 40 | ALVE1 | 433.32 | 106.6 | 169.43 | 253.97
CR | Wind | 40 | ARMO_P | 74.11 | 18.23 | 28.98 | 43.43
CR | Wind | 40 | BAGA | 149.39 | 36.75 | 58.41 | 87.56
CR | Wind | 40 | BARKC1 | 48.83 | 12.01 | 19.09 | 28.62
CR | Wind | 40 | BERW | 314.79 | 77.44 | 123.08 | 184.5
CR | Wind | 40 | BICF_1 | 410.79 | 101.05 | 221.92 | 278.01
CR | Wind | 40 | BIRK_1 | 191.9 | 47.21 | 131.8 | 146.96
CR | Wind | 40 | BLYTB1 | 268.32 | 66.01 | 118 | 165.21
CR | Wind | 40 | BLYTH132 | 470.06 | 115.63 | 183.79 | 275.5
CR | Wind | 40 | BONN | 48.97 | 12.05 | 19.15 | 28.7
CR | Wind | 40 | BRAW_1 | 82.15 | 20.21 | 32.12 | 48.15
CR | Wind | 40 | BRFO_1 | 82.39 | 20.27 | 36 | 50.59
CR | Wind | 40 | BRLE_1 | 9.13 | 2.25 | 3.57 | 5.35
CR | Wind | 40 | BURM_1 | 118.66 | 29.19 | 46.39 | 69.54
CR | Wind | 40 | BUSH_1 | 18.25 | 4.49 | 7.14 | 10.7
CR | Wind | 40 | CANTN1 | 152.77 | 37.58 | 104.92 | 116.99
CR | Wind | 40 | CARE_1 | 10.5 | 2.58 | 4.1 | 6.15
CR | Wind | 40 | CHAP | 75.81 | 18.65 | 29.64 | 44.43
CR | Wind | 40 | CHTE_1 | 61.84 | 15.21 | 24.18 | 36.24
CR | Wind | 40 | CONQA1 | 179.58 | 44.18 | 70.22 | 105.25
CR | Wind | 40 | COUA_P | 19.28 | 4.74 | 7.54 | 11.3
CR | Wind | 40 | COVE_1 | 63.89 | 15.72 | 24.98 | 37.45
CR | Wind | 40 | COYL | 199.59 | 49.1 | 78.04 | 116.98
CR | Wind | 40 | CREB_1 | 585.98 | 144.15 | 229.12 | 343.44
CR | Wind | 40 | CUMB | 12.32 | 3.03 | 4.82 | 7.22
CR | Wind | 40 | DEVO | 213.45 | 52.51 | 83.46 | 125.1
CR | Wind | 40 | DOUN_P | 37.99 | 9.35 | 14.85 | 22.26
CR | Wind | 40 | DRAX_1 | 431.04 | 106.04 | 168.54 | 252.63
CR | Wind | 40 | DUNB | 42.57 | 10.47 | 16.64 | 24.95
CR | Wind | 40 | DYCE_P | 52.42 | 12.89 | 20.5 | 30.72
CR | Wind | 40 | EASO_1 | 489.68 | 120.46 | 191.47 | 287
CR | Wind | 40 | ECCL | 88.09 | 21.67 | 34.44 | 51.63
CR | Wind | 40 | ECLA_1 | 9.13 | 2.25 | 3.57 | 5.35
CR | Wind | 40 | EKIS | 207.6 | 51.07 | 81.17 | 121.67
CR | Wind | 40 | ELLA_1 | 34.23 | 8.42 | 13.38 | 20.06
CR | Wind | 40 | ENDE_1 | 155.62 | 38.28 | 60.85 | 91.21
CR | Wind | 40 | FECK_6 | 5.93 | 1.46 | 2.32 | 3.48
CR | Wind | 40 | FIDD_P | 136.74 | 33.64 | 53.46 | 80.14
CR | Wind | 40 | FOUR_1 | 499.95 | 122.99 | 195.48 | 293.02
CR | Wind | 40 | FRAS_P | 4.82 | 1.19 | 1.88 | 2.83
CR | Wind | 40 | FROD_1 | 229.78 | 56.53 | 89.84 | 134.67
CR | Wind | 40 | GALA | 52.98 | 13.03 | 20.71 | 31.05
CR | Wind | 40 | GIFF | 13.55 | 3.33 | 5.3 | 7.94
CR | Wind | 40 | GLLU | 228.24 | 56.15 | 89.24 | 133.77
CR | Wind | 40 | GLNI | 102.11 | 25.12 | 39.92 | 59.84
CR | Wind | 40 | GREN_1 | 747.99 | 184 | 292.46 | 438.39
CR | Wind | 40 | GRIW_1 | 346.84 | 85.32 | 135.61 | 203.28
CR | Wind | 40 | G_EXTRA_11 | 67.76 | 16.67 | 26.5 | 39.72
CR | Wind | 40 | G_EXTRA_12 | 33.68 | 8.29 | 13.17 | 19.74
CR | Wind | 40 | G_EXTRA_13 | 95.44 | 23.48 | 37.32 | 55.94
CR | Wind | 40 | G_EXTRA_2 | 55.44 | 13.64 | 21.68 | 32.49
CR | Wind | 40 | G_EXTRA_8 | 166.02 | 40.84 | 64.91 | 97.3
CR | Wind | 40 | G_EXTRA_9 | 141.69 | 34.85 | 55.4 | 83.04
CR | Wind | 40 | HARK_1 | 337.99 | 83.14 | 132.15 | 198.09
CR | Wind | 40 | HARM_6 | 116.05 | 28.55 | 45.38 | 68.02
CR | Wind | 40 | HAWI | 49.28 | 12.12 | 19.27 | 28.88
CR | Wind | 40 | HAWP_6 | 162.01 | 39.85 | 63.35 | 94.95
CR | Wind | 40 | HEYS_1 | 272.54 | 67.05 | 106.56 | 159.74
CR | Wind | 40 | HUER | 24 | 5.9 | 16.48 | 18.38
CR | Wind | 40 | HUTT_1 | 357.79 | 88.02 | 139.9 | 209.7
CR | Wind | 40 | INDQ1 | 408.45 | 100.48 | 159.7 | 239.39
CR | Wind | 40 | INKE | 4.93 | 1.21 | 1.93 | 2.89
CR | Wind | 40 | IROA1 | 31.49 | 7.75 | 12.31 | 18.46
CR | Wind | 40 | KEAD_1 | 570.46 | 140.33 | 223.05 | 334.35
CR | Wind | 40 | KEIT_P | 69.56 | 17.11 | 27.2 | 40.77
CR | Wind | 40 | KEMS_1 | 58.42 | 14.37 | 22.84 | 34.24
CR | Wind | 40 | KILS | 44.05 | 10.84 | 17.22 | 25.82
CR | Wind | 40 | KILT | 15.4 | 3.79 | 6.02 | 9.03
CR | Wind | 40 | KINT_P | 16.14 | 3.97 | 6.31 | 9.46
CR | Wind | 40 | KIRKB1 | 73.02 | 17.96 | 28.55 | 42.8
CR | Wind | 40 | LACK_6 | 66.21 | 16.29 | 45.47 | 50.7
CR | Wind | 40 | LAIR_P | 22.59 | 5.56 | 8.83 | 13.24
CR | Wind | 40 | LAND1 | 34.68 | 8.53 | 13.56 | 20.33
CR | Wind | 40 | LEVE | 11.62 | 2.86 | 6.61 | 8.07
CR | Wind | 40 | LING | 186.5 | 45.88 | 72.92 | 109.31
CR | Wind | 40 | LINM | 246.1 | 60.54 | 96.23 | 144.24
CR | Wind | 40 | LISD_1 | 62.07 | 15.27 | 24.27 | 36.38
CR | Wind | 40 | MACD_P | 75.8 | 18.65 | 29.64 | 44.42
CR | Wind | 40 | MAGA_6 | 36.51 | 8.98 | 14.28 | 21.4
CR | Wind | 40 | MELK_1 | 9.13 | 2.25 | 3.57 | 5.35
CR | Wind | 40 | MILC_P | 12.05 | 2.96 | 4.71 | 7.06
CR | Wind | 40 | MITY_1 | 29.66 | 7.3 | 11.6 | 17.39
CR | Wind | 40 | MYBS_P | 77.09 | 18.96 | 30.14 | 45.18
CR | Wind | 40 | NEAR | 7.08 | 1.74 | 2.77 | 4.15
CR | Wind | 40 | NEEP_3 | 88.54 | 21.78 | 34.62 | 51.89
CR | Wind | 40 | NINF_1 | 34.23 | 8.42 | 13.38 | 20.06
CR | Wind | 40 | NORM_1 | 177.37 | 43.63 | 88.27 | 115.45
CR | Wind | 40 | NORT_1 | 222.71 | 54.79 | 87.08 | 130.53
CR | Wind | 40 | OFFE_3 | 23.55 | 5.79 | 9.21 | 13.8
CR | Wind | 40 | PADIB1 | 240.05 | 59.05 | 93.86 | 140.69
CR | Wind | 40 | PEMB_1 | 127.33 | 31.32 | 49.78 | 74.63
CR | Wind | 40 | PENT_1 | 135.16 | 33.25 | 71.77 | 90.71
CR | Wind | 40 | POOB | 18.48 | 4.55 | 7.23 | 10.83
CR | Wind | 40 | PORA_P | 47.9 | 11.78 | 18.73 | 28.07
CR | Wind | 40 | PYLE_1 | 557.91 | 137.25 | 218.14 | 326.99
CR | Wind | 40 | RAIN_1 | 4.56 | 1.12 | 1.78 | 2.67
CR | Wind | 40 | RASS_1 | 63.44 | 15.61 | 24.8 | 37.18
CR | Wind | 40 | RATS_1 | 48.37 | 11.9 | 18.91 | 28.35
CR | Wind | 40 | RAYL_1 | 267.89 | 65.9 | 104.74 | 157.01
CR | Wind | 40 | REDH | 78.24 | 19.25 | 30.59 | 45.85
CR | Wind | 40 | REDM_P | 34.61 | 8.52 | 13.53 | 20.29
CR | Wind | 40 | ROCH_1 | 524.37 | 128.99 | 205.03 | 307.33
CR | Wind | 40 | SALH_1 | 63.89 | 15.72 | 24.98 | 37.45
CR | Wind | 40 | SALT_1 | 283.4 | 69.72 | 110.81 | 166.1
CR | Wind | 40 | SBAR | 6.85 | 1.68 | 2.68 | 4.01
CR | Wind | 40 | SEAB1 | 128.7 | 31.66 | 50.32 | 75.43
CR | Wind | 40 | SELL_1 | 272.91 | 67.14 | 106.71 | 159.95
CR | Wind | 40 | SFEG_P | 55.73 | 13.71 | 21.79 | 32.66
CR | Wind | 40 | SHRW_1 | 292.3 | 71.91 | 114.29 | 171.32
CR | Wind | 40 | SKLGB1 | 46.78 | 11.51 | 18.29 | 27.42
CR | Wind | 40 | SPEN_1 | 146.04 | 35.93 | 57.1 | 85.59
CR | Wind | 40 | STAY_1 | 139.19 | 34.24 | 54.42 | 81.58
CR | Wind | 40 | STES_1 | 131.8 | 32.42 | 51.53 | 77.25
CR | Wind | 40 | STHA | 37.58 | 9.24 | 14.69 | 22.02
CR | Wind | 40 | STIR | 61.6 | 15.15 | 24.09 | 36.11
CR | Wind | 40 | STLE | 69.3 | 17.05 | 27.1 | 40.62
CR | Wind | 40 | STRI_P | 65.37 | 16.08 | 25.56 | 38.31
CR | Wind | 40 | SUND_1 | 17.34 | 4.27 | 6.78 | 10.16
CR | Wind | 40 | SWAN_1 | 431.72 | 106.2 | 168.8 | 253.03
CR | Wind | 40 | TARL_P | 13.26 | 3.26 | 5.18 | 7.77
CR | Wind | 40 | TAYN_P | 24.1 | 5.93 | 9.42 | 14.13
CR | Wind | 40 | THOM_6 | 274.73 | 67.58 | 107.42 | 161.02
CR | Wind | 40 | THSO_P | 142.19 | 34.98 | 55.6 | 83.34
CR | Wind | 40 | THUR_6 | 122.76 | 30.2 | 48 | 71.95
CR | Wind | 40 | TILBB_1 | 41.99 | 10.33 | 16.42 | 24.61
CR | Wind | 40 | TONG | 7.39 | 1.82 | 2.89 | 4.33
CR | Wind | 40 | TRAW_1 | 711.93 | 175.14 | 278.37 | 417.26
CR | Wind | 40 | UPPB_1 | 345.01 | 84.87 | 134.9 | 202.21
CR | Wind | 40 | UPPB_3 | 125.04 | 30.76 | 48.89 | 73.29
CR | Wind | 40 | USKM_1 | 28.75 | 7.07 | 11.24 | 16.85
CR | Wind | 40 | WALP_1 | 804.35 | 197.87 | 314.5 | 471.43
CR | Wind | 40 | WALP_B | 76.67 | 18.86 | 29.98 | 44.94
CR | Wind | 40 | WARL_1 | 4.56 | 1.12 | 1.78 | 2.67
CR | Wind | 40 | WASF_1 | 10.27 | 2.53 | 4.01 | 6.02
CR | Wind | 40 | WFIE | 52.67 | 12.96 | 20.59 | 30.87
CR | Wind | 40 | WILL_1 | 22.82 | 5.61 | 8.92 | 13.37
CR | Wind | 40 | WISH | 38.81 | 9.55 | 15.17 | 22.75
CR | Wind | 40 | WMEL_1 | 39.02 | 9.6 | 15.26 | 22.87
CR | Wind | 40 | WYLF_1 | 172.51 | 42.44 | 67.45 | 101.11
SP | Hydro | 17 | ALNE_P | 4 | 3.39 | 0.68 | 0.96
SP | Hydro | 17 | ARDK_P | 5.2 | 4.41 | 0.88 | 1.25
SP | Hydro | 17 | ARMO_P | 1.2 | 1.02 | 0.2 | 0.29
SP | Hydro | 17 | BOAG_P | 6.95 | 5.9 | 1.18 | 1.67
SP | Hydro | 17 | BRAC_P | 3 | 2.55 | 0.51 | 0.72
SP | Hydro | 17 | BROA_P | 1.2 | 1.02 | 0.2 | 0.29
SP | Hydro | 17 | BUMU_P | 1 | 0.85 | 0.17 | 0.24
SP | Hydro | 17 | CAAD_P | 2.4 | 2.04 | 0.41 | 0.58
SP | Hydro | 17 | CAFA | 12 | 10.18 | 2.04 | 2.88
SP | Hydro | 17 | CASS_P | 4.5 | 3.82 | 0.77 | 1.08
SP | Hydro | 17 | CEAN_P | 3.25 | 2.75 | 0.55 | 0.78
SP | Hydro | 17 | CLAC_P | 10.35 | 8.78 | 1.76 | 2.48
SP | Hydro | 17 | DUGR_P | 2.7 | 2.29 | 0.46 | 0.65
SP | Hydro | 17 | DUNO_P | 7.8 | 6.62 | 1.33 | 1.87
SP | Hydro | 17 | EAST | 14.2 | 12.05 | 2.41 | 3.41
SP | Hydro | 17 | ELLA_1 | 2 | 1.7 | 0.34 | 0.48
SP | Hydro | 17 | FASN_P | 2.5 | 2.12 | 0.43 | 0.6
SP | Hydro | 17 | FAUG_P | 8.39 | 7.12 | 1.43 | 2.01
SP | Hydro | 17 | FOUR_1 | 6 | 5.09 | 1.02 | 1.44
SP | Hydro | 17 | FWIL_P | 22.68 | 19.24 | 3.85 | 5.44
SP | Hydro | 17 | GLLE | 23 | 19.52 | 3.91 | 5.52
SP | Hydro | 17 | GRUB_P | 29.24 | 24.82 | 4.97 | 7.02
SP | Hydro | 17 | HARK_1 | 5.6 | 4.75 | 0.95 | 1.34
SP | Hydro | 17 | INDQ1 | 1.2 | 1.02 | 0.2 | 0.29
SP | Hydro | 17 | INNE_P | 5 | 4.24 | 0.85 | 1.2
SP | Hydro | 17 | KEOO | 25.2 | 21.39 | 4.28 | 6.05
SP | Hydro | 17 | KIIN_P | 11.5 | 9.76 | 1.96 | 2.76
SP | Hydro | 17 | KINL_P | 7 | 5.94 | 1.19 | 1.68
SP | Hydro | 17 | LAIR_P | 3.7 | 3.14 | 0.63 | 0.89
SP | Hydro | 17 | LAND1 | 2.9 | 2.46 | 0.49 | 0.7
SP | Hydro | 17 | LINM | 17 | 14.43 | 2.89 | 4.08
SP | Hydro | 17 | PENT_1 | 1.07 | 0.91 | 0.18 | 0.26
SP | Hydro | 17 | PORA_P | 9.15 | 7.77 | 1.56 | 2.2
SP | Hydro | 17 | QUOI_P | 3.45 | 2.93 | 0.59 | 0.83
SP | Hydro | 17 | RANN_P | 15.2 | 12.9 | 2.58 | 3.65
SP | Hydro | 17 | RASS_1 | 8 | 6.79 | 1.36 | 1.92
SP | Hydro | 17 | RATS_1 | 1.6 | 1.36 | 0.27 | 0.38
SP | Hydro | 17 | SFIL_P | 7.4 | 6.28 | 1.26 | 1.78
SP | Hydro | 17 | SLOY_P | 2 | 1.7 | 0.34 | 0.48
SP | Hydro | 17 | SWAN_1 | 47 | 39.89 | 7.99 | 11.28
SP | Hydro | 17 | TAYN_P | 12.79 | 10.85 | 2.17 | 3.07
SP | Hydro | 17 | TRAW_1 | 18.71 | 15.88 | 3.18 | 4.49
SP | Hydro | 17 | TUMB_P | 5.4 | 4.58 | 0.92 | 1.3
SP | Hydro | 18 | ALNE_P | 3.8 | 3.22 | 0.65 | 0.91
SP | Hydro | 18 | ARDK_P | 4.94 | 4.19 | 0.84 | 1.19
SP | Hydro | 18 | ARMO_P | 1.14 | 0.97 | 0.19 | 0.27
SP | Hydro | 18 | BOAG_P | 6.6 | 5.6 | 1.12 | 1.58
SP | Hydro | 18 | BRAC_P | 2.85 | 2.42 | 0.48 | 0.68
SP | Hydro | 18 | BROA_P | 1.14 | 0.97 | 0.19 | 0.27
SP | Hydro | 18 | BUMU_P | 0.95 | 0.81 | 0.16 | 0.23
SP | Hydro | 18 | CAAD_P | 2.28 | 1.93 | 0.39 | 0.55
SP | Hydro | 18 | CAFA | 12.6 | 10.69 | 2.14 | 3.02
SP | Hydro | 18 | CASS_P | 4.27 | 3.63 | 0.73 | 1.03
SP | Hydro | 18 | CEAN_P | 3.08 | 2.62 | 0.52 | 0.74
SP | Hydro | 18 | CLAC_P | 9.83 | 8.34 | 1.67 | 2.36
SP | Hydro | 18 | DUGR_P | 2.56 | 2.18 | 0.44 | 0.62
SP | Hydro | 18 | DUNO_P | 8.19 | 6.95 | 1.39 | 1.96
SP | Hydro | 18 | EAST | 14.9 | 12.65 | 2.53 | 3.58
SP | Hydro | 18 | ELLA_1 | 2.1 | 1.78 | 0.36 | 0.5
SP | Hydro | 18 | FASN_P | 2.37 | 2.02 | 0.4 | 0.57
SP | Hydro | 18 | FAUG_P | 7.97 | 6.76 | 1.35 | 1.91
SP | Hydro | 18 | FOUR_1 | 6.3 | 5.34 | 1.07 | 1.51
SP | Hydro | 18 | FWIL_P | 21.54 | 18.28 | 3.66 | 5.17
SP | Hydro | 18 | GLLE | 24.14 | 20.49 | 4.1 | 5.79
SP | Hydro | 18 | GRUB_P | 27.77 | 23.57 | 4.72 | 6.67
SP | Hydro | 18 | HARK_1 | 5.88 | 4.99 | 1 | 1.41
SP | Hydro | 18 | INDQ1 | 1.26 | 1.07 | 0.21 | 0.3
SP | Hydro | 18 | INNE_P | 4.75 | 4.03 | 0.81 | 1.14
SP | Hydro | 18 | KEOO | 26.45 | 22.45 | 4.5 | 6.35
SP | Hydro | 18 | KIIN_P | 10.92 | 9.27 | 1.86 | 2.62
SP | Hydro | 18 | KINL_P | 6.64 | 5.64 | 1.13 | 1.59
SP | Hydro | 18 | LAIR_P | 3.51 | 2.98 | 0.6 | 0.84
SP | Hydro | 18 | LAND1 | 3.04 | 2.58 | 0.52 | 0.73
SP | Hydro | 18 | LINM | 17.84 | 15.14 | 3.03 | 4.28
SP | Hydro | 18 | PENT_1 | 1.12 | 0.95 | 0.19 | 0.27
SP | Hydro | 18 | PORA_P | 8.69 | 7.38 | 1.48 | 2.09
SP | Hydro | 18 | QUOI_P | 3.28 | 2.78 | 0.56 | 0.79
SP | Hydro | 18 | RANN_P | 14.44 | 12.25 | 2.45 | 3.46
SP | Hydro | 18 | RASS_1 | 8.4 | 7.13 | 1.43 | 2.02
SP | Hydro | 18 | RATS_1 | 1.68 | 1.43 | 0.29 | 0.4
SP | Hydro | 18 | SFIL_P | 7.03 | 5.97 | 1.19 | 1.69
SP | Hydro | 18 | SLOY_P | 1.9 | 1.61 | 0.32 | 0.46
SP | Hydro | 18 | SWAN_1 | 49.33 | 41.87 | 8.39 | 11.84
SP | Hydro | 18 | TAYN_P | 12.14 | 10.31 | 2.06 | 2.91
SP | Hydro | 18 | TRAW_1 | 19.63 | 16.66 | 3.34 | 4.71
SP | Hydro | 18 | TUMB_P | 5.13 | 4.35 | 0.87 | 1.23
SP | Hydro | 19 | ALNE_P | 3.8 | 3.22 | 0.65 | 0.91
SP | Hydro | 19 | ARDK_P | 4.94 | 4.19 | 0.84 | 1.19
SP | Hydro | 19 | ARMO_P | 1.14 | 0.97 | 0.19 | 0.27
SP | Hydro | 19 | BOAG_P | 6.6 | 5.6 | 1.12 | 1.58
SP | Hydro | 19 | BRAC_P | 2.85 | 2.42 | 0.48 | 0.68
SP | Hydro | 19 | BROA_P | 1.14 | 0.97 | 0.19 | 0.27
SP | Hydro | 19 | BUMU_P | 0.95 | 0.81 | 0.16 | 0.23
SP | Hydro | 19 | CAAD_P | 2.28 | 1.93 | 0.39 | 0.55
SP | Hydro | 19 | CAFA | 12.6 | 10.69 | 2.14 | 3.02
SP | Hydro | 19 | CASS_P | 4.27 | 3.63 | 0.73 | 1.03
SP | Hydro | 19 | CEAN_P | 3.08 | 2.62 | 0.52 | 0.74
SP | Hydro | 19 | CLAC_P | 9.83 | 8.34 | 1.67 | 2.36
SP | Hydro | 19 | DUGR_P | 2.56 | 2.18 | 0.44 | 0.62
SP | Hydro | 19 | DUNO_P | 8.19 | 6.95 | 1.39 | 1.96
SP | Hydro | 19 | EAST | 14.9 | 12.65 | 2.53 | 3.58
SP | Hydro | 19 | ELLA_1 | 2.1 | 1.78 | 0.36 | 0.5
SP | Hydro | 19 | FASN_P | 2.37 | 2.02 | 0.4 | 0.57
SP | Hydro | 19 | FAUG_P | 7.97 | 6.76 | 1.35 | 1.91
SP | Hydro | 19 | FOUR_1 | 6.3 | 5.34 | 1.07 | 1.51
SP | Hydro | 19 | FWIL_P | 21.54 | 18.28 | 3.66 | 5.17
SP | Hydro | 19 | GLLE | 24.14 | 20.49 | 4.1 | 5.79
SP | Hydro | 19 | GRUB_P | 27.77 | 23.57 | 4.72 | 6.67
SP | Hydro | 19 | HARK_1 | 5.88 | 4.99 | 1 | 1.41
SP | Hydro | 19 | INDQ1 | 1.26 | 1.07 | 0.21 | 0.3
SP | Hydro | 19 | INNE_P | 4.75 | 4.03 | 0.81 | 1.14
SP | Hydro | 19 | KEOO | 26.45 | 22.45 | 4.5 | 6.35
SP | Hydro | 19 | KIIN_P | 10.92 | 9.27 | 1.86 | 2.62
SP | Hydro | 19 | KINL_P | 6.64 | 5.64 | 1.13 | 1.59
SP | Hydro | 19 | LAIR_P | 3.51 | 2.98 | 0.6 | 0.84
SP | Hydro | 19 | LAND1 | 3.04 | 2.58 | 0.52 | 0.73
SP | Hydro | 19 | LINM | 17.84 | 15.14 | 3.03 | 4.28
SP | Hydro | 19 | PENT_1 | 1.12 | 0.95 | 0.19 | 0.27
SP | Hydro | 19 | PORA_P | 8.69 | 7.38 | 1.48 | 2.09
SP | Hydro | 19 | QUOI_P | 3.28 | 2.78 | 0.56 | 0.79
SP | Hydro | 19 | RANN_P | 14.44 | 12.25 | 2.45 | 3.46
SP | Hydro | 19 | RASS_1 | 8.4 | 7.13 | 1.43 | 2.02
SP | Hydro | 19 | RATS_1 | 1.68 | 1.43 | 0.29 | 0.4
SP | Hydro | 19 | SFIL_P | 7.03 | 5.97 | 1.19 | 1.69
SP | Hydro | 19 | SLOY_P | 1.9 | 1.61 | 0.32 | 0.46
SP | Hydro | 19 | SWAN_1 | 49.33 | 41.87 | 8.39 | 11.84
SP | Hydro | 19 | TAYN_P | 12.14 | 10.31 | 2.06 | 2.91
SP | Hydro | 19 | TRAW_1 | 19.63 | 16.66 | 3.34 | 4.71
SP | Hydro | 19 | TUMB_P | 5.13 | 4.35 | 0.87 | 1.23
SP | Hydro | 20 | ALNE_P | 3.8 | 3.22 | 0.65 | 0.91
SP | Hydro | 20 | ARDK_P | 4.94 | 4.19 | 0.84 | 1.19
SP | Hydro | 20 | ARMO_P | 1.14 | 0.97 | 0.19 | 0.27
SP | Hydro | 20 | BOAG_P | 6.6 | 5.6 | 1.12 | 1.58
SP | Hydro | 20 | BRAC_P | 2.85 | 2.42 | 0.48 | 0.68
SP | Hydro | 20 | BROA_P | 1.14 | 0.97 | 0.19 | 0.27
SP | Hydro | 20 | BUMU_P | 0.95 | 0.81 | 0.16 | 0.23
SP | Hydro | 20 | CAAD_P | 2.28 | 1.93 | 0.39 | 0.55
SP | Hydro | 20 | CAFA | 12.6 | 10.69 | 2.14 | 3.02
SP | Hydro | 20 | CASS_P | 4.27 | 3.63 | 0.73 | 1.03
SP | Hydro | 20 | CEAN_P | 3.08 | 2.62 | 0.52 | 0.74
SP | Hydro | 20 | CLAC_P | 9.83 | 8.34 | 1.67 | 2.36
SP | Hydro | 20 | DUGR_P | 2.56 | 2.18 | 0.44 | 0.62
SP | Hydro | 20 | DUNO_P | 8.19 | 6.95 | 1.39 | 1.96
SP | Hydro | 20 | EAST | 14.9 | 12.65 | 2.53 | 3.58
SP | Hydro | 20 | ELLA_1 | 2.1 | 1.78 | 0.36 | 0.5
SP | Hydro | 20 | FASN_P | 2.37 | 2.02 | 0.4 | 0.57
SP | Hydro | 20 | FAUG_P | 7.97 | 6.76 | 1.35 | 1.91
SP | Hydro | 20 | FOUR_1 | 6.3 | 5.34 | 1.07 | 1.51
SP | Hydro | 20 | FWIL_P | 21.54 | 18.28 | 3.66 | 5.17
SP | Hydro | 20 | GLLE | 24.14 | 20.49 | 4.1 | 5.79
SP | Hydro | 20 | GRUB_P | 27.77 | 23.57 | 4.72 | 6.67
SP | Hydro | 20 | HARK_1 | 5.88 | 4.99 | 1 | 1.41
SP | Hydro | 20 | INDQ1 | 1.26 | 1.07 | 0.21 | 0.3
SP | Hydro | 20 | INNE_P | 4.75 | 4.03 | 0.81 | 1.14
SP | Hydro | 20 | KEOO | 26.45 | 22.45 | 4.5 | 6.35
SP | Hydro | 20 | KIIN_P | 10.92 | 9.27 | 1.86 | 2.62
SP | Hydro | 20 | KINL_P | 6.64 | 5.64 | 1.13 | 1.59
SP | Hydro | 20 | LAIR_P | 3.51 | 2.98 | 0.6 | 0.84
SP | Hydro | 20 | LAND1 | 3.04 | 2.58 | 0.52 | 0.73
SP | Hydro | 20 | LINM | 17.84 | 15.14 | 3.03 | 4.28
SP | Hydro | 20 | PENT_1 | 1.12 | 0.95 | 0.19 | 0.27
SP | Hydro | 20 | PORA_P | 8.69 | 7.38 | 1.48 | 2.09
SP | Hydro | 20 | QUOI_P | 3.28 | 2.78 | 0.56 | 0.79
SP | Hydro | 20 | RANN_P | 14.44 | 12.25 | 2.45 | 3.46
SP | Hydro | 20 | RASS_1 | 8.4 | 7.13 | 1.43 | 2.02
SP | Hydro | 20 | RATS_1 | 1.68 | 1.43 | 0.29 | 0.4
SP | Hydro | 20 | SFIL_P | 7.03 | 5.97 | 1.19 | 1.69
SP | Hydro | 20 | SLOY_P | 1.9 | 1.61 | 0.32 | 0.46
SP | Hydro | 20 | SWAN_1 | 49.33 | 41.87 | 8.39 | 11.84
SP | Hydro | 20 | TAYN_P | 12.14 | 10.31 | 2.06 | 2.91
SP | Hydro | 20 | TRAW_1 | 19.63 | 16.66 | 3.34 | 4.71
SP | Hydro | 20 | TUMB_P | 5.13 | 4.35 | 0.87 | 1.23
SP | Hydro | 21 | ALNE_P | 3.8 | 3.22 | 0.65 | 0.91
SP | Hydro | 21 | ARDK_P | 4.94 | 4.19 | 0.84 | 1.19
SP | Hydro | 21 | ARMO_P | 1.14 | 0.97 | 0.19 | 0.27
SP | Hydro | 21 | BOAG_P | 6.6 | 5.6 | 1.12 | 1.58
SP | Hydro | 21 | BRAC_P | 2.85 | 2.42 | 0.48 | 0.68
SP | Hydro | 21 | BROA_P | 1.14 | 0.97 | 0.19 | 0.27
SP | Hydro | 21 | BUMU_P | 0.95 | 0.81 | 0.16 | 0.23
SP | Hydro | 21 | CAAD_P | 2.28 | 1.93 | 0.39 | 0.55
SP | Hydro | 21 | CAFA | 12.6 | 10.69 | 2.14 | 3.02
SP | Hydro | 21 | CASS_P | 4.27 | 3.63 | 0.73 | 1.03
SP | Hydro | 21 | CEAN_P | 3.08 | 2.62 | 0.52 | 0.74
SP | Hydro | 21 | CLAC_P | 9.83 | 8.34 | 1.67 | 2.36
SP | Hydro | 21 | DUGR_P | 2.56 | 2.18 | 0.44 | 0.62
SP | Hydro | 21 | DUNO_P | 8.19 | 6.95 | 1.39 | 1.96
SP | Hydro | 21 | EAST | 14.9 | 12.65 | 2.53 | 3.58
SP | Hydro | 21 | ELLA_1 | 2.1 | 1.78 | 0.36 | 0.5
SP | Hydro | 21 | FASN_P | 2.37 | 2.02 | 0.4 | 0.57
SP | Hydro | 21 | FAUG_P | 7.97 | 6.76 | 1.35 | 1.91
SP | Hydro | 21 | FOUR_1 | 6.3 | 5.34 | 1.07 | 1.51
SP | Hydro | 21 | FWIL_P | 21.54 | 18.28 | 3.66 | 5.17
SP | Hydro | 21 | GLLE | 24.14 | 20.49 | 4.1 | 5.79
SP | Hydro | 21 | GRUB_P | 27.77 | 23.57 | 4.72 | 6.67
SP | Hydro | 21 | HARK_1 | 5.88 | 4.99 | 1 | 1.41
SP | Hydro | 21 | INDQ1 | 1.26 | 1.07 | 0.21 | 0.3
SP | Hydro | 21 | INNE_P | 4.75 | 4.03 | 0.81 | 1.14
SP | Hydro | 21 | KEOO | 26.45 | 22.45 | 4.5 | 6.35
SP | Hydro | 21 | KIIN_P | 10.92 | 9.27 | 1.86 | 2.62
SP | Hydro | 21 | KINL_P | 6.64 | 5.64 | 1.13 | 1.59
SP | Hydro | 21 | LAIR_P | 3.51 | 2.98 | 0.6 | 0.84
SP | Hydro | 21 | LAND1 | 3.04 | 2.58 | 0.52 | 0.73
SP | Hydro | 21 | LINM | 17.84 | 15.14 | 3.03 | 4.28
SP | Hydro | 21 | PENT_1 | 1.12 | 0.95 | 0.19 | 0.27
SP | Hydro | 21 | PORA_P | 8.69 | 7.38 | 1.48 | 2.09
SP | Hydro | 21 | QUOI_P | 3.28 | 2.78 | 0.56 | 0.79
SP | Hydro | 21 | RANN_P | 14.44 | 12.25 | 2.45 | 3.46
SP | Hydro | 21 | RASS_1 | 8.4 | 7.13 | 1.43 | 2.02
SP | Hydro | 21 | RATS_1 | 1.68 | 1.43 | 0.29 | 0.4
SP | Hydro | 21 | SFIL_P | 7.03 | 5.97 | 1.19 | 1.69
SP | Hydro | 21 | SLOY_P | 1.9 | 1.61 | 0.32 | 0.46
SP | Hydro | 21 | SWAN_1 | 49.33 | 41.87 | 8.39 | 11.84
SP | Hydro | 21 | TAYN_P | 12.14 | 10.31 | 2.06 | 2.91
SP | Hydro | 21 | TRAW_1 | 19.63 | 16.66 | 3.34 | 4.71
SP | Hydro | 21 | TUMB_P | 5.13 | 4.35 | 0.87 | 1.23
SP | Hydro | 22 | ALNE_P | 3.8 | 3.22 | 0.65 | 0.91
SP | Hydro | 22 | ARDK_P | 4.94 | 4.19 | 0.84 | 1.19
SP | Hydro | 22 | ARMO_P | 1.14 | 0.97 | 0.19 | 0.27
SP | Hydro | 22 | BOAG_P | 6.6 | 5.6 | 1.12 | 1.58
SP | Hydro | 22 | BRAC_P | 2.85 | 2.42 | 0.48 | 0.68
SP | Hydro | 22 | BROA_P | 1.14 | 0.97 | 0.19 | 0.27
SP | Hydro | 22 | BUMU_P | 0.95 | 0.81 | 0.16 | 0.23
SP | Hydro | 22 | CAAD_P | 2.28 | 1.93 | 0.39 | 0.55
SP | Hydro | 22 | CAFA | 12.6 | 10.69 | 2.14 | 3.02
SP | Hydro | 22 | CASS_P | 4.27 | 3.63 | 0.73 | 1.03
SP | Hydro | 22 | CEAN_P | 3.08 | 2.62 | 0.52 | 0.74
SP | Hydro | 22 | CLAC_P | 9.83 | 8.34 | 1.67 | 2.36
SP | Hydro | 22 | DUGR_P | 2.56 | 2.18 | 0.44 | 0.62
SP | Hydro | 22 | DUNO_P | 8.19 | 6.95 | 1.39 | 1.96
SP | Hydro | 22 | EAST | 14.9 | 12.65 | 2.53 | 3.58
SP | Hydro | 22 | ELLA_1 | 2.1 | 1.78 | 0.36 | 0.5
SP | Hydro | 22 | FASN_P | 2.37 | 2.02 | 0.4 | 0.57
SP | Hydro | 22 | FAUG_P | 7.97 | 6.76 | 1.35 | 1.91
SP | Hydro | 22 | FOUR_1 | 6.3 | 5.34 | 1.07 | 1.51
SP | Hydro | 22 | FWIL_P | 21.54 | 18.28 | 3.66 | 5.17
SP | Hydro | 22 | GLLE | 24.14 | 20.49 | 4.1 | 5.79
SP | Hydro | 22 | GRUB_P | 27.77 | 23.57 | 4.72 | 6.67
SP | Hydro | 22 | HARK_1 | 5.88 | 4.99 | 1 | 1.41
SP | Hydro | 22 | INDQ1 | 1.26 | 1.07 | 0.21 | 0.3
SP | Hydro | 22 | INNE_P | 4.75 | 4.03 | 0.81 | 1.14
SP | Hydro | 22 | KEOO | 26.45 | 22.45 | 4.5 | 6.35
SP | Hydro | 22 | KIIN_P | 10.92 | 9.27 | 1.86 | 2.62
SP | Hydro | 22 | KINL_P | 6.64 | 5.64 | 1.13 | 1.59
SP | Hydro | 22 | LAIR_P | 3.51 | 2.98 | 0.6 | 0.84
SP | Hydro | 22 | LAND1 | 3.04 | 2.58 | 0.52 | 0.73
SP | Hydro | 22 | LINM | 17.84 | 15.14 | 3.03 | 4.28
SP | Hydro | 22 | PENT_1 | 1.12 | 0.95 | 0.19 | 0.27
SP | Hydro | 22 | PORA_P | 8.69 | 7.38 | 1.48 | 2.09
SP | Hydro | 22 | QUOI_P | 3.28 | 2.78 | 0.56 | 0.79
SP | Hydro | 22 | RANN_P | 14.44 | 12.25 | 2.45 | 3.46
SP | Hydro | 22 | RASS_1 | 8.4 | 7.13 | 1.43 | 2.02
SP | Hydro | 22 | RATS_1 | 1.68 | 1.43 | 0.29 | 0.4
SP | Hydro | 22 | SFIL_P | 7.03 | 5.97 | 1.19 | 1.69
SP | Hydro | 22 | SLOY_P | 1.9 | 1.61 | 0.32 | 0.46
SP | Hydro | 22 | SWAN_1 | 49.33 | 41.87 | 8.39 | 11.84
SP | Hydro | 22 | TAYN_P | 12.14 | 10.31 | 2.06 | 2.91
SP | Hydro | 22 | TRAW_1 | 19.63 | 16.66 | 3.34 | 4.71
SP | Hydro | 22 | TUMB_P | 5.13 | 4.35 | 0.87 | 1.23
SP | Hydro | 23 | ALNE_P | 3.8 | 3.22 | 0.65 | 0.91
SP | Hydro | 23 | ARDK_P | 4.94 | 4.19 | 0.84 | 1.19
SP | Hydro | 23 | ARMO_P | 1.14 | 0.97 | 0.19 | 0.27
SP | Hydro | 23 | BOAG_P | 6.6 | 5.6 | 1.12 | 1.58
SP | Hydro | 23 | BRAC_P | 2.85 | 2.42 | 0.48 | 0.68
SP | Hydro | 23 | BROA_P | 1.14 | 0.97 | 0.19 | 0.27
SP | Hydro | 23 | BUMU_P | 0.95 | 0.81 | 0.16 | 0.23
SP | Hydro | 23 | CAAD_P | 2.28 | 1.93 | 0.39 | 0.55
SP | Hydro | 23 | CAFA | 12.6 | 10.69 | 2.14 | 3.02
SP | Hydro | 23 | CASS_P | 4.27 | 3.63 | 0.73 | 1.03
SP | Hydro | 23 | CEAN_P | 3.08 | 2.62 | 0.52 | 0.74
SP | Hydro | 23 | CLAC_P | 9.83 | 8.34 | 1.67 | 2.36
SP | Hydro | 23 | DUGR_P | 2.56 | 2.18 | 0.44 | 0.62
SP | Hydro | 23 | DUNO_P | 8.19 | 6.95 | 1.39 | 1.96
SP | Hydro | 23 | EAST | 14.9 | 12.65 | 2.53 | 3.58
SP | Hydro | 23 | ELLA_1 | 2.1 | 1.78 | 0.36 | 0.5
SP | Hydro | 23 | FASN_P | 2.37 | 2.02 | 0.4 | 0.57
SP | Hydro | 23 | FAUG_P | 7.97 | 6.76 | 1.35 | 1.91
SP | Hydro | 23 | FOUR_1 | 6.3 | 5.34 | 1.07 | 1.51
SP | Hydro | 23 | FWIL_P | 21.54 | 18.28 | 3.66 | 5.17
SP | Hydro | 23 | GLLE | 24.14 | 20.49 | 4.1 | 5.79
SP | Hydro | 23 | GRUB_P | 27.77 | 23.57 | 4.72 | 6.67
SP | Hydro | 23 | HARK_1 | 5.88 | 4.99 | 1 | 1.41
SP | Hydro | 23 | INDQ1 | 1.26 | 1.07 | 0.21 | 0.3
SP | Hydro | 23 | INNE_P | 4.75 | 4.03 | 0.81 | 1.14
SP | Hydro | 23 | KEOO | 26.45 | 22.45 | 4.5 | 6.35
SP | Hydro | 23 | KIIN_P | 10.92 | 9.27 | 1.86 | 2.62
SP | Hydro | 23 | KINL_P | 6.64 | 5.64 | 1.13 | 1.59
SP | Hydro | 23 | LAIR_P | 3.51 | 2.98 | 0.6 | 0.84
SP | Hydro | 23 | LAND1 | 3.04 | 2.58 | 0.52 | 0.73
SP | Hydro | 23 | LINM | 17.84 | 15.14 | 3.03 | 4.28
SP | Hydro | 23 | PENT_1 | 1.12 | 0.95 | 0.19 | 0.27
SP | Hydro | 23 | PORA_P | 8.69 | 7.38 | 1.48 | 2.09
SP | Hydro | 23 | QUOI_P | 3.28 | 2.78 | 0.56 | 0.79
SP | Hydro | 23 | RANN_P | 14.44 | 12.25 | 2.45 | 3.46
SP | Hydro | 23 | RASS_1 | 8.4 | 7.13 | 1.43 | 2.02
SP | Hydro | 23 | RATS_1 | 1.68 | 1.43 | 0.29 | 0.4
SP | Hydro | 23 | SFIL_P | 7.03 | 5.97 | 1.19 | 1.69
SP | Hydro | 23 | SLOY_P | 1.9 | 1.61 | 0.32 | 0.46
SP | Hydro | 23 | SWAN_1 | 49.33 | 41.87 | 8.39 | 11.84
SP | Hydro | 23 | TAYN_P | 12.14 | 10.31 | 2.06 | 2.91
SP | Hydro | 23 | TRAW_1 | 19.63 | 16.66 | 3.34 | 4.71
SP | Hydro | 23 | TUMB_P | 5.13 | 4.35 | 0.87 | 1.23
SP | Hydro | 24 | ALNE_P | 3.8 | 3.22 | 0.65 | 0.91
SP | Hydro | 24 | ARDK_P | 4.94 | 4.19 | 0.84 | 1.19
SP | Hydro | 24 | ARMO_P | 1.14 | 0.97 | 0.19 | 0.27
SP | Hydro | 24 | BOAG_P | 6.6 | 5.6 | 1.12 | 1.58
SP | Hydro | 24 | BRAC_P | 2.85 | 2.42 | 0.48 | 0.68
SP | Hydro | 24 | BROA_P | 1.14 | 0.97 | 0.19 | 0.27
SP | Hydro | 24 | BUMU_P | 0.95 | 0.81 | 0.16 | 0.23
SP | Hydro | 24 | CAAD_P | 2.28 | 1.93 | 0.39 | 0.55
SP | Hydro | 24 | CAFA | 12.6 | 10.69 | 2.14 | 3.02
SP | Hydro | 24 | CASS_P | 4.27 | 3.63 | 0.73 | 1.03
SP | Hydro | 24 | CEAN_P | 3.08 | 2.62 | 0.52 | 0.74
SP | Hydro | 24 | CLAC_P | 9.83 | 8.34 | 1.67 | 2.36
SP | Hydro | 24 | DUGR_P | 2.56 | 2.18 | 0.44 | 0.62
SP | Hydro | 24 | DUNO_P | 8.19 | 6.95 | 1.39 | 1.96
SP | Hydro | 24 | EAST | 14.9 | 12.65 | 2.53 | 3.58
SP | Hydro | 24 | ELLA_1 | 2.1 | 1.78 | 0.36 | 0.5
SP | Hydro | 24 | FASN_P | 2.37 | 2.02 | 0.4 | 0.57
SP | Hydro | 24 | FAUG_P | 7.97 | 6.76 | 1.35 | 1.91
SP | Hydro | 24 | FOUR_1 | 6.3 | 5.34 | 1.07 | 1.51
SP | Hydro | 24 | FWIL_P | 21.54 | 18.28 | 3.66 | 5.17
SP | Hydro | 24 | GLLE | 24.14 | 20.49 | 4.1 | 5.79
SP | Hydro | 24 | GRUB_P | 27.77 | 23.57 | 4.72 | 6.67
SP | Hydro | 24 | HARK_1 | 5.88 | 4.99 | 1 | 1.41
SP | Hydro | 24 | INDQ1 | 1.26 | 1.07 | 0.21 | 0.3
SP | Hydro | 24 | INNE_P | 4.75 | 4.03 | 0.81 | 1.14
SP | Hydro | 24 | KEOO | 26.45 | 22.45 | 4.5 | 6.35
SP | Hydro | 24 | KIIN_P | 10.92 | 9.27 | 1.86 | 2.62
SP | Hydro | 24 | KINL_P | 6.64 | 5.64 | 1.13 | 1.59
SP | Hydro | 24 | LAIR_P | 3.51 | 2.98 | 0.6 | 0.84
SP | Hydro | 24 | LAND1 | 3.04 | 2.58 | 0.52 | 0.73
SP | Hydro | 24 | LINM | 17.84 | 15.14 | 3.03 | 4.28
SP | Hydro | 24 | PENT_1 | 1.12 | 0.95 | 0.19 | 0.27
SP | Hydro | 24 | PORA_P | 8.69 | 7.38 | 1.48 | 2.09
SP | Hydro | 24 | QUOI_P | 3.28 | 2.78 | 0.56 | 0.79
SP | Hydro | 24 | RANN_P | 14.44 | 12.25 | 2.45 | 3.46
SP | Hydro | 24 | RASS_1 | 8.4 | 7.13 | 1.43 | 2.02
SP | Hydro | 24 | RATS_1 | 1.68 | 1.43 | 0.29 | 0.4
SP | Hydro | 24 | SFIL_P | 7.03 | 5.97 | 1.19 | 1.69
SP | Hydro | 24 | SLOY_P | 1.9 | 1.61 | 0.32 | 0.46
SP | Hydro | 24 | SWAN_1 | 49.33 | 41.87 | 8.39 | 11.84
SP | Hydro | 24 | TAYN_P | 12.14 | 10.31 | 2.06 | 2.91
SP | Hydro | 24 | TRAW_1 | 19.63 | 16.66 | 3.34 | 4.71
SP | Hydro | 24 | TUMB_P | 5.13 | 4.35 | 0.87 | 1.23
SP | Hydro | 25 | ALNE_P | 3.8 | 3.22 | 0.65 | 0.91
SP | Hydro | 25 | ARDK_P | 4.94 | 4.19 | 0.84 | 1.19
SP | Hydro | 25 | ARMO_P | 1.14 | 0.97 | 0.19 | 0.27
SP | Hydro | 25 | BOAG_P | 6.6 | 5.6 | 1.12 | 1.58
SP | Hydro | 25 | BRAC_P | 2.85 | 2.42 | 0.48 | 0.68
SP | Hydro | 25 | BROA_P | 1.14 | 0.97 | 0.19 | 0.27
SP | Hydro | 25 | BUMU_P | 0.95 | 0.81 | 0.16 | 0.23
SP | Hydro | 25 | CAAD_P | 2.28 | 1.93 | 0.39 | 0.55
SP | Hydro | 25 | CAFA | 12.6 | 10.69 | 2.14 | 3.02
SP | Hydro | 25 | CASS_P | 4.27 | 3.63 | 0.73 | 1.03
SP | Hydro | 25 | CEAN_P | 3.08 | 2.62 | 0.52 | 0.74
SP | Hydro | 25 | CLAC_P | 9.83 | 8.34 | 1.67 | 2.36
SP | Hydro | 25 | DUGR_P | 2.56 | 2.18 | 0.44 | 0.62
SP | Hydro | 25 | DUNO_P | 8.19 | 6.95 | 1.39 | 1.96
SP | Hydro | 25 | EAST | 14.9 | 12.65 | 2.53 | 3.58
SP | Hydro | 25 | ELLA_1 | 2.1 | 1.78 | 0.36 | 0.5
SP | Hydro | 25 | FASN_P | 2.37 | 2.02 | 0.4 | 0.57
SP | Hydro | 25 | FAUG_P | 7.97 | 6.76 | 1.35 | 1.91
SP | Hydro | 25 | FOUR_1 | 6.3 | 5.34 | 1.07 | 1.51
SP | Hydro | 25 | FWIL_P | 21.54 | 18.28 | 3.66 | 5.17
SP | Hydro | 25 | GLLE | 24.14 | 20.49 | 4.1 | 5.79
SP | Hydro | 25 | GRUB_P | 27.77 | 23.57 | 4.72 | 6.67
SP | Hydro | 25 | HARK_1 | 5.88 | 4.99 | 1 | 1.41
SP | Hydro | 25 | INDQ1 | 1.26 | 1.07 | 0.21 | 0.3
SP | Hydro | 25 | INNE_P | 4.75 | 4.03 | 0.81 | 1.14
SP | Hydro | 25 | KEOO | 26.45 | 22.45 | 4.5 | 6.35
SP | Hydro | 25 | KIIN_P | 10.92 | 9.27 | 1.86 | 2.62
SP | Hydro | 25 | KINL_P | 6.64 | 5.64 | 1.13 | 1.59
SP | Hydro | 25 | LAIR_P | 3.51 | 2.98 | 0.6 | 0.84
SP | Hydro | 25 | LAND1 | 3.04 | 2.58 | 0.52 | 0.73
SP | Hydro | 25 | LINM | 17.84 | 15.14 | 3.03 | 4.28
SP | Hydro | 25 | PENT_1 | 1.12 | 0.95 | 0.19 | 0.27
SP | Hydro | 25 | PORA_P | 8.69 | 7.38 | 1.48 | 2.09
SP | Hydro | 25 | QUOI_P | 3.28 | 2.78 | 0.56 | 0.79
SP | Hydro | 25 | RANN_P | 14.44 | 12.25 | 2.45 | 3.46
SP | Hydro | 25 | RASS_1 | 8.4 | 7.13 | 1.43 | 2.02
SP | Hydro | 25 | RATS_1 | 1.68 | 1.43 | 0.29 | 0.4
SP | Hydro | 25 | SFIL_P | 7.03 | 5.97 | 1.19 | 1.69
SP | Hydro | 25 | SLOY_P | 1.9 | 1.61 | 0.32 | 0.46
SP | Hydro | 25 | SWAN_1 | 49.33 | 41.87 | 8.39 | 11.84
SP | Hydro | 25 | TAYN_P | 12.14 | 10.31 | 2.06 | 2.91
SP | Hydro | 25 | TRAW_1 | 19.63 | 16.66 | 3.34 | 4.71
SP | Hydro | 25 | TUMB_P | 5.13 | 4.35 | 0.87 | 1.23
SP | Hydro | 26 | ALNE_P | 3.8 | 3.22 | 0.65 | 0.91
SP | Hydro | 26 | ARDK_P | 4.94 | 4.19 | 0.84 | 1.19
SP | Hydro | 26 | ARMO_P | 1.14 | 0.97 | 0.19 | 0.27
SP | Hydro | 26 | BOAG_P | 6.6 | 5.6 | 1.12 | 1.58
SP | Hydro | 26 | BRAC_P | 2.85 | 2.42 | 0.48 | 0.68
SP | Hydro | 26 | BROA_P | 1.14 | 0.97 | 0.19 | 0.27
SP | Hydro | 26 | BUMU_P | 0.95 | 0.81 | 0.16 | 0.23
SP | Hydro | 26 | CAAD_P | 2.28 | 1.93 | 0.39 | 0.55
SP | Hydro | 26 | CAFA | 12.6 | 10.69 | 2.14 | 3.02
SP | Hydro | 26 | CASS_P | 4.27 | 3.63 | 0.73 | 1.03
SP | Hydro | 26 | CEAN_P | 3.08 | 2.62 | 0.52 | 0.74
SP | Hydro | 26 | CLAC_P | 9.83 | 8.34 | 1.67 | 2.36
SP | Hydro | 26 | DUGR_P | 2.56 | 2.18 | 0.44 | 0.62
SP | Hydro | 26 | DUNO_P | 8.19 | 6.95 | 1.39 | 1.96
SP | Hydro | 26 | EAST | 14.9 | 12.65 | 2.53 | 3.58
SP | Hydro | 26 | ELLA_1 | 2.1 | 1.78 | 0.36 | 0.5
SP | Hydro | 26 | FASN_P | 2.37 | 2.02 | 0.4 | 0.57
SP | Hydro | 26 | FAUG_P | 7.97 | 6.76 | 1.35 | 1.91
SP | Hydro | 26 | FOUR_1 | 6.3 | 5.34 | 1.07 | 1.51
SP | Hydro | 26 | FWIL_P | 21.54 | 18.28 | 3.66 | 5.17
SP | Hydro | 26 | GLLE | 24.14 | 20.49 | 4.1 | 5.79
SP | Hydro | 26 | GRUB_P | 27.77 | 23.57 | 4.72 | 6.67
SP | Hydro | 26 | HARK_1 | 5.88 | 4.99 | 1 | 1.41
SP | Hydro | 26 | INDQ1 | 1.26 | 1.07 | 0.21 | 0.3
SP | Hydro | 26 | INNE_P | 4.75 | 4.03 | 0.81 | 1.14
SP | Hydro | 26 | KEOO | 26.45 | 22.45 | 4.5 | 6.35
SP | Hydro | 26 | KIIN_P | 10.92 | 9.27 | 1.86 | 2.62
SP | Hydro | 26 | KINL_P | 6.64 | 5.64 | 1.13 | 1.59
SP | Hydro | 26 | LAIR_P | 3.51 | 2.98 | 0.6 | 0.84
SP | Hydro | 26 | LAND1 | 3.04 | 2.58 | 0.52 | 0.73
SP | Hydro | 26 | LINM | 17.84 | 15.14 | 3.03 | 4.28
SP | Hydro | 26 | PENT_1 | 1.12 | 0.95 | 0.19 | 0.27
SP | Hydro | 26 | PORA_P | 8.69 | 7.38 | 1.48 | 2.09
SP | Hydro | 26 | QUOI_P | 3.28 | 2.78 | 0.56 | 0.79
SP | Hydro | 26 | RANN_P | 14.44 | 12.25 | 2.45 | 3.46
SP | Hydro | 26 | RASS_1 | 8.4 | 7.13 | 1.43 | 2.02
SP | Hydro | 26 | RATS_1 | 1.68 | 1.43 | 0.29 | 0.4
SP | Hydro | 26 | SFIL_P | 7.03 | 5.97 | 1.19 | 1.69
SP | Hydro | 26 | SLOY_P | 1.9 | 1.61 | 0.32 | 0.46
SP | Hydro | 26 | SWAN_1 | 49.33 | 41.87 | 8.39 | 11.84
SP | Hydro | 26 | TAYN_P | 12.14 | 10.31 | 2.06 | 2.91
SP | Hydro | 26 | TRAW_1 | 19.63 | 16.66 | 3.34 | 4.71
SP | Hydro | 26 | TUMB_P | 5.13 | 4.35 | 0.87 | 1.23
SP | Hydro | 27 | ALNE_P | 3.8 | 3.22 | 0.65 | 0.91
SP | Hydro | 27 | ARDK_P | 4.94 | 4.19 | 0.84 | 1.19
SP | Hydro | 27 | ARMO_P | 1.14 | 0.97 | 0.19 | 0.27
SP | Hydro | 27 | BOAG_P | 6.6 | 5.6 | 1.12 | 1.58
SP | Hydro | 27 | BRAC_P | 2.85 | 2.42 | 0.48 | 0.68
SP | Hydro | 27 | BROA_P | 1.14 | 0.97 | 0.19 | 0.27
SP | Hydro | 27 | BUMU_P | 0.95 | 0.81 | 0.16 | 0.23
SP | Hydro | 27 | CAAD_P | 2.28 | 1.93 | 0.39 | 0.55
SP | Hydro | 27 | CAFA | 12.6 | 10.69 | 2.14 | 3.02
SP | Hydro | 27 | CASS_P | 4.27 | 3.63 | 0.73 | 1.03
SP | Hydro | 27 | CEAN_P | 3.08 | 2.62 | 0.52 | 0.74
SP | Hydro | 27 | CLAC_P | 9.83 | 8.34 | 1.67 | 2.36
SP | Hydro | 27 | DUGR_P | 2.56 | 2.18 | 0.44 | 0.62
SP | Hydro | 27 | DUNO_P | 8.19 | 6.95 | 1.39 | 1.96
SP | Hydro | 27 | EAST | 14.9 | 12.65 | 2.53 | 3.58
SP | Hydro | 27 | ELLA_1 | 2.1 | 1.78 | 0.36 | 0.5
SP | Hydro | 27 | FASN_P | 2.37 | 2.02 | 0.4 | 0.57
SP | Hydro | 27 | FAUG_P | 7.97 | 6.76 | 1.35 | 1.91
SP | Hydro | 27 | FOUR_1 | 6.3 | 5.34 | 1.07 | 1.51
SP | Hydro | 27 | FWIL_P | 21.54 | 18.28 | 3.66 | 5.17
SP | Hydro | 27 | GLLE | 24.14 | 20.49 | 4.1 | 5.79
SP | Hydro | 27 | GRUB_P | 27.77 | 23.57 | 4.72 | 6.67
SP | Hydro | 27 | HARK_1 | 5.88 | 4.99 | 1 | 1.41
SP | Hydro | 27 | INDQ1 | 1.26 | 1.07 | 0.21 | 0.3
SP | Hydro | 27 | INNE_P | 4.75 | 4.03 | 0.81 | 1.14
SP | Hydro | 27 | KEOO | 26.45 | 22.45 | 4.5 | 6.35
SP | Hydro | 27 | KIIN_P | 10.92 | 9.27 | 1.86 | 2.62
SP | Hydro | 27 | KINL_P | 6.64 | 5.64 | 1.13 | 1.59
SP | Hydro | 27 | LAIR_P | 3.51 | 2.98 | 0.6 | 0.84
SP | Hydro | 27 | LAND1 | 3.04 | 2.58 | 0.52 | 0.73
SP | Hydro | 27 | LINM | 17.84 | 15.14 | 3.03 | 4.28
SP | Hydro | 27 | PENT_1 | 1.12 | 0.95 | 0.19 | 0.27
SP | Hydro | 27 | PORA_P | 8.69 | 7.38 | 1.48 | 2.09
SP | Hydro | 27 | QUOI_P | 3.28 | 2.78 | 0.56 | 0.79
SP | Hydro | 27 | RANN_P | 14.44 | 12.25 | 2.45 | 3.46
SP | Hydro | 27 | RASS_1 | 8.4 | 7.13 | 1.43 | 2.02
SP | Hydro | 27 | RATS_1 | 1.68 | 1.43 | 0.29 | 0.4
SP | Hydro | 27 | SFIL_P | 7.03 | 5.97 | 1.19 | 1.69
SP | Hydro | 27 | SLOY_P | 1.9 | 1.61 | 0.32 | 0.46
SP | Hydro | 27 | SWAN_1 | 49.33 | 41.87 | 8.39 | 11.84
SP | Hydro | 27 | TAYN_P | 12.14 | 10.31 | 2.06 | 2.91
SP | Hydro | 27 | TRAW_1 | 19.63 | 16.66 | 3.34 | 4.71
SP | Hydro | 27 | TUMB_P | 5.13 | 4.35 | 0.87 | 1.23
SP | Hydro | 28 | ALNE_P | 3.8 | 3.22 | 0.65 | 0.91
SP | Hydro | 28 | ARDK_P | 4.94 | 4.19 | 0.84 | 1.19
SP | Hydro | 28 | ARMO_P | 1.14 | 0.97 | 0.19 | 0.27
SP | Hydro | 28 | BOAG_P | 6.6 | 5.6 | 1.12 | 1.58
SP | Hydro | 28 | BRAC_P | 2.85 | 2.42 | 0.48 | 0.68
SP | Hydro | 28 | BROA_P | 1.14 | 0.97 | 0.19 | 0.27
SP | Hydro | 28 | BUMU_P | 0.95 | 0.81 | 0.16 | 0.23
SP | Hydro | 28 | CAAD_P | 2.28 | 1.93 | 0.39 | 0.55
SP | Hydro | 28 | CAFA | 12.6 | 10.69 | 2.14 | 3.02
SP | Hydro | 28 | CASS_P | 4.27 | 3.63 | 0.73 | 1.03
SP | Hydro | 28 | CEAN_P | 3.08 | 2.62 | 0.52 | 0.74
SP | Hydro | 28 | CLAC_P | 9.83 | 8.34 | 1.67 | 2.36
SP | Hydro | 28 | DUGR_P | 2.56 | 2.18 | 0.44 | 0.62
SP | Hydro | 28 | DUNO_P | 8.19 | 6.95 | 1.39 | 1.96
SP | Hydro | 28 | EAST | 14.9 | 12.65 | 2.53 | 3.58
SP | Hydro | 28 | ELLA_1 | 2.1 | 1.78 | 0.36 | 0.5
SP | Hydro | 28 | FASN_P | 2.37 | 2.02 | 0.4 | 0.57
SP | Hydro | 28 | FAUG_P | 7.97 | 6.76 | 1.35 | 1.91
SP | Hydro | 28 | FOUR_1 | 6.3 | 5.34 | 1.07 | 1.51
SP | Hydro | 28 | FWIL_P | 21.54 | 18.28 | 3.66 | 5.17
SP | Hydro | 28 | GLLE | 24.14 | 20.49 | 4.1 | 5.79
SP | Hydro | 28 | GRUB_P | 27.77 | 23.57 | 4.72 | 6.67
SP | Hydro | 28 | HARK_1 | 5.88 | 4.99 | 1 | 1.41
SP | Hydro | 28 | INDQ1 | 1.26 | 1.07 | 0.21 | 0.3
SP | Hydro | 28 | INNE_P | 4.75 | 4.03 | 0.81 | 1.14
SP | Hydro | 28 | KEOO | 26.45 | 22.45 | 4.5 | 6.35
SP | Hydro | 28 | KIIN_P | 10.92 | 9.27 | 1.86 | 2.62
SP | Hydro | 28 | KINL_P | 6.64 | 5.64 | 1.13 | 1.59
SP | Hydro | 28 | LAIR_P | 3.51 | 2.98 | 0.6 | 0.84
SP | Hydro | 28 | LAND1 | 3.04 | 2.58 | 0.52 | 0.73
SP | Hydro | 28 | LINM | 17.84 | 15.14 | 3.03 | 4.28
SP | Hydro | 28 | PENT_1 | 1.12 | 0.95 | 0.19 | 0.27
SP | Hydro | 28 | PORA_P | 8.69 | 7.38 | 1.48 | 2.09
SP | Hydro | 28 | QUOI_P | 3.28 | 2.78 | 0.56 | 0.79
SP | Hydro | 28 | RANN_P | 14.44 | 12.25 | 2.45 | 3.46
SP | Hydro | 28 | RASS_1 | 8.4 | 7.13 | 1.43 | 2.02
SP | Hydro | 28 | RATS_1 | 1.68 | 1.43 | 0.29 | 0.4
SP | Hydro | 28 | SFIL_P | 7.03 | 5.97 | 1.19 | 1.69
SP | Hydro | 28 | SLOY_P | 1.9 | 1.61 | 0.32 | 0.46
SP | Hydro | 28 | SWAN_1 | 49.33 | 41.87 | 8.39 | 11.84
SP | Hydro | 28 | TAYN_P | 12.14 | 10.31 | 2.06 | 2.91
SP | Hydro | 28 | TRAW_1 | 19.63 | 16.66 | 3.34 | 4.71
SP | Hydro | 28 | TUMB_P | 5.13 | 4.35 | 0.87 | 1.23
SP | Hydro | 29 | ALNE_P | 3.8 | 3.22 | 0.65 | 0.91
SP | Hydro | 29 | ARDK_P | 4.94 | 4.19 | 0.84 | 1.19
SP | Hydro | 29 | ARMO_P | 1.14 | 0.97 | 0.19 | 0.27
SP | Hydro | 29 | BOAG_P | 6.6 | 5.6 | 1.12 | 1.58
SP | Hydro | 29 | BRAC_P | 2.85 | 2.42 | 0.48 | 0.68
SP | Hydro | 29 | BROA_P | 1.14 | 0.97 | 0.19 | 0.27
SP | Hydro | 29 | BUMU_P | 0.95 | 0.81 | 0.16 | 0.23
SP | Hydro | 29 | CAAD_P | 2.28 | 1.93 | 0.39 | 0.55
SP | Hydro | 29 | CAFA | 12.6 | 10.69 | 2.14 | 3.02
SP | Hydro | 29 | CASS_P | 4.27 | 3.63 | 0.73 | 1.03
SP | Hydro | 29 | CEAN_P | 3.08 | 2.62 | 0.52 | 0.74
SP | Hydro | 29 | CLAC_P | 9.83 | 8.34 | 1.67 | 2.36
SP | Hydro | 29 | DUGR_P | 2.56 | 2.18 | 0.44 | 0.62
SP | Hydro | 29 | DUNO_P | 8.19 | 6.95 | 1.39 | 1.96
SP | Hydro | 29 | EAST | 14.9 | 12.65 | 2.53 | 3.58
SP | Hydro | 29 | ELLA_1 | 2.1 | 1.78 | 0.36 | 0.5
SP | Hydro | 29 | FASN_P | 2.37 | 2.02 | 0.4 | 0.57
SP | Hydro | 29 | FAUG_P | 7.97 | 6.76 | 1.35 | 1.91
SP | Hydro | 29 | FOUR_1 | 6.3 | 5.34 | 1.07 | 1.51
SP | Hydro | 29 | FWIL_P | 21.54 | 18.28 | 3.66 | 5.17
SP | Hydro | 29 | GLLE | 24.14 | 20.49 | 4.1 | 5.79
SP | Hydro | 29 | GRUB_P | 27.77 | 23.57 | 4.72 | 6.67
SP | Hydro | 29 | HARK_1 | 5.88 | 4.99 | 1 | 1.41
SP | Hydro | 29 | INDQ1 | 1.26 | 1.07 | 0.21 | 0.3
SP | Hydro | 29 | INNE_P | 4.75 | 4.03 | 0.81 | 1.14
SP | Hydro | 29 | KEOO | 26.45 | 22.45 | 4.5 | 6.35
SP | Hydro | 29 | KIIN_P | 10.92 | 9.27 | 1.86 | 2.62
SP | Hydro | 29 | KINL_P | 6.64 | 5.64 | 1.13 | 1.59
SP | Hydro | 29 | LAIR_P | 3.51 | 2.98 | 0.6 | 0.84
SP | Hydro | 29 | LAND1 | 3.04 | 2.58 | 0.52 | 0.73
SP | Hydro | 29 | LINM | 17.84 | 15.14 | 3.03 | 4.28
SP | Hydro | 29 | PENT_1 | 1.12 | 0.95 | 0.19 | 0.27
SP | Hydro | 29 | PORA_P | 8.69 | 7.38 | 1.48 | 2.09
SP | Hydro | 29 | QUOI_P | 3.28 | 2.78 | 0.56 | 0.79
SP | Hydro | 29 | RANN_P | 14.44 | 12.25 | 2.45 | 3.46
SP | Hydro | 29 | RASS_1 | 8.4 | 7.13 | 1.43 | 2.02
SP | Hydro | 29 | RATS_1 | 1.68 | 1.43 | 0.29 | 0.4
SP | Hydro | 29 | SFIL_P | 7.03 | 5.97 | 1.19 | 1.69
SP | Hydro | 29 | SLOY_P | 1.9 | 1.61 | 0.32 | 0.46
SP | Hydro | 29 | SWAN_1 | 49.33 | 41.87 | 8.39 | 11.84
SP | Hydro | 29 | TAYN_P | 12.14 | 10.31 | 2.06 | 2.91
SP | Hydro | 29 | TRAW_1 | 19.63 | 16.66 | 3.34 | 4.71
SP | Hydro | 29 | TUMB_P | 5.13 | 4.35 | 0.87 | 1.23
SP | Hydro | 30 | ALNE_P | 3.8 | 3.22 | 0.65 | 0.91
SP | Hydro | 30 | ARDK_P | 4.94 | 4.19 | 0.84 | 1.19
SP | Hydro | 30 | ARMO_P | 1.14 | 0.97 | 0.19 | 0.27
SP | Hydro | 30 | BOAG_P | 6.6 | 5.6 | 1.12 | 1.58
SP | Hydro | 30 | BRAC_P | 2.85 | 2.42 | 0.48 | 0.68
SP | Hydro | 30 | BROA_P | 1.14 | 0.97 | 0.19 | 0.27
SP | Hydro | 30 | BUMU_P | 0.95 | 0.81 | 0.16 | 0.23
SP | Hydro | 30 | CAAD_P | 2.28 | 1.93 | 0.39 | 0.55
SP | Hydro | 30 | CAFA | 12.6 | 10.69 | 2.14 | 3.02
SP | Hydro | 30 | CASS_P | 4.27 | 3.63 | 0.73 | 1.03
SP | Hydro | 30 | CEAN_P | 3.08 | 2.62 | 0.52 | 0.74
SP | Hydro | 30 | CLAC_P | 9.83 | 8.34 | 1.67 | 2.36
SP | Hydro | 30 | DUGR_P | 2.56 | 2.18 | 0.44 | 0.62
SP | Hydro | 30 | DUNO_P | 8.19 | 6.95 | 1.39 | 1.96
SP | Hydro | 30 | EAST | 14.9 | 12.65 | 2.53 | 3.58
SP | Hydro | 30 | ELLA_1 | 2.1 | 1.78 | 0.36 | 0.5
SP | Hydro | 30 | FASN_P | 2.37 | 2.02 | 0.4 | 0.57
SP | Hydro | 30 | FAUG_P | 7.97 | 6.76 | 1.35 | 1.91
SP | Hydro | 30 | FOUR_1 | 6.3 | 5.34 | 1.07 | 1.51
SP | Hydro | 30 | FWIL_P | 21.54 | 18.28 | 3.66 | 5.17
SP | Hydro | 30 | GLLE | 24.14 | 20.49 | 4.1 | 5.79
SP | Hydro | 30 | GRUB_P | 27.77 | 23.57 | 4.72 | 6.67
SP | Hydro | 30 | HARK_1 | 5.88 | 4.99 | 1 | 1.41
SP | Hydro | 30 | INDQ1 | 1.26 | 1.07 | 0.21 | 0.3
SP | Hydro | 30 | INNE_P | 4.75 | 4.03 | 0.81 | 1.14
SP | Hydro | 30 | KEOO | 26.45 | 22.45 | 4.5 | 6.35
SP | Hydro | 30 | KIIN_P | 10.92 | 9.27 | 1.86 | 2.62
SP | Hydro | 30 | KINL_P | 6.64 | 5.64 | 1.13 | 1.59
SP | Hydro | 30 | LAIR_P | 3.51 | 2.98 | 0.6 | 0.84
SP | Hydro | 30 | LAND1 | 3.04 | 2.58 | 0.52 | 0.73
SP | Hydro | 30 | LINM | 17.84 | 15.14 | 3.03 | 4.28
SP | Hydro | 30 | PENT_1 | 1.12 | 0.95 | 0.19 | 0.27
SP | Hydro | 30 | PORA_P | 8.69 | 7.38 | 1.48 | 2.09
SP | Hydro | 30 | QUOI_P | 3.28 | 2.78 | 0.56 | 0.79
SP | Hydro | 30 | RANN_P | 14.44 | 12.25 | 2.45 | 3.46
SP | Hydro | 30 | RASS_1 | 8.4 | 7.13 | 1.43 | 2.02
SP | Hydro | 30 | RATS_1 | 1.68 | 1.43 | 0.29 | 0.4
SP | Hydro | 30 | SFIL_P | 7.03 | 5.97 | 1.19 | 1.69
SP | Hydro | 30 | SLOY_P | 1.9 | 1.61 | 0.32 | 0.46
SP | Hydro | 30 | SWAN_1 | 49.33 | 41.87 | 8.39 | 11.84
SP | Hydro | 30 | TAYN_P | 12.14 | 10.31 | 2.06 | 2.91
SP | Hydro | 30 | TRAW_1 | 19.63 | 16.66 | 3.34 | 4.71
SP | Hydro | 30 | TUMB_P | 5.13 | 4.35 | 0.87 | 1.23
SP | Hydro | 31 | ALNE_P | 3.8 | 3.22 | 0.65 | 0.91
SP | Hydro | 31 | ARDK_P | 4.94 | 4.19 | 0.84 | 1.19
SP | Hydro | 31 | ARMO_P | 1.14 | 0.97 | 0.19 | 0.27
SP | Hydro | 31 | BOAG_P | 6.6 | 5.6 | 1.12 | 1.58
SP | Hydro | 31 | BRAC_P | 2.85 | 2.42 | 0.48 | 0.68
SP | Hydro | 31 | BROA_P | 1.14 | 0.97 | 0.19 | 0.27
SP | Hydro | 31 | BUMU_P | 0.95 | 0.81 | 0.16 | 0.23
SP | Hydro | 31 | CAAD_P | 2.28 | 1.93 | 0.39 | 0.55
SP | Hydro | 31 | CAFA | 12.6 | 10.69 | 2.14 | 3.02
SP | Hydro | 31 | CASS_P | 4.27 | 3.63 | 0.73 | 1.03
SP | Hydro | 31 | CEAN_P | 3.08 | 2.62 | 0.52 | 0.74
SP | Hydro | 31 | CLAC_P | 9.83 | 8.34 | 1.67 | 2.36
SP | Hydro | 31 | DUGR_P | 2.56 | 2.18 | 0.44 | 0.62
SP | Hydro | 31 | DUNO_P | 8.19 | 6.95 | 1.39 | 1.96
SP | Hydro | 31 | EAST | 14.9 | 12.65 | 2.53 | 3.58
SP | Hydro | 31 | ELLA_1 | 2.1 | 1.78 | 0.36 | 0.5
SP | Hydro | 31 | FASN_P | 2.37 | 2.02 | 0.4 | 0.57
SP | Hydro | 31 | FAUG_P | 7.97 | 6.76 | 1.35 | 1.91
SP | Hydro | 31 | FOUR_1 | 6.3 | 5.34 | 1.07 | 1.51
SP | Hydro | 31 | FWIL_P | 21.54 | 18.28 | 3.66 | 5.17
SP | Hydro | 31 | GLLE | 24.14 | 20.49 | 4.1 | 5.79
SP | Hydro | 31 | GRUB_P | 27.77 | 23.57 | 4.72 | 6.67
SP | Hydro | 31 | HARK_1 | 5.88 | 4.99 | 1 | 1.41
SP | Hydro | 31 | INDQ1 | 1.26 | 1.07 | 0.21 | 0.3
SP | Hydro | 31 | INNE_P | 4.75 | 4.03 | 0.81 | 1.14
SP | Hydro | 31 | KEOO | 26.45 | 22.45 | 4.5 | 6.35
SP | Hydro | 31 | KIIN_P | 10.92 | 9.27 | 1.86 | 2.62
SP | Hydro | 31 | KINL_P | 6.64 | 5.64 | 1.13 | 1.59
SP | Hydro | 31 | LAIR_P | 3.51 | 2.98 | 0.6 | 0.84
SP | Hydro | 31 | LAND1 | 3.04 | 2.58 | 0.52 | 0.73
SP | Hydro | 31 | LINM | 17.84 | 15.14 | 3.03 | 4.28
SP | Hydro | 31 | PENT_1 | 1.12 | 0.95 | 0.19 | 0.27
SP | Hydro | 31 | PORA_P | 8.69 | 7.38 | 1.48 | 2.09
SP | Hydro | 31 | QUOI_P | 3.28 | 2.78 | 0.56 | 0.79
SP | Hydro | 31 | RANN_P | 14.44 | 12.25 | 2.45 | 3.46
SP | Hydro | 31 | RASS_1 | 8.4 | 7.13 | 1.43 | 2.02
SP | Hydro | 31 | RATS_1 | 1.68 | 1.43 | 0.29 | 0.4
SP | Hydro | 31 | SFIL_P | 7.03 | 5.97 | 1.19 | 1.69
SP | Hydro | 31 | SLOY_P | 1.9 | 1.61 | 0.32 | 0.46
SP | Hydro | 31 | SWAN_1 | 49.33 | 41.87 | 8.39 | 11.84
SP | Hydro | 31 | TAYN_P | 12.14 | 10.31 | 2.06 | 2.91
SP | Hydro | 31 | TRAW_1 | 19.63 | 16.66 | 3.34 | 4.71
SP | Hydro | 31 | TUMB_P | 5.13 | 4.35 | 0.87 | 1.23
SP | Hydro | 32 | ALNE_P | 3.8 | 3.22 | 0.65 | 0.91
SP | Hydro | 32 | ARDK_P | 4.94 | 4.19 | 0.84 | 1.19
SP | Hydro | 32 | ARMO_P | 1.14 | 0.97 | 0.19 | 0.27
SP | Hydro | 32 | BOAG_P | 6.6 | 5.6 | 1.12 | 1.58
SP | Hydro | 32 | BRAC_P | 2.85 | 2.42 | 0.48 | 0.68
SP | Hydro | 32 | BROA_P | 1.14 | 0.97 | 0.19 | 0.27
SP | Hydro | 32 | BUMU_P | 0.95 | 0.81 | 0.16 | 0.23
SP | Hydro | 32 | CAAD_P | 2.28 | 1.93 | 0.39 | 0.55
SP | Hydro | 32 | CAFA | 12.6 | 10.69 | 2.14 | 3.02
SP | Hydro | 32 | CASS_P | 4.27 | 3.63 | 0.73 | 1.03
SP | Hydro | 32 | CEAN_P | 3.08 | 2.62 | 0.52 | 0.74
SP | Hydro | 32 | CLAC_P | 9.83 | 8.34 | 1.67 | 2.36
SP | Hydro | 32 | DUGR_P | 2.56 | 2.18 | 0.44 | 0.62
SP | Hydro | 32 | DUNO_P | 8.19 | 6.95 | 1.39 | 1.96
SP | Hydro | 32 | EAST | 14.9 | 12.65 | 2.53 | 3.58
SP | Hydro | 32 | ELLA_1 | 2.1 | 1.78 | 0.36 | 0.5
SP | Hydro | 32 | FASN_P | 2.37 | 2.02 | 0.4 | 0.57
SP | Hydro | 32 | FAUG_P | 7.97 | 6.76 | 1.35 | 1.91
SP | Hydro | 32 | FOUR_1 | 6.3 | 5.34 | 1.07 | 1.51
SP | Hydro | 32 | FWIL_P | 21.54 | 18.28 | 3.66 | 5.17
SP | Hydro | 32 | GLLE | 24.14 | 20.49 | 4.1 | 5.79
SP | Hydro | 32 | GRUB_P | 27.77 | 23.57 | 4.72 | 6.67
SP | Hydro | 32 | HARK_1 | 5.88 | 4.99 | 1 | 1.41
SP | Hydro | 32 | INDQ1 | 1.26 | 1.07 | 0.21 | 0.3
SP | Hydro | 32 | INNE_P | 4.75 | 4.03 | 0.81 | 1.14
SP | Hydro | 32 | KEOO | 26.45 | 22.45 | 4.5 | 6.35
SP | Hydro | 32 | KIIN_P | 10.92 | 9.27 | 1.86 | 2.62
SP | Hydro | 32 | KINL_P | 6.64 | 5.64 | 1.13 | 1.59
SP | Hydro | 32 | LAIR_P | 3.51 | 2.98 | 0.6 | 0.84
SP | Hydro | 32 | LAND1 | 3.04 | 2.58 | 0.52 | 0.73
SP | Hydro | 32 | LINM | 17.84 | 15.14 | 3.03 | 4.28
SP | Hydro | 32 | PENT_1 | 1.12 | 0.95 | 0.19 | 0.27
SP | Hydro | 32 | PORA_P | 8.69 | 7.38 | 1.48 | 2.09
SP | Hydro | 32 | QUOI_P | 3.28 | 2.78 | 0.56 | 0.79
SP | Hydro | 32 | RANN_P | 14.44 | 12.25 | 2.45 | 3.46
SP | Hydro | 32 | RASS_1 | 8.4 | 7.13 | 1.43 | 2.02
SP | Hydro | 32 | RATS_1 | 1.68 | 1.43 | 0.29 | 0.4
SP | Hydro | 32 | SFIL_P | 7.03 | 5.97 | 1.19 | 1.69
SP | Hydro | 32 | SLOY_P | 1.9 | 1.61 | 0.32 | 0.46
SP | Hydro | 32 | SWAN_1 | 49.33 | 41.87 | 8.39 | 11.84
SP | Hydro | 32 | TAYN_P | 12.14 | 10.31 | 2.06 | 2.91
SP | Hydro | 32 | TRAW_1 | 19.63 | 16.66 | 3.34 | 4.71
SP | Hydro | 32 | TUMB_P | 5.13 | 4.35 | 0.87 | 1.23
SP | Hydro | 33 | ALNE_P | 3.8 | 3.22 | 0.65 | 0.91
SP | Hydro | 33 | ARDK_P | 4.94 | 4.19 | 0.84 | 1.19
SP | Hydro | 33 | ARMO_P | 1.14 | 0.97 | 0.19 | 0.27
SP | Hydro | 33 | BOAG_P | 6.6 | 5.6 | 1.12 | 1.58
SP | Hydro | 33 | BRAC_P | 2.85 | 2.42 | 0.48 | 0.68
SP | Hydro | 33 | BROA_P | 1.14 | 0.97 | 0.19 | 0.27
SP | Hydro | 33 | BUMU_P | 0.95 | 0.81 | 0.16 | 0.23
SP | Hydro | 33 | CAAD_P | 2.28 | 1.93 | 0.39 | 0.55
SP | Hydro | 33 | CAFA | 12.6 | 10.69 | 2.14 | 3.02
SP | Hydro | 33 | CASS_P | 4.27 | 3.63 | 0.73 | 1.03
SP | Hydro | 33 | CEAN_P | 3.08 | 2.62 | 0.52 | 0.74
SP | Hydro | 33 | CLAC_P | 9.83 | 8.34 | 1.67 | 2.36
SP | Hydro | 33 | DUGR_P | 2.56 | 2.18 | 0.44 | 0.62
SP | Hydro | 33 | DUNO_P | 8.19 | 6.95 | 1.39 | 1.96
SP | Hydro | 33 | EAST | 14.9 | 12.65 | 2.53 | 3.58
SP | Hydro | 33 | ELLA_1 | 2.1 | 1.78 | 0.36 | 0.5
SP | Hydro | 33 | FASN_P | 2.37 | 2.02 | 0.4 | 0.57
SP | Hydro | 33 | FAUG_P | 7.97 | 6.76 | 1.35 | 1.91
SP | Hydro | 33 | FOUR_1 | 6.3 | 5.34 | 1.07 | 1.51
SP | Hydro | 33 | FWIL_P | 21.54 | 18.28 | 3.66 | 5.17
SP | Hydro | 33 | GLLE | 24.14 | 20.49 | 4.1 | 5.79
SP | Hydro | 33 | GRUB_P | 27.77 | 23.57 | 4.72 | 6.67
SP | Hydro | 33 | HARK_1 | 5.88 | 4.99 | 1 | 1.41
SP | Hydro | 33 | INDQ1 | 1.26 | 1.07 | 0.21 | 0.3
SP | Hydro | 33 | INNE_P | 4.75 | 4.03 | 0.81 | 1.14
SP | Hydro | 33 | KEOO | 26.45 | 22.45 | 4.5 | 6.35
SP | Hydro | 33 | KIIN_P | 10.92 | 9.27 | 1.86 | 2.62
SP | Hydro | 33 | KINL_P | 6.64 | 5.64 | 1.13 | 1.59
SP | Hydro | 33 | LAIR_P | 3.51 | 2.98 | 0.6 | 0.84
SP | Hydro | 33 | LAND1 | 3.04 | 2.58 | 0.52 | 0.73
SP | Hydro | 33 | LINM | 17.84 | 15.14 | 3.03 | 4.28
SP | Hydro | 33 | PENT_1 | 1.12 | 0.95 | 0.19 | 0.27
SP | Hydro | 33 | PORA_P | 8.69 | 7.38 | 1.48 | 2.09
SP | Hydro | 33 | QUOI_P | 3.28 | 2.78 | 0.56 | 0.79
SP | Hydro | 33 | RANN_P | 14.44 | 12.25 | 2.45 | 3.46
SP | Hydro | 33 | RASS_1 | 8.4 | 7.13 | 1.43 | 2.02
SP | Hydro | 33 | RATS_1 | 1.68 | 1.43 | 0.29 | 0.4
SP | Hydro | 33 | SFIL_P | 7.03 | 5.97 | 1.19 | 1.69
SP | Hydro | 33 | SLOY_P | 1.9 | 1.61 | 0.32 | 0.46
SP | Hydro | 33 | SWAN_1 | 49.33 | 41.87 | 8.39 | 11.84
SP | Hydro | 33 | TAYN_P | 12.14 | 10.31 | 2.06 | 2.91
SP | Hydro | 33 | TRAW_1 | 19.63 | 16.66 | 3.34 | 4.71
SP | Hydro | 33 | TUMB_P | 5.13 | 4.35 | 0.87 | 1.23
SP | Hydro | 34 | ALNE_P | 3.8 | 3.22 | 0.65 | 0.91
SP | Hydro | 34 | ARDK_P | 4.94 | 4.19 | 0.84 | 1.19
SP | Hydro | 34 | ARMO_P | 1.14 | 0.97 | 0.19 | 0.27
SP | Hydro | 34 | BOAG_P | 6.6 | 5.6 | 1.12 | 1.58
SP | Hydro | 34 | BRAC_P | 2.85 | 2.42 | 0.48 | 0.68
SP | Hydro | 34 | BROA_P | 1.14 | 0.97 | 0.19 | 0.27
SP | Hydro | 34 | BUMU_P | 0.95 | 0.81 | 0.16 | 0.23
SP | Hydro | 34 | CAAD_P | 2.28 | 1.93 | 0.39 | 0.55
SP | Hydro | 34 | CAFA | 12.6 | 10.69 | 2.14 | 3.02
SP | Hydro | 34 | CASS_P | 4.27 | 3.63 | 0.73 | 1.03
SP | Hydro | 34 | CEAN_P | 3.08 | 2.62 | 0.52 | 0.74
SP | Hydro | 34 | CLAC_P | 9.83 | 8.34 | 1.67 | 2.36
SP | Hydro | 34 | DUGR_P | 2.56 | 2.18 | 0.44 | 0.62
SP | Hydro | 34 | DUNO_P | 8.19 | 6.95 | 1.39 | 1.96
SP | Hydro | 34 | EAST | 14.9 | 12.65 | 2.53 | 3.58
SP | Hydro | 34 | ELLA_1 | 2.1 | 1.78 | 0.36 | 0.5
SP | Hydro | 34 | FASN_P | 2.37 | 2.02 | 0.4 | 0.57
SP | Hydro | 34 | FAUG_P | 7.97 | 6.76 | 1.35 | 1.91
SP | Hydro | 34 | FOUR_1 | 6.3 | 5.34 | 1.07 | 1.51
SP | Hydro | 34 | FWIL_P | 21.54 | 18.28 | 3.66 | 5.17
SP | Hydro | 34 | GLLE | 24.14 | 20.49 | 4.1 | 5.79
SP | Hydro | 34 | GRUB_P | 27.77 | 23.57 | 4.72 | 6.67
SP | Hydro | 34 | HARK_1 | 5.88 | 4.99 | 1 | 1.41
SP | Hydro | 34 | INDQ1 | 1.26 | 1.07 | 0.21 | 0.3
SP | Hydro | 34 | INNE_P | 4.75 | 4.03 | 0.81 | 1.14
SP | Hydro | 34 | KEOO | 26.45 | 22.45 | 4.5 | 6.35
SP | Hydro | 34 | KIIN_P | 10.92 | 9.27 | 1.86 | 2.62
SP | Hydro | 34 | KINL_P | 6.64 | 5.64 | 1.13 | 1.59
SP | Hydro | 34 | LAIR_P | 3.51 | 2.98 | 0.6 | 0.84
SP | Hydro | 34 | LAND1 | 3.04 | 2.58 | 0.52 | 0.73
SP | Hydro | 34 | LINM | 17.84 | 15.14 | 3.03 | 4.28
SP | Hydro | 34 | PENT_1 | 1.12 | 0.95 | 0.19 | 0.27
SP | Hydro | 34 | PORA_P | 8.69 | 7.38 | 1.48 | 2.09
SP | Hydro | 34 | QUOI_P | 3.28 | 2.78 | 0.56 | 0.79
SP | Hydro | 34 | RANN_P | 14.44 | 12.25 | 2.45 | 3.46
SP | Hydro | 34 | RASS_1 | 8.4 | 7.13 | 1.43 | 2.02
SP | Hydro | 34 | RATS_1 | 1.68 | 1.43 | 0.29 | 0.4
SP | Hydro | 34 | SFIL_P | 7.03 | 5.97 | 1.19 | 1.69
SP | Hydro | 34 | SLOY_P | 1.9 | 1.61 | 0.32 | 0.46
SP | Hydro | 34 | SWAN_1 | 49.33 | 41.87 | 8.39 | 11.84
SP | Hydro | 34 | TAYN_P | 12.14 | 10.31 | 2.06 | 2.91
SP | Hydro | 34 | TRAW_1 | 19.63 | 16.66 | 3.34 | 4.71
SP | Hydro | 34 | TUMB_P | 5.13 | 4.35 | 0.87 | 1.23
SP | Hydro | 35 | ALNE_P | 3.8 | 3.22 | 0.65 | 0.91
SP | Hydro | 35 | ARDK_P | 4.94 | 4.19 | 0.84 | 1.19
SP | Hydro | 35 | ARMO_P | 1.14 | 0.97 | 0.19 | 0.27
SP | Hydro | 35 | BOAG_P | 6.6 | 5.6 | 1.12 | 1.58
SP | Hydro | 35 | BRAC_P | 2.85 | 2.42 | 0.48 | 0.68
SP | Hydro | 35 | BROA_P | 1.14 | 0.97 | 0.19 | 0.27
SP | Hydro | 35 | BUMU_P | 0.95 | 0.81 | 0.16 | 0.23
SP | Hydro | 35 | CAAD_P | 2.28 | 1.93 | 0.39 | 0.55
SP | Hydro | 35 | CAFA | 12.6 | 10.69 | 2.14 | 3.02
SP | Hydro | 35 | CASS_P | 4.27 | 3.63 | 0.73 | 1.03
SP | Hydro | 35 | CEAN_P | 3.08 | 2.62 | 0.52 | 0.74
SP | Hydro | 35 | CLAC_P | 9.83 | 8.34 | 1.67 | 2.36
SP | Hydro | 35 | DUGR_P | 2.56 | 2.18 | 0.44 | 0.62
SP | Hydro | 35 | DUNO_P | 8.19 | 6.95 | 1.39 | 1.96
SP | Hydro | 35 | EAST | 14.9 | 12.65 | 2.53 | 3.58
SP | Hydro | 35 | ELLA_1 | 2.1 | 1.78 | 0.36 | 0.5
SP | Hydro | 35 | FASN_P | 2.37 | 2.02 | 0.4 | 0.57
SP | Hydro | 35 | FAUG_P | 7.97 | 6.76 | 1.35 | 1.91
SP | Hydro | 35 | FOUR_1 | 6.3 | 5.34 | 1.07 | 1.51
SP | Hydro | 35 | FWIL_P | 21.54 | 18.28 | 3.66 | 5.17
SP | Hydro | 35 | GLLE | 24.14 | 20.49 | 4.1 | 5.79
SP | Hydro | 35 | GRUB_P | 27.77 | 23.57 | 4.72 | 6.67
SP | Hydro | 35 | HARK_1 | 5.88 | 4.99 | 1 | 1.41
SP | Hydro | 35 | INDQ1 | 1.26 | 1.07 | 0.21 | 0.3
SP | Hydro | 35 | INNE_P | 4.75 | 4.03 | 0.81 | 1.14
SP | Hydro | 35 | KEOO | 26.45 | 22.45 | 4.5 | 6.35
SP | Hydro | 35 | KIIN_P | 10.92 | 9.27 | 1.86 | 2.62
SP | Hydro | 35 | KINL_P | 6.64 | 5.64 | 1.13 | 1.59
SP | Hydro | 35 | LAIR_P | 3.51 | 2.98 | 0.6 | 0.84
SP | Hydro | 35 | LAND1 | 3.04 | 2.58 | 0.52 | 0.73
SP | Hydro | 35 | LINM | 17.84 | 15.14 | 3.03 | 4.28
SP | Hydro | 35 | PENT_1 | 1.12 | 0.95 | 0.19 | 0.27
SP | Hydro | 35 | PORA_P | 8.69 | 7.38 | 1.48 | 2.09
SP | Hydro | 35 | QUOI_P | 3.28 | 2.78 | 0.56 | 0.79
SP | Hydro | 35 | RANN_P | 14.44 | 12.25 | 2.45 | 3.46
SP | Hydro | 35 | RASS_1 | 8.4 | 7.13 | 1.43 | 2.02
SP | Hydro | 35 | RATS_1 | 1.68 | 1.43 | 0.29 | 0.4
SP | Hydro | 35 | SFIL_P | 7.03 | 5.97 | 1.19 | 1.69
SP | Hydro | 35 | SLOY_P | 1.9 | 1.61 | 0.32 | 0.46
SP | Hydro | 35 | SWAN_1 | 49.33 | 41.87 | 8.39 | 11.84
SP | Hydro | 35 | TAYN_P | 12.14 | 10.31 | 2.06 | 2.91
SP | Hydro | 35 | TRAW_1 | 19.63 | 16.66 | 3.34 | 4.71
SP | Hydro | 35 | TUMB_P | 5.13 | 4.35 | 0.87 | 1.23
SP | Hydro | 36 | ALNE_P | 3.8 | 3.22 | 0.65 | 0.91
SP | Hydro | 36 | ARDK_P | 4.94 | 4.19 | 0.84 | 1.19
SP | Hydro | 36 | ARMO_P | 1.14 | 0.97 | 0.19 | 0.27
SP | Hydro | 36 | BOAG_P | 6.6 | 5.6 | 1.12 | 1.58
SP | Hydro | 36 | BRAC_P | 2.85 | 2.42 | 0.48 | 0.68
SP | Hydro | 36 | BROA_P | 1.14 | 0.97 | 0.19 | 0.27
SP | Hydro | 36 | BUMU_P | 0.95 | 0.81 | 0.16 | 0.23
SP | Hydro | 36 | CAAD_P | 2.28 | 1.93 | 0.39 | 0.55
SP | Hydro | 36 | CAFA | 12.6 | 10.69 | 2.14 | 3.02
SP | Hydro | 36 | CASS_P | 4.27 | 3.63 | 0.73 | 1.03
SP | Hydro | 36 | CEAN_P | 3.08 | 2.62 | 0.52 | 0.74
SP | Hydro | 36 | CLAC_P | 9.83 | 8.34 | 1.67 | 2.36
SP | Hydro | 36 | DUGR_P | 2.56 | 2.18 | 0.44 | 0.62
SP | Hydro | 36 | DUNO_P | 8.19 | 6.95 | 1.39 | 1.96
SP | Hydro | 36 | EAST | 14.9 | 12.65 | 2.53 | 3.58
SP | Hydro | 36 | ELLA_1 | 2.1 | 1.78 | 0.36 | 0.5
SP | Hydro | 36 | FASN_P | 2.37 | 2.02 | 0.4 | 0.57
SP | Hydro | 36 | FAUG_P | 7.97 | 6.76 | 1.35 | 1.91
SP | Hydro | 36 | FOUR_1 | 6.3 | 5.34 | 1.07 | 1.51
SP | Hydro | 36 | FWIL_P | 21.54 | 18.28 | 3.66 | 5.17
SP | Hydro | 36 | GLLE | 24.14 | 20.49 | 4.1 | 5.79
SP | Hydro | 36 | GRUB_P | 27.77 | 23.57 | 4.72 | 6.67
SP | Hydro | 36 | HARK_1 | 5.88 | 4.99 | 1 | 1.41
SP | Hydro | 36 | INDQ1 | 1.26 | 1.07 | 0.21 | 0.3
SP | Hydro | 36 | INNE_P | 4.75 | 4.03 | 0.81 | 1.14
SP | Hydro | 36 | KEOO | 26.45 | 22.45 | 4.5 | 6.35
SP | Hydro | 36 | KIIN_P | 10.92 | 9.27 | 1.86 | 2.62
SP | Hydro | 36 | KINL_P | 6.64 | 5.64 | 1.13 | 1.59
SP | Hydro | 36 | LAIR_P | 3.51 | 2.98 | 0.6 | 0.84
SP | Hydro | 36 | LAND1 | 3.04 | 2.58 | 0.52 | 0.73
SP | Hydro | 36 | LINM | 17.84 | 15.14 | 3.03 | 4.28
SP | Hydro | 36 | PENT_1 | 1.12 | 0.95 | 0.19 | 0.27
SP | Hydro | 36 | PORA_P | 8.69 | 7.38 | 1.48 | 2.09
SP | Hydro | 36 | QUOI_P | 3.28 | 2.78 | 0.56 | 0.79
SP | Hydro | 36 | RANN_P | 14.44 | 12.25 | 2.45 | 3.46
SP | Hydro | 36 | RASS_1 | 8.4 | 7.13 | 1.43 | 2.02
SP | Hydro | 36 | RATS_1 | 1.68 | 1.43 | 0.29 | 0.4
SP | Hydro | 36 | SFIL_P | 7.03 | 5.97 | 1.19 | 1.69
SP | Hydro | 36 | SLOY_P | 1.9 | 1.61 | 0.32 | 0.46
SP | Hydro | 36 | SWAN_1 | 49.33 | 41.87 | 8.39 | 11.84
SP | Hydro | 36 | TAYN_P | 12.14 | 10.31 | 2.06 | 2.91
SP | Hydro | 36 | TRAW_1 | 19.63 | 16.66 | 3.34 | 4.71
SP | Hydro | 36 | TUMB_P | 5.13 | 4.35 | 0.87 | 1.23
SP | Hydro | 37 | ALNE_P | 3.8 | 3.22 | 0.65 | 0.91
SP | Hydro | 37 | ARDK_P | 4.94 | 4.19 | 0.84 | 1.19
SP | Hydro | 37 | ARMO_P | 1.14 | 0.97 | 0.19 | 0.27
SP | Hydro | 37 | BOAG_P | 6.6 | 5.6 | 1.12 | 1.58
SP | Hydro | 37 | BRAC_P | 2.85 | 2.42 | 0.48 | 0.68
SP | Hydro | 37 | BROA_P | 1.14 | 0.97 | 0.19 | 0.27
SP | Hydro | 37 | BUMU_P | 0.95 | 0.81 | 0.16 | 0.23
SP | Hydro | 37 | CAAD_P | 2.28 | 1.93 | 0.39 | 0.55
SP | Hydro | 37 | CAFA | 12.6 | 10.69 | 2.14 | 3.02
SP | Hydro | 37 | CASS_P | 4.27 | 3.63 | 0.73 | 1.03
SP | Hydro | 37 | CEAN_P | 3.08 | 2.62 | 0.52 | 0.74
SP | Hydro | 37 | CLAC_P | 9.83 | 8.34 | 1.67 | 2.36
SP | Hydro | 37 | DUGR_P | 2.56 | 2.18 | 0.44 | 0.62
SP | Hydro | 37 | DUNO_P | 8.19 | 6.95 | 1.39 | 1.96
SP | Hydro | 37 | EAST | 14.9 | 12.65 | 2.53 | 3.58
SP | Hydro | 37 | ELLA_1 | 2.1 | 1.78 | 0.36 | 0.5
SP | Hydro | 37 | FASN_P | 2.37 | 2.02 | 0.4 | 0.57
SP | Hydro | 37 | FAUG_P | 7.97 | 6.76 | 1.35 | 1.91
SP | Hydro | 37 | FOUR_1 | 6.3 | 5.34 | 1.07 | 1.51
SP | Hydro | 37 | FWIL_P | 21.54 | 18.28 | 3.66 | 5.17
SP | Hydro | 37 | GLLE | 24.14 | 20.49 | 4.1 | 5.79
SP | Hydro | 37 | GRUB_P | 27.77 | 23.57 | 4.72 | 6.67
SP | Hydro | 37 | HARK_1 | 5.88 | 4.99 | 1 | 1.41
SP | Hydro | 37 | INDQ1 | 1.26 | 1.07 | 0.21 | 0.3
SP | Hydro | 37 | INNE_P | 4.75 | 4.03 | 0.81 | 1.14
SP | Hydro | 37 | KEOO | 26.45 | 22.45 | 4.5 | 6.35
SP | Hydro | 37 | KIIN_P | 10.92 | 9.27 | 1.86 | 2.62
SP | Hydro | 37 | KINL_P | 6.64 | 5.64 | 1.13 | 1.59
SP | Hydro | 37 | LAIR_P | 3.51 | 2.98 | 0.6 | 0.84
SP | Hydro | 37 | LAND1 | 3.04 | 2.58 | 0.52 | 0.73
SP | Hydro | 37 | LINM | 17.84 | 15.14 | 3.03 | 4.28
SP | Hydro | 37 | PENT_1 | 1.12 | 0.95 | 0.19 | 0.27
SP | Hydro | 37 | PORA_P | 8.69 | 7.38 | 1.48 | 2.09
SP | Hydro | 37 | QUOI_P | 3.28 | 2.78 | 0.56 | 0.79
SP | Hydro | 37 | RANN_P | 14.44 | 12.25 | 2.45 | 3.46
SP | Hydro | 37 | RASS_1 | 8.4 | 7.13 | 1.43 | 2.02
SP | Hydro | 37 | RATS_1 | 1.68 | 1.43 | 0.29 | 0.4
SP | Hydro | 37 | SFIL_P | 7.03 | 5.97 | 1.19 | 1.69
SP | Hydro | 37 | SLOY_P | 1.9 | 1.61 | 0.32 | 0.46
SP | Hydro | 37 | SWAN_1 | 49.33 | 41.87 | 8.39 | 11.84
SP | Hydro | 37 | TAYN_P | 12.14 | 10.31 | 2.06 | 2.91
SP | Hydro | 37 | TRAW_1 | 19.63 | 16.66 | 3.34 | 4.71
SP | Hydro | 37 | TUMB_P | 5.13 | 4.35 | 0.87 | 1.23
SP | Hydro | 38 | ALNE_P | 3.8 | 3.22 | 0.65 | 0.91
SP | Hydro | 38 | ARDK_P | 4.94 | 4.19 | 0.84 | 1.19
SP | Hydro | 38 | ARMO_P | 1.14 | 0.97 | 0.19 | 0.27
SP | Hydro | 38 | BOAG_P | 6.6 | 5.6 | 1.12 | 1.58
SP | Hydro | 38 | BRAC_P | 2.85 | 2.42 | 0.48 | 0.68
SP | Hydro | 38 | BROA_P | 1.14 | 0.97 | 0.19 | 0.27
SP | Hydro | 38 | BUMU_P | 0.95 | 0.81 | 0.16 | 0.23
SP | Hydro | 38 | CAAD_P | 2.28 | 1.93 | 0.39 | 0.55
SP | Hydro | 38 | CAFA | 12.6 | 10.69 | 2.14 | 3.02
SP | Hydro | 38 | CASS_P | 4.27 | 3.63 | 0.73 | 1.03
SP | Hydro | 38 | CEAN_P | 3.08 | 2.62 | 0.52 | 0.74
SP | Hydro | 38 | CLAC_P | 9.83 | 8.34 | 1.67 | 2.36
SP | Hydro | 38 | DUGR_P | 2.56 | 2.18 | 0.44 | 0.62
SP | Hydro | 38 | DUNO_P | 8.19 | 6.95 | 1.39 | 1.96
SP | Hydro | 38 | EAST | 14.9 | 12.65 | 2.53 | 3.58
SP | Hydro | 38 | ELLA_1 | 2.1 | 1.78 | 0.36 | 0.5
SP | Hydro | 38 | FASN_P | 2.37 | 2.02 | 0.4 | 0.57
SP | Hydro | 38 | FAUG_P | 7.97 | 6.76 | 1.35 | 1.91
SP | Hydro | 38 | FOUR_1 | 6.3 | 5.34 | 1.07 | 1.51
SP | Hydro | 38 | FWIL_P | 21.54 | 18.28 | 3.66 | 5.17
SP | Hydro | 38 | GLLE | 24.14 | 20.49 | 4.1 | 5.79
SP | Hydro | 38 | GRUB_P | 27.77 | 23.57 | 4.72 | 6.67
SP | Hydro | 38 | HARK_1 | 5.88 | 4.99 | 1 | 1.41
SP | Hydro | 38 | INDQ1 | 1.26 | 1.07 | 0.21 | 0.3
SP | Hydro | 38 | INNE_P | 4.75 | 4.03 | 0.81 | 1.14
SP | Hydro | 38 | KEOO | 26.45 | 22.45 | 4.5 | 6.35
SP | Hydro | 38 | KIIN_P | 10.92 | 9.27 | 1.86 | 2.62
SP | Hydro | 38 | KINL_P | 6.64 | 5.64 | 1.13 | 1.59
SP | Hydro | 38 | LAIR_P | 3.51 | 2.98 | 0.6 | 0.84
SP | Hydro | 38 | LAND1 | 3.04 | 2.58 | 0.52 | 0.73
SP | Hydro | 38 | LINM | 17.84 | 15.14 | 3.03 | 4.28
SP | Hydro | 38 | PENT_1 | 1.12 | 0.95 | 0.19 | 0.27
SP | Hydro | 38 | PORA_P | 8.69 | 7.38 | 1.48 | 2.09
SP | Hydro | 38 | QUOI_P | 3.28 | 2.78 | 0.56 | 0.79
SP | Hydro | 38 | RANN_P | 14.44 | 12.25 | 2.45 | 3.46
SP | Hydro | 38 | RASS_1 | 8.4 | 7.13 | 1.43 | 2.02
SP | Hydro | 38 | RATS_1 | 1.68 | 1.43 | 0.29 | 0.4
SP | Hydro | 38 | SFIL_P | 7.03 | 5.97 | 1.19 | 1.69
SP | Hydro | 38 | SLOY_P | 1.9 | 1.61 | 0.32 | 0.46
SP | Hydro | 38 | SWAN_1 | 49.33 | 41.87 | 8.39 | 11.84
SP | Hydro | 38 | TAYN_P | 12.14 | 10.31 | 2.06 | 2.91
SP | Hydro | 38 | TRAW_1 | 19.63 | 16.66 | 3.34 | 4.71
SP | Hydro | 38 | TUMB_P | 5.13 | 4.35 | 0.87 | 1.23
SP | Hydro | 39 | ALNE_P | 3.8 | 3.22 | 0.65 | 0.91
SP | Hydro | 39 | ARDK_P | 4.94 | 4.19 | 0.84 | 1.19
SP | Hydro | 39 | ARMO_P | 1.14 | 0.97 | 0.19 | 0.27
SP | Hydro | 39 | BOAG_P | 6.6 | 5.6 | 1.12 | 1.58
SP | Hydro | 39 | BRAC_P | 2.85 | 2.42 | 0.48 | 0.68
SP | Hydro | 39 | BROA_P | 1.14 | 0.97 | 0.19 | 0.27
SP | Hydro | 39 | BUMU_P | 0.95 | 0.81 | 0.16 | 0.23
SP | Hydro | 39 | CAAD_P | 2.28 | 1.93 | 0.39 | 0.55
SP | Hydro | 39 | CAFA | 12.6 | 10.69 | 2.14 | 3.02
SP | Hydro | 39 | CASS_P | 4.27 | 3.63 | 0.73 | 1.03
SP | Hydro | 39 | CEAN_P | 3.08 | 2.62 | 0.52 | 0.74
SP | Hydro | 39 | CLAC_P | 9.83 | 8.34 | 1.67 | 2.36
SP | Hydro | 39 | DUGR_P | 2.56 | 2.18 | 0.44 | 0.62
SP | Hydro | 39 | DUNO_P | 8.19 | 6.95 | 1.39 | 1.96
SP | Hydro | 39 | EAST | 14.9 | 12.65 | 2.53 | 3.58
SP | Hydro | 39 | ELLA_1 | 2.1 | 1.78 | 0.36 | 0.5
SP | Hydro | 39 | FASN_P | 2.37 | 2.02 | 0.4 | 0.57
SP | Hydro | 39 | FAUG_P | 7.97 | 6.76 | 1.35 | 1.91
SP | Hydro | 39 | FOUR_1 | 6.3 | 5.34 | 1.07 | 1.51
SP | Hydro | 39 | FWIL_P | 21.54 | 18.28 | 3.66 | 5.17
SP | Hydro | 39 | GLLE | 24.14 | 20.49 | 4.1 | 5.79
SP | Hydro | 39 | GRUB_P | 27.77 | 23.57 | 4.72 | 6.67
SP | Hydro | 39 | HARK_1 | 5.88 | 4.99 | 1 | 1.41
SP | Hydro | 39 | INDQ1 | 1.26 | 1.07 | 0.21 | 0.3
SP | Hydro | 39 | INNE_P | 4.75 | 4.03 | 0.81 | 1.14
SP | Hydro | 39 | KEOO | 26.45 | 22.45 | 4.5 | 6.35
SP | Hydro | 39 | KIIN_P | 10.92 | 9.27 | 1.86 | 2.62
SP | Hydro | 39 | KINL_P | 6.64 | 5.64 | 1.13 | 1.59
SP | Hydro | 39 | LAIR_P | 3.51 | 2.98 | 0.6 | 0.84
SP | Hydro | 39 | LAND1 | 3.04 | 2.58 | 0.52 | 0.73
SP | Hydro | 39 | LINM | 17.84 | 15.14 | 3.03 | 4.28
SP | Hydro | 39 | PENT_1 | 1.12 | 0.95 | 0.19 | 0.27
SP | Hydro | 39 | PORA_P | 8.69 | 7.38 | 1.48 | 2.09
SP | Hydro | 39 | QUOI_P | 3.28 | 2.78 | 0.56 | 0.79
SP | Hydro | 39 | RANN_P | 14.44 | 12.25 | 2.45 | 3.46
SP | Hydro | 39 | RASS_1 | 8.4 | 7.13 | 1.43 | 2.02
SP | Hydro | 39 | RATS_1 | 1.68 | 1.43 | 0.29 | 0.4
SP | Hydro | 39 | SFIL_P | 7.03 | 5.97 | 1.19 | 1.69
SP | Hydro | 39 | SLOY_P | 1.9 | 1.61 | 0.32 | 0.46
SP | Hydro | 39 | SWAN_1 | 49.33 | 41.87 | 8.39 | 11.84
SP | Hydro | 39 | TAYN_P | 12.14 | 10.31 | 2.06 | 2.91
SP | Hydro | 39 | TRAW_1 | 19.63 | 16.66 | 3.34 | 4.71
SP | Hydro | 39 | TUMB_P | 5.13 | 4.35 | 0.87 | 1.23
SP | Hydro | 40 | ALNE_P | 3.8 | 3.22 | 0.65 | 0.91
SP | Hydro | 40 | ARDK_P | 4.94 | 4.19 | 0.84 | 1.19
SP | Hydro | 40 | ARMO_P | 1.14 | 0.97 | 0.19 | 0.27
SP | Hydro | 40 | BOAG_P | 6.6 | 5.6 | 1.12 | 1.58
SP | Hydro | 40 | BRAC_P | 2.85 | 2.42 | 0.48 | 0.68
SP | Hydro | 40 | BROA_P | 1.14 | 0.97 | 0.19 | 0.27
SP | Hydro | 40 | BUMU_P | 0.95 | 0.81 | 0.16 | 0.23
SP | Hydro | 40 | CAAD_P | 2.28 | 1.93 | 0.39 | 0.55
SP | Hydro | 40 | CAFA | 12.6 | 10.69 | 2.14 | 3.02
SP | Hydro | 40 | CASS_P | 4.27 | 3.63 | 0.73 | 1.03
SP | Hydro | 40 | CEAN_P | 3.08 | 2.62 | 0.52 | 0.74
SP | Hydro | 40 | CLAC_P | 9.83 | 8.34 | 1.67 | 2.36
SP | Hydro | 40 | DUGR_P | 2.56 | 2.18 | 0.44 | 0.62
SP | Hydro | 40 | DUNO_P | 8.19 | 6.95 | 1.39 | 1.96
SP | Hydro | 40 | EAST | 14.9 | 12.65 | 2.53 | 3.58
SP | Hydro | 40 | ELLA_1 | 2.1 | 1.78 | 0.36 | 0.5
SP | Hydro | 40 | FASN_P | 2.37 | 2.02 | 0.4 | 0.57
SP | Hydro | 40 | FAUG_P | 7.97 | 6.76 | 1.35 | 1.91
SP | Hydro | 40 | FOUR_1 | 6.3 | 5.34 | 1.07 | 1.51
SP | Hydro | 40 | FWIL_P | 21.54 | 18.28 | 3.66 | 5.17
SP | Hydro | 40 | GLLE | 24.14 | 20.49 | 4.1 | 5.79
SP | Hydro | 40 | GRUB_P | 27.77 | 23.57 | 4.72 | 6.67
SP | Hydro | 40 | HARK_1 | 5.88 | 4.99 | 1 | 1.41
SP | Hydro | 40 | INDQ1 | 1.26 | 1.07 | 0.21 | 0.3
SP | Hydro | 40 | INNE_P | 4.75 | 4.03 | 0.81 | 1.14
SP | Hydro | 40 | KEOO | 26.45 | 22.45 | 4.5 | 6.35
SP | Hydro | 40 | KIIN_P | 10.92 | 9.27 | 1.86 | 2.62
SP | Hydro | 40 | KINL_P | 6.64 | 5.64 | 1.13 | 1.59
SP | Hydro | 40 | LAIR_P | 3.51 | 2.98 | 0.6 | 0.84
SP | Hydro | 40 | LAND1 | 3.04 | 2.58 | 0.52 | 0.73
SP | Hydro | 40 | LINM | 17.84 | 15.14 | 3.03 | 4.28
SP | Hydro | 40 | PENT_1 | 1.12 | 0.95 | 0.19 | 0.27
SP | Hydro | 40 | PORA_P | 8.69 | 7.38 | 1.48 | 2.09
SP | Hydro | 40 | QUOI_P | 3.28 | 2.78 | 0.56 | 0.79
SP | Hydro | 40 | RANN_P | 14.44 | 12.25 | 2.45 | 3.46
SP | Hydro | 40 | RASS_1 | 8.4 | 7.13 | 1.43 | 2.02
SP | Hydro | 40 | RATS_1 | 1.68 | 1.43 | 0.29 | 0.4
SP | Hydro | 40 | SFIL_P | 7.03 | 5.97 | 1.19 | 1.69
SP | Hydro | 40 | SLOY_P | 1.9 | 1.61 | 0.32 | 0.46
SP | Hydro | 40 | SWAN_1 | 49.33 | 41.87 | 8.39 | 11.84
SP | Hydro | 40 | TAYN_P | 12.14 | 10.31 | 2.06 | 2.91
SP | Hydro | 40 | TRAW_1 | 19.63 | 16.66 | 3.34 | 4.71
SP | Hydro | 40 | TUMB_P | 5.13 | 4.35 | 0.87 | 1.23
SP | Other | 17 | ABHA1 | 8.14 | 4.84 | 4.84 | 4.84
SP | Other | 17 | ABNE_P | 5.63 | 3.41 | 3.41 | 3.41
SP | Other | 17 | ABTH_1 | 27.2 | 23.72 | 8.89 | 8.83
SP | Other | 17 | ALNE_P | 6.95 | 6.12 | 3.04 | 4.38
SP | Other | 17 | ALVE1 | 9.78 | 6.01 | 6.01 | 6.01
SP | Other | 17 | AMEM_1 | 11.15 | 8.39 | 2.47 | 2.47
SP | Other | 17 | ARMO_P | 5 | 4.73 | 0 | 0
SP | Other | 17 | BARKC1 | 153.2 | 106.11 | 73.72 | 77.73
SP | Other | 17 | BARKW3 | 19.2 | 18.15 | 0 | 0
SP | Other | 17 | BEDD_1 | 75.66 | 64.71 | 10.61 | 10.61
SP | Other | 17 | BESW_1 | 15.1 | 9.43 | 8.11 | 8.1
SP | Other | 17 | BICF_1 | 46.69 | 39.57 | 21.43 | 31.27
SP | Other | 17 | BIRK_1 | 22.65 | 15.45 | 9.79 | 9.76
SP | Other | 17 | BISW_1 | 22.22 | 16.01 | 11.08 | 11.08
SP | Other | 17 | BLYTB1 | 7.7 | 4.95 | 3.88 | 3.87
SP | Other | 17 | BOLN_1 | 105.85 | 76.3 | 47.61 | 48.44
SP | Other | 17 | BONN | 1.06 | 0.79 | 0.35 | 0.35
SP | Other | 17 | BOTW_1 | 46.31 | 42.97 | 1.37 | 1.37
SP | Other | 17 | BRAI_1 | 12.36 | 7.39 | 7.39 | 7.39
SP | Other | 17 | BRAW_1 | 28.02 | 21.65 | 9.51 | 9.5
SP | Other | 17 | BRED_1 | 8.75 | 5.31 | 4.73 | 4.73
SP | Other | 17 | BRFO_1 | 142.62 | 122.71 | 29.87 | 33.44
SP | Other | 17 | BRIM_1 | 8.7 | 6.26 | 3.29 | 3.27
SP | Other | 17 | BRLE_1 | 86.47 | 73.03 | 14.2 | 14.18
SP | Other | 17 | BRWA1 | 20.37 | 16.65 | 5.55 | 6.34
SP | Other | 17 | BURM_1 | 240.36 | 183.44 | 110.31 | 118.53
SP | Other | 17 | BUSH_1 | 20.49 | 12.51 | 12.51 | 12.51
SP | Other | 17 | BUST_1 | 3.13 | 1.86 | 1.86 | 1.86
SP | Other | 17 | CANTN1 | 85.05 | 76.73 | 6.44 | 6.44
SP | Other | 17 | CAPEA1 | 181.75 | 160.59 | 40.84 | 40.59
SP | Other | 17 | CARE_1 | 101.98 | 82.87 | 25.97 | 25.94
SP | Other | 17 | CARR_1 | 128.86 | 103.94 | 34.88 | 43.67
SP | Other | 17 | CELL_1 | 122.66 | 95.71 | 37.8 | 39.73
SP | Other | 17 | CHIC_1 | 50.55 | 47.43 | 0.69 | 0.69
SP | Other | 17 | CHSI_1 | 7.35 | 6.59 | 0.61 | 0.61
SP | Other | 17 | CHTE_1 | 43.23 | 36.19 | 8.87 | 8.87
SP | Other | 17 | CITR_1 | 20.2 | 17.16 | 4.89 | 4.85
SP | Other | 17 | CLAY_P | 1 | 0.49 | 0.49 | 0.49
SP | Other | 17 | CLYM | 7.21 | 4.28 | 4.28 | 4.28
SP | Other | 17 | CONQA1 | 43.9 | 35.91 | 17.13 | 17.36
SP | Other | 17 | COVE_1 | 41.92 | 29.98 | 20.76 | 20.75
SP | Other | 17 | COWL_1 | 48.8 | 34.05 | 23.24 | 23.24
SP | Other | 17 | COYL | 6.84 | 4.06 | 4.06 | 4.06
SP | Other | 17 | CREB_1 | 17.25 | 12.8 | 6.02 | 6
SP | Other | 17 | CUMB | 18.85 | 11.51 | 11.21 | 11.21
SP | Other | 17 | CUPA | 1.4 | 0.87 | 0.87 | 0.87
SP | Other | 17 | DALM3 | 16 | 11.84 | 7.69 | 7.69
SP | Other | 17 | DEWP | 1.41 | 1.05 | 0.46 | 0.46
SP | Other | 17 | DRAK_1 | 13.12 | 8.39 | 6.26 | 6.24
SP | Other | 17 | DRAX_1 | 38.64 | 34.23 | 10.35 | 14.15
SP | Other | 17 | DUDH_P | 3.8 | 2.81 | 1.24 | 1.23
SP | Other | 17 | DUNB | 6.8 | 4.85 | 3.48 | 3.48
SP | Other | 17 | DUNF | 3.44 | 2.07 | 2.07 | 2.07
SP | Other | 17 | EALI_6 | 9.94 | 5.31 | 4.35 | 4.35
SP | Other | 17 | EASO_1 | 11.07 | 7.92 | 5.3 | 6.06
SP | Other | 17 | ECLA_1 | 48.84 | 31.71 | 24.32 | 24.3
SP | Other | 17 | EKIS | 6.3 | 3.74 | 3.74 | 3.74
SP | Other | 17 | ELLA_1 | 102.18 | 81.59 | 19.44 | 19.36
SP | Other | 17 | ELST_1 | 8.41 | 7.04 | 1.74 | 1.74
SP | Other | 17 | ENDE_1 | 34.58 | 21.95 | 18.17 | 18.58
SP | Other | 17 | EXET1 | 70.36 | 61.16 | 9.73 | 9.71
SP | Other | 17 | FAWL_1 | 209.97 | 174.95 | 31.61 | 31.46
SP | Other | 17 | FECK_6 | 42.47 | 37.13 | 6.44 | 7.23
SP | Other | 17 | FERRA2 | 17.3 | 14.95 | 2.38 | 2.38
SP | Other | 17 | FERRB1 | 98.34 | 72.65 | 48.01 | 49.59
SP | Other | 17 | FIDF_1 | 103.67 | 83.69 | 28.1 | 34.56
SP | Other | 17 | FLEE_1 | 35.61 | 32.4 | 2.14 | 2.14
SP | Other | 17 | FOUR_1 | 1.49 | 0.93 | 0.93 | 0.93
SP | Other | 17 | FROD_1 | 315.19 | 261.93 | 64.88 | 64.45
SP | Other | 17 | GLRO | 2 | 1.24 | 1.24 | 1.24
SP | Other | 17 | GREN_1 | 105.75 | 80.28 | 48.73 | 59.61
SP | Other | 17 | GRIW_1 | 79.35 | 65.73 | 28.12 | 27.96
SP | Other | 17 | G_EXTRA_2 | 1.2 | 0.74 | 0.74 | 0.74
SP | Other | 17 | G_EXTRA_4 | 4.78 | 2.84 | 2.84 | 2.84
SP | Other | 17 | G_EXTRA_5 | 6.6 | 3.92 | 3.92 | 3.92
SP | Other | 17 | G_EXTRA_8 | 3.56 | 2.18 | 2.18 | 2.18
SP | Other | 17 | G_EXTRA_9 | 2.4 | 1.78 | 1.15 | 1.15
SP | Other | 17 | HACK_1 | 2.96 | 2.19 | 0.97 | 0.96
SP | Other | 17 | HACK_6 | 9 | 8.51 | 0 | 0
SP | Other | 17 | HAMHC1 | 25.18 | 12.74 | 12.74 | 12.74
SP | Other | 17 | HARK_1 | 26.11 | 17.62 | 8.64 | 8.63
SP | Other | 17 | HAWP_6 | 3.8 | 2.26 | 2.26 | 2.26
SP | Other | 17 | HEYS_1 | 9.8 | 6.05 | 5.39 | 5.39
SP | Other | 17 | HURS_1 | 12.41 | 8.95 | 4.7 | 4.7
SP | Other | 17 | HUTT_1 | 98.71 | 79.62 | 38.2 | 49.85
SP | Other | 17 | INDQ1 | 50.43 | 38.78 | 21.85 | 21.83
SP | Other | 17 | IROA1 | 8.81 | 6.02 | 3.79 | 3.78
SP | Other | 17 | IRONB1 | 6.15 | 3.68 | 3.68 | 3.68
SP | Other | 17 | IVER_1 | 171.34 | 141.21 | 72.03 | 76.23
SP | Other | 17 | KAIM | 3.85 | 2.68 | 1.57 | 1.56
SP | Other | 17 | KEAD_1 | 12.96 | 7.76 | 7.76 | 7.76
SP | Other | 17 | KEAR_1 | 34.15 | 21.99 | 20.09 | 20.09
SP | Other | 17 | KEIT_P | 18.94 | 16.37 | 8.45 | 12.36
SP | Other | 17 | KEMS_1 | 335.64 | 268.59 | 166.19 | 181.02
SP | Other | 17 | KIER | 5 | 2.97 | 2.97 | 2.97
SP | Other | 17 | KILT | 6.33 | 5.01 | 2.33 | 2.88
SP | Other | 17 | KILW | 17 | 14.57 | 5.85 | 5.81
SP | Other | 17 | KINO_1 | 149.68 | 124.05 | 55.82 | 55.59
SP | Other | 17 | KINT_P | 7.5 | 5.55 | 2.45 | 2.43
SP | Other | 17 | KIRKB1 | 4.19 | 3.68 | 2.21 | 2.64
SP | Other | 17 | KNAR | 3.32 | 2.06 | 2.06 | 2.06
SP | Other | 17 | LACK_6 | 113.41 | 87.57 | 58.81 | 66.21
SP | Other | 17 | LALE1SG003 | 59.91 | 44.46 | 26.17 | 26.54
SP | Other | 17 | LAND1 | 102.49 | 87.18 | 25.55 | 25.87
SP | Other | 17 | LEGA_1 | 11.59 | 7.36 | 5.73 | 5.72
SP | Other | 17 | LEVE | 23.09 | 16.97 | 10.23 | 11.23
SP | Other | 17 | LINM | 2.6 | 1.54 | 1.54 | 1.54
SP | Other | 17 | LISD_1 | 39.29 | 32.55 | 13.15 | 13.07
SP | Other | 17 | LITT_C | 10.9 | 7.81 | 2.65 | 2.65
SP | Other | 17 | LITT_J | 17.7 | 13.1 | 5.79 | 5.75
SP | Other | 17 | LODR_6 | 3.64 | 3.44 | 0 | 0
SP | Other | 17 | LOVE_1 | 128.32 | 110.74 | 19.54 | 19.52
SP | Other | 17 | LUNA_P | 2.14 | 1.55 | 1.11 | 1.3
SP | Other | 17 | MACC_3 | 26.88 | 19.3 | 9.87 | 9.82
SP | Other | 17 | MANN_1 | 29.76 | 19.77 | 15.66 | 16.69
SP | Other | 17 | MAYB | 10.25 | 7.58 | 3.5 | 3.48
SP | Other | 17 | MELK_1 | 39.86 | 32.47 | 8.39 | 8.38
SP | Other | 17 | MILC_P | 9.7 | 7.03 | 4.78 | 4.78
SP | Other | 17 | MILH_1 | 3.84 | 3.63 | 0 | 0
SP | Other | 17 | MITY_1 | 9.8 | 6.32 | 4.64 | 4.64
SP | Other | 17 | MYBS_P | 1.57 | 1.38 | 0.69 | 1.06
SP | Other | 17 | NEAR | 14.77 | 12.33 | 9.2 | 9.2
SP | Other | 17 | NECE_1 | 159.5 | 137.2 | 32.65 | 32.61
SP | Other | 17 | NEWX_6 | 39.07 | 29.3 | 23.03 | 23.02
SP | Other | 17 | NFLE | 5.39 | 3.64 | 2.46 | 2.46
SP | Other | 17 | NINF_1 | 6.33 | 4.1 | 3.14 | 3.14
SP | Other | 17 | NORM_1 | 105.11 | 86.06 | 40.85 | 50.92
SP | Other | 17 | NORT_1 | 3.58 | 2.35 | 1.71 | 1.71
SP | Other | 17 | NURS_1 | 37.55 | 27.69 | 14.58 | 14.55
SP | Other | 17 | OCKH_1 | 4.4 | 2.61 | 2.61 | 2.61
SP | Other | 17 | OFFE_3 | 9 | 5.35 | 5.35 | 5.35
SP | Other | 17 | OLDB_1 | 54.1 | 45 | 32.31 | 32.3
SP | Other | 17 | OSBA_1 | 50.65 | 45.58 | 4.12 | 4.11
SP | Other | 17 | PADIB1 | 73.8 | 61.62 | 6.66 | 6.9
SP | Other | 17 | PELH_1 | 5.93 | 3.59 | 3.59 | 3.59
SP | Other | 17 | PEMB_1 | 31 | 22.59 | 10.78 | 10.72
SP | Other | 17 | PENN_1 | 4.1 | 2.4 | 2.4 | 2.4
SP | Other | 17 | PENT_1 | 5.13 | 3.08 | 3.08 | 3.08
SP | Other | 17 | PENW_1 | 31.13 | 20.37 | 15.41 | 15.38
SP | Other | 17 | PERS_P | 13.4 | 9.45 | 5.24 | 5.21
SP | Other | 17 | POOB | 8.78 | 4.87 | 4.87 | 4.87
SP | Other | 17 | POPP_3 | 19.38 | 12.71 | 10.85 | 11.86
SP | Other | 17 | PORA_P | 6.2 | 5.86 | 0 | 0
SP | Other | 17 | PYLE_1 | 34.51 | 28.6 | 11.41 | 14.52
SP | Other | 17 | RAIN_1 | 58.66 | 51.76 | 6.25 | 6.25
SP | Other | 17 | RASS_1 | 67.09 | 59.39 | 6.92 | 6.92
SP | Other | 17 | RATS_1 | 62.15 | 48.35 | 18.66 | 18.61
SP | Other | 17 | RAYL_1 | 42.94 | 30.08 | 17.47 | 17.47
SP | Other | 17 | RICH1 | 14.8 | 10.95 | 4.84 | 4.8
SP | Other | 17 | ROCH_1 | 12.04 | 7.04 | 7.04 | 7.04
SP | Other | 17 | RYEH_1 | 28.9 | 19.04 | 13.33 | 13.31
SP | Other | 17 | SALH_1 | 428.64 | 336.63 | 111.12 | 110.65
SP | Other | 17 | SALT_1 | 28.73 | 25.2 | 3.27 | 3.25
SP | Other | 17 | SBAR | 5 | 4.73 | 0 | 0
SP | Other | 17 | SEAB1 | 110.8 | 90.38 | 36.02 | 36.01
SP | Other | 17 | SELL_1 | 14.68 | 13.1 | 1.31 | 1.31
SP | Other | 17 | SHEC_3 | 23.37 | 16.7 | 14.72 | 14.72
SP | Other | 17 | SHRW_1 | 12.16 | 8.47 | 6.39 | 6.39
SP | Other | 17 | SJOW_1 | 14.02 | 10.37 | 4.58 | 4.55
SP | Other | 17 | SKLGB1 | 37.79 | 31.21 | 7.61 | 7.6
SP | Other | 17 | SMAN_1 | 64.88 | 49.34 | 21.43 | 22.35
SP | Other | 17 | SPEN_1 | 145.97 | 112.16 | 76.63 | 83.95
SP | Other | 17 | STAH_1 | 27.56 | 21.16 | 11.24 | 13.11
SP | Other | 17 | STAY_1 | 69.16 | 52.71 | 24.77 | 24.74
SP | Other | 17 | STEN_1 | 8.25 | 5.48 | 3.83 | 3.82
SP | Other | 17 | STES_1 | 20.1 | 13.28 | 9.56 | 9.54
SP | Other | 17 | STIR | 15 | 13.2 | 6.56 | 9.45
SP | Other | 17 | STLE | 11.11 | 7.5 | 5.94 | 5.94
SP | Other | 17 | STRI_P | 3.2 | 1.9 | 1.9 | 1.9
SP | Other | 17 | SUND_1 | 47.77 | 28.99 | 26.63 | 26.63
SP | Other | 17 | SWAN_1 | 154.69 | 142.61 | 6.86 | 7.29
SP | Other | 17 | TAUN1 | 26.3 | 21.9 | 8.17 | 10.49
SP | Other | 17 | TAYN_P | 2.8 | 2.65 | 0 | 0
SP | Other | 17 | TEMP_3 | 2.2 | 1.47 | 1.02 | 1.01
SP | Other | 17 | THOM_6 | 59.47 | 48.12 | 15 | 15.52
SP | Other | 17 | THSO_P | 12.2 | 2.68 | 0.47 | 0.47
SP | Other | 17 | THUR_6 | 4.2 | 3.97 | 0 | 0
SP | Other | 17 | TILBB_1 | 22.03 | 14.49 | 10.71 | 10.71
SP | Other | 17 | TOTT_1 | 55.82 | 40.52 | 26.85 | 26.85
SP | Other | 17 | TRAW_1 | 2.12 | 1.26 | 1.26 | 1.26
SP | Other | 17 | TYNE_1 | 9.87 | 5.84 | 4.16 | 4.15
SP | Other | 17 | TYNE_2 | 20 | 18.91 | 0 | 0
SP | Other | 17 | UPPB_1 | 56.58 | 53.49 | 0 | 0
SP | Other | 17 | UPPB_3 | 17.41 | 16 | 0.87 | 0.87
SP | Other | 17 | USKM_1 | 39.01 | 30.61 | 17.5 | 21.38
SP | Other | 17 | WALH_1 | 17.94 | 11.22 | 9.66 | 10.11
SP | Other | 17 | WALP_1 | 101.51 | 87.7 | 33.28 | 33.07
SP | Other | 17 | WALP_B | 30.85 | 25.17 | 6.27 | 6.27
SP | Other | 17 | WASF_1 | 43.98 | 30.5 | 18.11 | 18.04
SP | Other | 17 | WATFS_1 | 5.29 | 3.77 | 2.35 | 2.35
SP | Other | 17 | WBUR_1 | 21 | 14.69 | 9.89 | 10.17
SP | Other | 17 | WFIE | 12.5 | 11 | 5.47 | 7.87
SP | Other | 17 | WHAM_1 | 48.46 | 37.51 | 14.21 | 14.84
SP | Other | 17 | WHGA_1 | 3.26 | 1.81 | 1.81 | 1.81
SP | Other | 17 | WHHO | 1.64 | 1.22 | 0.54 | 0.53
SP | Other | 17 | WIBA_3 | 44.24 | 38.17 | 19.45 | 27.58
SP | Other | 17 | WIEN_1 | 31 | 22.94 | 14.9 | 14.9
SP | Other | 17 | WILL_1 | 57.81 | 42.28 | 19.21 | 19.08
SP | Other | 17 | WIMBN1 | 8.1 | 7.66 | 0 | 0
SP | Other | 17 | WIMBS1 | 9.33 | 7.92 | 2.79 | 2.79
SP | Other | 17 | WISD_6 | 2 | 1.48 | 0.65 | 0.65
SP | Other | 17 | WMEL_1 | 30.9 | 27.91 | 2.49 | 2.49
SP | Other | 17 | WTHU31 | 22.8 | 13.54 | 13.54 | 13.54
SP | Other | 17 | WWEY_1 | 10.76 | 7.56 | 4.02 | 4.02
SP | Other | 17 | WYMOM_1 | 10.29 | 6.18 | 6.18 | 6.18
SP | Other | 18 | ABHA1 | 8.01 | 4.76 | 4.76 | 4.76
SP | Other | 18 | ABNE_P | 5.67 | 3.48 | 3.48 | 3.48
SP | Other | 18 | ABTH_1 | 28.61 | 25.18 | 9.35 | 9.29
SP | Other | 18 | ALNE_P | 8.23 | 7.24 | 3.6 | 5.18
SP | Other | 18 | ALVE1 | 10.04 | 6.33 | 6.33 | 6.33
SP | Other | 18 | AMEM_1 | 11.08 | 8.35 | 2.43 | 2.43
SP | Other | 18 | ARMO_P | 5 | 4.73 | 0 | 0
SP | Other | 18 | BARKC1 | 159.12 | 111.04 | 76.03 | 80.77
SP | Other | 18 | BARKW3 | 24.73 | 23.38 | 0 | 0
SP | Other | 18 | BEDD_1 | 77.11 | 66.11 | 10.53 | 10.53
SP | Other | 18 | BESW_1 | 14.91 | 9.32 | 8 | 7.99
SP | Other | 18 | BICF_1 | 48.4 | 41.14 | 22.29 | 32.51
SP | Other | 18 | BIRK_1 | 22.51 | 15.37 | 9.71 | 9.68
SP | Other | 18 | BISW_1 | 22.31 | 16.11 | 11.15 | 11.15
SP | Other | 18 | BLYTB1 | 7.62 | 4.91 | 3.83 | 3.83
SP | Other | 18 | BOLN_1 | 115.8 | 85.68 | 48.28 | 49.27
SP | Other | 18 | BONN | 1.06 | 0.79 | 0.35 | 0.35
SP | Other | 18 | BOTW_1 | 58.94 | 54.92 | 1.35 | 1.35
SP | Other | 18 | BRAI_1 | 12.28 | 7.39 | 7.39 | 7.39
SP | Other | 18 | BRAW_1 | 31.59 | 24.97 | 9.56 | 9.56
SP | Other | 18 | BRED_1 | 8.87 | 5.43 | 4.85 | 4.85
SP | Other | 18 | BRFO_1 | 171.11 | 149.24 | 32.08 | 36.31
SP | Other | 18 | BRIM_1 | 8.76 | 6.32 | 3.35 | 3.34
SP | Other | 18 | BRLE_1 | 97.33 | 83.27 | 14.4 | 14.38
SP | Other | 18 | BRWA1 | 32.72 | 28.37 | 5.58 | 6.4
SP | Other | 18 | BURM_1 | 253.7 | 197.27 | 117.6 | 127.36
SP | Other | 18 | BUSH_1 | 20.88 | 13.03 | 13.03 | 13.03
SP | Other | 18 | BUST_1 | 3.08 | 1.83 | 1.83 | 1.83
SP | Other | 18 | CANTN1 | 102.56 | 93.35 | 6.5 | 6.5
SP | Other | 18 | CAPEA1 | 198.74 | 177.16 | 42.65 | 42.38
SP | Other | 18 | CARE_1 | 139.87 | 118.64 | 26.28 | 26.25
SP | Other | 18 | CARR_1 | 137.47 | 111.86 | 38.63 | 49.04
SP | Other | 18 | CELL_1 | 147.82 | 119.37 | 38.65 | 40.96
SP | Other | 18 | CHIC_1 | 51.28 | 48.13 | 0.73 | 0.73
SP | Other | 18 | CHSI_1 | 9.15 | 8.3 | 0.6 | 0.6
SP | Other | 18 | CHTE_1 | 78.24 | 69.33 | 9.37 | 9.37
SP | Other | 18 | CITR_1 | 22.16 | 19.05 | 5.03 | 5
SP | Other | 18 | CLAY_P | 1.03 | 0.5 | 0.5 | 0.5
SP | Other | 18 | CLYM | 7.1 | 4.22 | 4.22 | 4.22
SP | Other | 18 | CONQA1 | 63.88 | 54.25 | 19.03 | 19.26
SP | Other | 18 | COVE_1 | 45.84 | 33.25 | 22.16 | 22.15
SP | Other | 18 | COWL_1 | 50.01 | 35.22 | 23.2 | 23.2
SP | Other | 18 | COYL | 6.73 | 4 | 4 | 4
SP | Other | 18 | CREB_1 | 22.16 | 17.49 | 6.15 | 6.14
SP | Other | 18 | CUMB | 19.07 | 11.79 | 11.47 | 11.47
SP | Other | 18 | CUPA | 1.45 | 0.93 | 0.93 | 0.93
SP | Other | 18 | DALM3 | 18.72 | 13.85 | 9.41 | 9.41
SP | Other | 18 | DEWP | 1.41 | 1.05 | 0.46 | 0.46
SP | Other | 18 | DRAK_1 | 13.15 | 8.44 | 6.31 | 6.29
SP | Other | 18 | DRAX_1 | 61.51 | 55.63 | 11.91 | 16.42
SP | Other | 18 | DUDH_P | 3.8 | 2.81 | 1.24 | 1.23
SP | Other | 18 | DUNB | 7.76 | 5.58 | 4.11 | 4.11
SP | Other | 18 | DUNF | 3.45 | 2.1 | 2.1 | 2.1
SP | Other | 18 | EALI_6 | 10.57 | 5.75 | 4.51 | 4.51
SP | Other | 18 | EASO_1 | 11.12 | 7.98 | 5.31 | 6.1
SP | Other | 18 | ECLA_1 | 49.25 | 32.31 | 24.05 | 24.02
SP | Other | 18 | EKIS | 6.2 | 3.68 | 3.68 | 3.68
SP | Other | 18 | ELLA_1 | 102.25 | 82.03 | 19.47 | 19.39
SP | Other | 18 | ELST_1 | 10.13 | 8.69 | 1.87 | 1.87
SP | Other | 18 | ENDE_1 | 35 | 22.44 | 18.48 | 18.97
SP | Other | 18 | EXET1 | 70.43 | 61.27 | 9.83 | 9.81
SP | Other | 18 | FAWL_1 | 213.79 | 178.76 | 33.24 | 33.07
SP | Other | 18 | FECK_6 | 51.89 | 46.04 | 6.7 | 7.63
SP | Other | 18 | FERRA2 | 33.25 | 30.05 | 2.34 | 2.34
SP | Other | 18 | FERRB1 | 100.29 | 74.36 | 48.94 | 50.81
SP | Other | 18 | FIDF_1 | 105.95 | 86.18 | 29.18 | 36.12
SP | Other | 18 | FLEE_1 | 74.11 | 68.81 | 2.11 | 2.11
SP | Other | 18 | FOUR_1 | 1.55 | 0.99 | 0.99 | 0.99
SP | Other | 18 | FROD_1 | 321.44 | 269.27 | 66.87 | 66.43
SP | Other | 18 | GLRO | 2.08 | 1.33 | 1.33 | 1.33
SP | Other | 18 | GREN_1 | 112.93 | 86.68 | 51.94 | 64.23
SP | Other | 18 | GRIW_1 | 82.77 | 69.17 | 29.3 | 29.13
SP | Other | 18 | G_EXTRA_2 | 1.25 | 0.8 | 0.8 | 0.8
SP | Other | 18 | G_EXTRA_4 | 4.7 | 2.79 | 2.79 | 2.79
SP | Other | 18 | G_EXTRA_5 | 6.5 | 3.86 | 3.86 | 3.86
SP | Other | 18 | G_EXTRA_8 | 3.64 | 2.28 | 2.28 | 2.28
SP | Other | 18 | G_EXTRA_9 | 2.81 | 2.08 | 1.41 | 1.41
SP | Other | 18 | HACK_1 | 2.96 | 2.19 | 0.97 | 0.96
SP | Other | 18 | HACK_6 | 11.59 | 10.96 | 0 | 0
SP | Other | 18 | HAMHC1 | 25.94 | 13.16 | 13.16 | 13.16
SP | Other | 18 | HARK_1 | 28.29 | 19.5 | 8.89 | 8.88
SP | Other | 18 | HAWP_6 | 3.74 | 2.22 | 2.22 | 2.22
SP | Other | 18 | HEYS_1 | 9.67 | 5.98 | 5.32 | 5.31
SP | Other | 18 | HURS_1 | 13.58 | 10.1 | 4.62 | 4.62
SP | Other | 18 | HUTT_1 | 100.58 | 81.28 | 39.01 | 51.13
SP | Other | 18 | INDQ1 | 56.95 | 44.34 | 23.79 | 23.77
SP | Other | 18 | IROA1 | 8.75 | 5.99 | 3.76 | 3.74
SP | Other | 18 | IRONB1 | 6.11 | 3.68 | 3.68 | 3.68
SP | Other | 18 | IVER_1 | 181.93 | 150.73 | 76.96 | 81.32
SP | Other | 18 | KAIM | 3.83 | 2.67 | 1.55 | 1.55
SP | Other | 18 | KEAD_1 | 12.88 | 7.76 | 7.76 | 7.76
SP | Other | 18 | KEAR_1 | 35.65 | 23.19 | 21.14 | 21.14
SP | Other | 18 | KEIT_P | 20.79 | 18 | 9.25 | 13.54
SP | Other | 18 | KEMS_1 | 367.56 | 295.01 | 183.03 | 199.81
SP | Other | 18 | KIER | 4.92 | 2.92 | 2.92 | 2.92
SP | Other | 18 | KILT | 6.42 | 5.09 | 2.37 | 2.94
SP | Other | 18 | KILW | 17.04 | 14.74 | 5.89 | 5.86
SP | Other | 18 | KINO_1 | 155.56 | 130.02 | 57.63 | 57.39
SP | Other | 18 | KINT_P | 7.5 | 5.55 | 2.45 | 2.43
SP | Other | 18 | KIRKB1 | 5.67 | 4.98 | 3.09 | 3.59
SP | Other | 18 | KNAR | 3.44 | 2.2 | 2.2 | 2.2
SP | Other | 18 | LACK_6 | 127.34 | 98.91 | 66.33 | 75.11
SP | Other | 18 | LALE1SG003 | 62.07 | 46.48 | 26.34 | 26.78
SP | Other | 18 | LAND1 | 125.24 | 107.99 | 28.84 | 29.21
SP | Other | 18 | LEGA_1 | 11.58 | 7.37 | 5.75 | 5.74
SP | Other | 18 | LEVE | 24.16 | 18.03 | 10.86 | 12.05
SP | Other | 18 | LINM | 2.56 | 1.52 | 1.52 | 1.52
SP | Other | 18 | LISD_1 | 40.92 | 34.19 | 13.7 | 13.61
SP | Other | 18 | LITT_C | 12.68 | 9.39 | 2.76 | 2.76
SP | Other | 18 | LITT_J | 17.7 | 13.1 | 5.79 | 5.75
SP | Other | 18 | LODR_6 | 4.69 | 4.43 | 0 | 0
SP | Other | 18 | LOVE_1 | 168.21 | 148.48 | 19.71 | 19.68
SP | Other | 18 | LUNA_P | 2.3 | 1.71 | 1.18 | 1.41
SP | Other | 18 | MACC_3 | 26.81 | 19.26 | 9.83 | 9.78
SP | Other | 18 | MANN_1 | 30.93 | 20.94 | 15.98 | 17.15
SP | Other | 18 | MAYB | 10.42 | 7.71 | 3.61 | 3.59
SP | Other | 18 | MELK_1 | 55.71 | 47.5 | 8.31 | 8.3
SP | Other | 18 | MILC_P | 9.74 | 7.06 | 4.79 | 4.79
SP | Other | 18 | MILH_1 | 4.94 | 4.67 | 0 | 0
SP | Other | 18 | MITY_1 | 10.25 | 6.77 | 4.6 | 4.6
SP | Other | 18 | MYBS_P | 1.63 | 1.44 | 0.71 | 1.11
SP | Other | 18 | NEAR | 19.88 | 16.83 | 12.41 | 12.41
SP | Other | 18 | NECE_1 | 165.5 | 142.6 | 36.68 | 36.64
SP | Other | 18 | NEWX_6 | 44.21 | 33.21 | 25.96 | 25.95
SP | Other | 18 | NFLE | 5.68 | 3.94 | 2.42 | 2.42
SP | Other | 18 | NINF_1 | 6.26 | 4.06 | 3.1 | 3.1
SP | Other | 18 | NORM_1 | 101.5 | 83.16 | 40.43 | 52.34
SP | Other | 18 | NORT_1 | 3.55 | 2.33 | 1.69 | 1.69
SP | Other | 18 | NURS_1 | 39.09 | 29.11 | 14.62 | 14.59
SP | Other | 18 | OCKH_1 | 4.33 | 2.57 | 2.57 | 2.57
SP | Other | 18 | OFFE_3 | 8.86 | 5.26 | 5.26 | 5.26
SP | Other | 18 | OLDB_1 | 76.05 | 64.3 | 46.53 | 46.52
SP | Other | 18 | OSBA_1 | 50.82 | 45.77 | 4.32 | 4.31
SP | Other | 18 | PADIB1 | 73.92 | 62.23 | 6.69 | 6.97
SP | Other | 18 | PELH_1 | 5.98 | 3.68 | 3.68 | 3.68
SP | Other | 18 | PEMB_1 | 30.96 | 22.57 | 10.76 | 10.69
SP | Other | 18 | PENN_1 | 4.24 | 2.55 | 2.55 | 2.55
SP | Other | 18 | PENT_1 | 5.11 | 3.09 | 3.09 | 3.09
SP | Other | 18 | PENW_1 | 31.23 | 20.62 | 15.66 | 15.64
SP | Other | 18 | PERS_P | 13.35 | 9.42 | 5.21 | 5.18
SP | Other | 18 | POOB | 8.89 | 4.96 | 4.96 | 4.96
SP | Other | 18 | POPP_3 | 19.3 | 12.71 | 10.78 | 11.83
SP | Other | 18 | PORA_P | 6.2 | 5.86 | 0 | 0
SP | Other | 18 | PYLE_1 | 49.74 | 42.78 | 12.88 | 16.57
SP | Other | 18 | RAIN_1 | 107.32 | 97.82 | 6.16 | 6.16
SP | Other | 18 | RASS_1 | 112.29 | 102.19 | 6.87 | 6.87
SP | Other | 18 | RATS_1 | 67.98 | 53.93 | 18.78 | 18.74
SP | Other | 18 | RAYL_1 | 46.37 | 33.46 | 17.22 | 17.22
SP | Other | 18 | RICH1 | 14.8 | 10.95 | 4.84 | 4.8
SP | Other | 18 | ROCH_1 | 11.91 | 6.96 | 6.96 | 6.96
SP | Other | 18 | RYEH_1 | 29.83 | 19.96 | 13.44 | 13.43
SP | Other | 18 | SALH_1 | 429.46 | 338.15 | 111.84 | 111.37
SP | Other | 18 | SALT_1 | 34.51 | 30.69 | 3.31 | 3.29
SP | Other | 18 | SBAR | 11.03 | 10.43 | 0 | 0
SP | Other | 18 | SEAB1 | 120.26 | 97.92 | 41.6 | 41.59
SP | Other | 18 | SELL_1 | 27.89 | 25.61 | 1.29 | 1.29
SP | Other | 18 | SHEC_3 | 25.84 | 18.53 | 16.3 | 16.3
SP | Other | 18 | SHRW_1 | 12.3 | 8.62 | 6.53 | 6.53
SP | Other | 18 | SJOW_1 | 14.02 | 10.37 | 4.58 | 4.55
SP | Other | 18 | SKLGB1 | 65.36 | 57.33 | 7.57 | 7.56
SP | Other | 18 | SMAN_1 | 77.99 | 61.81 | 21.83 | 22.79
SP | Other | 18 | SPEN_1 | 160.18 | 123.33 | 84.91 | 93.07
SP | Other | 18 | STAH_1 | 29.32 | 22.72 | 12 | 14.22
SP | Other | 18 | STAY_1 | 94.31 | 76.59 | 25.48 | 25.46
SP | Other | 18 | STEN_1 | 8.18 | 5.44 | 3.79 | 3.78
SP | Other | 18 | STES_1 | 19.98 | 13.23 | 9.51 | 9.49
SP | Other | 18 | STIR | 17.76 | 15.63 | 7.77 | 11.18
SP | Other | 18 | STLE | 12.07 | 8.24 | 6.58 | 6.58
SP | Other | 18 | STRI_P | 3.15 | 1.87 | 1.87 | 1.87
SP | Other | 18 | SUND_1 | 47.89 | 29.3 | 26.26 | 26.26
SP | Other | 18 | SWAN_1 | 204.95 | 190.14 | 6.96 | 7.47
SP | Other | 18 | TAUN1 | 38.62 | 33.56 | 8.27 | 10.68
SP | Other | 18 | TAYN_P | 2.8 | 2.65 | 0 | 0
SP | Other | 18 | TEMP_3 | 2.18 | 1.46 | 1.01 | 1
SP | Other | 18 | THOM_6 | 98.59 | 85.2 | 15.41 | 16.02
SP | Other | 18 | THSO_P | 12.7 | 2.79 | 0.78 | 0.78
SP | Other | 18 | THUR_6 | 9.26 | 8.75 | 0 | 0
SP | Other | 18 | TILBB_1 | 22.89 | 15.41 | 10.54 | 10.54
SP | Other | 18 | TOTT_1 | 56.23 | 40.79 | 27.05 | 27.05
SP | Other | 18 | TRAW_1 | 2.09 | 1.24 | 1.24 | 1.24
SP | Other | 18 | TYNE_1 | 10.09 | 5.95 | 4.26 | 4.25
SP | Other | 18 | TYNE_2 | 25.76 | 24.35 | 0 | 0
SP | Other | 18 | UPPB_1 | 97.24 | 91.93 | 0 | 0
SP | Other | 18 | UPPB_3 | 36.74 | 34.29 | 0.93 | 0.93
SP | Other | 18 | USKM_1 | 42.8 | 34.07 | 19.3 | 23.9
SP | Other | 18 | WALH_1 | 18.38 | 11.62 | 9.88 | 10.4
SP | Other | 18 | WALP_1 | 107.53 | 93.86 | 35.04 | 34.82
SP | Other | 18 | WALP_B | 36.62 | 30.66 | 6.31 | 6.31
SP | Other | 18 | WASF_1 | 43.76 | 30.37 | 17.98 | 17.91
SP | Other | 18 | WATFS_1 | 5.77 | 4.28 | 2.46 | 2.46
SP | Other | 18 | WBUR_1 | 26.13 | 19.65 | 10.38 | 10.68
SP | Other | 18 | WFIE | 14.8 | 13.03 | 6.47 | 9.32
SP | Other | 18 | WHAM_1 | 50.3 | 39.25 | 14.26 | 14.92
SP | Other | 18 | WHGA_1 | 3.27 | 1.81 | 1.81 | 1.81
SP | Other | 18 | WHHO | 1.64 | 1.22 | 0.54 | 0.53
SP | Other | 18 | WIBA_3 | 52.11 | 45.06 | 22.89 | 32.52
SP | Other | 18 | WIEN_1 | 31.17 | 23.07 | 14.99 | 14.99
SP | Other | 18 | WILL_1 | 57.87 | 42.31 | 19.24 | 19.11
SP | Other | 18 | WIMBN1 | 10.43 | 9.86 | 0 | 0
SP | Other | 18 | WIMBS1 | 11.33 | 9.69 | 3.16 | 3.16
SP | Other | 18 | WISD_6 | 2 | 1.48 | 0.65 | 0.65
SP | Other | 18 | WMEL_1 | 62.44 | 57.75 | 2.67 | 2.67
SP | Other | 18 | WTHU31 | 22.44 | 13.33 | 13.33 | 13.33
SP | Other | 18 | WWEY_1 | 11.51 | 8.28 | 4 | 4
SP | Other | 18 | WYMOM_1 | 10.27 | 6.22 | 6.22 | 6.22
SP | Other | 19 | ABHA1 | 7.86 | 4.67 | 4.67 | 4.67
SP | Other | 19 | ABNE_P | 5.7 | 3.55 | 3.55 | 3.55
SP | Other | 19 | ABTH_1 | 28.59 | 25.44 | 9.35 | 9.28
SP | Other | 19 | ALNE_P | 8.23 | 7.24 | 3.6 | 5.18
SP | Other | 19 | ALVE1 | 10.31 | 6.68 | 6.68 | 6.68
SP | Other | 19 | AMEM_1 | 11.01 | 8.3 | 2.38 | 2.38
SP | Other | 19 | ARMO_P | 5 | 4.73 | 0 | 0
SP | Other | 19 | BARKC1 | 163.24 | 114.16 | 77.75 | 82.5
SP | Other | 19 | BARKW3 | 28.49 | 26.93 | 0 | 0
SP | Other | 19 | BEDD_1 | 77.98 | 67 | 10.41 | 10.41
SP | Other | 19 | BESW_1 | 14.69 | 9.19 | 7.87 | 7.86
SP | Other | 19 | BICF_1 | 50.03 | 42.65 | 23.12 | 33.71
SP | Other | 19 | BIRK_1 | 22.35 | 15.28 | 9.61 | 9.58
SP | Other | 19 | BISW_1 | 23.13 | 16.75 | 11.58 | 11.58
SP | Other | 19 | BLYTB1 | 7.53 | 4.85 | 3.78 | 3.77
SP | Other | 19 | BOLN_1 | 124.03 | 93.13 | 49.51 | 50.5
SP | Other | 19 | BONN | 1.06 | 0.79 | 0.35 | 0.35
SP | Other | 19 | BOTW_1 | 67.51 | 63.04 | 1.33 | 1.33
SP | Other | 19 | BRAI_1 | 12.16 | 7.37 | 7.37 | 7.37
SP | Other | 19 | BRAW_1 | 33.99 | 27.2 | 9.58 | 9.57
SP | Other | 19 | BRED_1 | 8.95 | 5.54 | 4.96 | 4.96
SP | Other | 19 | BRFO_1 | 189.41 | 166.2 | 33.27 | 37.5
SP | Other | 19 | BRIM_1 | 8.82 | 6.4 | 3.43 | 3.41
SP | Other | 19 | BRLE_1 | 105.04 | 90.49 | 14.71 | 14.69
SP | Other | 19 | BRWA1 | 41.12 | 36.36 | 5.59 | 6.44
SP | Other | 19 | BURM_1 | 254.63 | 200.45 | 119.97 | 129.72
SP | Other | 19 | BUSH_1 | 21.27 | 13.57 | 13.57 | 13.57
SP | Other | 19 | BUST_1 | 3.02 | 1.79 | 1.79 | 1.79
SP | Other | 19 | CANTN1 | 114.45 | 104.67 | 6.57 | 6.57
SP | Other | 19 | CAPEA1 | 206.27 | 185.48 | 42.54 | 42.28
SP | Other | 19 | CARE_1 | 166.96 | 144 | 27.15 | 27.12
SP | Other | 19 | CARR_1 | 137.45 | 112.38 | 38.59 | 49
SP | Other | 19 | CELL_1 | 164.14 | 134.71 | 38.88 | 41.19
SP | Other | 19 | CHIC_1 | 51.79 | 48.63 | 0.79 | 0.79
SP | Other | 19 | CHSI_1 | 10.37 | 9.46 | 0.59 | 0.59
SP | Other | 19 | CHTE_1 | 101.68 | 91.59 | 9.46 | 9.46
SP | Other | 19 | CITR_1 | 23.18 | 20.11 | 5.03 | 5
SP | Other | 19 | CLAY_P | 1.04 | 0.51 | 0.51 | 0.51
SP | Other | 19 | CLYM | 6.96 | 4.14 | 4.14 | 4.14
SP | Other | 19 | CONQA1 | 79 | 67.86 | 21.33 | 21.58
SP | Other | 19 | COVE_1 | 49.8 | 36.44 | 23.94 | 23.93
SP | Other | 19 | COWL_1 | 51.75 | 36.71 | 23.6 | 23.6
SP | Other | 19 | COYL | 6.6 | 3.92 | 3.92 | 3.92
SP | Other | 19 | CREB_1 | 25.54 | 20.74 | 6.29 | 6.28
SP | Other | 19 | CUMB | 19.15 | 11.98 | 11.64 | 11.64
SP | Other | 19 | CUPA | 1.51 | 1 | 1 | 1
SP | Other | 19 | DALM3 | 19.81 | 14.66 | 10 | 10
SP | Other | 19 | DEWP | 1.42 | 1.05 | 0.46 | 0.46
SP | Other | 19 | DRAK_1 | 13.16 | 8.47 | 6.34 | 6.33
SP | Other | 19 | DRAX_1 | 74.59 | 68.02 | 11.88 | 16.39
SP | Other | 19 | DUDH_P | 3.8 | 2.81 | 1.24 | 1.23
SP | Other | 19 | DUNB | 8.18 | 5.92 | 4.38 | 4.38
SP | Other | 19 | DUNF | 3.45 | 2.13 | 2.13 | 2.13
SP | Other | 19 | EALI_6 | 10.98 | 6.03 | 4.61 | 4.61
SP | Other | 19 | EASO_1 | 11.15 | 8.03 | 5.3 | 6.12
SP | Other | 19 | ECLA_1 | 49.27 | 32.58 | 23.72 | 23.69
SP | Other | 19 | EKIS | 6.08 | 3.61 | 3.61 | 3.61
SP | Other | 19 | ELLA_1 | 102.72 | 82.88 | 19.69 | 19.6
SP | Other | 19 | ELST_1 | 11.34 | 9.86 | 2 | 2
SP | Other | 19 | ENDE_1 | 34.94 | 22.54 | 18.57 | 19.06
SP | Other | 19 | EXET1 | 70.68 | 61.52 | 10.02 | 10
SP | Other | 19 | FAWL_1 | 214.4 | 179.85 | 33.63 | 33.47
SP | Other | 19 | FECK_6 | 57.73 | 51.6 | 6.61 | 7.54
SP | Other | 19 | FERRA2 | 44.09 | 40.33 | 2.29 | 2.29
SP | Other | 19 | FERRB1 | 103.83 | 77.04 | 50.69 | 52.56
SP | Other | 19 | FIDF_1 | 106.75 | 87.48 | 29.61 | 36.73
SP | Other | 19 | FLEE_1 | 100.31 | 93.61 | 2.07 | 2.07
SP | Other | 19 | FOUR_1 | 1.61 | 1.06 | 1.06 | 1.06
SP | Other | 19 | FROD_1 | 322.18 | 272.26 | 67.15 | 66.71
SP | Other | 19 | GLRO | 2.16 | 1.42 | 1.42 | 1.42
SP | Other | 19 | GREN_1 | 113.42 | 87.24 | 52.21 | 64.66
SP | Other | 19 | GRIW_1 | 83.11 | 70.05 | 29.51 | 29.35
SP | Other | 19 | G_EXTRA_2 | 1.29 | 0.85 | 0.85 | 0.85
SP | Other | 19 | G_EXTRA_4 | 4.61 | 2.74 | 2.74 | 2.74
SP | Other | 19 | G_EXTRA_5 | 6.37 | 3.79 | 3.79 | 3.79
SP | Other | 19 | G_EXTRA_8 | 3.72 | 2.39 | 2.39 | 2.39
SP | Other | 19 | G_EXTRA_9 | 2.97 | 2.2 | 1.5 | 1.5
SP | Other | 19 | HACK_1 | 2.96 | 2.19 | 0.97 | 0.96
SP | Other | 19 | HACK_6 | 13.35 | 12.62 | 0 | 0
SP | Other | 19 | HAMHC1 | 26.39 | 13.43 | 13.43 | 13.43
SP | Other | 19 | HARK_1 | 29.77 | 20.79 | 9.07 | 9.05
SP | Other | 19 | HAWP_6 | 3.67 | 2.18 | 2.18 | 2.18
SP | Other | 19 | HEYS_1 | 9.52 | 5.89 | 5.23 | 5.22
SP | Other | 19 | HURS_1 | 14.31 | 10.85 | 4.54 | 4.54
SP | Other | 19 | HUTT_1 | 102.4 | 82.89 | 39.8 | 52.35
SP | Other | 19 | INDQ1 | 63.22 | 49.48 | 26.28 | 26.27
SP | Other | 19 | IROA1 | 8.69 | 5.95 | 3.72 | 3.71
SP | Other | 19 | IRONB1 | 6.06 | 3.68 | 3.68 | 3.68
SP | Other | 19 | IVER_1 | 188.23 | 156.59 | 80.87 | 85.4
SP | Other | 19 | KAIM | 3.81 | 2.66 | 1.54 | 1.54
SP | Other | 19 | KEAD_1 | 12.78 | 7.76 | 7.76 | 7.76
SP | Other | 19 | KEAR_1 | 37.48 | 24.66 | 22.42 | 22.42
SP | Other | 19 | KEIT_P | 21.13 | 18.31 | 9.4 | 13.78
SP | Other | 19 | KEMS_1 | 392.44 | 314.53 | 198.35 | 215.33
SP | Other | 19 | KIER | 4.83 | 2.87 | 2.87 | 2.87
SP | Other | 19 | KILT | 6.51 | 5.17 | 2.41 | 3
SP | Other | 19 | KILW | 17.9 | 15.68 | 6.21 | 6.17
SP | Other | 19 | KINO_1 | 157.76 | 132.75 | 58.55 | 58.3
SP | Other | 19 | KINT_P | 7.5 | 5.55 | 2.45 | 2.44
SP | Other | 19 | KIRKB1 | 5.96 | 5.24 | 3.27 | 3.77
SP | Other | 19 | KNAR | 3.58 | 2.36 | 2.36 | 2.36
SP | Other | 19 | LACK_6 | 135.89 | 105.3 | 71.88 | 80.65
SP | Other | 19 | LALE1SG003 | 64.73 | 48.72 | 27.03 | 27.47
SP | Other | 19 | LAND1 | 141.28 | 122.43 | 31.46 | 31.84
SP | Other | 19 | LEGA_1 | 11.55 | 7.38 | 5.75 | 5.74
SP | Other | 19 | LEVE | 24.26 | 18.24 | 11.07 | 12.25
SP | Other | 19 | LINM | 2.51 | 1.49 | 1.49 | 1.49
SP | Other | 19 | LISD_1 | 40.94 | 34.51 | 13.71 | 13.62
SP | Other | 19 | LITT_C | 13.87 | 10.46 | 2.82 | 2.82
SP | Other | 19 | LITT_J | 17.71 | 13.11 | 5.79 | 5.75
SP | Other | 19 | LODR_6 | 5.4 | 5.11 | 0 | 0
SP | Other | 19 | LOVE_1 | 195.99 | 174.67 | 20.16 | 20.13
SP | Other | 19 | LUNA_P | 2.28 | 1.69 | 1.17 | 1.4
SP | Other | 19 | MACC_3 | 26.75 | 19.22 | 9.79 | 9.74
SP | Other | 19 | MANN_1 | 31.2 | 21.34 | 15.98 | 17.17
SP | Other | 19 | MAYB | 10.49 | 7.77 | 3.65 | 3.63
SP | Other | 19 | MELK_1 | 66.42 | 57.68 | 8.21 | 8.2
SP | Other | 19 | MILC_P | 10.1 | 7.33 | 4.96 | 4.96
SP | Other | 19 | MILH_1 | 5.69 | 5.38 | 0 | 0
SP | Other | 19 | MITY_1 | 10.5 | 7.03 | 4.54 | 4.54
SP | Other | 19 | MYBS_P | 1.69 | 1.49 | 0.74 | 1.14
SP | Other | 19 | NEAR | 21.7 | 18.44 | 13.56 | 13.56
SP | Other | 19 | NECE_1 | 168.49 | 145.19 | 38.54 | 38.5
SP | Other | 19 | NEWX_6 | 50.46 | 37.91 | 29.71 | 29.7
SP | Other | 19 | NFLE | 5.85 | 4.13 | 2.37 | 2.37
SP | Other | 19 | NINF_1 | 6.19 | 4.02 | 3.06 | 3.06
SP | Other | 19 | NORM_1 | 102.73 | 84.41 | 40.71 | 52.64
SP | Other | 19 | NORT_1 | 3.51 | 2.31 | 1.67 | 1.67
SP | Other | 19 | NURS_1 | 40.74 | 30.54 | 14.93 | 14.91
SP | Other | 19 | OCKH_1 | 4.25 | 2.52 | 2.52 | 2.52
SP | Other | 19 | OFFE_3 | 8.69 | 5.16 | 5.16 | 5.16
SP | Other | 19 | OLDB_1 | 82.25 | 69.72 | 50.37 | 50.37
SP | Other | 19 | OSBA_1 | 51 | 45.98 | 4.53 | 4.52
SP | Other | 19 | PADIB1 | 73.78 | 62.75 | 6.61 | 6.89
SP | Other | 19 | PELH_1 | 6.02 | 3.76 | 3.76 | 3.76
SP | Other | 19 | PEMB_1 | 30.94 | 22.55 | 10.74 | 10.67
SP | Other | 19 | PENN_1 | 4.38 | 2.7 | 2.7 | 2.7
SP | Other | 19 | PENT_1 | 5.09 | 3.11 | 3.11 | 3.11
SP | Other | 19 | PENW_1 | 31.3 | 20.87 | 15.91 | 15.88
SP | Other | 19 | PERS_P | 13.3 | 9.39 | 5.17 | 5.15
SP | Other | 19 | POOB | 8.92 | 5.01 | 5.01 | 5.01
SP | Other | 19 | POPP_3 | 19.18 | 12.68 | 10.68 | 11.77
SP | Other | 19 | PORA_P | 6.2 | 5.86 | 0 | 0
SP | Other | 19 | PYLE_1 | 58.11 | 50.69 | 13.04 | 16.72
SP | Other | 19 | RAIN_1 | 140.38 | 129.14 | 6.04 | 6.04
SP | Other | 19 | RASS_1 | 143.02 | 131.31 | 6.81 | 6.81
SP | Other | 19 | RATS_1 | 72.3 | 58.03 | 19.07 | 19.02
SP | Other | 19 | RAYL_1 | 48.47 | 35.62 | 16.91 | 16.91
SP | Other | 19 | RICH1 | 14.81 | 10.96 | 4.84 | 4.81
SP | Other | 19 | ROCH_1 | 11.73 | 6.85 | 6.85 | 6.85
SP | Other | 19 | RYEH_1 | 30.34 | 20.52 | 13.49 | 13.48
SP | Other | 19 | SALH_1 | 433.14 | 341.98 | 113.94 | 113.46
SP | Other | 19 | SALT_1 | 38.45 | 34.43 | 3.35 | 3.33
SP | Other | 19 | SBAR | 15.14 | 14.31 | 0 | 0
SP | Other | 19 | SEAB1 | 124.94 | 101.75 | 44.47 | 44.46
SP | Other | 19 | SELL_1 | 36.87 | 34.11 | 1.26 | 1.26
SP | Other | 19 | SHEC_3 | 29 | 20.89 | 18.32 | 18.32
SP | Other | 19 | SHRW_1 | 12.74 | 9 | 6.83 | 6.83
SP | Other | 19 | SJOW_1 | 14.03 | 10.38 | 4.59 | 4.55
SP | Other | 19 | SKLGB1 | 84.08 | 75.11 | 7.52 | 7.5
SP | Other | 19 | SMAN_1 | 87.08 | 70.48 | 22.25 | 23.25
SP | Other | 19 | SPEN_1 | 173.51 | 133.34 | 93.37 | 101.67
SP | Other | 19 | STAH_1 | 29.25 | 22.68 | 11.95 | 14.17
SP | Other | 19 | STAY_1 | 111.7 | 93.15 | 26.27 | 26.24
SP | Other | 19 | STEN_1 | 8.11 | 5.4 | 3.75 | 3.74
SP | Other | 19 | STES_1 | 19.84 | 13.17 | 9.45 | 9.43
SP | Other | 19 | STIR | 17.76 | 15.63 | 7.77 | 11.18
SP | Other | 19 | STLE | 12.42 | 8.53 | 6.78 | 6.78
SP | Other | 19 | STRI_P | 3.09 | 1.84 | 1.84 | 1.84
SP | Other | 19 | SUND_1 | 47.62 | 29.31 | 25.81 | 25.81
SP | Other | 19 | SWAN_1 | 238.79 | 222.19 | 6.86 | 7.37
SP | Other | 19 | TAUN1 | 47.06 | 41.56 | 8.36 | 10.85
SP | Other | 19 | TAYN_P | 2.8 | 2.65 | 0 | 0
SP | Other | 19 | TEMP_3 | 2.16 | 1.44 | 0.99 | 0.99
SP | Other | 19 | THOM_6 | 124.88 | 110.21 | 15.59 | 16.2
SP | Other | 19 | THSO_P | 12.7 | 2.79 | 1.35 | 1.35
SP | Other | 19 | THUR_6 | 12.71 | 12.01 | 0 | 0
SP | Other | 19 | TILBB_1 | 23.34 | 15.95 | 10.34 | 10.34
SP | Other | 19 | TOTT_1 | 58.62 | 42.54 | 28.2 | 28.2
SP | Other | 19 | TRAW_1 | 2.05 | 1.22 | 1.22 | 1.22
SP | Other | 19 | TYNE_1 | 10.23 | 6.01 | 4.33 | 4.32
SP | Other | 19 | TYNE_2 | 29.67 | 28.05 | 0 | 0
SP | Other | 19 | UPPB_1 | 124.92 | 118.1 | 0 | 0
SP | Other | 19 | UPPB_3 | 49.93 | 46.77 | 1 | 1
SP | Other | 19 | USKM_1 | 42.85 | 34.24 | 19.47 | 24.07
SP | Other | 19 | WALH_1 | 18.33 | 11.62 | 9.88 | 10.4
SP | Other | 19 | WALP_1 | 108.27 | 95.6 | 35.19 | 34.96
SP | Other | 19 | WALP_B | 40.51 | 34.38 | 6.33 | 6.33
SP | Other | 19 | WASF_1 | 43.52 | 30.23 | 17.83 | 17.76
SP | Other | 19 | WATFS_1 | 6.11 | 4.67 | 2.56 | 2.56
SP | Other | 19 | WBUR_1 | 29.77 | 23.22 | 10.9 | 11.21
SP | Other | 19 | WFIE | 14.8 | 13.03 | 6.47 | 9.32
SP | Other | 19 | WHAM_1 | 51.62 | 40.48 | 14.32 | 15
SP | Other | 19 | WHGA_1 | 3.26 | 1.8 | 1.8 | 1.8
SP | Other | 19 | WHHO | 1.64 | 1.22 | 0.54 | 0.53
SP | Other | 19 | WIBA_3 | 52.15 | 45.08 | 22.91 | 32.54
SP | Other | 19 | WIEN_1 | 32.54 | 24.08 | 15.64 | 15.64
SP | Other | 19 | WILL_1 | 57.94 | 42.35 | 19.27 | 19.14
SP | Other | 19 | WIMBN1 | 12.02 | 11.36 | 0 | 0
SP | Other | 19 | WIMBS1 | 13.03 | 11.15 | 3.62 | 3.62
SP | Other | 19 | WISD_6 | 2 | 1.48 | 0.65 | 0.65
SP | Other | 19 | WMEL_1 | 83.97 | 78.15 | 2.86 | 2.86
SP | Other | 19 | WTHU31 | 22.02 | 13.08 | 13.08 | 13.08
SP | Other | 19 | WWEY_1 | 11.99 | 8.74 | 3.97 | 3.96
SP | Other | 19 | WYMOM_1 | 10.23 | 6.26 | 6.26 | 6.26
SP | Other | 20 | ABHA1 | 7.69 | 4.57 | 4.57 | 4.57
SP | Other | 20 | ABNE_P | 5.72 | 3.62 | 3.62 | 3.62
SP | Other | 20 | ABTH_1 | 28.59 | 25.73 | 9.35 | 9.28
SP | Other | 20 | ALNE_P | 8.23 | 7.24 | 3.6 | 5.18
SP | Other | 20 | ALVE1 | 10.58 | 7.03 | 7.03 | 7.03
SP | Other | 20 | AMEM_1 | 10.92 | 8.25 | 2.33 | 2.33
SP | Other | 20 | ARMO_P | 5 | 4.73 | 0 | 0
SP | Other | 20 | BARKC1 | 166.38 | 116.5 | 79.15 | 83.9
SP | Other | 20 | BARKW3 | 30.26 | 28.6 | 0 | 0
SP | Other | 20 | BEDD_1 | 78.27 | 67.34 | 10.27 | 10.27
SP | Other | 20 | BESW_1 | 14.46 | 9.06 | 7.73 | 7.72
SP | Other | 20 | BICF_1 | 51.6 | 44.1 | 23.93 | 34.87
SP | Other | 20 | BIRK_1 | 22.24 | 15.22 | 9.53 | 9.5
SP | Other | 20 | BISW_1 | 23.78 | 17.26 | 11.91 | 11.91
SP | Other | 20 | BLYTB1 | 7.43 | 4.8 | 3.72 | 3.71
SP | Other | 20 | BOLN_1 | 131.49 | 99.97 | 50.53 | 51.51
SP | Other | 20 | BONN | 1.07 | 0.79 | 0.35 | 0.35
SP | Other | 20 | BOTW_1 | 71.52 | 66.85 | 1.3 | 1.3
SP | Other | 20 | BRAI_1 | 12.03 | 7.34 | 7.34 | 7.34
SP | Other | 20 | BRAW_1 | 35.14 | 28.27 | 9.59 | 9.59
SP | Other | 20 | BRED_1 | 9.04 | 5.66 | 5.08 | 5.07
SP | Other | 20 | BRFO_1 | 198.1 | 174.27 | 33.88 | 38.1
SP | Other | 20 | BRIM_1 | 8.92 | 6.5 | 3.51 | 3.49
SP | Other | 20 | BRLE_1 | 112.7 | 97.7 | 15 | 14.98
SP | Other | 20 | BRWA1 | 49.5 | 44.34 | 5.6 | 6.48
SP | Other | 20 | BURM_1 | 255.66 | 203.77 | 122.38 | 132.14
SP | Other | 20 | BUSH_1 | 21.64 | 14.12 | 14.12 | 14.12
SP | Other | 20 | BUST_1 | 2.95 | 1.75 | 1.75 | 1.75
SP | Other | 20 | CANTN1 | 120.02 | 110.03 | 6.62 | 6.62
SP | Other | 20 | CAPEA1 | 212.66 | 192.7 | 42.46 | 42.2
SP | Other | 20 | CARE_1 | 191.76 | 167.23 | 27.9 | 27.87
SP | Other | 20 | CARR_1 | 137.39 | 112.88 | 38.52 | 48.93
SP | Other | 20 | CELL_1 | 179.72 | 149.33 | 39.13 | 41.44
SP | Other | 20 | CHIC_1 | 52.06 | 48.89 | 0.84 | 0.84
SP | Other | 20 | CHSI_1 | 10.93 | 9.99 | 0.58 | 0.58
SP | Other | 20 | CHTE_1 | 125.12 | 113.85 | 9.55 | 9.55
SP | Other | 20 | CITR_1 | 23.7 | 20.68 | 5.04 | 5.01
SP | Other | 20 | CLAY_P | 1.06 | 0.52 | 0.52 | 0.52
SP | Other | 20 | CLYM | 6.81 | 4.05 | 4.05 | 4.05
SP | Other | 20 | CONQA1 | 91.27 | 79.37 | 21.82 | 22.08
SP | Other | 20 | COVE_1 | 50.8 | 37.33 | 24.22 | 24.21
SP | Other | 20 | COWL_1 | 52.78 | 37.59 | 23.87 | 23.87
SP | Other | 20 | COYL | 6.46 | 3.84 | 3.84 | 3.84
SP | Other | 20 | CREB_1 | 28.96 | 24.01 | 6.45 | 6.43
SP | Other | 20 | CUMB | 19.16 | 12.14 | 11.79 | 11.79
SP | Other | 20 | CUPA | 1.57 | 1.06 | 1.06 | 1.06
SP | Other | 20 | DALM3 | 20.46 | 15.14 | 10.32 | 10.32
SP | Other | 20 | DEWP | 1.42 | 1.05 | 0.47 | 0.46
SP | Other | 20 | DRAK_1 | 13.18 | 8.52 | 6.38 | 6.37
SP | Other | 20 | DRAX_1 | 87.66 | 80.4 | 11.85 | 16.35
SP | Other | 20 | DUDH_P | 3.82 | 2.83 | 1.25 | 1.24
SP | Other | 20 | DUNB | 8.45 | 6.16 | 4.56 | 4.56
SP | Other | 20 | DUNF | 3.45 | 2.16 | 2.16 | 2.16
SP | Other | 20 | EALI_6 | 11.28 | 6.22 | 4.71 | 4.71
SP | Other | 20 | EASO_1 | 11.17 | 8.08 | 5.3 | 6.14
SP | Other | 20 | ECLA_1 | 48.94 | 32.52 | 23.36 | 23.33
SP | Other | 20 | EKIS | 5.95 | 3.53 | 3.53 | 3.53
SP | Other | 20 | ELLA_1 | 103.27 | 83.79 | 19.92 | 19.83
SP | Other | 20 | ELST_1 | 11.97 | 10.48 | 2.14 | 2.14
SP | Other | 20 | ENDE_1 | 34.88 | 22.64 | 18.66 | 19.15
SP | Other | 20 | EXET1 | 70.91 | 61.76 | 10.2 | 10.19
SP | Other | 20 | FAWL_1 | 215.08 | 181.01 | 34.04 | 33.88
SP | Other | 20 | FECK_6 | 60.38 | 54.17 | 6.51 | 7.45
SP | Other | 20 | FERRA2 | 54.92 | 50.6 | 2.24 | 2.24
SP | Other | 20 | FERRB1 | 106.64 | 79.19 | 52.1 | 53.97
SP | Other | 20 | FIDF_1 | 107.45 | 88.7 | 30 | 37.29
SP | Other | 20 | FLEE_1 | 126.5 | 118.39 | 2.03 | 2.03
SP | Other | 20 | FOUR_1 | 1.67 | 1.14 | 1.14 | 1.14
SP | Other | 20 | FROD_1 | 323.13 | 275.38 | 67.6 | 67.16
SP | Other | 20 | GLRO | 2.24 | 1.52 | 1.52 | 1.52
SP | Other | 20 | GREN_1 | 113.92 | 87.81 | 52.48 | 65.07
SP | Other | 20 | GRIW_1 | 83.3 | 70.83 | 29.6 | 29.43
SP | Other | 20 | G_EXTRA_2 | 1.34 | 0.91 | 0.91 | 0.91
SP | Other | 20 | G_EXTRA_4 | 4.51 | 2.68 | 2.68 | 2.68
SP | Other | 20 | G_EXTRA_5 | 6.24 | 3.7 | 3.7 | 3.7
SP | Other | 20 | G_EXTRA_8 | 3.8 | 2.5 | 2.5 | 2.5
SP | Other | 20 | G_EXTRA_9 | 3.07 | 2.27 | 1.55 | 1.55
SP | Other | 20 | HACK_1 | 2.98 | 2.21 | 0.97 | 0.97
SP | Other | 20 | HACK_6 | 14.18 | 13.41 | 0 | 0
SP | Other | 20 | HAMHC1 | 26.83 | 13.7 | 13.7 | 13.7
SP | Other | 20 | HARK_1 | 30.66 | 21.52 | 9.26 | 9.24
SP | Other | 20 | HAWP_6 | 3.59 | 2.13 | 2.13 | 2.13
SP | Other | 20 | HEYS_1 | 9.36 | 5.79 | 5.13 | 5.12
SP | Other | 20 | HURS_1 | 14.56 | 11.14 | 4.44 | 4.44
SP | Other | 20 | HUTT_1 | 104.35 | 84.58 | 40.62 | 53.58
SP | Other | 20 | INDQ1 | 65.1 | 51.13 | 26.77 | 26.75
SP | Other | 20 | IROA1 | 8.65 | 5.93 | 3.69 | 3.68
SP | Other | 20 | IRONB1 | 6 | 3.67 | 3.67 | 3.67
SP | Other | 20 | IVER_1 | 189.97 | 159.09 | 81.85 | 86.54
SP | Other | 20 | KAIM | 3.8 | 2.66 | 1.53 | 1.53
SP | Other | 20 | KEAD_1 | 12.65 | 7.74 | 7.74 | 7.74
SP | Other | 20 | KEAR_1 | 37.86 | 25.06 | 22.79 | 22.78
SP | Other | 20 | KEIT_P | 21.46 | 18.61 | 9.54 | 14.01
SP | Other | 20 | KEMS_1 | 399.85 | 321.1 | 202.69 | 219.87
SP | Other | 20 | KIER | 4.72 | 2.81 | 2.81 | 2.81
SP | Other | 20 | KILT | 6.61 | 5.26 | 2.45 | 3.06
SP | Other | 20 | KILW | 17.94 | 15.9 | 6.26 | 6.22
SP | Other | 20 | KINO_1 | 159.49 | 135.11 | 59.3 | 59.06
SP | Other | 20 | KINT_P | 7.55 | 5.58 | 2.47 | 2.45
SP | Other | 20 | KIRKB1 | 6.28 | 5.52 | 3.47 | 3.97
SP | Other | 20 | KNAR | 3.71 | 2.52 | 2.52 | 2.52
SP | Other | 20 | LACK_6 | 138.07 | 106.98 | 73.34 | 82.12
SP | Other | 20 | LALE1SG003 | 66.43 | 50.12 | 27.56 | 28
SP | Other | 20 | LAND1 | 148.08 | 128.74 | 32.22 | 32.6
SP | Other | 20 | LEGA_1 | 11.53 | 7.39 | 5.75 | 5.74
SP | Other | 20 | LEVE | 24.4 | 18.49 | 11.3 | 12.48
SP | Other | 20 | LINM | 2.46 | 1.46 | 1.46 | 1.46
SP | Other | 20 | LISD_1 | 41.03 | 34.87 | 13.75 | 13.66
SP | Other | 20 | LITT_C | 14.5 | 11 | 2.88 | 2.88
SP | Other | 20 | LITT_J | 17.81 | 13.18 | 5.82 | 5.78
SP | Other | 20 | LODR_6 | 5.74 | 5.42 | 0 | 0
SP | Other | 20 | LOVE_1 | 216.32 | 193.83 | 20.55 | 20.52
SP | Other | 20 | LUNA_P | 2.26 | 1.68 | 1.16 | 1.38
SP | Other | 20 | MACC_3 | 26.79 | 19.26 | 9.78 | 9.73
SP | Other | 20 | MANN_1 | 31.22 | 21.52 | 15.96 | 17.16
SP | Other | 20 | MAYB | 10.59 | 7.83 | 3.69 | 3.67
SP | Other | 20 | MELK_1 | 75.7 | 66.52 | 8.09 | 8.08
SP | Other | 20 | MILC_P | 10.39 | 7.55 | 5.1 | 5.1
SP | Other | 20 | MILH_1 | 6.04 | 5.71 | 0 | 0
SP | Other | 20 | MITY_1 | 10.55 | 7.12 | 4.46 | 4.46
SP | Other | 20 | MYBS_P | 1.75 | 1.54 | 0.76 | 1.18
SP | Other | 20 | NEAR | 23.71 | 20.22 | 14.81 | 14.81
SP | Other | 20 | NECE_1 | 171.46 | 147.8 | 40.41 | 40.36
SP | Other | 20 | NEWX_6 | 51.91 | 39.02 | 30.52 | 30.51
SP | Other | 20 | NFLE | 5.88 | 4.18 | 2.32 | 2.32
SP | Other | 20 | NINF_1 | 6.12 | 3.97 | 3.01 | 3.01
SP | Other | 20 | NORM_1 | 103.45 | 85.18 | 41 | 52.94
SP | Other | 20 | NORT_1 | 3.48 | 2.29 | 1.65 | 1.65
SP | Other | 20 | NURS_1 | 41.77 | 31.4 | 15.19 | 15.16
SP | Other | 20 | OCKH_1 | 4.16 | 2.47 | 2.47 | 2.47
SP | Other | 20 | OFFE_3 | 8.5 | 5.05 | 5.05 | 5.05
SP | Other | 20 | OLDB_1 | 88.99 | 75.64 | 54.57 | 54.57
SP | Other | 20 | OSBA_1 | 51.2 | 46.22 | 4.75 | 4.74
SP | Other | 20 | PADIB1 | 73.65 | 63.28 | 6.53 | 6.81
SP | Other | 20 | PELH_1 | 6.05 | 3.84 | 3.84 | 3.84
SP | Other | 20 | PEMB_1 | 31.04 | 22.64 | 10.76 | 10.69
SP | Other | 20 | PENN_1 | 4.52 | 2.86 | 2.86 | 2.86
SP | Other | 20 | PENT_1 | 5.05 | 3.12 | 3.12 | 3.12
SP | Other | 20 | PENW_1 | 31.41 | 21.15 | 16.16 | 16.14
SP | Other | 20 | PERS_P | 13.29 | 9.39 | 5.15 | 5.13
SP | Other | 20 | POOB | 8.95 | 5.06 | 5.06 | 5.06
SP | Other | 20 | POPP_3 | 19.01 | 12.63 | 10.56 | 11.68
SP | Other | 20 | PORA_P | 6.2 | 5.86 | 0 | 0
SP | Other | 20 | PYLE_1 | 66.48 | 58.62 | 13.2 | 16.88
SP | Other | 20 | RAIN_1 | 172.38 | 159.47 | 5.91 | 5.91
SP | Other | 20 | RASS_1 | 171.28 | 158.12 | 6.74 | 6.74
SP | Other | 20 | RATS_1 | 74.55 | 60.18 | 19.35 | 19.3
SP | Other | 20 | RAYL_1 | 49.12 | 36.44 | 16.56 | 16.56
SP | Other | 20 | RICH1 | 14.89 | 11.02 | 4.87 | 4.83
SP | Other | 20 | ROCH_1 | 11.52 | 6.72 | 6.72 | 6.72
SP | Other | 20 | RYEH_1 | 30.57 | 20.83 | 13.54 | 13.52
SP | Other | 20 | SALH_1 | 437.17 | 346.09 | 116.07 | 115.59
SP | Other | 20 | SALT_1 | 40.35 | 36.24 | 3.4 | 3.38
SP | Other | 20 | SBAR | 19.25 | 18.2 | 0 | 0
SP | Other | 20 | SEAB1 | 128.69 | 104.92 | 46.78 | 46.77
SP | Other | 20 | SELL_1 | 45.65 | 42.42 | 1.23 | 1.23
SP | Other | 20 | SHEC_3 | 29.62 | 21.36 | 18.72 | 18.72
SP | Other | 20 | SHRW_1 | 13.12 | 9.34 | 7.09 | 7.09
SP | Other | 20 | SJOW_1 | 14.1 | 10.44 | 4.61 | 4.58
SP | Other | 20 | SKLGB1 | 102.81 | 92.88 | 7.46 | 7.45
SP | Other | 20 | SMAN_1 | 96.34 | 79.29 | 22.74 | 23.77
SP | Other | 20 | SPEN_1 | 177 | 136.08 | 95.52 | 103.94
SP | Other | 20 | STAH_1 | 29.23 | 22.68 | 11.92 | 14.14
SP | Other | 20 | STAY_1 | 128.96 | 109.64 | 27 | 26.98
SP | Other | 20 | STEN_1 | 8.04 | 5.36 | 3.7 | 3.69
SP | Other | 20 | STES_1 | 19.72 | 13.13 | 9.39 | 9.37
SP | Other | 20 | STIR | 17.76 | 15.63 | 7.77 | 11.18
SP | Other | 20 | STLE | 12.59 | 8.69 | 6.88 | 6.88
SP | Other | 20 | STRI_P | 3.02 | 1.8 | 1.8 | 1.8
SP | Other | 20 | SUND_1 | 46.99 | 29.02 | 25.29 | 25.29
SP | Other | 20 | SWAN_1 | 258.96 | 241.33 | 6.75 | 7.26
SP | Other | 20 | TAUN1 | 55.48 | 49.54 | 8.42 | 11
SP | Other | 20 | TAYN_P | 2.8 | 2.65 | 0 | 0
SP | Other | 20 | TEMP_3 | 2.15 | 1.43 | 0.98 | 0.98
SP | Other | 20 | THOM_6 | 151.16 | 135.23 | 15.76 | 16.38
SP | Other | 20 | THSO_P | 12.7 | 2.79 | 1.46 | 1.46
SP | Other | 20 | THUR_6 | 16.16 | 15.27 | 0 | 0
SP | Other | 20 | TILBB_1 | 23.33 | 16.08 | 10.12 | 10.12
SP | Other | 20 | TOTT_1 | 60.56 | 43.96 | 29.13 | 29.13
SP | Other | 20 | TRAW_1 | 2 | 1.19 | 1.19 | 1.19
SP | Other | 20 | TYNE_1 | 10.39 | 6.09 | 4.4 | 4.39
SP | Other | 20 | TYNE_2 | 31.52 | 29.8 | 0 | 0
SP | Other | 20 | UPPB_1 | 149.5 | 141.34 | 0 | 0
SP | Other | 20 | UPPB_3 | 63.12 | 59.25 | 1.07 | 1.07
SP | Other | 20 | USKM_1 | 42.94 | 34.45 | 19.66 | 24.26
SP | Other | 20 | WALH_1 | 18.25 | 11.61 | 9.87 | 10.39
SP | Other | 20 | WALP_1 | 108.73 | 97.08 | 35.37 | 35.14
SP | Other | 20 | WALP_B | 42.31 | 36.14 | 6.35 | 6.35
SP | Other | 20 | WASF_1 | 43.39 | 30.18 | 17.71 | 17.64
SP | Other | 20 | WATFS_1 | 6.29 | 4.91 | 2.67 | 2.67
SP | Other | 20 | WBUR_1 | 33.42 | 26.81 | 11.44 | 11.76
SP | Other | 20 | WFIE | 14.8 | 13.03 | 6.47 | 9.32
SP | Other | 20 | WHAM_1 | 52.48 | 41.25 | 14.43 | 15.14
SP | Other | 20 | WHGA_1 | 3.25 | 1.79 | 1.79 | 1.79
SP | Other | 20 | WHHO | 1.65 | 1.22 | 0.54 | 0.54
SP | Other | 20 | WIBA_3 | 52.2 | 45.1 | 22.93 | 32.57
SP | Other | 20 | WIEN_1 | 33.63 | 24.89 | 16.17 | 16.17
SP | Other | 20 | WILL_1 | 58.26 | 42.59 | 19.38 | 19.25
SP | Other | 20 | WIMBN1 | 12.76 | 12.07 | 0 | 0
SP | Other | 20 | WIMBS1 | 13.64 | 11.7 | 3.73 | 3.73
SP | Other | 20 | WISD_6 | 2.01 | 1.49 | 0.66 | 0.65
SP | Other | 20 | WMEL_1 | 105.4 | 98.45 | 3.06 | 3.06
SP | Other | 20 | WTHU31 | 21.54 | 12.79 | 12.79 | 12.79
SP | Other | 20 | WWEY_1 | 12.19 | 8.95 | 3.93 | 3.92
SP | Other | 20 | WYMOM_1 | 10.17 | 6.29 | 6.29 | 6.29
SP | Other | 21 | ABHA1 | 7.51 | 4.46 | 4.46 | 4.46
SP | Other | 21 | ABNE_P | 5.73 | 3.69 | 3.69 | 3.69
SP | Other | 21 | ABTH_1 | 28.59 | 25.73 | 9.35 | 9.28
SP | Other | 21 | ALNE_P | 7.71 | 6.79 | 3.37 | 4.86
SP | Other | 21 | ALVE1 | 10.85 | 7.4 | 7.4 | 7.4
SP | Other | 21 | AMEM_1 | 10.83 | 8.2 | 2.27 | 2.27
SP | Other | 21 | ARMO_P | 6.43 | 6.08 | 0 | 0
SP | Other | 21 | BARKC1 | 172.31 | 120.67 | 82.02 | 86.47
SP | Other | 21 | BARKW3 | 31.28 | 29.57 | 0 | 0
SP | Other | 21 | BEDD_1 | 78.3 | 67.45 | 10.11 | 10.11
SP | Other | 21 | BESW_1 | 14.19 | 8.9 | 7.57 | 7.56
SP | Other | 21 | BICF_1 | 53.1 | 45.5 | 24.71 | 35.99
SP | Other | 21 | BIRK_1 | 22.04 | 15.11 | 9.41 | 9.38
SP | Other | 21 | BISW_1 | 25.6 | 18.64 | 12.82 | 12.82
SP | Other | 21 | BLYTB1 | 7.32 | 4.73 | 3.65 | 3.64
SP | Other | 21 | BOLN_1 | 140.83 | 107.98 | 52.91 | 53.84
SP | Other | 21 | BONN | 1.07 | 0.79 | 0.35 | 0.35
SP | Other | 21 | BOTW_1 | 73.81 | 69.03 | 1.27 | 1.27
SP | Other | 21 | BRAI_1 | 11.87 | 7.3 | 7.3 | 7.3
SP | Other | 21 | BRAW_1 | 35.81 | 28.88 | 9.6 | 9.6
SP | Other | 21 | BRED_1 | 9.12 | 5.77 | 5.19 | 5.19
SP | Other | 21 | BRFO_1 | 203.37 | 178.97 | 34.46 | 38.42
SP | Other | 21 | BRIM_1 | 8.99 | 6.58 | 3.59 | 3.57
SP | Other | 21 | BRLE_1 | 119.74 | 104.22 | 15.51 | 15.49
SP | Other | 21 | BRWA1 | 56.63 | 51.13 | 5.6 | 6.5
SP | Other | 21 | BURM_1 | 253.26 | 203.29 | 123.35 | 132.47
SP | Other | 21 | BUSH_1 | 22 | 14.68 | 14.68 | 14.68
SP | Other | 21 | BUST_1 | 2.88 | 1.71 | 1.71 | 1.71
SP | Other | 21 | CANTN1 | 123.22 | 113.15 | 6.68 | 6.68
SP | Other | 21 | CAPEA1 | 217.76 | 197.57 | 42.37 | 42.11
SP | Other | 21 | CARE_1 | 214.45 | 188.1 | 29.58 | 29.55
SP | Other | 21 | CARR_1 | 133.89 | 109.8 | 36.95 | 46.7
SP | Other | 21 | CELL_1 | 192.65 | 161.37 | 39.35 | 41.51
SP | Other | 21 | CHIC_1 | 52.23 | 49.07 | 0.9 | 0.9
SP | Other | 21 | CHSI_1 | 11.25 | 10.3 | 0.56 | 0.56
SP | Other | 21 | CHTE_1 | 145.09 | 132.84 | 9.64 | 9.64
SP | Other | 21 | CITR_1 | 23.98 | 20.95 | 5.04 | 5.01
SP | Other | 21 | CLAY_P | 1.07 | 0.52 | 0.52 | 0.52
SP | Other | 21 | CLYM | 6.65 | 3.95 | 3.95 | 3.95
SP | Other | 21 | CONQA1 | 101.78 | 89.17 | 22.28 | 22.54
SP | Other | 21 | COVE_1 | 51.49 | 37.93 | 24.46 | 24.45
SP | Other | 21 | COWL_1 | 55.22 | 39.48 | 24.89 | 24.89
SP | Other | 21 | COYL | 6.3 | 3.74 | 3.74 | 3.74
SP | Other | 21 | CREB_1 | 31.84 | 26.8 | 6.59 | 6.58
SP | Other | 21 | CUMB | 19.23 | 12.34 | 11.97 | 11.97
SP | Other | 21 | CUPA | 1.62 | 1.14 | 1.14 | 1.14
SP | Other | 21 | DALM3 | 22.09 | 16.35 | 11.12 | 11.12
SP | Other | 21 | DEWP | 1.42 | 1.05 | 0.47 | 0.46
SP | Other | 21 | DRAK_1 | 13.16 | 8.55 | 6.41 | 6.39
SP | Other | 21 | DRAX_1 | 97.31 | 89.63 | 11.16 | 15.38
SP | Other | 21 | DUDH_P | 3.82 | 2.83 | 1.25 | 1.24
SP | Other | 21 | DUNB | 9.06 | 6.63 | 4.9 | 4.9
SP | Other | 21 | DUNF | 3.44 | 2.18 | 2.18 | 2.18
SP | Other | 21 | EALI_6 | 11.53 | 6.37 | 4.81 | 4.81
SP | Other | 21 | EASO_1 | 11.17 | 8.11 | 5.28 | 6.15
SP | Other | 21 | ECLA_1 | 48.37 | 32.27 | 22.95 | 22.92
SP | Other | 21 | EKIS | 5.81 | 3.45 | 3.45 | 3.45
SP | Other | 21 | ELLA_1 | 104.3 | 84.55 | 20.41 | 20.32
SP | Other | 21 | ELST_1 | 12.38 | 10.91 | 2.28 | 2.28
SP | Other | 21 | ENDE_1 | 34.59 | 22.57 | 18.66 | 19.11
SP | Other | 21 | EXET1 | 71.39 | 62.2 | 10.52 | 10.5
SP | Other | 21 | FAWL_1 | 216.25 | 181.98 | 34.71 | 34.54
SP | Other | 21 | FECK_6 | 61.52 | 55.33 | 6.28 | 7.15
SP | Other | 21 | FERRA2 | 64.12 | 59.33 | 2.19 | 2.19
SP | Other | 21 | FERRB1 | 113.86 | 84.51 | 55.65 | 57.4
SP | Other | 21 | FIDF_1 | 107.72 | 89.05 | 30.22 | 37.55
SP | Other | 21 | FLEE_1 | 148.78 | 139.49 | 1.98 | 1.98
SP | Other | 21 | FOUR_1 | 1.73 | 1.21 | 1.21 | 1.21
SP | Other | 21 | FROD_1 | 323.58 | 275.86 | 67.93 | 67.49
SP | Other | 21 | GLRO | 2.32 | 1.62 | 1.62 | 1.62
SP | Other | 21 | GREN_1 | 111.6 | 85.94 | 51.52 | 63.74
SP | Other | 21 | GRIW_1 | 83.64 | 71.08 | 29.76 | 29.59
SP | Other | 21 | G_EXTRA_2 | 1.39 | 0.97 | 0.97 | 0.97
SP | Other | 21 | G_EXTRA_4 | 4.4 | 2.62 | 2.62 | 2.62
SP | Other | 21 | G_EXTRA_5 | 6.09 | 3.61 | 3.61 | 3.61
SP | Other | 21 | G_EXTRA_8 | 3.87 | 2.61 | 2.61 | 2.61
SP | Other | 21 | G_EXTRA_9 | 3.31 | 2.45 | 1.67 | 1.67
SP | Other | 21 | HACK_1 | 2.98 | 2.21 | 0.97 | 0.97
SP | Other | 21 | HACK_6 | 14.66 | 13.86 | 0 | 0
SP | Other | 21 | HAMHC1 | 27.27 | 13.97 | 13.97 | 13.97
SP | Other | 21 | HARK_1 | 31.28 | 22 | 9.43 | 9.41
SP | Other | 21 | HAWP_6 | 3.5 | 2.08 | 2.08 | 2.08
SP | Other | 21 | HEYS_1 | 9.17 | 5.68 | 5.02 | 5.01
SP | Other | 21 | HURS_1 | 14.62 | 11.26 | 4.33 | 4.33
SP | Other | 21 | HUTT_1 | 106 | 86.04 | 41.33 | 54.7
SP | Other | 21 | INDQ1 | 66.41 | 52.25 | 27.2 | 27.18
SP | Other | 21 | IROA1 | 8.58 | 5.89 | 3.64 | 3.63
SP | Other | 21 | IRONB1 | 5.93 | 3.66 | 3.66 | 3.66
SP | Other | 21 | IVER_1 | 191.57 | 160.39 | 82.75 | 87.59
SP | Other | 21 | KAIM | 3.78 | 2.64 | 1.52 | 1.51
SP | Other | 21 | KEAD_1 | 12.5 | 7.71 | 7.71 | 7.71
SP | Other | 21 | KEAR_1 | 38.19 | 25.44 | 23.13 | 23.12
SP | Other | 21 | KEIT_P | 21.18 | 18.36 | 9.41 | 13.84
SP | Other | 21 | KEMS_1 | 406.03 | 325.39 | 206.59 | 223.25
SP | Other | 21 | KIER | 4.61 | 2.74 | 2.74 | 2.74
SP | Other | 21 | KILT | 6.7 | 5.33 | 2.48 | 3.12
SP | Other | 21 | KILW | 17.98 | 15.95 | 6.31 | 6.27
SP | Other | 21 | KINO_1 | 163.98 | 138.46 | 61.42 | 61.17
SP | Other | 21 | KINT_P | 7.55 | 5.59 | 2.47 | 2.45
SP | Other | 21 | KIRKB1 | 6.47 | 5.69 | 3.62 | 4.09
SP | Other | 21 | KNAR | 3.84 | 2.69 | 2.69 | 2.69
SP | Other | 21 | LACK_6 | 137.17 | 106 | 73.46 | 81.68
SP | Other | 21 | LALE1SG003 | 70.06 | 52.88 | 29.13 | 29.54
SP | Other | 21 | LAND1 | 152.38 | 132.72 | 32.93 | 33.28
SP | Other | 21 | LEGA_1 | 11.47 | 7.38 | 5.74 | 5.73
SP | Other | 21 | LEVE | 24.09 | 18.35 | 11.33 | 12.43
SP | Other | 21 | LINM | 2.4 | 1.42 | 1.42 | 1.42
SP | Other | 21 | LISD_1 | 41.07 | 34.9 | 13.77 | 13.68
SP | Other | 21 | LITT_C | 14.91 | 11.33 | 2.94 | 2.94
SP | Other | 21 | LITT_J | 17.82 | 13.18 | 5.82 | 5.78
SP | Other | 21 | LODR_6 | 5.93 | 5.61 | 0 | 0
SP | Other | 21 | LOVE_1 | 232.85 | 209.24 | 21.4 | 21.37
SP | Other | 21 | LUNA_P | 2.16 | 1.6 | 1.11 | 1.32
SP | Other | 21 | MACC_3 | 26.71 | 19.22 | 9.73 | 9.68
SP | Other | 21 | MANN_1 | 30.86 | 21.38 | 15.81 | 16.97
SP | Other | 21 | MAYB | 10.69 | 7.91 | 3.74 | 3.72
SP | Other | 21 | MELK_1 | 83.2 | 73.68 | 7.96 | 7.95
SP | Other | 21 | MILC_P | 11.22 | 8.16 | 5.5 | 5.5
SP | Other | 21 | MILH_1 | 6.25 | 5.91 | 0 | 0
SP | Other | 21 | MITY_1 | 10.51 | 7.13 | 4.38 | 4.38
SP | Other | 21 | MYBS_P | 1.8 | 1.58 | 0.79 | 1.22
SP | Other | 21 | NEAR | 25.92 | 22.18 | 16.21 | 16.21
SP | Other | 21 | NECE_1 | 176.38 | 151.88 | 43.25 | 43.2
SP | Other | 21 | NEWX_6 | 53.21 | 40 | 31.28 | 31.28
SP | Other | 21 | NFLE | 5.85 | 4.19 | 2.27 | 2.27
SP | Other | 21 | NINF_1 | 6.03 | 3.92 | 2.96 | 2.96
SP | Other | 21 | NORM_1 | 100.13 | 82.41 | 39.63 | 50.85
SP | Other | 21 | NORT_1 | 3.43 | 2.27 | 1.62 | 1.62
SP | Other | 21 | NURS_1 | 43.55 | 32.77 | 15.9 | 15.88
SP | Other | 21 | OCKH_1 | 4.06 | 2.41 | 2.41 | 2.41
SP | Other | 21 | OFFE_3 | 8.3 | 4.93 | 4.93 | 4.93
SP | Other | 21 | OLDB_1 | 96.87 | 82.49 | 59.41 | 59.41
SP | Other | 21 | OSBA_1 | 51.38 | 46.44 | 4.98 | 4.97
SP | Other | 21 | PADIB1 | 73.39 | 63.09 | 6.39 | 6.65
SP | Other | 21 | PELH_1 | 6.08 | 3.93 | 3.93 | 3.93
SP | Other | 21 | PEMB_1 | 31 | 22.61 | 10.73 | 10.66
SP | Other | 21 | PENN_1 | 4.66 | 3.02 | 3.02 | 3.02
SP | Other | 21 | PENT_1 | 5.01 | 3.13 | 3.13 | 3.13
SP | Other | 21 | PENW_1 | 31.44 | 21.39 | 16.4 | 16.37
SP | Other | 21 | PERS_P | 13.22 | 9.35 | 5.11 | 5.09
SP | Other | 21 | POOB | 8.98 | 5.1 | 5.1 | 5.1
SP | Other | 21 | POPP_3 | 18.81 | 12.55 | 10.42 | 11.57
SP | Other | 21 | PORA_P | 7.97 | 7.54 | 0 | 0
SP | Other | 21 | PYLE_1 | 72.42 | 64.32 | 12.83 | 16.28
SP | Other | 21 | RAIN_1 | 199.33 | 185.03 | 5.77 | 5.77
SP | Other | 21 | RASS_1 | 194.71 | 180.37 | 6.66 | 6.66
SP | Other | 21 | RATS_1 | 76.47 | 61.93 | 19.86 | 19.81
SP | Other | 21 | RAYL_1 | 49.2 | 36.73 | 16.19 | 16.19
SP | Other | 21 | RICH1 | 14.9 | 11.02 | 4.87 | 4.84
SP | Other | 21 | ROCH_1 | 11.3 | 6.59 | 6.59 | 6.59
SP | Other | 21 | RYEH_1 | 30.64 | 21 | 13.57 | 13.55
SP | Other | 21 | SALH_1 | 444.57 | 351.84 | 120 | 119.52
SP | Other | 21 | SALT_1 | 41.43 | 37.29 | 3.44 | 3.43
SP | Other | 21 | SBAR | 22.75 | 21.5 | 0 | 0
SP | Other | 21 | SEAB1 | 134.61 | 109.73 | 50.18 | 50.17
SP | Other | 21 | SELL_1 | 53.06 | 49.45 | 1.21 | 1.21
SP | Other | 21 | SHEC_3 | 30.19 | 21.79 | 19.08 | 19.08
SP | Other | 21 | SHRW_1 | 13.98 | 10.04 | 7.59 | 7.59
SP | Other | 21 | SJOW_1 | 14.11 | 10.44 | 4.61 | 4.58
SP | Other | 21 | SKLGB1 | 118.7 | 107.99 | 7.38 | 7.37
SP | Other | 21 | SMAN_1 | 104.11 | 86.75 | 23.17 | 24.24
SP | Other | 21 | SPEN_1 | 178.69 | 137.26 | 96.86 | 105.12
SP | Other | 21 | STAH_1 | 28.4 | 21.98 | 11.55 | 13.63
SP | Other | 21 | STAY_1 | 144.63 | 124.36 | 28.16 | 28.14
SP | Other | 21 | STEN_1 | 7.95 | 5.31 | 3.64 | 3.63
SP | Other | 21 | STES_1 | 19.53 | 13.05 | 9.31 | 9.29
SP | Other | 21 | STIR | 16.64 | 14.64 | 7.28 | 10.48
SP | Other | 21 | STLE | 13.12 | 9.11 | 7.15 | 7.15
SP | Other | 21 | STRI_P | 2.95 | 1.75 | 1.75 | 1.75
SP | Other | 21 | SUND_1 | 46.19 | 28.58 | 24.73 | 24.73
SP | Other | 21 | SWAN_1 | 272.6 | 254.3 | 6.56 | 7.04
SP | Other | 21 | TAUN1 | 62.64 | 56.34 | 8.48 | 11.13
SP | Other | 21 | TAYN_P | 3.6 | 3.4 | 0 | 0
SP | Other | 21 | TEMP_3 | 2.12 | 1.42 | 0.97 | 0.96
SP | Other | 21 | THOM_6 | 173.3 | 156.37 | 15.85 | 16.42
SP | Other | 21 | THSO_P | 12.7 | 2.79 | 1.46 | 1.46
SP | Other | 21 | THUR_6 | 19.09 | 18.05 | 0 | 0
SP | Other | 21 | TILBB_1 | 23.14 | 16.03 | 9.87 | 9.87
SP | Other | 21 | TOTT_1 | 65.75 | 47.78 | 31.63 | 31.63
SP | Other | 21 | TRAW_1 | 1.95 | 1.16 | 1.16 | 1.16
SP | Other | 21 | TYNE_1 | 10.52 | 6.16 | 4.47 | 4.46
SP | Other | 21 | TYNE_2 | 32.58 | 30.8 | 0 | 0
SP | Other | 21 | UPPB_1 | 169.68 | 160.41 | 0 | 0
SP | Other | 21 | UPPB_3 | 74.36 | 69.9 | 1.14 | 1.14
SP | Other | 21 | USKM_1 | 41.47 | 33.29 | 19.17 | 23.47
SP | Other | 21 | WALH_1 | 17.98 | 11.44 | 9.77 | 10.26
SP | Other | 21 | WALP_1 | 109.05 | 97.44 | 35.56 | 35.33
SP | Other | 21 | WALP_B | 43.32 | 37.16 | 6.36 | 6.36
SP | Other | 21 | WASF_1 | 43.09 | 30 | 17.53 | 17.46
SP | Other | 21 | WATFS_1 | 6.42 | 5.09 | 2.78 | 2.78
SP | Other | 21 | WBUR_1 | 36.58 | 29.96 | 12 | 12.32
SP | Other | 21 | WFIE | 13.87 | 12.2 | 6.07 | 8.73
SP | Other | 21 | WHAM_1 | 52.93 | 41.66 | 14.49 | 15.22
SP | Other | 21 | WHGA_1 | 3.23 | 1.77 | 1.77 | 1.77
SP | Other | 21 | WHHO | 1.65 | 1.22 | 0.54 | 0.54
SP | Other | 21 | WIBA_3 | 49.08 | 42.35 | 21.58 | 30.6
SP | Other | 21 | WIEN_1 | 36.65 | 27.12 | 17.62 | 17.62
SP | Other | 21 | WILL_1 | 58.32 | 42.63 | 19.4 | 19.27
SP | Other | 21 | WIMBN1 | 13.2 | 12.48 | 0 | 0
SP | Other | 21 | WIMBS1 | 14.06 | 12.06 | 3.82 | 3.82
SP | Other | 21 | WISD_6 | 2.01 | 1.49 | 0.66 | 0.65
SP | Other | 21 | WMEL_1 | 123.64 | 115.75 | 3.26 | 3.26
SP | Other | 21 | WTHU31 | 21.02 | 12.49 | 12.49 | 12.49
SP | Other | 21 | WWEY_1 | 12.26 | 9.04 | 3.88 | 3.88
SP | Other | 21 | WYMOM_1 | 10.1 | 6.32 | 6.32 | 6.32
SP | Other | 22 | ABHA1 | 7.24 | 4.3 | 4.3 | 4.3
SP | Other | 22 | ABNE_P | 5.72 | 3.69 | 3.69 | 3.69
SP | Other | 22 | ABTH_1 | 28.59 | 25.73 | 9.35 | 9.28
SP | Other | 22 | ALNE_P | 7.71 | 6.79 | 3.37 | 4.86
SP | Other | 22 | ALVE1 | 11.1 | 7.58 | 7.58 | 7.58
SP | Other | 22 | AMEM_1 | 10.69 | 8.11 | 2.19 | 2.19
SP | Other | 22 | ARMO_P | 7.86 | 7.43 | 0 | 0
SP | Other | 22 | BARKC1 | 172.54 | 120.79 | 82.04 | 86.49
SP | Other | 22 | BARKW3 | 31.67 | 29.94 | 0 | 0
SP | Other | 22 | BEDD_1 | 78.01 | 67.31 | 9.86 | 9.86
SP | Other | 22 | BESW_1 | 13.8 | 8.67 | 7.33 | 7.33
SP | Other | 22 | BICF_1 | 71.09 | 61.32 | 32.61 | 48.19
SP | Other | 22 | BIRK_1 | 21.76 | 14.94 | 9.24 | 9.2
SP | Other | 22 | BISW_1 | 25.6 | 18.65 | 12.81 | 12.81
SP | Other | 22 | BLYTB1 | 7.15 | 4.63 | 3.55 | 3.54
SP | Other | 22 | BOLN_1 | 140.73 | 107.98 | 52.81 | 53.74
SP | Other | 22 | BONN | 1.07 | 0.79 | 0.35 | 0.35
SP | Other | 22 | BOTW_1 | 74.62 | 69.83 | 1.22 | 1.22
SP | Other | 22 | BRAI_1 | 11.61 | 7.15 | 7.15 | 7.15
SP | Other | 22 | BRAW_1 | 36.06 | 29.1 | 9.59 | 9.59
SP | Other | 22 | BRED_1 | 9.16 | 5.81 | 5.22 | 5.22
SP | Other | 22 | BRFO_1 | 205.29 | 180.74 | 34.61 | 38.57
SP | Other | 22 | BRIM_1 | 9.05 | 6.63 | 3.63 | 3.62
SP | Other | 22 | BRLE_1 | 119.83 | 104.28 | 15.56 | 15.54
SP | Other | 22 | BRWA1 | 57.88 | 52.29 | 6.12 | 7.37
SP | Other | 22 | BURM_1 | 254.03 | 203.85 | 123.9 | 133.03
SP | Other | 22 | BUSH_1 | 22.3 | 14.92 | 14.92 | 14.92
SP | Other | 22 | BUST_1 | 2.78 | 1.65 | 1.65 | 1.65
SP | Other | 22 | CANTN1 | 124.32 | 114.25 | 6.62 | 6.62
SP | Other | 22 | CAPEA1 | 217.77 | 197.66 | 42.24 | 41.97
SP | Other | 22 | CARE_1 | 215.07 | 188.63 | 29.7 | 29.67
SP | Other | 22 | CARR_1 | 113.2 | 91.22 | 36.77 | 46.52
SP | Other | 22 | CELL_1 | 192.65 | 161.44 | 39.23 | 41.38
SP | Other | 22 | CHIC_1 | 52.33 | 49.14 | 0.93 | 0.93
SP | Other | 22 | CHSI_1 | 11.34 | 10.4 | 0.54 | 0.54
SP | Other | 22 | CHTE_1 | 145.29 | 133.12 | 9.8 | 9.8
SP | Other | 22 | CITR_1 | 24.1 | 21.06 | 5.05 | 5.01
SP | Other | 22 | CLAY_P | 1.09 | 0.53 | 0.53 | 0.53
SP | Other | 22 | CLYM | 6.41 | 3.81 | 3.81 | 3.81
SP | Other | 22 | CONQA1 | 102.85 | 90.03 | 22.87 | 23.24
SP | Other | 22 | COVE_1 | 51.81 | 38.25 | 24.6 | 24.59
SP | Other | 22 | COWL_1 | 54.88 | 39.31 | 24.62 | 24.62
SP | Other | 22 | COYL | 6.08 | 3.61 | 3.61 | 3.61
SP | Other | 22 | CREB_1 | 31.91 | 26.86 | 6.65 | 6.63
SP | Other | 22 | CUMB | 19.07 | 12.27 | 11.89 | 11.89
SP | Other | 22 | CUPA | 1.68 | 1.18 | 1.18 | 1.18
SP | Other | 22 | DALM3 | 22.21 | 16.43 | 11.19 | 11.19
SP | Other | 22 | DEWP | 1.43 | 1.05 | 0.47 | 0.46
SP | Other | 22 | DRAK_1 | 13.1 | 8.52 | 6.37 | 6.36
SP | Other | 22 | DRAX_1 | 97.21 | 89.58 | 11.11 | 15.33
SP | Other | 22 | DUDH_P | 3.83 | 2.83 | 1.25 | 1.24
SP | Other | 22 | DUNB | 9.16 | 6.7 | 4.96 | 4.96
SP | Other | 22 | DUNF | 3.41 | 2.17 | 2.17 | 2.17
SP | Other | 22 | EALI_6 | 11.76 | 6.49 | 4.91 | 4.91
SP | Other | 22 | EASO_1 | 12.41 | 9.25 | 5.79 | 7
SP | Other | 22 | ECLA_1 | 47.34 | 31.68 | 22.3 | 22.27
SP | Other | 22 | EKIS | 5.6 | 3.32 | 3.32 | 3.32
SP | Other | 22 | ELLA_1 | 86.07 | 68.14 | 20.4 | 20.31
SP | Other | 22 | ELST_1 | 12.61 | 11.1 | 2.36 | 2.36
SP | Other | 22 | ENDE_1 | 34.29 | 22.41 | 18.5 | 18.95
SP | Other | 22 | EXET1 | 71.37 | 62.2 | 10.52 | 10.5
SP | Other | 22 | FAWL_1 | 216.87 | 182.54 | 35.13 | 34.96
SP | Other | 22 | FECK_6 | 61.88 | 55.76 | 6.12 | 7
SP | Other | 22 | FERRA2 | 63.99 | 59.25 | 2.11 | 2.11
SP | Other | 22 | FERRB1 | 113.91 | 84.58 | 55.68 | 57.43
SP | Other | 22 | FIDF_1 | 98.65 | 80.84 | 33.86 | 43.32
SP | Other | 22 | FLEE_1 | 148.66 | 139.42 | 1.91 | 1.91
SP | Other | 22 | FOUR_1 | 1.79 | 1.26 | 1.26 | 1.26
SP | Other | 22 | FROD_1 | 280.2 | 236.74 | 68.14 | 67.7
SP | Other | 22 | GLRO | 2.4 | 1.68 | 1.68 | 1.68
SP | Other | 22 | GREN_1 | 118.57 | 92.21 | 54.49 | 68.49
SP | Other | 22 | GRIW_1 | 83.64 | 71.09 | 29.76 | 29.59
SP | Other | 22 | G_EXTRA_2 | 1.44 | 1.01 | 1.01 | 1.01
SP | Other | 22 | G_EXTRA_4 | 4.24 | 2.52 | 2.52 | 2.52
SP | Other | 22 | G_EXTRA_5 | 5.87 | 3.48 | 3.48 | 3.48
SP | Other | 22 | G_EXTRA_8 | 3.94 | 2.66 | 2.66 | 2.66
SP | Other | 22 | G_EXTRA_9 | 3.33 | 2.47 | 1.68 | 1.68
SP | Other | 22 | HACK_1 | 2.98 | 2.21 | 0.98 | 0.97
SP | Other | 22 | HACK_6 | 14.84 | 14.03 | 0 | 0
SP | Other | 22 | HAMHC1 | 27.69 | 14.19 | 14.19 | 14.19
SP | Other | 22 | HARK_1 | 31.7 | 22.27 | 9.58 | 9.57
SP | Other | 22 | HAWP_6 | 3.38 | 2.01 | 2.01 | 2.01
SP | Other | 22 | HEYS_1 | 8.9 | 5.52 | 4.86 | 4.85
SP | Other | 22 | HURS_1 | 14.45 | 11.19 | 4.18 | 4.18
SP | Other | 22 | HUTT_1 | 127.37 | 104.86 | 50.66 | 69.16
SP | Other | 22 | INDQ1 | 67.2 | 52.92 | 27.55 | 27.53
SP | Other | 22 | IROA1 | 8.47 | 5.82 | 3.58 | 3.56
SP | Other | 22 | IRONB1 | 5.81 | 3.59 | 3.59 | 3.59
SP | Other | 22 | IVER_1 | 200.45 | 168.14 | 86.8 | 93.59
SP | Other | 22 | KAIM | 3.74 | 2.62 | 1.5 | 1.49
SP | Other | 22 | KEAD_1 | 12.25 | 7.57 | 7.57 | 7.57
SP | Other | 22 | KEAR_1 | 38.35 | 25.61 | 23.26 | 23.25
SP | Other | 22 | KEIT_P | 25.47 | 22.15 | 11.28 | 16.75
SP | Other | 22 | KEMS_1 | 420.48 | 337.5 | 213.78 | 232.84
SP | Other | 22 | KIER | 4.44 | 2.64 | 2.64 | 2.64
SP | Other | 22 | KILT | 7.72 | 6.23 | 2.93 | 3.81
SP | Other | 22 | KILW | 18.02 | 15.98 | 6.34 | 6.3
SP | Other | 22 | KINO_1 | 164.06 | 138.54 | 61.44 | 61.19
SP | Other | 22 | KINT_P | 7.56 | 5.59 | 2.47 | 2.45
SP | Other | 22 | KIRKB1 | 7.17 | 6.3 | 4.09 | 4.56
SP | Other | 22 | KNAR | 3.98 | 2.79 | 2.79 | 2.79
SP | Other | 22 | LACK_6 | 139.08 | 107.37 | 74.67 | 82.89
SP | Other | 22 | LALE1SG003 | 69.95 | 52.88 | 28.99 | 29.4
SP | Other | 22 | LAND1 | 155.28 | 135.38 | 34.05 | 34.4
SP | Other | 22 | LEGA_1 | 11.36 | 7.31 | 5.67 | 5.67
SP | Other | 22 | LEVE | 24.18 | 18.41 | 11.39 | 12.49
SP | Other | 22 | LINM | 2.31 | 1.37 | 1.37 | 1.37
SP | Other | 22 | LISD_1 | 41.13 | 34.92 | 13.79 | 13.7
SP | Other | 22 | LITT_C | 15.14 | 11.5 | 3 | 3
SP | Other | 22 | LITT_J | 17.83 | 13.2 | 5.83 | 5.79
SP | Other | 22 | LODR_6 | 6 | 5.68 | 0 | 0
SP | Other | 22 | LOVE_1 | 234.25 | 210.59 | 21.39 | 21.36
SP | Other | 22 | LUNA_P | 2.12 | 1.58 | 1.09 | 1.3
SP | Other | 22 | MACC_3 | 26.6 | 19.15 | 9.66 | 9.61
SP | Other | 22 | MANN_1 | 31.12 | 21.74 | 15.85 | 17.17
SP | Other | 22 | MAYB | 10.71 | 7.92 | 3.75 | 3.72
SP | Other | 22 | MELK_1 | 83.15 | 73.74 | 7.76 | 7.75
SP | Other | 22 | MILC_P | 11.19 | 8.15 | 5.48 | 5.48
SP | Other | 22 | MILH_1 | 6.33 | 5.98 | 0 | 0
SP | Other | 22 | MITY_1 | 10.35 | 7.04 | 4.26 | 4.26
SP | Other | 22 | MYBS_P | 2.48 | 2.19 | 1.09 | 1.68
SP | Other | 22 | NEAR | 28.35 | 24.33 | 17.73 | 17.73
SP | Other | 22 | NECE_1 | 180.26 | 155.26 | 45.81 | 45.76
SP | Other | 22 | NEWX_6 | 54.37 | 40.87 | 32 | 31.99
SP | Other | 22 | NFLE | 5.74 | 4.13 | 2.18 | 2.18
SP | Other | 22 | NINF_1 | 5.9 | 3.84 | 2.88 | 2.88
SP | Other | 22 | NORM_1 | 100.96 | 83.15 | 39.98 | 51.36
SP | Other | 22 | NORT_1 | 3.37 | 2.23 | 1.58 | 1.58
SP | Other | 22 | NURS_1 | 43.59 | 32.83 | 15.86 | 15.83
SP | Other | 22 | OCKH_1 | 3.91 | 2.32 | 2.32 | 2.32
SP | Other | 22 | OFFE_3 | 8 | 4.75 | 4.75 | 4.75
SP | Other | 22 | OLDB_1 | 110.97 | 94.92 | 68.77 | 68.77
SP | Other | 22 | OSBA_1 | 51.56 | 46.57 | 5.11 | 5.1
SP | Other | 22 | PADIB1 | 51.25 | 43.24 | 6.24 | 6.5
SP | Other | 22 | PELH_1 | 6.08 | 3.94 | 3.94 | 3.94
SP | Other | 22 | PEMB_1 | 30.95 | 22.59 | 10.69 | 10.63
SP | Other | 22 | PENN_1 | 4.8 | 3.12 | 3.12 | 3.12
SP | Other | 22 | PENT_1 | 4.93 | 3.08 | 3.08 | 3.08
SP | Other | 22 | PENW_1 | 31.38 | 21.37 | 16.38 | 16.35
SP | Other | 22 | PERS_P | 13.12 | 9.29 | 5.05 | 5.03
SP | Other | 22 | POOB | 8.96 | 5.1 | 5.1 | 5.1
SP | Other | 22 | POPP_3 | 20.13 | 13.86 | 10.92 | 12.51
SP | Other | 22 | PORA_P | 9.74 | 9.21 | 0 | 0
SP | Other | 22 | PYLE_1 | 72.56 | 64.41 | 12.92 | 16.37
SP | Other | 22 | RAIN_1 | 199.18 | 185.01 | 5.56 | 5.56
SP | Other | 22 | RASS_1 | 194.88 | 180.64 | 6.49 | 6.49
SP | Other | 22 | RATS_1 | 76.79 | 62.28 | 19.82 | 19.77
SP | Other | 22 | RAYL_1 | 48.53 | 36.43 | 15.63 | 15.63
SP | Other | 22 | RICH1 | 14.91 | 11.03 | 4.87 | 4.84
SP | Other | 22 | ROCH_1 | 10.96 | 6.38 | 6.38 | 6.38
SP | Other | 22 | RYEH_1 | 30.51 | 20.94 | 13.46 | 13.44
SP | Other | 22 | SALH_1 | 413.24 | 323.51 | 120.44 | 119.96
SP | Other | 22 | SALT_1 | 41.86 | 37.69 | 3.46 | 3.44
SP | Other | 22 | SBAR | 22.75 | 21.5 | 0 | 0
SP | Other | 22 | SEAB1 | 139.73 | 114.13 | 53.53 | 53.52
SP | Other | 22 | SELL_1 | 53.03 | 49.44 | 1.16 | 1.16
SP | Other | 22 | SHEC_3 | 30.67 | 22.17 | 19.4 | 19.4
SP | Other | 22 | SHRW_1 | 14.08 | 10.12 | 7.66 | 7.66
SP | Other | 22 | SJOW_1 | 14.13 | 10.45 | 4.62 | 4.59
SP | Other | 22 | SKLGB1 | 118.43 | 107.84 | 7.23 | 7.22
SP | Other | 22 | SMAN_1 | 106.21 | 88.56 | 24.16 | 25.66
SP | Other | 22 | SPEN_1 | 187.7 | 144.85 | 101.3 | 111.13
SP | Other | 22 | STAH_1 | 28.28 | 21.91 | 11.47 | 13.55
SP | Other | 22 | STAY_1 | 144.92 | 124.58 | 28.38 | 28.35
SP | Other | 22 | STEN_1 | 7.81 | 5.23 | 3.56 | 3.55
SP | Other | 22 | STES_1 | 19.25 | 12.89 | 9.14 | 9.12
SP | Other | 22 | STIR | 16.64 | 14.64 | 7.28 | 10.48
SP | Other | 22 | STLE | 13.04 | 9.07 | 7.1 | 7.1
SP | Other | 22 | STRI_P | 2.85 | 1.69 | 1.69 | 1.69
SP | Other | 22 | SUND_1 | 44.85 | 27.8 | 23.9 | 23.9
SP | Other | 22 | SWAN_1 | 274.97 | 256.65 | 6.38 | 6.86
SP | Other | 22 | TAUN1 | 66.63 | 59.92 | 10.19 | 13.85
SP | Other | 22 | TAYN_P | 4.4 | 4.16 | 0 | 0
SP | Other | 22 | TEMP_3 | 2.08 | 1.4 | 0.95 | 0.94
SP | Other | 22 | THOM_6 | 173.13 | 156.3 | 15.78 | 16.35
SP | Other | 22 | THSO_P | 12.7 | 2.79 | 1.46 | 1.46
SP | Other | 22 | THUR_6 | 19.09 | 18.05 | 0 | 0
SP | Other | 22 | TILBB_1 | 22.62 | 15.75 | 9.52 | 9.52
SP | Other | 22 | TOTT_1 | 65.95 | 47.91 | 31.72 | 31.72
SP | Other | 22 | TRAW_1 | 1.88 | 1.12 | 1.12 | 1.12
SP | Other | 22 | TYNE_1 | 10.66 | 6.23 | 4.53 | 4.52
SP | Other | 22 | TYNE_2 | 32.99 | 31.19 | 0 | 0
SP | Other | 22 | UPPB_1 | 170.28 | 160.99 | 0 | 0
SP | Other | 22 | UPPB_3 | 74.41 | 69.94 | 1.18 | 1.18
SP | Other | 22 | USKM_1 | 41.48 | 33.31 | 19.18 | 23.49
SP | Other | 22 | WALH_1 | 17.79 | 11.32 | 9.66 | 10.15
SP | Other | 22 | WALP_1 | 109.25 | 97.6 | 35.65 | 35.42
SP | Other | 22 | WALP_B | 43.59 | 37.47 | 6.28 | 6.28
SP | Other | 22 | WASF_1 | 42.65 | 29.75 | 17.26 | 17.19
SP | Other | 22 | WATFS_1 | 6.49 | 5.15 | 2.81 | 2.81
SP | Other | 22 | WBUR_1 | 37.46 | 30.68 | 12.49 | 12.94
SP | Other | 22 | WFIE | 13.87 | 12.2 | 6.07 | 8.73
SP | Other | 22 | WHAM_1 | 54.4 | 42.95 | 15.07 | 16.12
SP | Other | 22 | WHGA_1 | 3.19 | 1.75 | 1.75 | 1.75
SP | Other | 22 | WHHO | 1.66 | 1.23 | 0.54 | 0.54
SP | Other | 22 | WIBA_3 | 49.13 | 42.37 | 21.6 | 30.62
SP | Other | 22 | WIEN_1 | 36.72 | 27.17 | 17.65 | 17.65
SP | Other | 22 | WILL_1 | 58.41 | 42.68 | 19.44 | 19.31
SP | Other | 22 | WIMBN1 | 13.36 | 12.63 | 0 | 0
SP | Other | 22 | WIMBS1 | 14.3 | 12.26 | 3.91 | 3.91
SP | Other | 22 | WISD_6 | 2.02 | 1.49 | 0.66 | 0.65
SP | Other | 22 | WMEL_1 | 123.83 | 115.88 | 3.38 | 3.38
SP | Other | 22 | WTHU31 | 20.26 | 12.04 | 12.04 | 12.04
SP | Other | 22 | WWEY_1 | 12.19 | 9.01 | 3.81 | 3.8
SP | Other | 22 | WYMOM_1 | 9.96 | 6.25 | 6.25 | 6.25
SP | Other | 23 | ABHA1 | 6.96 | 4.13 | 4.13 | 4.13
SP | Other | 23 | ABNE_P | 5.7 | 3.69 | 3.69 | 3.69
SP | Other | 23 | ABTH_1 | 28.59 | 25.73 | 9.35 | 9.28
SP | Other | 23 | ALNE_P | 7.17 | 6.31 | 3.14 | 4.52
SP | Other | 23 | ALVE1 | 11.35 | 7.76 | 7.76 | 7.76
SP | Other | 23 | AMEM_1 | 10.55 | 8.03 | 2.11 | 2.11
SP | Other | 23 | ARMO_P | 9.29 | 8.78 | 0 | 0
SP | Other | 23 | BARKC1 | 171.06 | 119.43 | 81.32 | 85.46
SP | Other | 23 | BARKW3 | 31.95 | 30.21 | 0 | 0
SP | Other | 23 | BEDD_1 | 77.67 | 67.13 | 9.61 | 9.61
SP | Other | 23 | BESW_1 | 13.4 | 8.43 | 7.1 | 7.09
SP | Other | 23 | BICF_1 | 72.91 | 62.91 | 33.44 | 49.43
SP | Other | 23 | BIRK_1 | 21.47 | 14.77 | 9.06 | 9.03
SP | Other | 23 | BISW_1 | 25.58 | 18.64 | 12.8 | 12.8
SP | Other | 23 | BLYTB1 | 6.98 | 4.53 | 3.45 | 3.44
SP | Other | 23 | BOLN_1 | 140.22 | 107.62 | 52.54 | 53.4
SP | Other | 23 | BONN | 1.07 | 0.79 | 0.35 | 0.35
SP | Other | 23 | BOTW_1 | 75.19 | 70.39 | 1.17 | 1.17
SP | Other | 23 | BRAI_1 | 11.35 | 7 | 7 | 7
SP | Other | 23 | BRAW_1 | 36.24 | 29.26 | 9.58 | 9.58
SP | Other | 23 | BRED_1 | 9.21 | 5.84 | 5.26 | 5.25
SP | Other | 23 | BRFO_1 | 205.28 | 180.8 | 34.12 | 37.8
SP | Other | 23 | BRIM_1 | 9.12 | 6.68 | 3.68 | 3.66
SP | Other | 23 | BRLE_1 | 119.91 | 104.32 | 15.6 | 15.58
SP | Other | 23 | BRWA1 | 57.83 | 52.3 | 6.07 | 7.35
SP | Other | 23 | BURM_1 | 251.36 | 201.4 | 122.95 | 131.42
SP | Other | 23 | BUSH_1 | 22.59 | 15.15 | 15.15 | 15.15
SP | Other | 23 | BUST_1 | 2.67 | 1.59 | 1.59 | 1.59
SP | Other | 23 | CANTN1 | 125.09 | 115.03 | 6.56 | 6.56
SP | Other | 23 | CAPEA1 | 217.72 | 197.69 | 42.1 | 41.83
SP | Other | 23 | CARE_1 | 215.55 | 189.03 | 29.81 | 29.78
SP | Other | 23 | CARR_1 | 109.4 | 87.93 | 35.04 | 44.11
SP | Other | 23 | CELL_1 | 191.76 | 160.72 | 38.73 | 40.73
SP | Other | 23 | CHIC_1 | 52.41 | 49.21 | 0.96 | 0.96
SP | Other | 23 | CHSI_1 | 11.4 | 10.47 | 0.52 | 0.52
SP | Other | 23 | CHTE_1 | 145.28 | 133.21 | 9.81 | 9.81
SP | Other | 23 | CITR_1 | 24.18 | 21.13 | 5.05 | 5.01
SP | Other | 23 | CLAY_P | 1.1 | 0.54 | 0.54 | 0.54
SP | Other | 23 | CLYM | 6.17 | 3.66 | 3.66 | 3.66
SP | Other | 23 | CONQA1 | 103.47 | 90.51 | 23.27 | 23.65
SP | Other | 23 | COVE_1 | 52.07 | 38.51 | 24.72 | 24.71
SP | Other | 23 | COWL_1 | 54.48 | 39.1 | 24.34 | 24.34
SP | Other | 23 | COYL | 5.85 | 3.47 | 3.47 | 3.47
SP | Other | 23 | CREB_1 | 31.98 | 26.92 | 6.7 | 6.69
SP | Other | 23 | CUMB | 18.9 | 12.2 | 11.82 | 11.82
SP | Other | 23 | CUPA | 1.74 | 1.22 | 1.22 | 1.22
SP | Other | 23 | DALM3 | 22.3 | 16.5 | 11.24 | 11.24
SP | Other | 23 | DEWP | 1.43 | 1.06 | 0.47 | 0.46
SP | Other | 23 | DRAK_1 | 13.04 | 8.49 | 6.34 | 6.33
SP | Other | 23 | DRAX_1 | 95.58 | 88.17 | 10.38 | 14.31
SP | Other | 23 | DUDH_P | 3.83 | 2.84 | 1.25 | 1.24
SP | Other | 23 | DUNB | 9.25 | 6.77 | 5.03 | 5.03
SP | Other | 23 | DUNF | 3.38 | 2.16 | 2.16 | 2.16
SP | Other | 23 | EALI_6 | 11.97 | 6.6 | 5.01 | 5.01
SP | Other | 23 | EASO_1 | 12.38 | 9.27 | 5.75 | 6.99
SP | Other | 23 | ECLA_1 | 46.27 | 31.07 | 21.63 | 21.61
SP | Other | 23 | EKIS | 5.38 | 3.2 | 3.2 | 3.2
SP | Other | 23 | ELLA_1 | 86.07 | 68.15 | 20.39 | 20.3
SP | Other | 23 | ELST_1 | 12.81 | 11.25 | 2.44 | 2.44
SP | Other | 23 | ENDE_1 | 33.82 | 22.09 | 18.26 | 18.68
SP | Other | 23 | EXET1 | 71.35 | 62.21 | 10.52 | 10.5
SP | Other | 23 | FAWL_1 | 217.24 | 182.89 | 35.36 | 35.2
SP | Other | 23 | FECK_6 | 61.75 | 55.75 | 5.82 | 6.64
SP | Other | 23 | FERRA2 | 63.86 | 59.17 | 2.03 | 2.03
SP | Other | 23 | FERRB1 | 113.27 | 84.05 | 55.39 | 57.02
SP | Other | 23 | FIDF_1 | 98.47 | 80.8 | 33.74 | 43.27
SP | Other | 23 | FLEE_1 | 148.54 | 139.35 | 1.83 | 1.83
SP | Other | 23 | FOUR_1 | 1.85 | 1.3 | 1.3 | 1.3
SP | Other | 23 | FROD_1 | 280.6 | 237.03 | 68.36 | 67.92
SP | Other | 23 | GLRO | 2.48 | 1.74 | 1.74 | 1.74
SP | Other | 23 | GREN_1 | 116.04 | 90.14 | 53.3 | 66.95
SP | Other | 23 | GRIW_1 | 83.63 | 71.09 | 29.75 | 29.58
SP | Other | 23 | G_EXTRA_2 | 1.49 | 1.04 | 1.04 | 1.04
SP | Other | 23 | G_EXTRA_4 | 4.08 | 2.43 | 2.43 | 2.43
SP | Other | 23 | G_EXTRA_5 | 5.64 | 3.35 | 3.35 | 3.35
SP | Other | 23 | G_EXTRA_8 | 4.01 | 2.71 | 2.71 | 2.71
SP | Other | 23 | G_EXTRA_9 | 3.34 | 2.48 | 1.69 | 1.69
SP | Other | 23 | HACK_1 | 2.99 | 2.21 | 0.98 | 0.97
SP | Other | 23 | HACK_6 | 14.98 | 14.16 | 0 | 0
SP | Other | 23 | HAMHC1 | 28.1 | 14.4 | 14.4 | 14.4
SP | Other | 23 | HARK_1 | 32.09 | 22.51 | 9.74 | 9.72
SP | Other | 23 | HAWP_6 | 3.25 | 1.93 | 1.93 | 1.93
SP | Other | 23 | HEYS_1 | 8.63 | 5.36 | 4.69 | 4.69
SP | Other | 23 | HURS_1 | 14.25 | 11.1 | 4.02 | 4.02
SP | Other | 23 | HUTT_1 | 129.42 | 106.67 | 51.54 | 70.54
SP | Other | 23 | INDQ1 | 67.88 | 53.49 | 27.88 | 27.86
SP | Other | 23 | IROA1 | 8.36 | 5.76 | 3.51 | 3.5
SP | Other | 23 | IRONB1 | 5.68 | 3.52 | 3.52 | 3.52
SP | Other | 23 | IVER_1 | 201.95 | 169.41 | 87.61 | 94.58
SP | Other | 23 | KAIM | 3.71 | 2.6 | 1.47 | 1.47
SP | Other | 23 | KEAD_1 | 11.98 | 7.43 | 7.43 | 7.43
SP | Other | 23 | KEAR_1 | 38.49 | 25.75 | 23.37 | 23.36
SP | Other | 23 | KEIT_P | 25.22 | 21.94 | 11.17 | 16.62
SP | Other | 23 | KEMS_1 | 421.76 | 338.06 | 215.15 | 233.72
SP | Other | 23 | KIER | 4.28 | 2.54 | 2.54 | 2.54
SP | Other | 23 | KILT | 7.81 | 6.31 | 2.97 | 3.87
SP | Other | 23 | KILW | 18.06 | 16.01 | 6.37 | 6.33
SP | Other | 23 | KINO_1 | 164.1 | 138.58 | 61.44 | 61.19
SP | Other | 23 | KINT_P | 7.57 | 5.6 | 2.47 | 2.46
SP | Other | 23 | KIRKB1 | 7.43 | 6.53 | 4.28 | 4.72
SP | Other | 23 | KNAR | 4.12 | 2.88 | 2.88 | 2.88
SP | Other | 23 | LACK_6 | 137.9 | 106.04 | 74.51 | 82.15
SP | Other | 23 | LALE1SG003 | 69.63 | 52.68 | 28.76 | 29.14
SP | Other | 23 | LAND1 | 157.14 | 137.11 | 34.7 | 35.03
SP | Other | 23 | LEGA_1 | 11.25 | 7.25 | 5.61 | 5.6
SP | Other | 23 | LEVE | 23.85 | 18.11 | 11.26 | 12.29
SP | Other | 23 | LINM | 2.22 | 1.32 | 1.32 | 1.32
SP | Other | 23 | LISD_1 | 41.18 | 34.95 | 13.82 | 13.73
SP | Other | 23 | LITT_C | 15.35 | 11.63 | 3.06 | 3.06
SP | Other | 23 | LITT_J | 17.85 | 13.21 | 5.84 | 5.79
SP | Other | 23 | LODR_6 | 6.06 | 5.73 | 0 | 0
SP | Other | 23 | LOVE_1 | 235.25 | 211.57 | 21.36 | 21.34
SP | Other | 23 | LUNA_P | 2 | 1.49 | 1.03 | 1.23
SP | Other | 23 | MACC_3 | 26.48 | 19.09 | 9.59 | 9.53
SP | Other | 23 | MANN_1 | 30.5 | 21.33 | 15.5 | 16.78
SP | Other | 23 | MAYB | 10.72 | 7.94 | 3.75 | 3.73
SP | Other | 23 | MELK_1 | 83.01 | 73.73 | 7.55 | 7.54
SP | Other | 23 | MILC_P | 11.18 | 8.15 | 5.47 | 5.47
SP | Other | 23 | MILH_1 | 6.38 | 6.03 | 0 | 0
SP | Other | 23 | MITY_1 | 10.17 | 6.94 | 4.14 | 4.14
SP | Other | 23 | MYBS_P | 2.55 | 2.24 | 1.12 | 1.73
SP | Other | 23 | NEAR | 31.03 | 26.71 | 19.42 | 19.42
SP | Other | 23 | NECE_1 | 182.71 | 157.39 | 47.34 | 47.3
SP | Other | 23 | NEWX_6 | 55.46 | 41.68 | 32.68 | 32.67
SP | Other | 23 | NFLE | 5.62 | 4.07 | 2.1 | 2.1
SP | Other | 23 | NINF_1 | 5.77 | 3.76 | 2.8 | 2.8
SP | Other | 23 | NORM_1 | 97.23 | 79.88 | 38.34 | 48.99
SP | Other | 23 | NORT_1 | 3.3 | 2.19 | 1.54 | 1.54
SP | Other | 23 | NURS_1 | 43.6 | 32.86 | 15.8 | 15.78
SP | Other | 23 | OCKH_1 | 3.76 | 2.23 | 2.23 | 2.23
SP | Other | 23 | OFFE_3 | 7.7 | 4.57 | 4.57 | 4.57
SP | Other | 23 | OLDB_1 | 119.66 | 102.59 | 74.23 | 74.23
SP | Other | 23 | OSBA_1 | 51.75 | 46.7 | 5.24 | 5.23
SP | Other | 23 | PADIB1 | 50.9 | 43.01 | 6.05 | 6.29
SP | Other | 23 | PELH_1 | 6.07 | 3.94 | 3.94 | 3.94
SP | Other | 23 | PEMB_1 | 30.9 | 22.56 | 10.65 | 10.59
SP | Other | 23 | PENN_1 | 4.94 | 3.21 | 3.21 | 3.21
SP | Other | 23 | PENT_1 | 4.85 | 3.04 | 3.04 | 3.04
SP | Other | 23 | PENW_1 | 31.32 | 21.35 | 16.35 | 16.33
SP | Other | 23 | PERS_P | 13.03 | 9.24 | 4.99 | 4.97
SP | Other | 23 | POOB | 8.95 | 5.09 | 5.09 | 5.09
SP | Other | 23 | POPP_3 | 19.8 | 13.71 | 10.69 | 12.33
SP | Other | 23 | PORA_P | 11.51 | 10.89 | 0 | 0
SP | Other | 23 | PYLE_1 | 71.45 | 63.4 | 12.46 | 15.67
SP | Other | 23 | RAIN_1 | 198.97 | 184.94 | 5.35 | 5.35
SP | Other | 23 | RASS_1 | 194.93 | 180.8 | 6.32 | 6.32
SP | Other | 23 | RATS_1 | 77 | 62.53 | 19.78 | 19.73
SP | Other | 23 | RAYL_1 | 47.78 | 36.05 | 15.07 | 15.07
SP | Other | 23 | RICH1 | 14.93 | 11.05 | 4.88 | 4.85
SP | Other | 23 | ROCH_1 | 10.61 | 6.17 | 6.17 | 6.17
SP | Other | 23 | RYEH_1 | 30.35 | 20.87 | 13.34 | 13.33
SP | Other | 23 | SALH_1 | 413.98 | 324.05 | 120.87 | 120.39
SP | Other | 23 | SALT_1 | 42.18 | 37.99 | 3.47 | 3.45
SP | Other | 23 | SBAR | 22.75 | 21.5 | 0 | 0
SP | Other | 23 | SEAB1 | 143.06 | 116.95 | 55.61 | 55.6
SP | Other | 23 | SELL_1 | 52.98 | 49.43 | 1.12 | 1.12
SP | Other | 23 | SHEC_3 | 31.12 | 22.52 | 19.69 | 19.69
SP | Other | 23 | SHRW_1 | 14.17 | 10.18 | 7.72 | 7.72
SP | Other | 23 | SJOW_1 | 14.14 | 10.46 | 4.62 | 4.59
SP | Other | 23 | SKLGB1 | 118.17 | 107.68 | 7.08 | 7.07
SP | Other | 23 | SMAN_1 | 106.66 | 88.92 | 24.42 | 25.96
SP | Other | 23 | SPEN_1 | 189.14 | 145.8 | 102.4 | 112.08
SP | Other | 23 | STAH_1 | 27.38 | 21.16 | 11.05 | 12.98
SP | Other | 23 | STAY_1 | 145.21 | 124.8 | 28.59 | 28.56
SP | Other | 23 | STEN_1 | 7.67 | 5.14 | 3.48 | 3.47
SP | Other | 23 | STES_1 | 18.96 | 12.72 | 8.97 | 8.95
SP | Other | 23 | STIR | 15.48 | 13.62 | 6.77 | 9.75
SP | Other | 23 | STLE | 12.94 | 9.02 | 7.05 | 7.05
SP | Other | 23 | STRI_P | 2.74 | 1.63 | 1.63 | 1.63
SP | Other | 23 | SUND_1 | 43.48 | 27 | 23.06 | 23.06
SP | Other | 23 | SWAN_1 | 276.44 | 258.15 | 6.13 | 6.57
SP | Other | 23 | TAUN1 | 66.81 | 60.14 | 10.23 | 14
SP | Other | 23 | TAYN_P | 5.2 | 4.92 | 0 | 0
SP | Other | 23 | TEMP_3 | 2.05 | 1.38 | 0.92 | 0.92
SP | Other | 23 | THOM_6 | 172.75 | 156.05 | 15.61 | 16.15
SP | Other | 23 | THSO_P | 12.7 | 2.79 | 1.46 | 1.46
SP | Other | 23 | THUR_6 | 19.09 | 18.05 | 0 | 0
SP | Other | 23 | TILBB_1 | 22.07 | 15.45 | 9.16 | 9.16
SP | Other | 23 | TOTT_1 | 66.09 | 48 | 31.79 | 31.79
SP | Other | 23 | TRAW_1 | 1.81 | 1.08 | 1.08 | 1.08
SP | Other | 23 | TYNE_1 | 10.79 | 6.29 | 4.6 | 4.59
SP | Other | 23 | TYNE_2 | 33.28 | 31.46 | 0 | 0
SP | Other | 23 | UPPB_1 | 170.72 | 161.4 | 0 | 0
SP | Other | 23 | UPPB_3 | 74.47 | 69.98 | 1.22 | 1.22
SP | Other | 23 | USKM_1 | 39.93 | 31.94 | 18.51 | 22.51
SP | Other | 23 | WALH_1 | 17.41 | 11.05 | 9.46 | 9.91
SP | Other | 23 | WALP_1 | 109.44 | 97.75 | 35.74 | 35.52
SP | Other | 23 | WALP_B | 43.75 | 37.67 | 6.21 | 6.21
SP | Other | 23 | WASF_1 | 42.21 | 29.49 | 16.99 | 16.92
SP | Other | 23 | WATFS_1 | 6.55 | 5.2 | 2.84 | 2.84
SP | Other | 23 | WBUR_1 | 37.88 | 31 | 12.78 | 13.25
SP | Other | 23 | WFIE | 12.9 | 11.35 | 5.64 | 8.12
SP | Other | 23 | WHAM_1 | 54.65 | 43.18 | 15.14 | 16.22
SP | Other | 23 | WHGA_1 | 3.15 | 1.72 | 1.72 | 1.72
SP | Other | 23 | WHHO | 1.66 | 1.23 | 0.54 | 0.54
SP | Other | 23 | WIBA_3 | 45.9 | 39.51 | 20.19 | 28.58
SP | Other | 23 | WIEN_1 | 36.76 | 27.2 | 17.67 | 17.67
SP | Other | 23 | WILL_1 | 58.5 | 42.74 | 19.47 | 19.34
SP | Other | 23 | WIMBN1 | 13.48 | 12.74 | 0 | 0
SP | Other | 23 | WIMBS1 | 14.5 | 12.42 | 3.99 | 3.99
SP | Other | 23 | WISD_6 | 2.02 | 1.49 | 0.66 | 0.65
SP | Other | 23 | WMEL_1 | 124.01 | 116.01 | 3.49 | 3.49
SP | Other | 23 | WTHU31 | 19.49 | 11.58 | 11.58 | 11.58
SP | Other | 23 | WWEY_1 | 12.11 | 8.98 | 3.73 | 3.73
SP | Other | 23 | WYMOM_1 | 9.8 | 6.17 | 6.17 | 6.17
SP | Other | 24 | ABHA1 | 6.65 | 3.95 | 3.95 | 3.95
SP | Other | 24 | ABNE_P | 5.67 | 3.68 | 3.68 | 3.68
SP | Other | 24 | ABTH_1 | 28.59 | 25.73 | 9.35 | 9.28
SP | Other | 24 | ALNE_P | 7.17 | 6.31 | 3.14 | 4.52
SP | Other | 24 | ALVE1 | 11.6 | 7.95 | 7.95 | 7.95
SP | Other | 24 | AMEM_1 | 10.39 | 7.94 | 2.01 | 2.01
SP | Other | 24 | ARMO_P | 10.71 | 10.13 | 0 | 0
SP | Other | 24 | BARKC1 | 171.04 | 119.38 | 81.22 | 85.36
SP | Other | 24 | BARKW3 | 32.19 | 30.43 | 0 | 0
SP | Other | 24 | BEDD_1 | 60.29 | 50.86 | 9.32 | 9.32
SP | Other | 24 | BESW_1 | 12.95 | 8.16 | 6.83 | 6.82
SP | Other | 24 | BICF_1 | 74.66 | 64.44 | 34.23 | 50.62
SP | Other | 24 | BIRK_1 | 21.14 | 14.58 | 8.86 | 8.83
SP | Other | 24 | BISW_1 | 25.54 | 18.62 | 12.77 | 12.77
SP | Other | 24 | BLYTB1 | 6.79 | 4.42 | 3.33 | 3.33
SP | Other | 24 | BOLN_1 | 140.44 | 107.97 | 52.36 | 53.22
SP | Other | 24 | BONN | 1.07 | 0.79 | 0.35 | 0.35
SP | Other | 24 | BOTW_1 | 75.65 | 70.86 | 1.12 | 1.12
SP | Other | 24 | BRAI_1 | 11.03 | 6.83 | 6.83 | 6.83
SP | Other | 24 | BRAW_1 | 36.37 | 29.38 | 9.56 | 9.56
SP | Other | 24 | BRED_1 | 9.24 | 5.87 | 5.28 | 5.28
SP | Other | 24 | BRFO_1 | 206.45 | 181.89 | 34.21 | 37.9
SP | Other | 24 | BRIM_1 | 9.19 | 6.73 | 3.73 | 3.71
SP | Other | 24 | BRLE_1 | 104.82 | 90.04 | 15.62 | 15.6
SP | Other | 24 | BRWA1 | 58.56 | 53.06 | 6 | 7.32
SP | Other | 24 | BURM_1 | 252.03 | 201.9 | 123.43 | 131.9
SP | Other | 24 | BUSH_1 | 22.87 | 15.37 | 15.37 | 15.37
SP | Other | 24 | BUST_1 | 2.55 | 1.52 | 1.52 | 1.52
SP | Other | 24 | CANTN1 | 121.17 | 111.4 | 6.48 | 6.48
SP | Other | 24 | CAPEA1 | 203.07 | 183.94 | 41.94 | 41.67
SP | Other | 24 | CARE_1 | 218.04 | 191.35 | 29.9 | 29.87
SP | Other | 24 | CARR_1 | 109.07 | 87.7 | 34.81 | 43.89
SP | Other | 24 | CELL_1 | 193 | 161.98 | 38.57 | 40.56
SP | Other | 24 | CHIC_1 | 36.8 | 34.44 | 0.99 | 0.99
SP | Other | 24 | CHSI_1 | 11.44 | 10.52 | 0.5 | 0.5
SP | Other | 24 | CHTE_1 | 147.53 | 135.44 | 9.81 | 9.81
SP | Other | 24 | CITR_1 | 24.25 | 21.2 | 5.05 | 5.02
SP | Other | 24 | CLAY_P | 1.12 | 0.55 | 0.55 | 0.55
SP | Other | 24 | CLYM | 5.89 | 3.5 | 3.5 | 3.5
SP | Other | 24 | CONQA1 | 105.09 | 91.95 | 23.59 | 23.97
SP | Other | 24 | COVE_1 | 52.16 | 38.65 | 24.75 | 24.74
SP | Other | 24 | COWL_1 | 53.99 | 38.82 | 24 | 24
SP | Other | 24 | COYL | 5.58 | 3.32 | 3.32 | 3.32
SP | Other | 24 | CREB_1 | 32.36 | 27.27 | 6.75 | 6.74
SP | Other | 24 | CUMB | 18.68 | 12.09 | 11.71 | 11.71
SP | Other | 24 | CUPA | 1.8 | 1.26 | 1.26 | 1.26
SP | Other | 24 | DALM3 | 22.37 | 16.55 | 11.28 | 11.28
SP | Other | 24 | DEWP | 1.43 | 1.06 | 0.47 | 0.46
SP | Other | 24 | DRAK_1 | 12.96 | 8.45 | 6.29 | 6.28
SP | Other | 24 | DRAX_1 | 96.75 | 89.31 | 10.32 | 14.24
SP | Other | 24 | DUDH_P | 3.84 | 2.84 | 1.25 | 1.25
SP | Other | 24 | DUNB | 9.33 | 6.83 | 5.09 | 5.09
SP | Other | 24 | DUNF | 3.34 | 2.14 | 2.14 | 2.14
SP | Other | 24 | EALI_6 | 12.18 | 6.71 | 5.11 | 5.11
SP | Other | 24 | EASO_1 | 12.32 | 9.27 | 5.7 | 6.97
SP | Other | 24 | ECLA_1 | 45.05 | 30.36 | 20.88 | 20.86
SP | Other | 24 | EKIS | 5.14 | 3.06 | 3.06 | 3.06
SP | Other | 24 | ELLA_1 | 86.06 | 68.15 | 20.37 | 20.28
SP | Other | 24 | ELST_1 | 13 | 11.4 | 2.53 | 2.53
SP | Other | 24 | ENDE_1 | 33.45 | 21.89 | 18.05 | 18.47
SP | Other | 24 | EXET1 | 54.84 | 46.62 | 10.5 | 10.48
SP | Other | 24 | FAWL_1 | 217.63 | 183.26 | 35.61 | 35.45
SP | Other | 24 | FECK_6 | 61.83 | 55.93 | 5.65 | 6.46
SP | Other | 24 | FERRA2 | 64.76 | 60.08 | 1.94 | 1.94
SP | Other | 24 | FERRB1 | 113.17 | 84.01 | 55.33 | 56.96
SP | Other | 24 | FIDF_1 | 98.82 | 81.26 | 33.84 | 43.57
SP | Other | 24 | FLEE_1 | 150.95 | 141.67 | 1.75 | 1.75
SP | Other | 24 | FOUR_1 | 1.92 | 1.34 | 1.34 | 1.34
SP | Other | 24 | FROD_1 | 280.99 | 237.31 | 68.57 | 68.13
SP | Other | 24 | GLRO | 2.57 | 1.8 | 1.8 | 1.8
SP | Other | 24 | GREN_1 | 116.14 | 90.4 | 53.25 | 67.06
SP | Other | 24 | GRIW_1 | 83.6 | 71.08 | 29.73 | 29.56
SP | Other | 24 | G_EXTRA_2 | 1.54 | 1.08 | 1.08 | 1.08
SP | Other | 24 | G_EXTRA_4 | 3.9 | 2.32 | 2.32 | 2.32
SP | Other | 24 | G_EXTRA_5 | 5.39 | 3.2 | 3.2 | 3.2
SP | Other | 24 | G_EXTRA_8 | 4.07 | 2.76 | 2.76 | 2.76
SP | Other | 24 | G_EXTRA_9 | 3.36 | 2.48 | 1.69 | 1.69
SP | Other | 24 | HACK_1 | 2.99 | 2.21 | 0.98 | 0.97
SP | Other | 24 | HACK_6 | 15.09 | 14.26 | 0 | 0
SP | Other | 24 | HAMHC1 | 28.51 | 14.61 | 14.61 | 14.61
SP | Other | 24 | HARK_1 | 32.46 | 22.74 | 9.89 | 9.87
SP | Other | 24 | HAWP_6 | 3.1 | 1.84 | 1.84 | 1.84
SP | Other | 24 | HEYS_1 | 8.31 | 5.17 | 4.51 | 4.5
SP | Other | 24 | HURS_1 | 14 | 10.97 | 3.84 | 3.84
SP | Other | 24 | HUTT_1 | 131.38 | 108.41 | 52.38 | 71.85
SP | Other | 24 | INDQ1 | 68.37 | 53.92 | 28.1 | 28.09
SP | Other | 24 | IROA1 | 8.23 | 5.69 | 3.43 | 3.42
SP | Other | 24 | IRONB1 | 5.54 | 3.44 | 3.44 | 3.44
SP | Other | 24 | IVER_1 | 203.19 | 170.48 | 88.27 | 95.42
SP | Other | 24 | KAIM | 3.67 | 2.58 | 1.45 | 1.44
SP | Other | 24 | KEAD_1 | 11.68 | 7.25 | 7.25 | 7.25
SP | Other | 24 | KEAR_1 | 38.52 | 25.82 | 23.41 | 23.41
SP | Other | 24 | KEIT_P | 25.58 | 22.27 | 11.32 | 16.87
SP | Other | 24 | KEMS_1 | 426.1 | 341.4 | 217.73 | 236.52
SP | Other | 24 | KIER | 4.08 | 2.43 | 2.43 | 2.43
SP | Other | 24 | KILT | 7.92 | 6.4 | 3.02 | 3.94
SP | Other | 24 | KILW | 18.1 | 16.04 | 6.4 | 6.36
SP | Other | 24 | KINO_1 | 164.1 | 138.58 | 61.42 | 61.17
SP | Other | 24 | KINT_P | 7.57 | 5.6 | 2.48 | 2.46
SP | Other | 24 | KIRKB1 | 7.91 | 6.95 | 4.58 | 5.02
SP | Other | 24 | KNAR | 4.26 | 2.98 | 2.98 | 2.98
SP | Other | 24 | LACK_6 | 139.45 | 107.16 | 75.49 | 83.14
SP | Other | 24 | LALE1SG003 | 69.37 | 52.56 | 28.56 | 28.94
SP | Other | 24 | LAND1 | 158.9 | 138.77 | 35.36 | 35.68
SP | Other | 24 | LEGA_1 | 11.11 | 7.17 | 5.53 | 5.52
SP | Other | 24 | LEVE | 23.94 | 18.17 | 11.32 | 12.35
SP | Other | 24 | LINM | 2.12 | 1.26 | 1.26 | 1.26
SP | Other | 24 | LISD_1 | 41.23 | 34.98 | 13.84 | 13.75
SP | Other | 24 | LITT_C | 15.54 | 11.75 | 3.12 | 3.12
SP | Other | 24 | LITT_J | 17.87 | 13.22 | 5.84 | 5.8
SP | Other | 24 | LODR_6 | 6.1 | 5.77 | 0 | 0
SP | Other | 24 | LOVE_1 | 237.31 | 213.57 | 21.32 | 21.29
SP | Other | 24 | LUNA_P | 1.96 | 1.46 | 1 | 1.2
SP | Other | 24 | MACC_3 | 26.35 | 19.02 | 9.5 | 9.45
SP | Other | 24 | MANN_1 | 30.06 | 21.11 | 15.22 | 16.52
SP | Other | 24 | MAYB | 10.74 | 7.95 | 3.76 | 3.74
SP | Other | 24 | MELK_1 | 83.59 | 74.41 | 7.32 | 7.31
SP | Other | 24 | MILC_P | 11.14 | 8.12 | 5.45 | 5.45
SP | Other | 24 | MILH_1 | 6.43 | 6.08 | 0 | 0
SP | Other | 24 | MITY_1 | 9.96 | 6.82 | 3.99 | 3.99
SP | Other | 24 | MYBS_P | 2.61 | 2.3 | 1.14 | 1.77
SP | Other | 24 | NEAR | 33.99 | 29.33 | 21.28 | 21.28
SP | Other | 24 | NECE_1 | 154.93 | 130.92 | 49.01 | 48.96
SP | Other | 24 | NEWX_6 | 56.36 | 42.35 | 33.23 | 33.23
SP | Other | 24 | NFLE | 5.47 | 3.99 | 2.01 | 2.01
SP | Other | 24 | NINF_1 | 5.61 | 3.68 | 2.71 | 2.71
SP | Other | 24 | NORM_1 | 97.38 | 80.03 | 38.41 | 49.07
SP | Other | 24 | NORT_1 | 3.22 | 2.14 | 1.5 | 1.49
SP | Other | 24 | NURS_1 | 43.56 | 32.86 | 15.74 | 15.71
SP | Other | 24 | OCKH_1 | 3.59 | 2.13 | 2.13 | 2.13
SP | Other | 24 | OFFE_3 | 7.35 | 4.37 | 4.37 | 4.37
SP | Other | 24 | OLDB_1 | 129.23 | 111.05 | 80.25 | 80.24
SP | Other | 24 | OSBA_1 | 37.93 | 33.59 | 5.37 | 5.36
SP | Other | 24 | PADIB1 | 50.62 | 42.84 | 5.88 | 6.12
SP | Other | 24 | PELH_1 | 6.05 | 3.94 | 3.94 | 3.94
SP | Other | 24 | PEMB_1 | 30.83 | 22.53 | 10.61 | 10.54
SP | Other | 24 | PENN_1 | 5.08 | 3.31 | 3.31 | 3.31
SP | Other | 24 | PENT_1 | 4.75 | 2.99 | 2.99 | 2.99
SP | Other | 24 | PENW_1 | 31.21 | 21.31 | 16.31 | 16.28
SP | Other | 24 | PERS_P | 12.91 | 9.17 | 4.92 | 4.9
SP | Other | 24 | POOB | 8.92 | 5.07 | 5.07 | 5.07
SP | Other | 24 | POPP_3 | 19.39 | 13.52 | 10.42 | 12.1
SP | Other | 24 | PORA_P | 13.29 | 12.56 | 0 | 0
SP | Other | 24 | PYLE_1 | 72.39 | 64.24 | 12.55 | 15.76
SP | Other | 24 | RAIN_1 | 201.72 | 187.69 | 5.11 | 5.11
SP | Other | 24 | RASS_1 | 197.42 | 183.28 | 6.11 | 6.11
SP | Other | 24 | RATS_1 | 77.11 | 62.71 | 19.71 | 19.66
SP | Other | 24 | RAYL_1 | 46.87 | 35.57 | 14.43 | 14.43
SP | Other | 24 | RICH1 | 14.94 | 11.06 | 4.88 | 4.85
SP | Other | 24 | ROCH_1 | 10.22 | 5.93 | 5.93 | 5.93
SP | Other | 24 | RYEH_1 | 30.13 | 20.76 | 13.2 | 13.18
SP | Other | 24 | SALH_1 | 398.8 | 309.56 | 121.27 | 120.79
SP | Other | 24 | SALT_1 | 42.45 | 38.24 | 3.48 | 3.46
SP | Other | 24 | SBAR | 23.14 | 21.88 | 0 | 0
SP | Other | 24 | SEAB1 | 132.34 | 106.49 | 57.84 | 57.83
SP | Other | 24 | SELL_1 | 53.76 | 50.19 | 1.07 | 1.07
SP | Other | 24 | SHEC_3 | 31.44 | 22.78 | 19.9 | 19.9
SP | Other | 24 | SHRW_1 | 14.25 | 10.24 | 7.78 | 7.78
SP | Other | 24 | SJOW_1 | 14.15 | 10.47 | 4.63 | 4.59
SP | Other | 24 | SKLGB1 | 119.69 | 109.24 | 6.9 | 6.89
SP | Other | 24 | SMAN_1 | 107.92 | 90.05 | 24.67 | 26.26
SP | Other | 24 | SPEN_1 | 191.68 | 147.77 | 103.9 | 113.73
SP | Other | 24 | STAH_1 | 27.23 | 21.07 | 10.96 | 12.89
SP | Other | 24 | STAY_1 | 147.04 | 126.49 | 28.77 | 28.75
SP | Other | 24 | STEN_1 | 7.51 | 5.05 | 3.38 | 3.37
SP | Other | 24 | STES_1 | 18.62 | 12.53 | 8.77 | 8.75
SP | Other | 24 | STIR | 15.48 | 13.62 | 6.77 | 9.75
SP | Other | 24 | STLE | 12.82 | 8.96 | 6.98 | 6.98
SP | Other | 24 | STRI_P | 2.61 | 1.55 | 1.55 | 1.55
SP | Other | 24 | SUND_1 | 41.91 | 26.07 | 22.11 | 22.11
SP | Other | 24 | SWAN_1 | 278.53 | 260.24 | 5.93 | 6.37
SP | Other | 24 | TAUN1 | 67.75 | 61.09 | 10.25 | 14.11
SP | Other | 24 | TAYN_P | 6 | 5.67 | 0 | 0
SP | Other | 24 | TEMP_3 | 2.01 | 1.35 | 0.9 | 0.9
SP | Other | 24 | THOM_6 | 175.07 | 158.35 | 15.51 | 16.04
SP | Other | 24 | THSO_P | 12.7 | 2.79 | 1.46 | 1.46
SP | Other | 24 | THUR_6 | 19.42 | 18.36 | 0 | 0
SP | Other | 24 | TILBB_1 | 21.43 | 15.09 | 8.75 | 8.75
SP | Other | 24 | TOTT_1 | 66.2 | 48.06 | 31.84 | 31.84
SP | Other | 24 | TRAW_1 | 1.73 | 1.03 | 1.03 | 1.03
SP | Other | 24 | TYNE_1 | 10.92 | 6.36 | 4.66 | 4.65
SP | Other | 24 | TYNE_2 | 33.53 | 31.7 | 0 | 0
SP | Other | 24 | UPPB_1 | 173.21 | 163.75 | 0 | 0
SP | Other | 24 | UPPB_3 | 75.81 | 71.22 | 1.26 | 1.26
SP | Other | 24 | USKM_1 | 39.93 | 31.95 | 18.51 | 22.52
SP | Other | 24 | WALH_1 | 17.17 | 10.91 | 9.32 | 9.77
SP | Other | 24 | WALP_1 | 109.62 | 97.88 | 35.83 | 35.61
SP | Other | 24 | WALP_B | 43.84 | 37.82 | 6.12 | 6.12
SP | Other | 24 | WASF_1 | 41.71 | 29.2 | 16.69 | 16.62
SP | Other | 24 | WATFS_1 | 6.61 | 5.24 | 2.86 | 2.86
SP | Other | 24 | WBUR_1 | 38.6 | 31.6 | 13.07 | 13.54
SP | Other | 24 | WFIE | 12.9 | 11.35 | 5.64 | 8.12
SP | Other | 24 | WHAM_1 | 54.89 | 43.38 | 15.21 | 16.31
SP | Other | 24 | WHGA_1 | 3.09 | 1.69 | 1.69 | 1.69
SP | Other | 24 | WHHO | 1.66 | 1.23 | 0.54 | 0.54
SP | Other | 24 | WIBA_3 | 45.94 | 39.53 | 20.21 | 28.6
SP | Other | 24 | WIEN_1 | 36.78 | 27.22 | 17.68 | 17.68
SP | Other | 24 | WILL_1 | 58.58 | 42.8 | 19.5 | 19.37
SP | Other | 24 | WIMBN1 | 13.58 | 12.84 | 0 | 0
SP | Other | 24 | WIMBS1 | 14.67 | 12.56 | 4.06 | 4.06
SP | Other | 24 | WISD_6 | 2.02 | 1.49 | 0.66 | 0.66
SP | Other | 24 | WMEL_1 | 126.24 | 118.08 | 3.61 | 3.61
SP | Other | 24 | WTHU31 | 18.62 | 11.06 | 11.06 | 11.06
SP | Other | 24 | WWEY_1 | 12 | 8.92 | 3.64 | 3.64
SP | Other | 24 | WYMOM_1 | 9.62 | 6.07 | 6.07 | 6.07
SP | Other | 25 | ABHA1 | 6.31 | 3.75 | 3.75 | 3.75
SP | Other | 25 | ABNE_P | 5.63 | 3.67 | 3.67 | 3.67
SP | Other | 25 | ABTH_1 | 28.59 | 25.73 | 9.35 | 9.28
SP | Other | 25 | ALNE_P | 7.17 | 6.31 | 3.14 | 4.52
SP | Other | 25 | ALVE1 | 11.85 | 8.13 | 8.13 | 8.13
SP | Other | 25 | AMEM_1 | 9.5 | 7.23 | 1.91 | 1.91
SP | Other | 25 | ARMO_P | 10.5 | 9.93 | 0 | 0
SP | Other | 25 | BARKC1 | 170.59 | 119.04 | 80.97 | 85.11
SP | Other | 25 | BARKW3 | 31.6 | 29.88 | 0 | 0
SP | Other | 25 | BEDD_1 | 59.58 | 50.37 | 8.99 | 8.99
SP | Other | 25 | BESW_1 | 12.45 | 7.87 | 6.53 | 6.53
SP | Other | 25 | BICF_1 | 74.75 | 64.51 | 34.3 | 50.69
SP | Other | 25 | BIRK_1 | 20.78 | 14.37 | 8.65 | 8.61
SP | Other | 25 | BISW_1 | 25.47 | 18.58 | 12.74 | 12.74
SP | Other | 25 | BLYTB1 | 6.58 | 4.29 | 3.21 | 3.2
SP | Other | 25 | BOLN_1 | 140.33 | 108.06 | 52.1 | 52.96
SP | Other | 25 | BONN | 1.07 | 0.8 | 0.35 | 0.35
SP | Other | 25 | BOTW_1 | 74.21 | 69.53 | 1.06 | 1.06
SP | Other | 25 | BRAI_1 | 10.69 | 6.63 | 6.63 | 6.63
SP | Other | 25 | BRAW_1 | 35.95 | 29 | 9.52 | 9.52
SP | Other | 25 | BRED_1 | 9.25 | 5.89 | 5.3 | 5.3
SP | Other | 25 | BRFO_1 | 203.97 | 179.55 | 34.27 | 37.95
SP | Other | 25 | BRIM_1 | 9.27 | 6.78 | 3.77 | 3.76
SP | Other | 25 | BRLE_1 | 105.43 | 90.62 | 15.62 | 15.6
SP | Other | 25 | BRWA1 | 59.04 | 53.59 | 5.86 | 7.18
SP | Other | 25 | BURM_1 | 252.64 | 202.36 | 123.88 | 132.36
SP | Other | 25 | BUSH_1 | 23.12 | 15.58 | 15.58 | 15.58
SP | Other | 25 | BUST_1 | 2.42 | 1.44 | 1.44 | 1.44
SP | Other | 25 | CANTN1 | 119.14 | 109.55 | 6.38 | 6.38
SP | Other | 25 | CAPEA1 | 202.87 | 183.85 | 41.76 | 41.49
SP | Other | 25 | CARE_1 | 219.35 | 192.56 | 29.96 | 29.93
SP | Other | 25 | CARR_1 | 108.61 | 87.41 | 34.52 | 43.59
SP | Other | 25 | CELL_1 | 193.65 | 162.71 | 38.38 | 40.37
SP | Other | 25 | CHIC_1 | 36.77 | 34.4 | 1.03 | 1.03
SP | Other | 25 | CHSI_1 | 11.2 | 10.31 | 0.47 | 0.47
SP | Other | 25 | CHTE_1 | 149.48 | 137.41 | 9.81 | 9.81
SP | Other | 25 | CITR_1 | 24.1 | 21.05 | 5.05 | 5.02
SP | Other | 25 | CLAY_P | 1.13 | 0.55 | 0.55 | 0.55
SP | Other | 25 | CLYM | 5.59 | 3.32 | 3.32 | 3.32
SP | Other | 25 | CONQA1 | 106.48 | 93.19 | 23.86 | 24.24
SP | Other | 25 | COVE_1 | 51.92 | 38.5 | 24.73 | 24.72
SP | Other | 25 | COWL_1 | 53.21 | 38.31 | 23.62 | 23.62
SP | Other | 25 | COYL | 5.3 | 3.15 | 3.15 | 3.15
SP | Other | 25 | CREB_1 | 32.69 | 27.58 | 6.8 | 6.78
SP | Other | 25 | CUMB | 18.41 | 11.96 | 11.58 | 11.58
SP | Other | 25 | CUPA | 1.86 | 1.3 | 1.3 | 1.3
SP | Other | 25 | DALM3 | 22.43 | 16.59 | 11.32 | 11.32
SP | Other | 25 | DEWP | 1.43 | 1.06 | 0.47 | 0.46
SP | Other | 25 | DRAK_1 | 12.85 | 8.39 | 6.23 | 6.22
SP | Other | 25 | DRAX_1 | 97.74 | 90.29 | 10.25 | 14.17
SP | Other | 25 | DUDH_P | 3.84 | 2.84 | 1.26 | 1.25
SP | Other | 25 | DUNB | 9.42 | 6.89 | 5.14 | 5.14
SP | Other | 25 | DUNF | 3.29 | 2.12 | 2.12 | 2.12
SP | Other | 25 | EALI_6 | 12.3 | 6.75 | 5.18 | 5.18
SP | Other | 25 | EASO_1 | 12.11 | 9.15 | 5.58 | 6.85
SP | Other | 25 | ECLA_1 | 43.57 | 29.45 | 20.06 | 20.04
SP | Other | 25 | EKIS | 4.88 | 2.9 | 2.9 | 2.9
SP | Other | 25 | ELLA_1 | 86.02 | 68.13 | 20.34 | 20.25
SP | Other | 25 | ELST_1 | 12.95 | 11.33 | 2.61 | 2.61
SP | Other | 25 | ENDE_1 | 33 | 21.64 | 17.8 | 18.22
SP | Other | 25 | EXET1 | 54.77 | 46.6 | 10.48 | 10.46
SP | Other | 25 | FAWL_1 | 205.3 | 172.87 | 35.88 | 35.72
SP | Other | 25 | FECK_6 | 60.57 | 54.86 | 5.45 | 6.27
SP | Other | 25 | FERRA2 | 65.52 | 60.85 | 1.84 | 1.84
SP | Other | 25 | FERRB1 | 112.99 | 83.91 | 55.24 | 56.87
SP | Other | 25 | FIDF_1 | 98.29 | 80.97 | 33.54 | 43.27
SP | Other | 25 | FLEE_1 | 153.02 | 143.68 | 1.66 | 1.66
SP | Other | 25 | FOUR_1 | 1.98 | 1.39 | 1.39 | 1.39
SP | Other | 25 | FROD_1 | 281.27 | 237.49 | 68.79 | 68.35
SP | Other | 25 | GLRO | 2.65 | 1.86 | 1.86 | 1.86
SP | Other | 25 | GREN_1 | 115.43 | 89.98 | 52.83 | 66.64
SP | Other | 25 | GRIW_1 | 83.55 | 71.05 | 29.69 | 29.52
SP | Other | 25 | G_EXTRA_2 | 1.59 | 1.11 | 1.11 | 1.11
SP | Other | 25 | G_EXTRA_4 | 3.7 | 2.2 | 2.2 | 2.2
SP | Other | 25 | G_EXTRA_5 | 5.12 | 3.04 | 3.04 | 3.04
SP | Other | 25 | G_EXTRA_8 | 4.14 | 2.81 | 2.81 | 2.81
SP | Other | 25 | G_EXTRA_9 | 3.36 | 2.49 | 1.7 | 1.7
SP | Other | 25 | HACK_1 | 2.99 | 2.22 | 0.98 | 0.97
SP | Other | 25 | HACK_6 | 14.81 | 14 | 0 | 0
SP | Other | 25 | HAMHC1 | 28.79 | 14.75 | 14.75 | 14.75
SP | Other | 25 | HARK_1 | 32.51 | 22.69 | 10.01 | 9.99
SP | Other | 25 | HAWP_6 | 2.95 | 1.75 | 1.75 | 1.75
SP | Other | 25 | HEYS_1 | 7.97 | 4.97 | 4.3 | 4.3
SP | Other | 25 | HURS_1 | 13.54 | 10.64 | 3.64 | 3.64
SP | Other | 25 | HUTT_1 | 131.34 | 108.39 | 52.35 | 71.82
SP | Other | 25 | INDQ1 | 68.27 | 53.82 | 28.29 | 28.27
SP | Other | 25 | IROA1 | 8.1 | 5.61 | 3.35 | 3.34
SP | Other | 25 | IRONB1 | 5.37 | 3.35 | 3.35 | 3.35
SP | Other | 25 | IVER_1 | 203.57 | 170.82 | 88.52 | 95.67
SP | Other | 25 | KAIM | 3.62 | 2.55 | 1.42 | 1.42
SP | Other | 25 | KEAD_1 | 11.33 | 7.06 | 7.06 | 7.06
SP | Other | 25 | KEAR_1 | 38.46 | 25.85 | 23.41 | 23.4
SP | Other | 25 | KEIT_P | 25.54 | 22.24 | 11.3 | 16.84
SP | Other | 25 | KEMS_1 | 429.18 | 343.67 | 219.74 | 238.53
SP | Other | 25 | KIER | 3.88 | 2.3 | 2.3 | 2.3
SP | Other | 25 | KILT | 7.92 | 6.41 | 3.02 | 3.94
SP | Other | 25 | KILW | 18.15 | 16.07 | 6.43 | 6.39
SP | Other | 25 | KINO_1 | 163.98 | 138.5 | 61.38 | 61.14
SP | Other | 25 | KINT_P | 7.58 | 5.61 | 2.48 | 2.46
SP | Other | 25 | KIRKB1 | 8.44 | 7.42 | 4.91 | 5.35
SP | Other | 25 | KNAR | 4.4 | 3.08 | 3.08 | 3.08
SP | Other | 25 | LACK_6 | 140.9 | 108.2 | 76.41 | 84.06
SP | Other | 25 | LALE1SG003 | 68.8 | 52.15 | 28.32 | 28.7
SP | Other | 25 | LAND1 | 158.06 | 138 | 36.02 | 36.34
SP | Other | 25 | LEGA_1 | 10.95 | 7.08 | 5.43 | 5.42
SP | Other | 25 | LEVE | 24.01 | 18.22 | 11.36 | 12.39
SP | Other | 25 | LINM | 2.02 | 1.2 | 1.2 | 1.2
SP | Other | 25 | LISD_1 | 41.27 | 35 | 13.86 | 13.77
SP | Other | 25 | LITT_C | 15.46 | 11.64 | 3.16 | 3.16
SP | Other | 25 | LITT_J | 17.89 | 13.24 | 5.85 | 5.81
SP | Other | 25 | LODR_6 | 5.99 | 5.66 | 0 | 0
SP | Other | 25 | LOVE_1 | 236.11 | 212.5 | 21.24 | 21.22
SP | Other | 25 | LUNA_P | 1.91 | 1.43 | 0.97 | 1.17
SP | Other | 25 | MACC_3 | 26.21 | 18.93 | 9.41 | 9.35
SP | Other | 25 | MANN_1 | 29.41 | 20.71 | 14.88 | 16.18
SP | Other | 25 | MAYB | 10.75 | 7.96 | 3.76 | 3.74
SP | Other | 25 | MELK_1 | 83.44 | 74.42 | 7.06 | 7.05
SP | Other | 25 | MILC_P | 11.1 | 8.1 | 5.42 | 5.42
SP | Other | 25 | MILH_1 | 6.31 | 5.97 | 0 | 0
SP | Other | 25 | MITY_1 | 9.63 | 6.6 | 3.83 | 3.83
SP | Other | 25 | MYBS_P | 2.61 | 2.3 | 1.14 | 1.77
SP | Other | 25 | NEAR | 37.24 | 32.22 | 23.33 | 23.33
SP | Other | 25 | NECE_1 | 157.82 | 133.45 | 50.83 | 50.78
SP | Other | 25 | NEWX_6 | 57.12 | 42.9 | 33.75 | 33.75
SP | Other | 25 | NFLE | 5.26 | 3.85 | 1.9 | 1.9
SP | Other | 25 | NINF_1 | 5.45 | 3.58 | 2.61 | 2.61
SP | Other | 25 | NORM_1 | 96.48 | 79.28 | 38.43 | 49.08
SP | Other | 25 | NORT_1 | 3.14 | 2.09 | 1.45 | 1.44
SP | Other | 25 | NURS_1 | 43.27 | 32.63 | 15.65 | 15.62
SP | Other | 25 | OCKH_1 | 3.41 | 2.03 | 2.03 | 2.03
SP | Other | 25 | OFFE_3 | 6.98 | 4.14 | 4.14 | 4.14
SP | Other | 25 | OLDB_1 | 139.78 | 120.38 | 86.88 | 86.87
SP | Other | 25 | OSBA_1 | 38.13 | 33.73 | 5.5 | 5.49
SP | Other | 25 | PADIB1 | 50.31 | 42.66 | 5.69 | 5.94
SP | Other | 25 | PELH_1 | 6.02 | 3.94 | 3.94 | 3.94
SP | Other | 25 | PEMB_1 | 30.76 | 22.49 | 10.56 | 10.49
SP | Other | 25 | PENN_1 | 5.22 | 3.4 | 3.4 | 3.4
SP | Other | 25 | PENT_1 | 4.64 | 2.92 | 2.92 | 2.92
SP | Other | 25 | PENW_1 | 31.07 | 21.25 | 16.24 | 16.21
SP | Other | 25 | PERS_P | 12.79 | 9.1 | 4.84 | 4.82
SP | Other | 25 | POOB | 8.86 | 5.04 | 5.04 | 5.04
SP | Other | 25 | POPP_3 | 18.75 | 13.14 | 10.05 | 11.72
SP | Other | 25 | PORA_P | 13.02 | 12.31 | 0 | 0
SP | Other | 25 | PYLE_1 | 73.21 | 64.98 | 12.63 | 15.84
SP | Other | 25 | RAIN_1 | 203.62 | 189.64 | 4.85 | 4.85
SP | Other | 25 | RASS_1 | 198.54 | 184.48 | 5.89 | 5.89
SP | Other | 25 | RATS_1 | 76.33 | 62.05 | 19.62 | 19.57
SP | Other | 25 | RAYL_1 | 45.29 | 34.48 | 13.73 | 13.73
SP | Other | 25 | RICH1 | 14.96 | 11.07 | 4.89 | 4.86
SP | Other | 25 | ROCH_1 | 9.77 | 5.67 | 5.67 | 5.67
SP | Other | 25 | RYEH_1 | 29.73 | 20.5 | 13.01 | 13
SP | Other | 25 | SALH_1 | 399.42 | 310.01 | 121.64 | 121.15
SP | Other | 25 | SALT_1 | 41.86 | 37.68 | 3.49 | 3.48
SP | Other | 25 | SBAR | 23.49 | 22.21 | 0 | 0
SP | Other | 25 | SEAB1 | 136.17 | 109.77 | 60.23 | 60.22
SP | Other | 25 | SELL_1 | 54.34 | 50.77 | 1.01 | 1.01
SP | Other | 25 | SHEC_3 | 31.72 | 23.01 | 20.08 | 20.08
SP | Other | 25 | SHRW_1 | 14.32 | 10.3 | 7.84 | 7.84
SP | Other | 25 | SJOW_1 | 14.17 | 10.48 | 4.63 | 4.6
SP | Other | 25 | SKLGB1 | 120.94 | 110.55 | 6.7 | 6.69
SP | Other | 25 | SMAN_1 | 108.9 | 90.94 | 24.84 | 26.43
SP | Other | 25 | SPEN_1 | 193.47 | 149.11 | 105.04 | 114.87
SP | Other | 25 | STAH_1 | 27.07 | 20.98 | 10.86 | 12.79
SP | Other | 25 | STAY_1 | 148.61 | 127.96 | 28.93 | 28.91
SP | Other | 25 | STEN_1 | 7.34 | 4.95 | 3.28 | 3.27
SP | Other | 25 | STES_1 | 18.25 | 12.31 | 8.55 | 8.53
SP | Other | 25 | STIR | 15.48 | 13.62 | 6.77 | 9.75
SP | Other | 25 | STLE | 12.68 | 8.88 | 6.9 | 6.9
SP | Other | 25 | STRI_P | 2.48 | 1.47 | 1.47 | 1.47
SP | Other | 25 | SUND_1 | 40.07 | 24.95 | 21.06 | 21.06
SP | Other | 25 | SWAN_1 | 274.84 | 256.88 | 5.7 | 6.15
SP | Other | 25 | TAUN1 | 68.16 | 61.58 | 10.09 | 13.94
SP | Other | 25 | TAYN_P | 5.88 | 5.56 | 0 | 0
SP | Other | 25 | TEMP_3 | 1.96 | 1.33 | 0.87 | 0.87
SP | Other | 25 | THOM_6 | 177.02 | 160.32 | 15.38 | 15.91
SP | Other | 25 | THSO_P | 12.7 | 2.79 | 1.46 | 1.46
SP | Other | 25 | THUR_6 | 19.72 | 18.64 | 0 | 0
SP | Other | 25 | TILBB_1 | 20.56 | 14.52 | 8.3 | 8.3
SP | Other | 25 | TOTT_1 | 66.25 | 48.08 | 31.87 | 31.87
SP | Other | 25 | TRAW_1 | 1.64 | 0.98 | 0.98 | 0.98
SP | Other | 25 | TYNE_1 | 11.02 | 6.41 | 4.71 | 4.7
SP | Other | 25 | TYNE_2 | 32.92 | 31.12 | 0 | 0
SP | Other | 25 | UPPB_1 | 174.14 | 164.63 | 0 | 0
SP | Other | 25 | UPPB_3 | 76.98 | 72.31 | 1.31 | 1.31
SP | Other | 25 | USKM_1 | 39.92 | 31.95 | 18.51 | 22.51
SP | Other | 25 | WALH_1 | 16.87 | 10.73 | 9.14 | 9.6
SP | Other | 25 | WALP_1 | 109.64 | 97.87 | 35.93 | 35.7
SP | Other | 25 | WALP_B | 43.03 | 37.13 | 6.01 | 6.01
SP | Other | 25 | WASF_1 | 41.16 | 28.87 | 16.35 | 16.28
SP | Other | 25 | WATFS_1 | 6.6 | 5.22 | 2.89 | 2.89
SP | Other | 25 | WBUR_1 | 39.23 | 32.12 | 13.33 | 13.81
SP | Other | 25 | WFIE | 12.9 | 11.35 | 5.64 | 8.12
SP | Other | 25 | WHAM_1 | 54.75 | 43.24 | 15.22 | 16.33
SP | Other | 25 | WHGA_1 | 3.03 | 1.65 | 1.65 | 1.65
SP | Other | 25 | WHHO | 1.66 | 1.23 | 0.54 | 0.54
SP | Other | 25 | WIBA_3 | 45.98 | 39.55 | 20.22 | 28.62
SP | Other | 25 | WIEN_1 | 36.78 | 27.22 | 17.68 | 17.68
SP | Other | 25 | WILL_1 | 58.66 | 42.85 | 19.53 | 19.4
SP | Other | 25 | WIMBN1 | 13.33 | 12.6 | 0 | 0
SP | Other | 25 | WIMBS1 | 14.62 | 12.5 | 4.13 | 4.13
SP | Other | 25 | WISD_6 | 2.02 | 1.5 | 0.66 | 0.66
SP | Other | 25 | WMEL_1 | 128.17 | 119.86 | 3.73 | 3.73
SP | Other | 25 | WTHU31 | 17.67 | 10.5 | 10.5 | 10.5
SP | Other | 25 | WWEY_1 | 11.76 | 8.74 | 3.54 | 3.54
SP | Other | 25 | WYMOM_1 | 9.41 | 5.96 | 5.96 | 5.96
SP | Other | 26 | ABHA1 | 5.95 | 3.53 | 3.53 | 3.53
SP | Other | 26 | ABNE_P | 5.58 | 3.65 | 3.65 | 3.65
SP | Other | 26 | ABTH_1 | 28.59 | 25.73 | 9.35 | 9.28
SP | Other | 26 | ALNE_P | 7.17 | 6.31 | 3.14 | 4.52
SP | Other | 26 | ALVE1 | 12.09 | 8.31 | 8.31 | 8.31
SP | Other | 26 | AMEM_1 | 9.31 | 7.12 | 1.8 | 1.8
SP | Other | 26 | ARMO_P | 10.18 | 9.62 | 0 | 0
SP | Other | 26 | BARKC1 | 169.95 | 118.56 | 80.66 | 84.8
SP | Other | 26 | BARKW3 | 30.49 | 28.82 | 0 | 0
SP | Other | 26 | BEDD_1 | 58.68 | 49.72 | 8.64 | 8.63
SP | Other | 26 | BESW_1 | 11.93 | 7.56 | 6.22 | 6.21
SP | Other | 26 | BICF_1 | 74.84 | 64.57 | 34.37 | 50.75
SP | Other | 26 | BIRK_1 | 20.4 | 14.14 | 8.42 | 8.38
SP | Other | 26 | BISW_1 | 25.39 | 18.53 | 12.69 | 12.69
SP | Other | 26 | BLYTB1 | 6.36 | 4.16 | 3.07 | 3.07
SP | Other | 26 | BOLN_1 | 140.07 | 108.02 | 51.8 | 52.66
SP | Other | 26 | BONN | 1.08 | 0.8 | 0.35 | 0.35
SP | Other | 26 | BOTW_1 | 71.55 | 67.05 | 1 | 1
SP | Other | 26 | BRAI_1 | 10.31 | 6.42 | 6.42 | 6.42
SP | Other | 26 | BRAW_1 | 35.2 | 28.3 | 9.48 | 9.47
SP | Other | 26 | BRED_1 | 9.26 | 5.9 | 5.31 | 5.31
SP | Other | 26 | BRFO_1 | 199.15 | 175.02 | 34.3 | 37.98
SP | Other | 26 | BRIM_1 | 9.34 | 6.83 | 3.82 | 3.81
SP | Other | 26 | BRLE_1 | 106.03 | 91.2 | 15.61 | 15.59
SP | Other | 26 | BRWA1 | 59.5 | 54.12 | 5.71 | 7.03
SP | Other | 26 | BURM_1 | 253.21 | 202.8 | 124.31 | 132.78
SP | Other | 26 | BUSH_1 | 23.36 | 15.78 | 15.78 | 15.78
SP | Other | 26 | BUST_1 | 2.28 | 1.36 | 1.36 | 1.36
SP | Other | 26 | CANTN1 | 115.4 | 106.11 | 6.28 | 6.28
SP | Other | 26 | CAPEA1 | 202.33 | 183.44 | 41.57 | 41.3
SP | Other | 26 | CARE_1 | 220.1 | 193.27 | 30.01 | 29.98
SP | Other | 26 | CARR_1 | 108.1 | 87.09 | 34.2 | 43.27
SP | Other | 26 | CELL_1 | 194.07 | 163.22 | 38.18 | 40.17
SP | Other | 26 | CHIC_1 | 36.68 | 34.3 | 1.06 | 1.06
SP | Other | 26 | CHSI_1 | 10.79 | 9.93 | 0.45 | 0.45
SP | Other | 26 | CHTE_1 | 151.93 | 139.84 | 10.15 | 10.15
SP | Other | 26 | CITR_1 | 23.8 | 20.77 | 5.06 | 5.02
SP | Other | 26 | CLAY_P | 1.14 | 0.56 | 0.56 | 0.56
SP | Other | 26 | CLYM | 5.27 | 3.13 | 3.13 | 3.13
SP | Other | 26 | CONQA1 | 107.84 | 94.41 | 24.1 | 24.49
SP | Other | 26 | COVE_1 | 51.44 | 38.15 | 24.67 | 24.66
SP | Other | 26 | COWL_1 | 52.26 | 37.65 | 23.2 | 23.2
SP | Other | 26 | COYL | 4.99 | 2.97 | 2.97 | 2.97
SP | Other | 26 | CREB_1 | 33.03 | 27.9 | 6.84 | 6.83
SP | Other | 26 | CUMB | 18.12 | 11.81 | 11.43 | 11.43
SP | Other | 26 | CUPA | 1.92 | 1.34 | 1.34 | 1.34
SP | Other | 26 | DALM3 | 22.47 | 16.62 | 11.35 | 11.35
SP | Other | 26 | DEWP | 1.43 | 1.06 | 0.47 | 0.46
SP | Other | 26 | DRAK_1 | 12.74 | 8.33 | 6.17 | 6.15
SP | Other | 26 | DRAX_1 | 98.74 | 91.28 | 10.17 | 14.09
SP | Other | 26 | DUDH_P | 3.85 | 2.85 | 1.26 | 1.25
SP | Other | 26 | DUNB | 9.5 | 6.94 | 5.2 | 5.2
SP | Other | 26 | DUNF | 3.24 | 2.09 | 2.09 | 2.09
SP | Other | 26 | EALI_6 | 12.39 | 6.77 | 5.25 | 5.25
SP | Other | 26 | EASO_1 | 11.9 | 9.02 | 5.45 | 6.72
SP | Other | 26 | ECLA_1 | 41.91 | 28.41 | 19.18 | 19.16
SP | Other | 26 | EKIS | 4.6 | 2.73 | 2.73 | 2.73
SP | Other | 26 | ELLA_1 | 85.99 | 68.12 | 20.3 | 20.21
SP | Other | 26 | ELST_1 | 12.75 | 11.1 | 2.7 | 2.7
SP | Other | 26 | ENDE_1 | 32.51 | 21.37 | 17.52 | 17.94
SP | Other | 26 | EXET1 | 54.7 | 46.57 | 10.44 | 10.42
SP | Other | 26 | FAWL_1 | 206.31 | 173.79 | 36.57 | 36.4
SP | Other | 26 | FECK_6 | 58.45 | 52.97 | 5.25 | 6.06
SP | Other | 26 | FERRA2 | 66.27 | 61.63 | 1.74 | 1.74
SP | Other | 26 | FERRB1 | 112.74 | 83.76 | 55.11 | 56.74
SP | Other | 26 | FIDF_1 | 97.71 | 80.64 | 33.21 | 42.94
SP | Other | 26 | FLEE_1 | 155.11 | 145.71 | 1.57 | 1.57
SP | Other | 26 | FOUR_1 | 2.05 | 1.43 | 1.43 | 1.43
SP | Other | 26 | FROD_1 | 281.51 | 237.62 | 69.01 | 68.57
SP | Other | 26 | GLRO | 2.74 | 1.92 | 1.92 | 1.92
SP | Other | 26 | GREN_1 | 114.67 | 89.54 | 52.37 | 66.18
SP | Other | 26 | GRIW_1 | 83.48 | 71.01 | 29.65 | 29.48
SP | Other | 26 | G_EXTRA_2 | 1.64 | 1.15 | 1.15 | 1.15
SP | Other | 26 | G_EXTRA_4 | 3.49 | 2.07 | 2.07 | 2.07
SP | Other | 26 | G_EXTRA_5 | 4.82 | 2.86 | 2.86 | 2.86
SP | Other | 26 | G_EXTRA_8 | 4.2 | 2.86 | 2.86 | 2.86
SP | Other | 26 | G_EXTRA_9 | 3.37 | 2.49 | 1.7 | 1.7
SP | Other | 26 | HACK_1 | 3 | 2.22 | 0.98 | 0.97
SP | Other | 26 | HACK_6 | 14.29 | 13.51 | 0 | 0
SP | Other | 26 | HAMHC1 | 29.06 | 14.89 | 14.89 | 14.89
SP | Other | 26 | HARK_1 | 32.4 | 22.49 | 10.13 | 10.12
SP | Other | 26 | HAWP_6 | 2.78 | 1.65 | 1.65 | 1.65
SP | Other | 26 | HEYS_1 | 7.61 | 4.76 | 4.09 | 4.08
SP | Other | 26 | HURS_1 | 12.92 | 10.19 | 3.43 | 3.43
SP | Other | 26 | HUTT_1 | 131.32 | 108.39 | 52.32 | 71.79
SP | Other | 26 | INDQ1 | 67.79 | 53.36 | 28.44 | 28.42
SP | Other | 26 | IROA1 | 7.95 | 5.52 | 3.26 | 3.25
SP | Other | 26 | IRONB1 | 5.2 | 3.25 | 3.25 | 3.25
SP | Other | 26 | IVER_1 | 203.86 | 171.1 | 88.73 | 95.88
SP | Other | 26 | KAIM | 3.57 | 2.52 | 1.39 | 1.39
SP | Other | 26 | KEAD_1 | 10.96 | 6.85 | 6.85 | 6.85
SP | Other | 26 | KEAR_1 | 38.35 | 25.84 | 23.37 | 23.37
SP | Other | 26 | KEIT_P | 25.49 | 22.22 | 11.27 | 16.81
SP | Other | 26 | KEMS_1 | 431.98 | 345.73 | 221.6 | 240.39
SP | Other | 26 | KIER | 3.65 | 2.17 | 2.17 | 2.17
SP | Other | 26 | KILT | 7.93 | 6.41 | 3.02 | 3.94
SP | Other | 26 | KILW | 18.19 | 16.1 | 6.46 | 6.42
SP | Other | 26 | KINO_1 | 163.79 | 138.35 | 61.33 | 61.08
SP | Other | 26 | KINT_P | 7.59 | 5.62 | 2.48 | 2.46
SP | Other | 26 | KIRKB1 | 9.62 | 8.46 | 5.71 | 6.14
SP | Other | 26 | KNAR | 4.54 | 3.18 | 3.18 | 3.18
SP | Other | 26 | LACK_6 | 142.28 | 109.19 | 77.29 | 84.93
SP | Other | 26 | LALE1SG003 | 68.01 | 51.56 | 28.06 | 28.44
SP | Other | 26 | LAND1 | 156.79 | 136.74 | 37.56 | 37.89
SP | Other | 26 | LEGA_1 | 10.77 | 6.98 | 5.33 | 5.32
SP | Other | 26 | LEVE | 24.1 | 18.28 | 11.42 | 12.45
SP | Other | 26 | LINM | 1.9 | 1.13 | 1.13 | 1.13
SP | Other | 26 | LISD_1 | 41.31 | 35.02 | 13.88 | 13.79
SP | Other | 26 | LITT_C | 15.23 | 11.39 | 3.2 | 3.2
SP | Other | 26 | LITT_J | 17.91 | 13.26 | 5.86 | 5.81
SP | Other | 26 | LODR_6 | 5.78 | 5.46 | 0 | 0
SP | Other | 26 | LOVE_1 | 232.95 | 209.58 | 21.15 | 21.13
SP | Other | 26 | LUNA_P | 1.86 | 1.4 | 0.94 | 1.14
SP | Other | 26 | MACC_3 | 26.06 | 18.85 | 9.31 | 9.26
SP | Other | 26 | MANN_1 | 28.65 | 20.23 | 14.51 | 15.81
SP | Other | 26 | MAYB | 10.76 | 7.97 | 3.77 | 3.75
SP | Other | 26 | MELK_1 | 82.89 | 74.06 | 6.79 | 6.78
SP | Other | 26 | MILC_P | 11.05 | 8.07 | 5.4 | 5.4
SP | Other | 26 | MILH_1 | 6.09 | 5.76 | 0 | 0
SP | Other | 26 | MITY_1 | 9.24 | 6.33 | 3.66 | 3.66
SP | Other | 26 | MYBS_P | 2.61 | 2.3 | 1.14 | 1.77
SP | Other | 26 | NEAR | 40.85 | 35.42 | 25.6 | 25.6
SP | Other | 26 | NECE_1 | 164.2 | 139.04 | 55.09 | 55.05
SP | Other | 26 | NEWX_6 | 57.77 | 43.36 | 34.23 | 34.23
SP | Other | 26 | NFLE | 5.01 | 3.67 | 1.79 | 1.79
SP | Other | 26 | NINF_1 | 5.27 | 3.47 | 2.51 | 2.5
SP | Other | 26 | NORM_1 | 96.16 | 79.02 | 38.43 | 49.09
SP | Other | 26 | NORT_1 | 3.05 | 2.04 | 1.39 | 1.39
SP | Other | 26 | NURS_1 | 42.82 | 32.26 | 15.55 | 15.52
SP | Other | 26 | OCKH_1 | 3.21 | 1.91 | 1.91 | 1.91
SP | Other | 26 | OFFE_3 | 6.57 | 3.91 | 3.91 | 3.91
SP | Other | 26 | OLDB_1 | 163.78 | 141.52 | 102.94 | 102.93
SP | Other | 26 | OSBA_1 | 38.32 | 33.87 | 5.64 | 5.63
SP | Other | 26 | PADIB1 | 49.98 | 42.46 | 5.5 | 5.74
SP | Other | 26 | PELH_1 | 5.98 | 3.93 | 3.93 | 3.93
SP | Other | 26 | PEMB_1 | 30.69 | 22.45 | 10.51 | 10.44
SP | Other | 26 | PENN_1 | 5.37 | 3.5 | 3.5 | 3.5
SP | Other | 26 | PENT_1 | 4.51 | 2.86 | 2.86 | 2.86
SP | Other | 26 | PENW_1 | 30.91 | 21.17 | 16.16 | 16.13
SP | Other | 26 | PERS_P | 12.66 | 9.03 | 4.76 | 4.74
SP | Other | 26 | POOB | 8.78 | 5 | 5 | 5
SP | Other | 26 | POPP_3 | 18.08 | 12.74 | 9.64 | 11.32
SP | Other | 26 | PORA_P | 12.62 | 11.93 | 0 | 0
SP | Other | 26 | PYLE_1 | 74.03 | 65.72 | 12.71 | 15.92
SP | Other | 26 | RAIN_1 | 205.26 | 191.35 | 4.57 | 4.57
SP | Other | 26 | RASS_1 | 199.01 | 185.08 | 5.65 | 5.65
SP | Other | 26 | RATS_1 | 74.97 | 60.86 | 19.52 | 19.47
SP | Other | 26 | RAYL_1 | 43.25 | 33 | 12.98 | 12.98
SP | Other | 26 | RICH1 | 14.98 | 11.08 | 4.9 | 4.86
SP | Other | 26 | ROCH_1 | 9.3 | 5.39 | 5.39 | 5.39
SP | Other | 26 | RYEH_1 | 29.23 | 20.15 | 12.81 | 12.8
SP | Other | 26 | SALH_1 | 400.07 | 310.49 | 122.01 | 121.53
SP | Other | 26 | SALT_1 | 40.72 | 36.59 | 3.51 | 3.49
SP | Other | 26 | SBAR | 23.84 | 22.54 | 0 | 0
SP | Other | 26 | SEAB1 | 144.31 | 116.85 | 65.66 | 65.65
SP | Other | 26 | SELL_1 | 54.87 | 51.31 | 0.95 | 0.95
SP | Other | 26 | SHEC_3 | 31.96 | 23.21 | 20.24 | 20.24
SP | Other | 26 | SHRW_1 | 14.38 | 10.35 | 7.89 | 7.89
SP | Other | 26 | SJOW_1 | 14.19 | 10.5 | 4.64 | 4.61
SP | Other | 26 | SKLGB1 | 122.2 | 111.86 | 6.49 | 6.48
SP | Other | 26 | SMAN_1 | 109.9 | 91.84 | 25.02 | 26.61
SP | Other | 26 | SPEN_1 | 195.15 | 150.36 | 106.11 | 115.94
SP | Other | 26 | STAH_1 | 26.9 | 20.88 | 10.75 | 12.68
SP | Other | 26 | STAY_1 | 150.17 | 129.43 | 29.07 | 29.05
SP | Other | 26 | STEN_1 | 7.15 | 4.84 | 3.17 | 3.16
SP | Other | 26 | STES_1 | 17.86 | 12.08 | 8.32 | 8.3
SP | Other | 26 | STIR | 15.48 | 13.62 | 6.77 | 9.75
SP | Other | 26 | STLE | 12.52 | 8.79 | 6.81 | 6.81
SP | Other | 26 | STRI_P | 2.34 | 1.39 | 1.39 | 1.39
SP | Other | 26 | SUND_1 | 38.03 | 23.69 | 19.94 | 19.94
SP | Other | 26 | SWAN_1 | 267.49 | 250.08 | 5.47 | 5.91
SP | Other | 26 | TAUN1 | 68.57 | 62.07 | 9.91 | 13.77
SP | Other | 26 | TAYN_P | 5.7 | 5.39 | 0 | 0
SP | Other | 26 | TEMP_3 | 1.91 | 1.3 | 0.84 | 0.84
SP | Other | 26 | THOM_6 | 178.97 | 162.3 | 15.23 | 15.76
SP | Other | 26 | THSO_P | 12.7 | 2.79 | 1.46 | 1.46
SP | Other | 26 | THUR_6 | 20.01 | 18.92 | 0 | 0
SP | Other | 26 | TILBB_1 | 19.52 | 13.83 | 7.82 | 7.82
SP | Other | 26 | TOTT_1 | 66.26 | 48.08 | 31.88 | 31.88
SP | Other | 26 | TRAW_1 | 1.55 | 0.92 | 0.92 | 0.92
SP | Other | 26 | TYNE_1 | 11.12 | 6.46 | 4.76 | 4.75
SP | Other | 26 | TYNE_2 | 31.76 | 30.02 | 0 | 0
SP | Other | 26 | UPPB_1 | 174.27 | 164.75 | 0 | 0
SP | Other | 26 | UPPB_3 | 78.16 | 73.42 | 1.35 | 1.35
SP | Other | 26 | USKM_1 | 39.91 | 31.96 | 18.51 | 22.51
SP | Other | 26 | WALH_1 | 16.55 | 10.55 | 8.96 | 9.41
SP | Other | 26 | WALP_1 | 109.57 | 97.77 | 36.02 | 35.8
SP | Other | 26 | WALP_B | 41.66 | 35.91 | 5.88 | 5.88
SP | Other | 26 | WASF_1 | 40.57 | 28.53 | 15.99 | 15.92
SP | Other | 26 | WATFS_1 | 6.55 | 5.17 | 2.92 | 2.92
SP | Other | 26 | WBUR_1 | 39.86 | 32.64 | 13.59 | 14.07
SP | Other | 26 | WFIE | 12.9 | 11.35 | 5.64 | 8.12
SP | Other | 26 | WHAM_1 | 54.45 | 42.95 | 15.24 | 16.35
SP | Other | 26 | WHGA_1 | 2.96 | 1.6 | 1.6 | 1.6
SP | Other | 26 | WHHO | 1.66 | 1.23 | 0.54 | 0.54
SP | Other | 26 | WIBA_3 | 46.01 | 39.56 | 20.24 | 28.64
SP | Other | 26 | WIEN_1 | 36.76 | 27.2 | 17.67 | 17.67
SP | Other | 26 | WILL_1 | 58.75 | 42.91 | 19.56 | 19.43
SP | Other | 26 | WIMBN1 | 12.86 | 12.16 | 0 | 0
SP | Other | 26 | WIMBS1 | 14.43 | 12.29 | 4.19 | 4.19
SP | Other | 26 | WISD_6 | 2.02 | 1.5 | 0.66 | 0.66
SP | Other | 26 | WMEL_1 | 130.1 | 121.64 | 3.85 | 3.85
SP | Other | 26 | WTHU31 | 16.65 | 9.89 | 9.89 | 9.89
SP | Other | 26 | WWEY_1 | 11.42 | 8.49 | 3.44 | 3.43
SP | Other | 26 | WYMOM_1 | 9.18 | 5.83 | 5.83 | 5.83
SP | Other | 27 | ABHA1 | 5.6 | 3.33 | 3.33 | 3.33
SP | Other | 27 | ABNE_P | 5.54 | 3.64 | 3.64 | 3.64
SP | Other | 27 | ABTH_1 | 28.59 | 25.73 | 9.35 | 9.28
SP | Other | 27 | ALNE_P | 7.17 | 6.31 | 3.14 | 4.52
SP | Other | 27 | ALVE1 | 12.35 | 8.5 | 8.5 | 8.5
SP | Other | 27 | AMEM_1 | 9.14 | 7.01 | 1.7 | 1.7
SP | Other | 27 | ARMO_P | 9.64 | 9.12 | 0 | 0
SP | Other | 27 | BARKC1 | 168.96 | 117.82 | 80.26 | 84.39
SP | Other | 27 | BARKW3 | 28.43 | 26.88 | 0 | 0
SP | Other | 27 | BEDD_1 | 57.51 | 48.82 | 8.29 | 8.28
SP | Other | 27 | BESW_1 | 11.42 | 7.26 | 5.92 | 5.91
SP | Other | 27 | BICF_1 | 74.93 | 64.64 | 34.44 | 50.82
SP | Other | 27 | BIRK_1 | 20.04 | 13.93 | 8.19 | 8.16
SP | Other | 27 | BISW_1 | 25.3 | 18.48 | 12.64 | 12.64
SP | Other | 27 | BLYTB1 | 6.14 | 4.03 | 2.94 | 2.94
SP | Other | 27 | BOLN_1 | 139.57 | 107.75 | 51.5 | 52.35
SP | Other | 27 | BONN | 1.08 | 0.8 | 0.35 | 0.35
SP | Other | 27 | BOTW_1 | 66.74 | 62.54 | 0.94 | 0.94
SP | Other | 27 | BRAI_1 | 9.96 | 6.22 | 6.22 | 6.22
SP | Other | 27 | BRAW_1 | 33.83 | 27.03 | 9.42 | 9.42
SP | Other | 27 | BRED_1 | 9.26 | 5.91 | 5.33 | 5.32
SP | Other | 27 | BRFO_1 | 190.19 | 166.59 | 34.31 | 37.99
SP | Other | 27 | BRIM_1 | 9.42 | 6.88 | 3.87 | 3.86
SP | Other | 27 | BRLE_1 | 106.5 | 91.67 | 15.59 | 15.57
SP | Other | 27 | BRWA1 | 59.87 | 54.55 | 5.57 | 6.89
SP | Other | 27 | BURM_1 | 253.77 | 203.22 | 124.72 | 133.19
SP | Other | 27 | BUSH_1 | 23.63 | 16 | 16 | 16
SP | Other | 27 | BUST_1 | 2.15 | 1.28 | 1.28 | 1.28
SP | Other | 27 | CANTN1 | 108.7 | 99.85 | 6.18 | 6.18
SP | Other | 27 | CAPEA1 | 201.13 | 182.42 | 41.38 | 41.11
SP | Other | 27 | CARE_1 | 219.56 | 192.76 | 30.04 | 30.02
SP | Other | 27 | CARR_1 | 107.55 | 86.75 | 33.86 | 42.93
SP | Other | 27 | CELL_1 | 193.88 | 163.16 | 37.97 | 39.96
SP | Other | 27 | CHIC_1 | 36.47 | 34.1 | 1.09 | 1.09
SP | Other | 27 | CHSI_1 | 10.07 | 9.27 | 0.42 | 0.42
SP | Other | 27 | CHTE_1 | 153.79 | 141.72 | 10.27 | 10.27
SP | Other | 27 | CITR_1 | 23.25 | 20.25 | 5.06 | 5.02
SP | Other | 27 | CLAY_P | 1.14 | 0.56 | 0.56 | 0.56
SP | Other | 27 | CLYM | 4.96 | 2.95 | 2.95 | 2.95
SP | Other | 27 | CONQA1 | 109.02 | 95.47 | 24.33 | 24.71
SP | Other | 27 | COVE_1 | 50.65 | 37.51 | 24.59 | 24.58
SP | Other | 27 | COWL_1 | 51.09 | 36.79 | 22.78 | 22.78
SP | Other | 27 | COYL | 4.7 | 2.79 | 2.79 | 2.79
SP | Other | 27 | CREB_1 | 33.32 | 28.18 | 6.89 | 6.88
SP | Other | 27 | CUMB | 17.85 | 11.68 | 11.3 | 11.3
SP | Other | 27 | CUPA | 1.98 | 1.38 | 1.38 | 1.38
SP | Other | 27 | DALM3 | 22.49 | 16.64 | 11.37 | 11.37
SP | Other | 27 | DEWP | 1.43 | 1.06 | 0.47 | 0.47
SP | Other | 27 | DRAK_1 | 12.61 | 8.26 | 6.1 | 6.09
SP | Other | 27 | DRAX_1 | 99.57 | 92.11 | 10.1 | 14.02
SP | Other | 27 | DUDH_P | 3.85 | 2.85 | 1.26 | 1.25
SP | Other | 27 | DUNB | 9.57 | 7 | 5.25 | 5.25
SP | Other | 27 | DUNF | 3.19 | 2.07 | 2.07 | 2.07
SP | Other | 27 | EALI_6 | 12.37 | 6.71 | 5.29 | 5.29
SP | Other | 27 | EASO_1 | 11.69 | 8.9 | 5.32 | 6.59
SP | Other | 27 | ECLA_1 | 40.15 | 27.24 | 18.34 | 18.31
SP | Other | 27 | EKIS | 4.33 | 2.57 | 2.57 | 2.57
SP | Other | 27 | ELLA_1 | 85.94 | 68.1 | 20.26 | 20.17
SP | Other | 27 | ELST_1 | 12.27 | 10.62 | 2.78 | 2.78
SP | Other | 27 | ENDE_1 | 32.02 | 21.1 | 17.25 | 17.67
SP | Other | 27 | EXET1 | 54.64 | 46.55 | 10.42 | 10.4
SP | Other | 27 | FAWL_1 | 206.96 | 174.4 | 36.99 | 36.82
SP | Other | 27 | FECK_6 | 54.84 | 49.68 | 5.05 | 5.86
SP | Other | 27 | FERRA2 | 66.89 | 62.28 | 1.63 | 1.63
SP | Other | 27 | FERRB1 | 112.45 | 83.59 | 54.96 | 56.59
SP | Other | 27 | FIDF_1 | 97.15 | 80.32 | 32.9 | 42.63
SP | Other | 27 | FLEE_1 | 156.86 | 147.42 | 1.47 | 1.47
SP | Other | 27 | FOUR_1 | 2.11 | 1.48 | 1.48 | 1.48
SP | Other | 27 | FROD_1 | 281.62 | 237.63 | 69.24 | 68.8
SP | Other | 27 | GLRO | 2.83 | 1.98 | 1.98 | 1.98
SP | Other | 27 | GREN_1 | 113.91 | 89.1 | 51.92 | 65.73
SP | Other | 27 | GRIW_1 | 83.39 | 70.97 | 29.59 | 29.43
SP | Other | 27 | G_EXTRA_2 | 1.7 | 1.19 | 1.19 | 1.19
SP | Other | 27 | G_EXTRA_4 | 3.28 | 1.95 | 1.95 | 1.95
SP | Other | 27 | G_EXTRA_5 | 4.54 | 2.7 | 2.7 | 2.7
SP | Other | 27 | G_EXTRA_8 | 4.26 | 2.91 | 2.91 | 2.91
SP | Other | 27 | G_EXTRA_9 | 3.37 | 2.5 | 1.7 | 1.7
SP | Other | 27 | HACK_1 | 3 | 2.22 | 0.98 | 0.97
SP | Other | 27 | HACK_6 | 13.33 | 12.6 | 0 | 0
SP | Other | 27 | HAMHC1 | 29.17 | 14.96 | 14.96 | 14.96
SP | Other | 27 | HARK_1 | 31.92 | 21.97 | 10.22 | 10.2
SP | Other | 27 | HAWP_6 | 2.61 | 1.55 | 1.55 | 1.55
SP | Other | 27 | HEYS_1 | 7.26 | 4.55 | 3.88 | 3.88
SP | Other | 27 | HURS_1 | 12.1 | 9.53 | 3.23 | 3.23
SP | Other | 27 | HUTT_1 | 131.31 | 108.39 | 52.29 | 71.76
SP | Other | 27 | INDQ1 | 66.69 | 52.33 | 28.57 | 28.56
SP | Other | 27 | IROA1 | 7.81 | 5.44 | 3.18 | 3.17
SP | Other | 27 | IRONB1 | 5.03 | 3.15 | 3.15 | 3.15
SP | Other | 27 | IVER_1 | 204.11 | 171.35 | 88.91 | 96.06
SP | Other | 27 | KAIM | 3.53 | 2.49 | 1.36 | 1.36
SP | Other | 27 | KEAD_1 | 10.61 | 6.65 | 6.65 | 6.65
SP | Other | 27 | KEAR_1 | 38.24 | 25.82 | 23.33 | 23.33
SP | Other | 27 | KEIT_P | 25.45 | 22.19 | 11.24 | 16.79
SP | Other | 27 | KEMS_1 | 434.49 | 347.56 | 223.33 | 242.12
SP | Other | 27 | KIER | 3.44 | 2.04 | 2.04 | 2.04
SP | Other | 27 | KILT | 7.93 | 6.41 | 3.02 | 3.94
SP | Other | 27 | KILW | 18.23 | 16.13 | 6.49 | 6.45
SP | Other | 27 | KINO_1 | 163.5 | 138.11 | 61.26 | 61.02
SP | Other | 27 | KINT_P | 7.6 | 5.62 | 2.48 | 2.47
SP | Other | 27 | KIRKB1 | 10.42 | 9.16 | 6.21 | 6.64
SP | Other | 27 | KNAR | 4.69 | 3.28 | 3.28 | 3.28
SP | Other | 27 | LACK_6 | 143.56 | 110.12 | 78.1 | 85.74
SP | Other | 27 | LALE1SG003 | 66.92 | 50.68 | 27.8 | 28.18
SP | Other | 27 | LAND1 | 151.73 | 131.96 | 38.5 | 38.83
SP | Other | 27 | LEGA_1 | 10.6 | 6.88 | 5.23 | 5.22
SP | Other | 27 | LEVE | 24.18 | 18.34 | 11.47 | 12.5
SP | Other | 27 | LINM | 1.79 | 1.06 | 1.06 | 1.06
SP | Other | 27 | LISD_1 | 41.34 | 35.04 | 13.89 | 13.8
SP | Other | 27 | LITT_C | 14.7 | 10.86 | 3.23 | 3.23
SP | Other | 27 | LITT_J | 17.94 | 13.27 | 5.86 | 5.82
SP | Other | 27 | LODR_6 | 5.39 | 5.1 | 0 | 0
SP | Other | 27 | LOVE_1 | 226.12 | 203.21 | 21.06 | 21.04
SP | Other | 27 | LUNA_P | 1.81 | 1.37 | 0.92 | 1.11
SP | Other | 27 | MACC_3 | 25.91 | 18.77 | 9.22 | 9.16
SP | Other | 27 | MANN_1 | 27.82 | 19.67 | 14.16 | 15.45
SP | Other | 27 | MAYB | 10.78 | 7.98 | 3.77 | 3.75
SP | Other | 27 | MELK_1 | 81.58 | 72.98 | 6.52 | 6.51
SP | Other | 27 | MILC_P | 11 | 8.04 | 5.37 | 5.37
SP | Other | 27 | MILH_1 | 5.68 | 5.37 | 0 | 0
SP | Other | 27 | MITY_1 | 8.77 | 5.98 | 3.49 | 3.49
SP | Other | 27 | MYBS_P | 2.61 | 2.3 | 1.14 | 1.77
SP | Other | 27 | NEAR | 45.81 | 39.81 | 28.72 | 28.72
SP | Other | 27 | NECE_1 | 168.48 | 142.79 | 57.78 | 57.74
SP | Other | 27 | NEWX_6 | 58.27 | 43.69 | 34.68 | 34.68
SP | Other | 27 | NFLE | 4.69 | 3.44 | 1.69 | 1.69
SP | Other | 27 | NINF_1 | 5.1 | 3.37 | 2.41 | 2.4
SP | Other | 27 | NORM_1 | 95.59 | 78.52 | 38.44 | 49.1
SP | Other | 27 | NORT_1 | 2.97 | 1.99 | 1.34 | 1.34
SP | Other | 27 | NURS_1 | 42.11 | 31.64 | 15.44 | 15.41
SP | Other | 27 | OCKH_1 | 3.03 | 1.8 | 1.8 | 1.8
SP | Other | 27 | OFFE_3 | 6.19 | 3.68 | 3.68 | 3.68
SP | Other | 27 | OLDB_1 | 179.77 | 155.62 | 112.99 | 112.98
SP | Other | 27 | OSBA_1 | 38.53 | 34.01 | 5.77 | 5.76
SP | Other | 27 | PADIB1 | 49.66 | 42.28 | 5.31 | 5.55
SP | Other | 27 | PELH_1 | 5.95 | 3.92 | 3.92 | 3.92
SP | Other | 27 | PEMB_1 | 30.63 | 22.42 | 10.46 | 10.39
SP | Other | 27 | PENN_1 | 5.5 | 3.6 | 3.6 | 3.6
SP | Other | 27 | PENT_1 | 4.4 | 2.79 | 2.79 | 2.79
SP | Other | 27 | PENW_1 | 30.76 | 21.1 | 16.08 | 16.05
SP | Other | 27 | PERS_P | 12.54 | 8.96 | 4.69 | 4.66
SP | Other | 27 | POOB | 8.68 | 4.95 | 4.95 | 4.95
SP | Other | 27 | POPP_3 | 17.43 | 12.35 | 9.26 | 10.94
SP | Other | 27 | PORA_P | 11.96 | 11.3 | 0 | 0
SP | Other | 27 | PYLE_1 | 74.73 | 66.36 | 12.78 | 15.99
SP | Other | 27 | RAIN_1 | 206.01 | 192.22 | 4.3 | 4.3
SP | Other | 27 | RASS_1 | 198.01 | 184.27 | 5.42 | 5.42
SP | Other | 27 | RATS_1 | 72.65 | 58.75 | 19.42 | 19.38
SP | Other | 27 | RAYL_1 | 40.6 | 30.92 | 12.25 | 12.25
SP | Other | 27 | RICH1 | 15 | 11.1 | 4.9 | 4.87
SP | Other | 27 | ROCH_1 | 8.84 | 5.11 | 5.11 | 5.11
SP | Other | 27 | RYEH_1 | 28.59 | 19.69 | 12.62 | 12.6
SP | Other | 27 | SALH_1 | 400.69 | 310.95 | 122.38 | 121.89
SP | Other | 27 | SALT_1 | 38.6 | 34.58 | 3.52 | 3.5
SP | Other | 27 | SBAR | 24.14 | 22.82 | 0 | 0
SP | Other | 27 | SEAB1 | 149.8 | 121.62 | 69.11 | 69.1
SP | Other | 27 | SELL_1 | 55.19 | 51.65 | 0.9 | 0.9
SP | Other | 27 | SHEC_3 | 32.17 | 23.4 | 20.39 | 20.39
SP | Other | 27 | SHRW_1 | 14.45 | 10.4 | 7.94 | 7.94
SP | Other | 27 | SJOW_1 | 14.21 | 10.51 | 4.64 | 4.61
SP | Other | 27 | SKLGB1 | 123.22 | 112.96 | 6.28 | 6.27
SP | Other | 27 | SMAN_1 | 110.81 | 92.64 | 25.21 | 26.79
SP | Other | 27 | SPEN_1 | 196.72 | 151.53 | 107.11 | 116.94
SP | Other | 27 | STAH_1 | 26.73 | 20.78 | 10.65 | 12.58
SP | Other | 27 | STAY_1 | 151.49 | 130.69 | 29.21 | 29.18
SP | Other | 27 | STEN_1 | 6.98 | 4.74 | 3.06 | 3.05
SP | Other | 27 | STES_1 | 17.48 | 11.87 | 8.1 | 8.08
SP | Other | 27 | STIR | 15.48 | 13.62 | 6.77 | 9.75
SP | Other | 27 | STLE | 12.37 | 8.69 | 6.72 | 6.72
SP | Other | 27 | STRI_P | 2.2 | 1.31 | 1.31 | 1.31
SP | Other | 27 | SUND_1 | 35.93 | 22.34 | 18.84 | 18.84
SP | Other | 27 | SWAN_1 | 253.59 | 237.08 | 5.24 | 5.69
SP | Other | 27 | TAUN1 | 68.88 | 62.46 | 9.74 | 13.6
SP | Other | 27 | TAYN_P | 5.4 | 5.11 | 0 | 0
SP | Other | 27 | TEMP_3 | 1.87 | 1.27 | 0.81 | 0.81
SP | Other | 27 | THOM_6 | 180.6 | 163.98 | 15.1 | 15.63
SP | Other | 27 | THSO_P | 12.7 | 2.79 | 1.46 | 1.46
SP | Other | 27 | THUR_6 | 20.26 | 19.16 | 0 | 0
SP | Other | 27 | TILBB_1 | 18.32 | 12.96 | 7.36 | 7.36
SP | Other | 27 | TOTT_1 | 66.23 | 48.05 | 31.86 | 31.86
SP | Other | 27 | TRAW_1 | 1.46 | 0.87 | 0.87 | 0.87
SP | Other | 27 | TYNE_1 | 11.19 | 6.49 | 4.79 | 4.78
SP | Other | 27 | TYNE_2 | 29.62 | 28 | 0 | 0
SP | Other | 27 | UPPB_1 | 172.64 | 163.21 | 0 | 0
SP | Other | 27 | UPPB_3 | 79.18 | 74.37 | 1.39 | 1.39
SP | Other | 27 | USKM_1 | 39.9 | 31.96 | 18.5 | 22.51
SP | Other | 27 | WALH_1 | 16.22 | 10.36 | 8.77 | 9.22
SP | Other | 27 | WALP_1 | 109.33 | 97.51 | 36.12 | 35.89
SP | Other | 27 | WALP_B | 39.29 | 33.76 | 5.76 | 5.76
SP | Other | 27 | WASF_1 | 40.02 | 28.21 | 15.65 | 15.58
SP | Other | 27 | WATFS_1 | 6.42 | 5.04 | 2.94 | 2.94
SP | Other | 27 | WBUR_1 | 40.47 | 33.14 | 13.87 | 14.34
SP | Other | 27 | WFIE | 12.9 | 11.35 | 5.64 | 8.12
SP | Other | 27 | WHAM_1 | 53.86 | 42.38 | 15.26 | 16.36
SP | Other | 27 | WHGA_1 | 2.88 | 1.55 | 1.55 | 1.55
SP | Other | 27 | WHHO | 1.67 | 1.23 | 0.54 | 0.54
SP | Other | 27 | WIBA_3 | 46.03 | 39.57 | 20.25 | 28.65
SP | Other | 27 | WIEN_1 | 36.72 | 27.18 | 17.65 | 17.65
SP | Other | 27 | WILL_1 | 58.83 | 42.97 | 19.59 | 19.46
SP | Other | 27 | WIMBN1 | 11.99 | 11.34 | 0 | 0
SP | Other | 27 | WIMBS1 | 13.99 | 11.86 | 4.25 | 4.25
SP | Other | 27 | WISD_6 | 2.03 | 1.5 | 0.66 | 0.66
SP | Other | 27 | WMEL_1 | 131.69 | 123.11 | 3.98 | 3.98
SP | Other | 27 | WTHU31 | 15.68 | 9.31 | 9.31 | 9.31
SP | Other | 27 | WWEY_1 | 10.96 | 8.11 | 3.33 | 3.32
SP | Other | 27 | WYMOM_1 | 8.97 | 5.72 | 5.72 | 5.72
SP | Other | 28 | ABHA1 | 5.26 | 3.13 | 3.13 | 3.13
SP | Other | 28 | ABNE_P | 5.51 | 3.63 | 3.63 | 3.63
SP | Other | 28 | ABTH_1 | 28.59 | 25.73 | 9.35 | 9.28
SP | Other | 28 | ALNE_P | 6.72 | 5.91 | 2.94 | 4.23
SP | Other | 28 | ALVE1 | 12.62 | 8.69 | 8.69 | 8.69
SP | Other | 28 | AMEM_1 | 8.97 | 6.91 | 1.59 | 1.59
SP | Other | 28 | ARMO_P | 8.84 | 8.36 | 0 | 0
SP | Other | 28 | BARKC1 | 166.39 | 115.69 | 79.25 | 83.12
SP | Other | 28 | BARKW3 | 25.13 | 23.75 | 0 | 0
SP | Other | 28 | BEDD_1 | 56.02 | 47.6 | 7.95 | 7.95
SP | Other | 28 | BESW_1 | 10.94 | 6.97 | 5.63 | 5.62
SP | Other | 28 | BICF_1 | 75.03 | 64.72 | 34.51 | 50.9
SP | Other | 28 | BIRK_1 | 19.69 | 13.72 | 7.98 | 7.95
SP | Other | 28 | BISW_1 | 25.2 | 18.42 | 12.59 | 12.59
SP | Other | 28 | BLYTB1 | 5.94 | 3.91 | 2.82 | 2.81
SP | Other | 28 | BOLN_1 | 138.58 | 107.05 | 51.07 | 51.88
SP | Other | 28 | BONN | 1.08 | 0.8 | 0.35 | 0.35
SP | Other | 28 | BOTW_1 | 59.07 | 55.32 | 0.89 | 0.89
SP | Other | 28 | BRAI_1 | 9.62 | 6.03 | 6.03 | 6.03
SP | Other | 28 | BRAW_1 | 31.69 | 25.03 | 9.37 | 9.37
SP | Other | 28 | BRED_1 | 9.27 | 5.93 | 5.35 | 5.34
SP | Other | 28 | BRFO_1 | 174.57 | 151.94 | 33.76 | 37.21
SP | Other | 28 | BRIM_1 | 9.5 | 6.94 | 3.92 | 3.91
SP | Other | 28 | BRLE_1 | 106.98 | 92.15 | 15.56 | 15.54
SP | Other | 28 | BRWA1 | 60.25 | 55 | 5.43 | 6.75
SP | Other | 28 | BURM_1 | 251.44 | 201.1 | 123.86 | 131.78
SP | Other | 28 | BUSH_1 | 23.92 | 16.24 | 16.24 | 16.24
SP | Other | 28 | BUST_1 | 2.02 | 1.2 | 1.2 | 1.2
SP | Other | 28 | CANTN1 | 98.06 | 89.87 | 6.09 | 6.09
SP | Other | 28 | CAPEA1 | 199.18 | 180.68 | 41.2 | 40.93
SP | Other | 28 | CARE_1 | 217.73 | 191.02 | 30.08 | 30.05
SP | Other | 28 | CARR_1 | 104.02 | 83.78 | 32.22 | 40.72
SP | Other | 28 | CELL_1 | 192.46 | 161.98 | 37.46 | 39.32
SP | Other | 28 | CHIC_1 | 36.11 | 33.74 | 1.13 | 1.13
SP | Other | 28 | CHSI_1 | 8.94 | 8.21 | 0.4 | 0.4
SP | Other | 28 | CHTE_1 | 155.77 | 143.69 | 10.45 | 10.45
SP | Other | 28 | CITR_1 | 22.35 | 19.4 | 5.06 | 5.03
SP | Other | 28 | CLAY_P | 1.14 | 0.56 | 0.56 | 0.56
SP | Other | 28 | CLYM | 4.66 | 2.77 | 2.77 | 2.77
SP | Other | 28 | CONQA1 | 110.11 | 96.46 | 24.48 | 24.87
SP | Other | 28 | COVE_1 | 49.4 | 36.44 | 24.47 | 24.46
SP | Other | 28 | COWL_1 | 49.66 | 35.67 | 22.37 | 22.37
SP | Other | 28 | COYL | 4.42 | 2.63 | 2.63 | 2.63
SP | Other | 28 | CREB_1 | 33.63 | 28.46 | 6.95 | 6.93
SP | Other | 28 | CUMB | 17.6 | 11.56 | 11.18 | 11.18
SP | Other | 28 | CUPA | 2.04 | 1.43 | 1.43 | 1.43
SP | Other | 28 | DALM3 | 22.5 | 16.65 | 11.37 | 11.37
SP | Other | 28 | DEWP | 1.44 | 1.06 | 0.47 | 0.47
SP | Other | 28 | DRAK_1 | 12.5 | 8.2 | 6.03 | 6.02
SP | Other | 28 | DRAX_1 | 99.12 | 91.81 | 9.46 | 13.13
SP | Other | 28 | DUDH_P | 3.86 | 2.85 | 1.26 | 1.25
SP | Other | 28 | DUNB | 9.64 | 7.04 | 5.3 | 5.3
SP | Other | 28 | DUNF | 3.15 | 2.05 | 2.05 | 2.05
SP | Other | 28 | EALI_6 | 12.28 | 6.59 | 5.33 | 5.33
SP | Other | 28 | EASO_1 | 11.49 | 8.78 | 5.2 | 6.47
SP | Other | 28 | ECLA_1 | 38.24 | 25.92 | 17.53 | 17.51
SP | Other | 28 | EKIS | 4.07 | 2.42 | 2.42 | 2.42
SP | Other | 28 | ELLA_1 | 85.89 | 68.07 | 20.22 | 20.13
SP | Other | 28 | ELST_1 | 11.43 | 9.8 | 2.87 | 2.87
SP | Other | 28 | ENDE_1 | 31.42 | 20.73 | 16.94 | 17.33
SP | Other | 28 | EXET1 | 54.58 | 46.53 | 10.4 | 10.38
SP | Other | 28 | FAWL_1 | 207.71 | 175.09 | 37.47 | 37.3
SP | Other | 28 | FECK_6 | 48.99 | 44.28 | 4.74 | 5.5
SP | Other | 28 | FERRA2 | 67.53 | 62.94 | 1.54 | 1.54
SP | Other | 28 | FERRB1 | 111.6 | 82.92 | 54.57 | 56.09
SP | Other | 28 | FIDF_1 | 96.08 | 79.55 | 32.37 | 41.99
SP | Other | 28 | FLEE_1 | 158.64 | 149.16 | 1.39 | 1.39
SP | Other | 28 | FOUR_1 | 2.18 | 1.53 | 1.53 | 1.53
SP | Other | 28 | FROD_1 | 281.57 | 237.49 | 69.47 | 69.03
SP | Other | 28 | GLRO | 2.92 | 2.04 | 2.04 | 2.04
SP | Other | 28 | GREN_1 | 110.86 | 86.63 | 50.47 | 63.84
SP | Other | 28 | GRIW_1 | 83.3 | 70.92 | 29.54 | 29.37
SP | Other | 28 | G_EXTRA_2 | 1.75 | 1.22 | 1.22 | 1.22
SP | Other | 28 | G_EXTRA_4 | 3.09 | 1.83 | 1.83 | 1.83
SP | Other | 28 | G_EXTRA_5 | 4.27 | 2.53 | 2.53 | 2.53
SP | Other | 28 | G_EXTRA_8 | 4.33 | 2.96 | 2.96 | 2.96
SP | Other | 28 | G_EXTRA_9 | 3.37 | 2.5 | 1.71 | 1.71
SP | Other | 28 | HACK_1 | 3.01 | 2.22 | 0.98 | 0.98
SP | Other | 28 | HACK_6 | 11.78 | 11.13 | 0 | 0
SP | Other | 28 | HAMHC1 | 29.29 | 15.03 | 15.03 | 15.03
SP | Other | 28 | HARK_1 | 31.05 | 21.09 | 10.31 | 10.29
SP | Other | 28 | HAWP_6 | 2.46 | 1.46 | 1.46 | 1.46
SP | Other | 28 | HEYS_1 | 6.92 | 4.35 | 3.68 | 3.68
SP | Other | 28 | HURS_1 | 11 | 8.6 | 3.04 | 3.04
SP | Other | 28 | HUTT_1 | 131.29 | 108.39 | 52.26 | 71.74
SP | Other | 28 | INDQ1 | 64.69 | 50.46 | 28.63 | 28.62
SP | Other | 28 | IROA1 | 7.68 | 5.36 | 3.1 | 3.09
SP | Other | 28 | IRONB1 | 4.87 | 3.06 | 3.06 | 3.06
SP | Other | 28 | IVER_1 | 204.2 | 171.48 | 88.98 | 96.13
SP | Other | 28 | KAIM | 3.48 | 2.47 | 1.34 | 1.33
SP | Other | 28 | KEAD_1 | 10.28 | 6.47 | 6.47 | 6.47
SP | Other | 28 | KEAR_1 | 38.1 | 25.78 | 23.28 | 23.27
SP | Other | 28 | KEIT_P | 24.88 | 21.7 | 10.99 | 16.43
SP | Other | 28 | KEMS_1 | 432.98 | 345.94 | 223.21 | 241.38
SP | Other | 28 | KIER | 3.23 | 1.92 | 1.92 | 1.92
SP | Other | 28 | KILT | 7.94 | 6.42 | 3.02 | 3.95
SP | Other | 28 | KILW | 18.28 | 16.16 | 6.52 | 6.48
SP | Other | 28 | KINO_1 | 163.08 | 137.75 | 61.18 | 60.94
SP | Other | 28 | KINT_P | 7.61 | 5.63 | 2.49 | 2.47
SP | Other | 28 | KIRKB1 | 11.17 | 9.82 | 6.71 | 7.11
SP | Other | 28 | KNAR | 4.84 | 3.39 | 3.39 | 3.39
SP | Other | 28 | LACK_6 | 142.04 | 108.62 | 77.64 | 84.8
SP | Other | 28 | LALE1SG003 | 65.3 | 49.31 | 27.48 | 27.84
SP | Other | 28 | LAND1 | 142.71 | 123.45 | 39.47 | 39.78
SP | Other | 28 | LEGA_1 | 10.44 | 6.78 | 5.13 | 5.12
SP | Other | 28 | LEVE | 23.91 | 18.09 | 11.37 | 12.33
SP | Other | 28 | LINM | 1.68 | 1 | 1 | 1
SP | Other | 28 | LISD_1 | 41.37 | 35.05 | 13.9 | 13.81
SP | Other | 28 | LITT_C | 13.82 | 10 | 3.26 | 3.26
SP | Other | 28 | LITT_J | 17.96 | 13.29 | 5.87 | 5.83
SP | Other | 28 | LODR_6 | 4.76 | 4.5 | 0 | 0
SP | Other | 28 | LOVE_1 | 214.7 | 192.48 | 20.98 | 20.95
SP | Other | 28 | LUNA_P | 1.7 | 1.29 | 0.86 | 1.05
SP | Other | 28 | MACC_3 | 25.78 | 18.69 | 9.13 | 9.07
SP | Other | 28 | MANN_1 | 26.66 | 18.8 | 13.72 | 14.97
SP | Other | 28 | MAYB | 10.79 | 7.99 | 3.78 | 3.76
SP | Other | 28 | MELK_1 | 79.4 | 71.07 | 6.26 | 6.25
SP | Other | 28 | MILC_P | 10.94 | 8 | 5.33 | 5.33
SP | Other | 28 | MILH_1 | 5.02 | 4.75 | 0 | 0
SP | Other | 28 | MITY_1 | 8.19 | 5.53 | 3.33 | 3.33
SP | Other | 28 | MYBS_P | 2.61 | 2.3 | 1.14 | 1.77
SP | Other | 28 | NEAR | 51.43 | 44.77 | 32.25 | 32.25
SP | Other | 28 | NECE_1 | 173.28 | 146.99 | 60.8 | 60.76
SP | Other | 28 | NEWX_6 | 58.47 | 43.77 | 35.02 | 35.01
SP | Other | 28 | NFLE | 4.31 | 3.13 | 1.59 | 1.59
SP | Other | 28 | NINF_1 | 4.94 | 3.28 | 2.31 | 2.3
SP | Other | 28 | NORM_1 | 91.38 | 74.79 | 37 | 47.02
SP | Other | 28 | NORT_1 | 2.89 | 1.94 | 1.29 | 1.29
SP | Other | 28 | NURS_1 | 41.07 | 30.72 | 15.33 | 15.31
SP | Other | 28 | OCKH_1 | 2.84 | 1.69 | 1.69 | 1.69
SP | Other | 28 | OFFE_3 | 5.82 | 3.46 | 3.46 | 3.46
SP | Other | 28 | OLDB_1 | 197.84 | 171.56 | 124.34 | 124.34
SP | Other | 28 | OSBA_1 | 38.73 | 34.15 | 5.92 | 5.91
SP | Other | 28 | PADIB1 | 49.28 | 42.03 | 5.09 | 5.31
SP | Other | 28 | PELH_1 | 5.93 | 3.92 | 3.92 | 3.92
SP | Other | 28 | PEMB_1 | 30.57 | 22.39 | 10.41 | 10.34
SP | Other | 28 | PENN_1 | 5.64 | 3.69 | 3.69 | 3.69
SP | Other | 28 | PENT_1 | 4.29 | 2.74 | 2.74 | 2.74
SP | Other | 28 | PENW_1 | 30.62 | 21.04 | 16.01 | 15.98
SP | Other | 28 | PERS_P | 12.42 | 8.89 | 4.61 | 4.59
SP | Other | 28 | POOB | 8.59 | 4.9 | 4.9 | 4.9
SP | Other | 28 | POPP_3 | 16.8 | 11.98 | 8.89 | 10.56
SP | Other | 28 | PORA_P | 10.96 | 10.36 | 0 | 0
SP | Other | 28 | PYLE_1 | 74.38 | 66.07 | 12.39 | 15.4
SP | Other | 28 | RAIN_1 | 206.15 | 192.51 | 4.04 | 4.04
SP | Other | 28 | RASS_1 | 195.52 | 182.05 | 5.21 | 5.21
SP | Other | 28 | RATS_1 | 69.05 | 55.42 | 19.34 | 19.29
SP | Other | 28 | RAYL_1 | 37.13 | 28.06 | 11.55 | 11.55
SP | Other | 28 | RICH1 | 15.02 | 11.11 | 4.91 | 4.87
SP | Other | 28 | ROCH_1 | 8.4 | 4.85 | 4.85 | 4.85
SP | Other | 28 | RYEH_1 | 27.8 | 19.06 | 12.43 | 12.42
SP | Other | 28 | SALH_1 | 401.29 | 311.39 | 122.73 | 122.25
SP | Other | 28 | SALT_1 | 35.18 | 31.35 | 3.53 | 3.51
SP | Other | 28 | SBAR | 24.44 | 23.11 | 0 | 0
SP | Other | 28 | SEAB1 | 155.9 | 126.94 | 72.95 | 72.95
SP | Other | 28 | SELL_1 | 55.4 | 51.87 | 0.84 | 0.84
SP | Other | 28 | SHEC_3 | 32.29 | 23.51 | 20.47 | 20.47
SP | Other | 28 | SHRW_1 | 14.51 | 10.45 | 8 | 8
SP | Other | 28 | SJOW_1 | 14.23 | 10.53 | 4.65 | 4.62
SP | Other | 28 | SKLGB1 | 124.28 | 114.08 | 6.09 | 6.08
SP | Other | 28 | SMAN_1 | 111.72 | 93.45 | 25.4 | 26.99
SP | Other | 28 | SPEN_1 | 196.6 | 151.27 | 107.29 | 116.87
SP | Other | 28 | STAH_1 | 25.92 | 20.12 | 10.27 | 12.07
SP | Other | 28 | STAY_1 | 152.84 | 131.97 | 29.35 | 29.33
SP | Other | 28 | STEN_1 | 6.81 | 4.64 | 2.96 | 2.95
SP | Other | 28 | STES_1 | 17.13 | 11.66 | 7.89 | 7.87
SP | Other | 28 | STIR | 14.5 | 12.76 | 6.34 | 9.13
SP | Other | 28 | STLE | 12.21 | 8.6 | 6.62 | 6.62
SP | Other | 28 | STRI_P | 2.07 | 1.23 | 1.23 | 1.23
SP | Other | 28 | SUND_1 | 33.74 | 20.89 | 17.8 | 17.8
SP | Other | 28 | SWAN_1 | 231 | 215.86 | 4.96 | 5.38
SP | Other | 28 | TAUN1 | 69.21 | 62.87 | 9.58 | 13.44
SP | Other | 28 | TAYN_P | 4.95 | 4.68 | 0 | 0
SP | Other | 28 | TEMP_3 | 1.82 | 1.24 | 0.79 | 0.79
SP | Other | 28 | THOM_6 | 182.1 | 165.53 | 14.9 | 15.41
SP | Other | 28 | THSO_P | 12.7 | 2.79 | 1.46 | 1.46
SP | Other | 28 | THUR_6 | 20.52 | 19.4 | 0 | 0
SP | Other | 28 | TILBB_1 | 16.89 | 11.87 | 6.92 | 6.92
SP | Other | 28 | TOTT_1 | 66.16 | 47.99 | 31.83 | 31.83
SP | Other | 28 | TRAW_1 | 1.37 | 0.81 | 0.81 | 0.81
SP | Other | 28 | TYNE_1 | 11.25 | 6.52 | 4.82 | 4.81
SP | Other | 28 | TYNE_2 | 26.17 | 24.74 | 0 | 0
SP | Other | 28 | UPPB_1 | 169.08 | 159.85 | 0 | 0
SP | Other | 28 | UPPB_3 | 80.21 | 75.32 | 1.44 | 1.44
SP | Other | 28 | USKM_1 | 38.56 | 30.79 | 17.92 | 21.66
SP | Other | 28 | WALH_1 | 15.76 | 10.05 | 8.52 | 8.95
SP | Other | 28 | WALP_1 | 108.86 | 97.03 | 36.22 | 35.99
SP | Other | 28 | WALP_B | 35.64 | 30.39 | 5.65 | 5.65
SP | Other | 28 | WASF_1 | 39.48 | 27.9 | 15.32 | 15.25
SP | Other | 28 | WATFS_1 | 6.2 | 4.82 | 2.96 | 2.96
SP | Other | 28 | WBUR_1 | 41.09 | 33.64 | 14.15 | 14.63
SP | Other | 28 | WFIE | 12.08 | 10.63 | 5.28 | 7.61
SP | Other | 28 | WHAM_1 | 52.89 | 41.45 | 15.27 | 16.38
SP | Other | 28 | WHGA_1 | 2.81 | 1.51 | 1.51 | 1.51
SP | Other | 28 | WHHO | 1.67 | 1.23 | 0.55 | 0.54
SP | Other | 28 | WIBA_3 | 43.27 | 37.14 | 19.04 | 26.91
SP | Other | 28 | WIEN_1 | 36.67 | 27.13 | 17.63 | 17.63
SP | Other | 28 | WILL_1 | 58.9 | 43.02 | 19.61 | 19.48
SP | Other | 28 | WIMBN1 | 10.6 | 10.02 | 0 | 0
SP | Other | 28 | WIMBS1 | 13.2 | 11.1 | 4.29 | 4.29
SP | Other | 28 | WISD_6 | 2.03 | 1.5 | 0.66 | 0.66
SP | Other | 28 | WMEL_1 | 133.24 | 124.52 | 4.1 | 4.1
SP | Other | 28 | WTHU31 | 14.74 | 8.75 | 8.75 | 8.75
SP | Other | 28 | WWEY_1 | 10.32 | 7.57 | 3.23 | 3.22
SP | Other | 28 | WYMOM_1 | 8.77 | 5.61 | 5.61 | 5.61
SP | Other | 29 | ABHA1 | 4.81 | 2.86 | 2.86 | 2.86
SP | Other | 29 | ABNE_P | 5.43 | 3.59 | 3.59 | 3.59
SP | Other | 29 | ABTH_1 | 28.59 | 25.73 | 9.35 | 9.28
SP | Other | 29 | ALNE_P | 6.72 | 5.91 | 2.94 | 4.23
SP | Other | 29 | ALVE1 | 12.86 | 8.87 | 8.87 | 8.87
SP | Other | 29 | AMEM_1 | 8.74 | 6.77 | 1.46 | 1.46
SP | Other | 29 | ARMO_P | 7.77 | 7.34 | 0 | 0
SP | Other | 29 | BARKC1 | 164.48 | 114.27 | 78.57 | 82.44
SP | Other | 29 | BARKW3 | 20.4 | 19.29 | 0 | 0
SP | Other | 29 | BEDD_1 | 53.9 | 45.87 | 7.49 | 7.48
SP | Other | 29 | BESW_1 | 10.28 | 6.58 | 5.24 | 5.23
SP | Other | 29 | BICF_1 | 75.11 | 64.78 | 34.57 | 50.96
SP | Other | 29 | BIRK_1 | 19.21 | 13.44 | 7.69 | 7.66
SP | Other | 29 | BISW_1 | 25.07 | 18.33 | 12.51 | 12.51
SP | Other | 29 | BLYTB1 | 5.66 | 3.75 | 2.65 | 2.65
SP | Other | 29 | BOLN_1 | 137.26 | 106.12 | 50.59 | 51.39
SP | Other | 29 | BONN | 1.08 | 0.8 | 0.35 | 0.35
SP | Other | 29 | BOTW_1 | 48.11 | 45.01 | 0.81 | 0.81
SP | Other | 29 | BRAI_1 | 9.14 | 5.75 | 5.75 | 5.75
SP | Other | 29 | BRAW_1 | 28.58 | 22.14 | 9.28 | 9.28
SP | Other | 29 | BRED_1 | 9.23 | 5.92 | 5.33 | 5.33
SP | Other | 29 | BRFO_1 | 153.87 | 132.46 | 33.69 | 37.14
SP | Other | 29 | BRIM_1 | 9.57 | 6.99 | 3.98 | 3.96
SP | Other | 29 | BRLE_1 | 107.27 | 92.48 | 15.49 | 15.47
SP | Other | 29 | BRWA1 | 60.43 | 55.28 | 5.25 | 6.56
SP | Other | 29 | BURM_1 | 251.86 | 201.44 | 124.19 | 132.11
SP | Other | 29 | BUSH_1 | 24.11 | 16.42 | 16.42 | 16.42
SP | Other | 29 | BUST_1 | 1.85 | 1.1 | 1.1 | 1.1
SP | Other | 29 | CANTN1 | 82.81 | 75.56 | 5.94 | 5.94
SP | Other | 29 | CAPEA1 | 196.15 | 177.96 | 40.95 | 40.69
SP | Other | 29 | CARE_1 | 214.01 | 187.55 | 30.05 | 30.03
SP | Other | 29 | CARR_1 | 103.2 | 83.29 | 31.73 | 40.22
SP | Other | 29 | CELL_1 | 190.79 | 160.56 | 37.18 | 39.03
SP | Other | 29 | CHIC_1 | 35.57 | 33.22 | 1.16 | 1.16
SP | Other | 29 | CHSI_1 | 7.32 | 6.71 | 0.36 | 0.36
SP | Other | 29 | CHTE_1 | 157.36 | 145.35 | 10.59 | 10.59
SP | Other | 29 | CITR_1 | 21.07 | 18.18 | 5.06 | 5.03
SP | Other | 29 | CLAY_P | 1.14 | 0.56 | 0.56 | 0.56
SP | Other | 29 | CLYM | 4.26 | 2.53 | 2.53 | 2.53
SP | Other | 29 | CONQA1 | 110.97 | 97.26 | 24.6 | 24.99
SP | Other | 29 | COVE_1 | 47.5 | 34.83 | 24.23 | 24.22
SP | Other | 29 | COWL_1 | 47.65 | 34.09 | 21.81 | 21.81
SP | Other | 29 | COYL | 4.04 | 2.4 | 2.4 | 2.4
SP | Other | 29 | CREB_1 | 33.86 | 28.69 | 6.98 | 6.96
SP | Other | 29 | CUMB | 17.19 | 11.34 | 10.96 | 10.96
SP | Other | 29 | CUPA | 2.11 | 1.47 | 1.47 | 1.47
SP | Other | 29 | DALM3 | 22.49 | 16.64 | 11.38 | 11.38
SP | Other | 29 | DEWP | 1.44 | 1.06 | 0.47 | 0.47
SP | Other | 29 | DRAK_1 | 12.32 | 8.1 | 5.93 | 5.92
SP | Other | 29 | DRAX_1 | 99.74 | 92.45 | 9.36 | 13.04
SP | Other | 29 | DUDH_P | 3.86 | 2.86 | 1.26 | 1.25
SP | Other | 29 | DUNB | 9.71 | 7.09 | 5.35 | 5.35
SP | Other | 29 | DUNF | 3.07 | 2.01 | 2.01 | 2.01
SP | Other | 29 | EALI_6 | 12.06 | 6.37 | 5.35 | 5.35
SP | Other | 29 | EASO_1 | 11.22 | 8.62 | 5.04 | 6.31
SP | Other | 29 | ECLA_1 | 35.61 | 24.08 | 16.43 | 16.41
SP | Other | 29 | EKIS | 3.72 | 2.21 | 2.21 | 2.21
SP | Other | 29 | ELLA_1 | 85.8 | 68.02 | 20.15 | 20.06
SP | Other | 29 | ELST_1 | 10.18 | 8.59 | 2.96 | 2.96
SP | Other | 29 | ENDE_1 | 30.73 | 20.34 | 16.55 | 16.94
SP | Other | 29 | EXET1 | 54.46 | 46.47 | 10.33 | 10.31
SP | Other | 29 | FAWL_1 | 208.5 | 175.83 | 37.98 | 37.81
SP | Other | 29 | FECK_6 | 41.04 | 36.91 | 4.48 | 5.24
SP | Other | 29 | FERRA2 | 67.96 | 63.42 | 1.4 | 1.4
SP | Other | 29 | FERRB1 | 111.15 | 82.64 | 54.33 | 55.86
SP | Other | 29 | FIDF_1 | 95.29 | 79.1 | 31.92 | 41.55
SP | Other | 29 | FLEE_1 | 160 | 150.52 | 1.27 | 1.27
SP | Other | 29 | FOUR_1 | 2.25 | 1.57 | 1.57 | 1.57
SP | Other | 29 | FROD_1 | 281.31 | 237.16 | 69.7 | 69.26
SP | Other | 29 | GLRO | 3.01 | 2.11 | 2.11 | 2.11
SP | Other | 29 | GREN_1 | 109.77 | 86.01 | 49.84 | 63.2
SP | Other | 29 | GRIW_1 | 83.15 | 70.84 | 29.45 | 29.28
SP | Other | 29 | G_EXTRA_2 | 1.8 | 1.26 | 1.26 | 1.26
SP | Other | 29 | G_EXTRA_4 | 2.82 | 1.68 | 1.68 | 1.68
SP | Other | 29 | G_EXTRA_5 | 3.9 | 2.32 | 2.32 | 2.32
SP | Other | 29 | G_EXTRA_8 | 4.39 | 3 | 3 | 3
SP | Other | 29 | G_EXTRA_9 | 3.37 | 2.5 | 1.71 | 1.71
SP | Other | 29 | HACK_1 | 3.01 | 2.23 | 0.98 | 0.98
SP | Other | 29 | HACK_6 | 9.56 | 9.04 | 0 | 0
SP | Other | 29 | HAMHC1 | 29.31 | 15.04 | 15.04 | 15.04
SP | Other | 29 | HARK_1 | 29.67 | 19.75 | 10.36 | 10.34
SP | Other | 29 | HAWP_6 | 2.25 | 1.33 | 1.33 | 1.33
SP | Other | 29 | HEYS_1 | 6.47 | 4.08 | 3.41 | 3.41
SP | Other | 29 | HURS_1 | 9.45 | 7.3 | 2.78 | 2.78
SP | Other | 29 | HUTT_1 | 131.25 | 108.38 | 52.22 | 71.69
SP | Other | 29 | INDQ1 | 61.66 | 47.67 | 28.61 | 28.6
SP | Other | 29 | IROA1 | 7.5 | 5.25 | 2.99 | 2.98
SP | Other | 29 | IRONB1 | 4.64 | 2.93 | 2.93 | 2.93
SP | Other | 29 | IVER_1 | 204.07 | 171.48 | 88.92 | 96.07
SP | Other | 29 | KAIM | 3.42 | 2.43 | 1.3 | 1.29
SP | Other | 29 | KEAD_1 | 9.8 | 6.19 | 6.19 | 6.19
SP | Other | 29 | KEAR_1 | 37.73 | 25.61 | 23.09 | 23.08
SP | Other | 29 | KEIT_P | 24.83 | 21.67 | 10.95 | 16.4
SP | Other | 29 | KEMS_1 | 434.37 | 346.9 | 224.37 | 242.54
SP | Other | 29 | KIER | 2.96 | 1.76 | 1.76 | 1.76
SP | Other | 29 | KILT | 7.94 | 6.42 | 3.03 | 3.95
SP | Other | 29 | KILW | 18.32 | 16.19 | 6.55 | 6.51
SP | Other | 29 | KINO_1 | 162.5 | 137.25 | 61.08 | 60.84
SP | Other | 29 | KINT_P | 7.62 | 5.64 | 2.49 | 2.47
SP | Other | 29 | KIRKB1 | 12.18 | 10.7 | 7.34 | 7.75
SP | Other | 29 | KNAR | 4.99 | 3.49 | 3.49 | 3.49
SP | Other | 29 | LACK_6 | 142.97 | 109.3 | 78.24 | 85.4
SP | Other | 29 | LALE1SG003 | 63.22 | 47.54 | 27.13 | 27.48
SP | Other | 29 | LAND1 | 129.29 | 110.83 | 40.49 | 40.8
SP | Other | 29 | LEGA_1 | 10.19 | 6.64 | 4.99 | 4.98
SP | Other | 29 | LEVE | 23.98 | 18.14 | 11.42 | 12.38
SP | Other | 29 | LINM | 1.54 | 0.91 | 0.91 | 0.91
SP | Other | 29 | LISD_1 | 41.38 | 35.07 | 13.91 | 13.82
SP | Other | 29 | LITT_C | 12.49 | 8.74 | 3.26 | 3.26
SP | Other | 29 | LITT_J | 17.98 | 13.31 | 5.88 | 5.84
SP | Other | 29 | LODR_6 | 3.87 | 3.66 | 0 | 0
SP | Other | 29 | LOVE_1 | 197.7 | 176.53 | 20.82 | 20.79
SP | Other | 29 | LUNA_P | 1.64 | 1.25 | 0.82 | 1.01
SP | Other | 29 | MACC_3 | 25.58 | 18.58 | 9 | 8.95
SP | Other | 29 | MANN_1 | 25.32 | 17.85 | 13.23 | 14.48
SP | Other | 29 | MAYB | 10.8 | 7.99 | 3.78 | 3.76
SP | Other | 29 | MELK_1 | 75.94 | 68.01 | 5.9 | 5.89
SP | Other | 29 | MILC_P | 10.86 | 7.95 | 5.29 | 5.29
SP | Other | 29 | MILH_1 | 4.08 | 3.85 | 0 | 0
SP | Other | 29 | MITY_1 | 7.38 | 4.89 | 3.11 | 3.11
SP | Other | 29 | MYBS_P | 2.61 | 2.3 | 1.14 | 1.77
SP | Other | 29 | NEAR | 57.74 | 50.35 | 36.22 | 36.22
SP | Other | 29 | NECE_1 | 178.67 | 151.72 | 64.19 | 64.15
SP | Other | 29 | NEWX_6 | 58.48 | 43.69 | 35.32 | 35.31
SP | Other | 29 | NFLE | 3.77 | 2.71 | 1.45 | 1.45
SP | Other | 29 | NINF_1 | 4.72 | 3.15 | 2.18 | 2.17
SP | Other | 29 | NORM_1 | 89.99 | 73.56 | 36.95 | 46.96
SP | Other | 29 | NORT_1 | 2.77 | 1.88 | 1.23 | 1.22
SP | Other | 29 | NURS_1 | 39.58 | 29.4 | 15.18 | 15.15
SP | Other | 29 | OCKH_1 | 2.6 | 1.54 | 1.54 | 1.54
SP | Other | 29 | OFFE_3 | 5.32 | 3.16 | 3.16 | 3.16
SP | Other | 29 | OLDB_1 | 218.18 | 189.5 | 137.13 | 137.13
SP | Other | 29 | OSBA_1 | 38.94 | 34.3 | 6.06 | 6.05
SP | Other | 29 | PADIB1 | 48.87 | 41.78 | 4.84 | 5.07
SP | Other | 29 | PELH_1 | 5.86 | 3.89 | 3.89 | 3.89
SP | Other | 29 | PEMB_1 | 30.47 | 22.34 | 10.34 | 10.28
SP | Other | 29 | PENN_1 | 5.78 | 3.79 | 3.79 | 3.79
SP | Other | 29 | PENT_1 | 4.13 | 2.65 | 2.65 | 2.65
SP | Other | 29 | PENW_1 | 30.35 | 20.9 | 15.87 | 15.84
SP | Other | 29 | PERS_P | 12.26 | 8.79 | 4.51 | 4.49
SP | Other | 29 | POOB | 8.45 | 4.82 | 4.82 | 4.82
SP | Other | 29 | POPP_3 | 15.96 | 11.48 | 8.39 | 10.06
SP | Other | 29 | PORA_P | 9.63 | 9.11 | 0 | 0
SP | Other | 29 | PYLE_1 | 74.94 | 66.59 | 12.45 | 15.45
SP | Other | 29 | RAIN_1 | 204.97 | 191.59 | 3.7 | 3.7
SP | Other | 29 | RASS_1 | 190.77 | 177.76 | 4.9 | 4.9
SP | Other | 29 | RATS_1 | 63.83 | 50.61 | 19.18 | 19.13
SP | Other | 29 | RAYL_1 | 32.27 | 24.01 | 10.61 | 10.61
SP | Other | 29 | RICH1 | 15.04 | 11.13 | 4.92 | 4.88
SP | Other | 29 | ROCH_1 | 7.8 | 4.49 | 4.49 | 4.49
SP | Other | 29 | RYEH_1 | 26.62 | 18.14 | 12.13 | 12.12
SP | Other | 29 | SALH_1 | 401.82 | 311.78 | 123.05 | 122.56
SP | Other | 29 | SALT_1 | 30.28 | 26.71 | 3.54 | 3.52
SP | Other | 29 | SBAR | 24.69 | 23.34 | 0 | 0
SP | Other | 29 | SEAB1 | 162.71 | 132.89 | 77.24 | 77.23
SP | Other | 29 | SELL_1 | 55.31 | 51.83 | 0.77 | 0.77
SP | Other | 29 | SHEC_3 | 32.32 | 23.57 | 20.5 | 20.5
SP | Other | 29 | SHRW_1 | 14.56 | 10.49 | 8.04 | 8.04
SP | Other | 29 | SJOW_1 | 14.24 | 10.54 | 4.66 | 4.62
SP | Other | 29 | SKLGB1 | 124.94 | 114.87 | 5.82 | 5.81
SP | Other | 29 | SMAN_1 | 112.48 | 94.13 | 25.57 | 27.16
SP | Other | 29 | SPEN_1 | 197.65 | 152.05 | 107.95 | 117.53
SP | Other | 29 | STAH_1 | 25.71 | 19.99 | 10.13 | 11.94
SP | Other | 29 | STAY_1 | 153.84 | 132.95 | 29.42 | 29.4
SP | Other | 29 | STEN_1 | 6.58 | 4.5 | 2.82 | 2.81
SP | Other | 29 | STES_1 | 16.62 | 11.37 | 7.59 | 7.57
SP | Other | 29 | STIR | 14.5 | 12.76 | 6.34 | 9.13
SP | Other | 29 | STLE | 11.99 | 8.47 | 6.5 | 6.5
SP | Other | 29 | STRI_P | 1.89 | 1.12 | 1.12 | 1.12
SP | Other | 29 | SUND_1 | 30.75 | 18.9 | 16.39 | 16.39
SP | Other | 29 | SWAN_1 | 198.56 | 185.36 | 4.67 | 5.08
SP | Other | 29 | TAUN1 | 69.33 | 63.11 | 9.36 | 13.22
SP | Other | 29 | TAYN_P | 4.35 | 4.11 | 0 | 0
SP | Other | 29 | TEMP_3 | 1.76 | 1.21 | 0.75 | 0.75
SP | Other | 29 | THOM_6 | 183.23 | 166.78 | 14.68 | 15.18
SP | Other | 29 | THSO_P | 12.7 | 2.79 | 1.46 | 1.46
SP | Other | 29 | THUR_6 | 20.72 | 19.59 | 0 | 0
SP | Other | 29 | TILBB_1 | 14.9 | 10.35 | 6.33 | 6.33
SP | Other | 29 | TOTT_1 | 66.05 | 47.91 | 31.77 | 31.77
SP | Other | 29 | TRAW_1 | 1.25 | 0.74 | 0.74 | 0.74
SP | Other | 29 | TYNE_1 | 11.27 | 6.54 | 4.83 | 4.82
SP | Other | 29 | TYNE_2 | 21.25 | 20.09 | 0 | 0
SP | Other | 29 | UPPB_1 | 162.99 | 154.09 | 0 | 0
SP | Other | 29 | UPPB_3 | 81.05 | 76.11 | 1.48 | 1.48
SP | Other | 29 | USKM_1 | 38.52 | 30.77 | 17.9 | 21.64
SP | Other | 29 | WALH_1 | 15.31 | 9.79 | 8.26 | 8.69
SP | Other | 29 | WALP_1 | 108.12 | 96.3 | 36.32 | 36.09
SP | Other | 29 | WALP_B | 30.41 | 25.56 | 5.47 | 5.47
SP | Other | 29 | WASF_1 | 38.74 | 27.46 | 14.87 | 14.8
SP | Other | 29 | WATFS_1 | 5.86 | 4.49 | 2.99 | 2.99
SP | Other | 29 | WBUR_1 | 41.63 | 34.09 | 14.41 | 14.89
SP | Other | 29 | WFIE | 12.08 | 10.63 | 5.28 | 7.61
SP | Other | 29 | WHAM_1 | 51.46 | 40.09 | 15.29 | 16.4
SP | Other | 29 | WHGA_1 | 2.7 | 1.44 | 1.44 | 1.44
SP | Other | 29 | WHHO | 1.67 | 1.24 | 0.55 | 0.54
SP | Other | 29 | WIBA_3 | 43.27 | 37.14 | 19.05 | 26.91
SP | Other | 29 | WIEN_1 | 36.6 | 27.08 | 17.59 | 17.59
SP | Other | 29 | WILL_1 | 58.97 | 43.08 | 19.64 | 19.51
SP | Other | 29 | WIMBN1 | 8.61 | 8.14 | 0 | 0
SP | Other | 29 | WIMBS1 | 12.04 | 9.99 | 4.32 | 4.32
SP | Other | 29 | WISD_6 | 2.03 | 1.5 | 0.66 | 0.66
SP | Other | 29 | WMEL_1 | 134.41 | 125.59 | 4.23 | 4.23
SP | Other | 29 | WTHU31 | 13.47 | 8 | 8 | 8
SP | Other | 29 | WWEY_1 | 9.42 | 6.8 | 3.08 | 3.08
SP | Other | 29 | WYMOM_1 | 8.47 | 5.45 | 5.45 | 5.45
SP | Other | 30 | ABHA1 | 4.39 | 2.61 | 2.61 | 2.61
SP | Other | 30 | ABNE_P | 5.37 | 3.57 | 3.57 | 3.57
SP | Other | 30 | ABTH_1 | 28.59 | 25.73 | 9.35 | 9.28
SP | Other | 30 | ALNE_P | 6.72 | 5.91 | 2.94 | 4.23
SP | Other | 30 | ALVE1 | 13.12 | 9.07 | 9.07 | 9.07
SP | Other | 30 | AMEM_1 | 8.52 | 6.65 | 1.33 | 1.33
SP | Other | 30 | ARMO_P | 7.17 | 6.78 | 0 | 0
SP | Other | 30 | BARKC1 | 162.72 | 112.97 | 77.93 | 81.8
SP | Other | 30 | BARKW3 | 16.3 | 15.41 | 0 | 0
SP | Other | 30 | BEDD_1 | 52.02 | 44.34 | 7.06 | 7.05
SP | Other | 30 | BESW_1 | 9.68 | 6.22 | 4.88 | 4.87
SP | Other | 30 | BICF_1 | 75.19 | 64.85 | 34.64 | 51.03
SP | Other | 30 | BIRK_1 | 18.77 | 13.18 | 7.43 | 7.39
SP | Other | 30 | BISW_1 | 24.93 | 18.24 | 12.44 | 12.44
SP | Other | 30 | BLYTB1 | 5.4 | 3.59 | 2.5 | 2.49
SP | Other | 30 | BOLN_1 | 136.02 | 105.25 | 50.15 | 50.95
SP | Other | 30 | BONN | 1.08 | 0.8 | 0.35 | 0.35
SP | Other | 30 | BOTW_1 | 38.6 | 36.05 | 0.74 | 0.74
SP | Other | 30 | BRAI_1 | 8.7 | 5.5 | 5.5 | 5.5
SP | Other | 30 | BRAW_1 | 25.88 | 19.64 | 9.2 | 9.19
SP | Other | 30 | BRED_1 | 9.21 | 5.92 | 5.33 | 5.33
SP | Other | 30 | BRFO_1 | 135.92 | 115.55 | 33.63 | 37.08
SP | Other | 30 | BRIM_1 | 9.65 | 7.05 | 4.03 | 4.01
SP | Other | 30 | BRLE_1 | 107.47 | 92.73 | 15.43 | 15.41
SP | Other | 30 | BRWA1 | 60.52 | 55.47 | 5.07 | 6.39
SP | Other | 30 | BURM_1 | 252.29 | 201.79 | 124.52 | 132.44
SP | Other | 30 | BUSH_1 | 24.35 | 16.62 | 16.62 | 16.62
SP | Other | 30 | BUST_1 | 1.69 | 1 | 1 | 1
SP | Other | 30 | CANTN1 | 69.57 | 63.15 | 5.81 | 5.81
SP | Other | 30 | CAPEA1 | 193.47 | 175.56 | 40.72 | 40.45
SP | Other | 30 | CARE_1 | 210.65 | 184.4 | 30.04 | 30.01
SP | Other | 30 | CARR_1 | 102.43 | 82.83 | 31.27 | 39.77
SP | Other | 30 | CELL_1 | 189.22 | 159.23 | 36.91 | 38.77
SP | Other | 30 | CHIC_1 | 35.11 | 32.77 | 1.2 | 1.2
SP | Other | 30 | CHSI_1 | 5.92 | 5.4 | 0.33 | 0.33
SP | Other | 30 | CHTE_1 | 159.54 | 147.48 | 11.37 | 11.37
SP | Other | 30 | CITR_1 | 19.96 | 17.13 | 5.07 | 5.03
SP | Other | 30 | CLAY_P | 1.14 | 0.56 | 0.56 | 0.56
SP | Other | 30 | CLYM | 3.89 | 2.31 | 2.31 | 2.31
SP | Other | 30 | CONQA1 | 111.65 | 97.88 | 24.71 | 25.1
SP | Other | 30 | COVE_1 | 45.83 | 33.42 | 24.01 | 24
SP | Other | 30 | COWL_1 | 45.83 | 32.68 | 21.29 | 21.29
SP | Other | 30 | COYL | 3.69 | 2.19 | 2.19 | 2.19
SP | Other | 30 | CREB_1 | 34.06 | 28.87 | 7.03 | 7.01
SP | Other | 30 | CUMB | 16.83 | 11.15 | 10.77 | 10.77
SP | Other | 30 | CUPA | 2.17 | 1.52 | 1.52 | 1.52
SP | Other | 30 | DALM3 | 22.48 | 16.63 | 11.37 | 11.37
SP | Other | 30 | DEWP | 1.44 | 1.07 | 0.47 | 0.47
SP | Other | 30 | DRAK_1 | 12.16 | 8.01 | 5.84 | 5.83
SP | Other | 30 | DRAX_1 | 100.19 | 92.92 | 9.28 | 12.95
SP | Other | 30 | DUDH_P | 3.87 | 2.86 | 1.26 | 1.25
SP | Other | 30 | DUNB | 9.77 | 7.14 | 5.4 | 5.4
SP | Other | 30 | DUNF | 3.01 | 1.98 | 1.98 | 1.98
SP | Other | 30 | EALI_6 | 11.87 | 6.17 | 5.36 | 5.36
SP | Other | 30 | EASO_1 | 10.97 | 8.47 | 4.89 | 6.16
SP | Other | 30 | ECLA_1 | 33.23 | 22.43 | 15.42 | 15.4
SP | Other | 30 | EKIS | 3.4 | 2.02 | 2.02 | 2.02
SP | Other | 30 | ELLA_1 | 85.72 | 67.97 | 20.09 | 20
SP | Other | 30 | ELST_1 | 9.12 | 7.55 | 3.06 | 3.06
SP | Other | 30 | ENDE_1 | 30.12 | 20 | 16.2 | 16.59
SP | Other | 30 | EXET1 | 54.35 | 46.42 | 10.29 | 10.27
SP | Other | 30 | FAWL_1 | 210.37 | 177.52 | 39.22 | 39.06
SP | Other | 30 | FECK_6 | 34.11 | 30.51 | 4.24 | 5
SP | Other | 30 | FERRA2 | 68.25 | 63.76 | 1.28 | 1.28
SP | Other | 30 | FERRB1 | 110.69 | 82.35 | 54.1 | 55.62
SP | Other | 30 | FIDF_1 | 94.59 | 78.7 | 31.52 | 41.15
SP | Other | 30 | FLEE_1 | 161 | 151.53 | 1.16 | 1.16
SP | Other | 30 | FOUR_1 | 2.32 | 1.62 | 1.62 | 1.62
SP | Other | 30 | FROD_1 | 281.15 | 236.91 | 69.93 | 69.49
SP | Other | 30 | GLRO | 3.1 | 2.17 | 2.17 | 2.17
SP | Other | 30 | GREN_1 | 108.79 | 85.44 | 49.26 | 62.62
SP | Other | 30 | GRIW_1 | 83.02 | 70.76 | 29.37 | 29.2
SP | Other | 30 | G_EXTRA_2 | 1.86 | 1.3 | 1.3 | 1.3
SP | Other | 30 | G_EXTRA_4 | 2.58 | 1.53 | 1.53 | 1.53
SP | Other | 30 | G_EXTRA_5 | 3.56 | 2.12 | 2.12 | 2.12
SP | Other | 30 | G_EXTRA_8 | 4.45 | 3.05 | 3.05 | 3.05
SP | Other | 30 | G_EXTRA_9 | 3.37 | 2.49 | 1.71 | 1.71
SP | Other | 30 | HACK_1 | 3.01 | 2.23 | 0.99 | 0.98
SP | Other | 30 | HACK_6 | 7.64 | 7.22 | 0 | 0
SP | Other | 30 | HAMHC1 | 29.33 | 15.06 | 15.06 | 15.06
SP | Other | 30 | HARK_1 | 28.47 | 18.59 | 10.42 | 10.4
SP | Other | 30 | HAWP_6 | 2.05 | 1.22 | 1.22 | 1.22
SP | Other | 30 | HEYS_1 | 6.05 | 3.83 | 3.16 | 3.16
SP | Other | 30 | HURS_1 | 8.09 | 6.15 | 2.54 | 2.54
SP | Other | 30 | HUTT_1 | 131.21 | 108.36 | 52.18 | 71.65
SP | Other | 30 | INDQ1 | 59.03 | 45.24 | 28.59 | 28.58
SP | Other | 30 | IROA1 | 7.33 | 5.16 | 2.89 | 2.87
SP | Other | 30 | IRONB1 | 4.44 | 2.82 | 2.82 | 2.82
SP | Other | 30 | IVER_1 | 203.95 | 171.47 | 88.87 | 96.02
SP | Other | 30 | KAIM | 3.37 | 2.4 | 1.27 | 1.26
SP | Other | 30 | KEAD_1 | 9.36 | 5.94 | 5.94 | 5.94
SP | Other | 30 | KEAR_1 | 37.41 | 25.47 | 22.93 | 22.92
SP | Other | 30 | KEIT_P | 24.77 | 21.64 | 10.92 | 16.37
SP | Other | 30 | KEMS_1 | 435.64 | 347.77 | 225.42 | 243.59
SP | Other | 30 | KIER | 2.7 | 1.6 | 1.6 | 1.6
SP | Other | 30 | KILT | 7.95 | 6.43 | 3.03 | 3.95
SP | Other | 30 | KILW | 18.37 | 16.22 | 6.58 | 6.55
SP | Other | 30 | KINO_1 | 161.96 | 136.79 | 60.98 | 60.73
SP | Other | 30 | KINT_P | 7.63 | 5.65 | 2.49 | 2.48
SP | Other | 30 | KIRKB1 | 14.35 | 12.61 | 8.76 | 9.17
SP | Other | 30 | KNAR | 5.14 | 3.6 | 3.6 | 3.6
SP | Other | 30 | LACK_6 | 143.84 | 109.93 | 78.81 | 85.96
SP | Other | 30 | LALE1SG003 | 61.35 | 45.97 | 26.79 | 27.15
SP | Other | 30 | LAND1 | 120.21 | 102.14 | 43.11 | 43.42
SP | Other | 30 | LEGA_1 | 9.96 | 6.51 | 4.86 | 4.85
SP | Other | 30 | LEVE | 24.05 | 18.19 | 11.46 | 12.42
SP | Other | 30 | LINM | 1.4 | 0.83 | 0.83 | 0.83
SP | Other | 30 | LISD_1 | 41.4 | 35.08 | 13.92 | 13.83
SP | Other | 30 | LITT_C | 11.34 | 7.65 | 3.27 | 3.27
SP | Other | 30 | LITT_J | 18.01 | 13.33 | 5.89 | 5.85
SP | Other | 30 | LODR_6 | 3.09 | 2.92 | 0 | 0
SP | Other | 30 | LOVE_1 | 182.86 | 162.61 | 20.68 | 20.65
SP | Other | 30 | LUNA_P | 1.58 | 1.22 | 0.79 | 0.97
SP | Other | 30 | MACC_3 | 25.4 | 18.48 | 8.89 | 8.84
SP | Other | 30 | MANN_1 | 24.13 | 17 | 12.79 | 14.04
SP | Other | 30 | MAYB | 10.82 | 8 | 3.79 | 3.77
SP | Other | 30 | MELK_1 | 72.85 | 65.28 | 5.58 | 5.57
SP | Other | 30 | MILC_P | 10.79 | 7.91 | 5.25 | 5.25
SP | Other | 30 | MILH_1 | 3.26 | 3.08 | 0 | 0
SP | Other | 30 | MITY_1 | 6.65 | 4.33 | 2.9 | 2.9
SP | Other | 30 | MYBS_P | 2.61 | 2.3 | 1.14 | 1.77
SP | Other | 30 | NEAR | 66.3 | 57.9 | 41.59 | 41.59
SP | Other | 30 | NECE_1 | 190.19 | 161.84 | 71.78 | 71.73
SP | Other | 30 | NEWX_6 | 58.51 | 43.63 | 35.59 | 35.59
SP | Other | 30 | NFLE | 3.29 | 2.33 | 1.33 | 1.33
SP | Other | 30 | NINF_1 | 4.52 | 3.03 | 2.06 | 2.05
SP | Other | 30 | NORM_1 | 88.81 | 72.51 | 36.92 | 46.93
SP | Other | 30 | NORT_1 | 2.67 | 1.82 | 1.17 | 1.16
SP | Other | 30 | NURS_1 | 38.26 | 28.24 | 15.03 | 15.01
SP | Other | 30 | OCKH_1 | 2.37 | 1.41 | 1.41 | 1.41
SP | Other | 30 | OFFE_3 | 4.86 | 2.89 | 2.89 | 2.89
SP | Other | 30 | OLDB_1 | 262.17 | 228.22 | 166.07 | 166.07
SP | Other | 30 | OSBA_1 | 39.15 | 34.45 | 6.21 | 6.2
SP | Other | 30 | PADIB1 | 48.49 | 41.56 | 4.62 | 4.84
SP | Other | 30 | PELH_1 | 5.81 | 3.88 | 3.88 | 3.88
SP | Other | 30 | PEMB_1 | 30.39 | 22.29 | 10.28 | 10.21
SP | Other | 30 | PENN_1 | 5.92 | 3.89 | 3.89 | 3.89
SP | Other | 30 | PENT_1 | 3.99 | 2.57 | 2.57 | 2.57
SP | Other | 30 | PENW_1 | 30.12 | 20.79 | 15.74 | 15.72
SP | Other | 30 | PERS_P | 12.1 | 8.7 | 4.42 | 4.39
SP | Other | 30 | POOB | 8.32 | 4.75 | 4.75 | 4.75
SP | Other | 30 | POPP_3 | 15.18 | 11.02 | 7.92 | 9.6
SP | Other | 30 | PORA_P | 8.89 | 8.41 | 0 | 0
SP | Other | 30 | PYLE_1 | 75.4 | 67 | 12.51 | 15.51
SP | Other | 30 | RAIN_1 | 203.7 | 190.59 | 3.38 | 3.38
SP | Other | 30 | RASS_1 | 186.46 | 173.85 | 4.62 | 4.62
SP | Other | 30 | RATS_1 | 59.31 | 46.44 | 19.04 | 19
SP | Other | 30 | RAYL_1 | 27.96 | 20.45 | 9.75 | 9.75
SP | Other | 30 | RICH1 | 15.06 | 11.14 | 4.92 | 4.89
SP | Other | 30 | ROCH_1 | 7.24 | 4.16 | 4.16 | 4.16
SP | Other | 30 | RYEH_1 | 25.57 | 17.33 | 11.87 | 11.85
SP | Other | 30 | SALH_1 | 402.34 | 312.16 | 123.37 | 122.88
SP | Other | 30 | SALT_1 | 26.03 | 22.68 | 3.55 | 3.54
SP | Other | 30 | SBAR | 24.87 | 23.51 | 0 | 0
SP | Other | 30 | SEAB1 | 177.12 | 145.53 | 86.92 | 86.92
SP | Other | 30 | SELL_1 | 55.17 | 51.74 | 0.71 | 0.71
SP | Other | 30 | SHEC_3 | 32.35 | 23.62 | 20.53 | 20.53
SP | Other | 30 | SHRW_1 | 14.6 | 10.53 | 8.09 | 8.09
SP | Other | 30 | SJOW_1 | 14.26 | 10.55 | 4.66 | 4.63
SP | Other | 30 | SKLGB1 | 125.36 | 115.43 | 5.57 | 5.56
SP | Other | 30 | SMAN_1 | 113.14 | 94.71 | 25.76 | 27.34
SP | Other | 30 | SPEN_1 | 198.6 | 152.77 | 108.56 | 118.14
SP | Other | 30 | STAH_1 | 25.51 | 19.88 | 10.01 | 11.81
SP | Other | 30 | STAY_1 | 154.64 | 133.75 | 29.53 | 29.5
SP | Other | 30 | STEN_1 | 6.36 | 4.37 | 2.69 | 2.68
SP | Other | 30 | STES_1 | 16.16 | 11.1 | 7.32 | 7.3
SP | Other | 30 | STIR | 14.5 | 12.76 | 6.34 | 9.13
SP | Other | 30 | STLE | 11.78 | 8.35 | 6.37 | 6.37
SP | Other | 30 | STRI_P | 1.73 | 1.03 | 1.03 | 1.03
SP | Other | 30 | SUND_1 | 28.02 | 17.09 | 15.08 | 15.08
SP | Other | 30 | SWAN_1 | 170.34 | 158.84 | 4.4 | 4.81
SP | Other | 30 | TAUN1 | 69.36 | 63.26 | 9.16 | 13.01
SP | Other | 30 | TAYN_P | 4.02 | 3.8 | 0 | 0
SP | Other | 30 | TEMP_3 | 1.71 | 1.18 | 0.72 | 0.72
SP | Other | 30 | THOM_6 | 184.04 | 167.72 | 14.49 | 14.99
SP | Other | 30 | THSO_P | 12.7 | 2.79 | 2.79 | 2.79
SP | Other | 30 | THUR_6 | 20.88 | 19.74 | 0 | 0
SP | Other | 30 | TILBB_1 | 13.12 | 8.99 | 5.78 | 5.78
SP | Other | 30 | TOTT_1 | 65.91 | 47.8 | 31.71 | 31.71
SP | Other | 30 | TRAW_1 | 1.14 | 0.68 | 0.68 | 0.68
SP | Other | 30 | TYNE_1 | 11.29 | 6.55 | 4.84 | 4.83
SP | Other | 30 | TYNE_2 | 16.98 | 16.05 | 0 | 0
SP | Other | 30 | UPPB_1 | 157.57 | 148.96 | 0 | 0
SP | Other | 30 | UPPB_3 | 81.71 | 76.71 | 1.53 | 1.53
SP | Other | 30 | USKM_1 | 38.48 | 30.76 | 17.88 | 21.63
SP | Other | 30 | WALH_1 | 14.9 | 9.55 | 8.02 | 8.45
SP | Other | 30 | WALP_1 | 107.51 | 95.68 | 36.42 | 36.19
SP | Other | 30 | WALP_B | 25.86 | 21.37 | 5.32 | 5.32
SP | Other | 30 | WASF_1 | 38.07 | 27.07 | 14.46 | 14.39
SP | Other | 30 | WATFS_1 | 5.57 | 4.21 | 3.01 | 3.01
SP | Other | 30 | WBUR_1 | 42.15 | 34.5 | 14.69 | 15.17
SP | Other | 30 | WFIE | 12.08 | 10.63 | 5.28 | 7.61
SP | Other | 30 | WHAM_1 | 50.23 | 38.92 | 15.31 | 16.41
SP | Other | 30 | WHGA_1 | 2.6 | 1.38 | 1.38 | 1.38
SP | Other | 30 | WHHO | 1.67 | 1.24 | 0.55 | 0.54
SP | Other | 30 | WIBA_3 | 43.28 | 37.14 | 19.05 | 26.91
SP | Other | 30 | WIEN_1 | 36.51 | 27.02 | 17.55 | 17.55
SP | Other | 30 | WILL_1 | 59.05 | 43.13 | 19.66 | 19.53
SP | Other | 30 | WIMBN1 | 6.88 | 6.5 | 0 | 0
SP | Other | 30 | WIMBS1 | 11.04 | 9.03 | 4.36 | 4.36
SP | Other | 30 | WISD_6 | 2.03 | 1.51 | 0.67 | 0.66
SP | Other | 30 | WMEL_1 | 135.32 | 126.4 | 4.36 | 4.36
SP | Other | 30 | WTHU31 | 12.3 | 7.31 | 7.31 | 7.31
SP | Other | 30 | WWEY_1 | 8.62 | 6.12 | 2.95 | 2.94
SP | Other | 30 | WYMOM_1 | 8.19 | 5.3 | 5.3 | 5.3
SP | Other | 31 | ABHA1 | 3.97 | 2.36 | 2.36 | 2.36
SP | Other | 31 | ABNE_P | 5.38 | 3.6 | 3.6 | 3.6
SP | Other | 31 | ABTH_1 | 28.59 | 25.73 | 9.35 | 9.28
SP | Other | 31 | ALNE_P | 6.72 | 5.91 | 2.94 | 4.23
SP | Other | 31 | ALVE1 | 13.68 | 9.47 | 9.47 | 9.47
SP | Other | 31 | AMEM_1 | 8.3 | 6.52 | 1.2 | 1.2
SP | Other | 31 | ARMO_P | 6.75 | 6.38 | 0 | 0
SP | Other | 31 | BARKC1 | 161.06 | 111.77 | 77.29 | 81.16
SP | Other | 31 | BARKW3 | 12.91 | 12.21 | 0 | 0
SP | Other | 31 | BEDD_1 | 50.32 | 43 | 6.62 | 6.61
SP | Other | 31 | BESW_1 | 9.05 | 5.85 | 4.51 | 4.5
SP | Other | 31 | BICF_1 | 75.4 | 65 | 34.79 | 51.18
SP | Other | 31 | BIRK_1 | 18.32 | 12.92 | 7.15 | 7.12
SP | Other | 31 | BISW_1 | 24.79 | 18.15 | 12.36 | 12.36
SP | Other | 31 | BLYTB1 | 5.13 | 3.44 | 2.34 | 2.34
SP | Other | 31 | BOLN_1 | 135.03 | 104.57 | 49.85 | 50.66
SP | Other | 31 | BONN | 1.08 | 0.8 | 0.35 | 0.35
SP | Other | 31 | BOTW_1 | 30.72 | 28.64 | 0.67 | 0.67
SP | Other | 31 | BRAI_1 | 8.33 | 5.3 | 5.3 | 5.3
SP | Other | 31 | BRAW_1 | 23.62 | 17.55 | 9.11 | 9.11
SP | Other | 31 | BRED_1 | 9.28 | 5.99 | 5.4 | 5.4
SP | Other | 31 | BRFO_1 | 121.17 | 101.66 | 33.65 | 37.1
SP | Other | 31 | BRIM_1 | 9.79 | 7.15 | 4.12 | 4.11
SP | Other | 31 | BRLE_1 | 107.66 | 92.94 | 15.41 | 15.39
SP | Other | 31 | BRWA1 | 60.5 | 55.55 | 4.9 | 6.21
SP | Other | 31 | BURM_1 | 252.78 | 202.17 | 124.89 | 132.81
SP | Other | 31 | BUSH_1 | 25.09 | 17.18 | 17.18 | 17.18
SP | Other | 31 | BUST_1 | 1.52 | 0.9 | 0.9 | 0.9
SP | Other | 31 | CANTN1 | 58.71 | 52.96 | 5.76 | 5.76
SP | Other | 31 | CAPEA1 | 191.15 | 173.51 | 40.48 | 40.22
SP | Other | 31 | CARE_1 | 207.91 | 181.82 | 30.13 | 30.1
SP | Other | 31 | CARR_1 | 101.64 | 82.36 | 30.8 | 39.29
SP | Other | 31 | CELL_1 | 187.78 | 158.03 | 36.64 | 38.5
SP | Other | 31 | CHIC_1 | 34.78 | 32.43 | 1.27 | 1.27
SP | Other | 31 | CHSI_1 | 4.75 | 4.32 | 0.3 | 0.3
SP | Other | 31 | CHTE_1 | 160.77 | 148.78 | 11.67 | 11.67
SP | Other | 31 | CITR_1 | 19.04 | 16.26 | 5.07 | 5.03
SP | Other | 31 | CLAY_P | 1.14 | 0.56 | 0.56 | 0.56
SP | Other | 31 | CLYM | 3.51 | 2.09 | 2.09 | 2.09
SP | Other | 31 | CONQA1 | 112.17 | 98.36 | 24.8 | 25.18
SP | Other | 31 | COVE_1 | 44.35 | 32.19 | 23.76 | 23.75
SP | Other | 31 | COWL_1 | 44.14 | 31.39 | 20.74 | 20.74
SP | Other | 31 | COYL | 3.33 | 1.98 | 1.98 | 1.98
SP | Other | 31 | CREB_1 | 34.35 | 29.12 | 7.16 | 7.15
SP | Other | 31 | CUMB | 16.67 | 11.11 | 10.73 | 10.73
SP | Other | 31 | CUPA | 2.29 | 1.6 | 1.6 | 1.6
SP | Other | 31 | DALM3 | 22.45 | 16.61 | 11.37 | 11.37
SP | Other | 31 | DEWP | 1.44 | 1.07 | 0.47 | 0.47
SP | Other | 31 | DRAK_1 | 12.05 | 7.97 | 5.79 | 5.78
SP | Other | 31 | DRAX_1 | 100.47 | 93.25 | 9.19 | 12.86
SP | Other | 31 | DUDH_P | 3.87 | 2.86 | 1.27 | 1.26
SP | Other | 31 | DUNB | 9.89 | 7.22 | 5.48 | 5.48
SP | Other | 31 | DUNF | 2.99 | 1.97 | 1.97 | 1.97
SP | Other | 31 | EALI_6 | 11.71 | 6.02 | 5.37 | 5.37
SP | Other | 31 | EASO_1 | 10.71 | 8.32 | 4.73 | 6.01
SP | Other | 31 | ECLA_1 | 30.92 | 20.86 | 14.38 | 14.35
SP | Other | 31 | EKIS | 3.07 | 1.82 | 1.82 | 1.82
SP | Other | 31 | ELLA_1 | 85.63 | 67.92 | 20.03 | 19.94
SP | Other | 31 | ELST_1 | 8.37 | 6.78 | 3.22 | 3.22
SP | Other | 31 | ENDE_1 | 29.64 | 19.75 | 15.95 | 16.34
SP | Other | 31 | EXET1 | 54.36 | 46.45 | 10.32 | 10.3
SP | Other | 31 | FAWL_1 | 211.53 | 178.58 | 39.97 | 39.81
SP | Other | 31 | FECK_6 | 28.31 | 25.17 | 4 | 4.76
SP | Other | 31 | FERRA2 | 68.4 | 63.98 | 1.16 | 1.16
SP | Other | 31 | FERRB1 | 110.29 | 82.09 | 53.91 | 55.43
SP | Other | 31 | FIDF_1 | 94.02 | 78.39 | 31.22 | 40.85
SP | Other | 31 | FLEE_1 | 161.69 | 152.24 | 1.04 | 1.04
SP | Other | 31 | FOUR_1 | 2.45 | 1.71 | 1.71 | 1.71
SP | Other | 31 | FROD_1 | 281.33 | 236.92 | 70.33 | 69.89
SP | Other | 31 | GLRO | 3.27 | 2.29 | 2.29 | 2.29
SP | Other | 31 | GREN_1 | 107.88 | 84.93 | 48.74 | 62.1
SP | Other | 31 | GRIW_1 | 82.88 | 70.68 | 29.29 | 29.12
SP | Other | 31 | G_EXTRA_2 | 1.96 | 1.37 | 1.37 | 1.37
SP | Other | 31 | G_EXTRA_4 | 2.33 | 1.38 | 1.38 | 1.38
SP | Other | 31 | G_EXTRA_5 | 3.21 | 1.91 | 1.91 | 1.91
SP | Other | 31 | G_EXTRA_8 | 4.61 | 3.17 | 3.17 | 3.17
SP | Other | 31 | G_EXTRA_9 | 3.37 | 2.49 | 1.7 | 1.7
SP | Other | 31 | HACK_1 | 3.02 | 2.23 | 0.99 | 0.98
SP | Other | 31 | HACK_6 | 6.05 | 5.72 | 0 | 0
SP | Other | 31 | HAMHC1 | 29.43 | 15.14 | 15.14 | 15.14
SP | Other | 31 | HARK_1 | 27.54 | 17.67 | 10.49 | 10.47
SP | Other | 31 | HAWP_6 | 1.85 | 1.1 | 1.1 | 1.1
SP | Other | 31 | HEYS_1 | 5.62 | 3.58 | 2.91 | 2.9
SP | Other | 31 | HURS_1 | 6.88 | 5.15 | 2.29 | 2.29
SP | Other | 31 | HUTT_1 | 131.18 | 108.35 | 52.14 | 71.62
SP | Other | 31 | INDQ1 | 56.81 | 43.21 | 28.55 | 28.53
SP | Other | 31 | IROA1 | 7.16 | 5.05 | 2.78 | 2.77
SP | Other | 31 | IRONB1 | 4.27 | 2.73 | 2.73 | 2.73
SP | Other | 31 | IVER_1 | 203.77 | 171.41 | 88.77 | 95.93
SP | Other | 31 | KAIM | 3.31 | 2.37 | 1.23 | 1.23
SP | Other | 31 | KEAD_1 | 9 | 5.75 | 5.75 | 5.75
SP | Other | 31 | KEAR_1 | 37.26 | 25.44 | 22.89 | 22.88
SP | Other | 31 | KEIT_P | 24.72 | 21.61 | 10.89 | 16.33
SP | Other | 31 | KEMS_1 | 436.98 | 348.7 | 226.5 | 244.66
SP | Other | 31 | KIER | 2.44 | 1.45 | 1.45 | 1.45
SP | Other | 31 | KILT | 7.96 | 6.43 | 3.03 | 3.95
SP | Other | 31 | KILW | 18.46 | 16.28 | 6.64 | 6.61
SP | Other | 31 | KINO_1 | 161.45 | 136.37 | 60.86 | 60.62
SP | Other | 31 | KINT_P | 7.64 | 5.65 | 2.5 | 2.48
SP | Other | 31 | KIRKB1 | 15.66 | 13.76 | 9.59 | 10
SP | Other | 31 | KNAR | 5.43 | 3.8 | 3.8 | 3.8
SP | Other | 31 | LACK_6 | 144.85 | 110.66 | 79.47 | 86.62
SP | Other | 31 | LALE1SG003 | 59.68 | 44.58 | 26.44 | 26.79
SP | Other | 31 | LAND1 | 111.63 | 94.05 | 44.5 | 44.81
SP | Other | 31 | LEGA_1 | 9.77 | 6.41 | 4.75 | 4.74
SP | Other | 31 | LEVE | 24.13 | 18.25 | 11.51 | 12.47
SP | Other | 31 | LINM | 1.27 | 0.75 | 0.75 | 0.75
SP | Other | 31 | LISD_1 | 41.41 | 35.08 | 13.92 | 13.83
SP | Other | 31 | LITT_C | 10.4 | 6.74 | 3.28 | 3.28
SP | Other | 31 | LITT_J | 18.03 | 13.34 | 5.89 | 5.85
SP | Other | 31 | LODR_6 | 2.45 | 2.31 | 0 | 0
SP | Other | 31 | LOVE_1 | 170.64 | 151.13 | 20.63 | 20.61
SP | Other | 31 | LUNA_P | 1.52 | 1.18 | 0.75 | 0.94
SP | Other | 31 | MACC_3 | 25.22 | 18.37 | 8.77 | 8.72
SP | Other | 31 | MANN_1 | 23.07 | 16.27 | 12.39 | 13.64
SP | Other | 31 | MAYB | 10.83 | 8.01 | 3.79 | 3.77
SP | Other | 31 | MELK_1 | 70.15 | 62.93 | 5.24 | 5.23
SP | Other | 31 | MILC_P | 10.71 | 7.85 | 5.2 | 5.2
SP | Other | 31 | MILH_1 | 2.58 | 2.44 | 0 | 0
SP | Other | 31 | MITY_1 | 5.98 | 3.82 | 2.68 | 2.68
SP | Other | 31 | MYBS_P | 2.61 | 2.3 | 1.14 | 1.77
SP | Other | 31 | NEAR | 74.55 | 65.18 | 46.78 | 46.78
SP | Other | 31 | NECE_1 | 197.16 | 167.96 | 76.17 | 76.12
SP | Other | 31 | NEWX_6 | 58.57 | 43.6 | 35.84 | 35.83
SP | Other | 31 | NFLE | 2.86 | 1.99 | 1.2 | 1.2
SP | Other | 31 | NINF_1 | 4.31 | 2.9 | 1.93 | 1.93
SP | Other | 31 | NORM_1 | 88.07 | 71.82 | 37.06 | 47.08
SP | Other | 31 | NORT_1 | 2.57 | 1.76 | 1.1 | 1.1
SP | Other | 31 | NURS_1 | 37.12 | 27.24 | 14.88 | 14.85
SP | Other | 31 | OCKH_1 | 2.14 | 1.27 | 1.27 | 1.27
SP | Other | 31 | OFFE_3 | 4.38 | 2.6 | 2.6 | 2.6
SP | Other | 31 | OLDB_1 | 288.7 | 251.6 | 182.75 | 182.74
SP | Other | 31 | OSBA_1 | 39.54 | 34.72 | 6.47 | 6.46
SP | Other | 31 | PADIB1 | 48.1 | 41.33 | 4.38 | 4.61
SP | Other | 31 | PELH_1 | 5.86 | 3.93 | 3.93 | 3.93
SP | Other | 31 | PEMB_1 | 30.3 | 22.25 | 10.22 | 10.15
SP | Other | 31 | PENN_1 | 6.18 | 4.07 | 4.07 | 4.07
SP | Other | 31 | PENT_1 | 3.88 | 2.52 | 2.52 | 2.52
SP | Other | 31 | PENW_1 | 29.99 | 20.74 | 15.69 | 15.66
SP | Other | 31 | PERS_P | 11.95 | 8.61 | 4.32 | 4.3
SP | Other | 31 | POOB | 8.25 | 4.72 | 4.72 | 4.72
SP | Other | 31 | POPP_3 | 14.38 | 10.54 | 7.45 | 9.13
SP | Other | 31 | PORA_P | 8.37 | 7.91 | 0 | 0
SP | Other | 31 | PYLE_1 | 75.86 | 67.4 | 12.65 | 15.65
SP | Other | 31 | RAIN_1 | 202.43 | 189.57 | 3.05 | 3.05
SP | Other | 31 | RASS_1 | 182.74 | 170.51 | 4.37 | 4.37
SP | Other | 31 | RATS_1 | 55.67 | 43.08 | 19.01 | 18.96
SP | Other | 31 | RAYL_1 | 24.1 | 17.34 | 8.85 | 8.85
SP | Other | 31 | RICH1 | 15.08 | 11.16 | 4.93 | 4.89
SP | Other | 31 | ROCH_1 | 6.66 | 3.82 | 3.82 | 3.82
SP | Other | 31 | RYEH_1 | 24.73 | 16.69 | 11.67 | 11.65
SP | Other | 31 | SALH_1 | 403.32 | 312.87 | 124.02 | 123.53
SP | Other | 31 | SALT_1 | 22.52 | 19.36 | 3.56 | 3.55
SP | Other | 31 | SBAR | 25.01 | 23.64 | 0 | 0
SP | Other | 31 | SEAB1 | 185.92 | 153.23 | 92.47 | 92.46
SP | Other | 31 | SELL_1 | 55 | 51.62 | 0.64 | 0.64
SP | Other | 31 | SHEC_3 | 32.35 | 23.65 | 20.54 | 20.54
SP | Other | 31 | SHRW_1 | 14.76 | 10.64 | 8.21 | 8.21
SP | Other | 31 | SJOW_1 | 14.28 | 10.57 | 4.67 | 4.64
SP | Other | 31 | SKLGB1 | 125.6 | 115.8 | 5.35 | 5.34
SP | Other | 31 | SMAN_1 | 114.01 | 95.4 | 26.16 | 27.74
SP | Other | 31 | SPEN_1 | 199.54 | 153.48 | 109.16 | 118.74
SP | Other | 31 | STAH_1 | 25.3 | 19.76 | 9.88 | 11.69
SP | Other | 31 | STAY_1 | 155.69 | 134.66 | 29.94 | 29.91
SP | Other | 31 | STEN_1 | 6.15 | 4.25 | 2.56 | 2.55
SP | Other | 31 | STES_1 | 15.73 | 10.86 | 7.07 | 7.05
SP | Other | 31 | STIR | 14.5 | 12.76 | 6.34 | 9.13
SP | Other | 31 | STLE | 11.56 | 8.22 | 6.25 | 6.25
SP | Other | 31 | STRI_P | 1.56 | 0.93 | 0.93 | 0.93
SP | Other | 31 | SUND_1 | 25.32 | 15.33 | 13.75 | 13.75
SP | Other | 31 | SWAN_1 | 146.91 | 136.85 | 4.12 | 4.54
SP | Other | 31 | TAUN1 | 69.28 | 63.31 | 8.95 | 12.81
SP | Other | 31 | TAYN_P | 3.78 | 3.57 | 0 | 0
SP | Other | 31 | TEMP_3 | 1.65 | 1.14 | 0.68 | 0.68
SP | Other | 31 | THOM_6 | 184.8 | 168.54 | 14.48 | 14.98
SP | Other | 31 | THSO_P | 12.7 | 2.79 | 2.79 | 2.79
SP | Other | 31 | THUR_6 | 20.99 | 19.84 | 0 | 0
SP | Other | 31 | TILBB_1 | 11.47 | 7.76 | 5.21 | 5.21
SP | Other | 31 | TOTT_1 | 65.75 | 47.68 | 31.63 | 31.63
SP | Other | 31 | TRAW_1 | 1.03 | 0.61 | 0.61 | 0.61
SP | Other | 31 | TYNE_1 | 11.31 | 6.56 | 4.85 | 4.84
SP | Other | 31 | TYNE_2 | 13.45 | 12.72 | 0 | 0
SP | Other | 31 | UPPB_1 | 153 | 144.65 | 0 | 0
SP | Other | 31 | UPPB_3 | 82.27 | 77.21 | 1.61 | 1.61
SP | Other | 31 | USKM_1 | 38.44 | 30.74 | 17.86 | 21.6
SP | Other | 31 | WALH_1 | 14.53 | 9.35 | 7.82 | 8.25
SP | Other | 31 | WALP_1 | 107.13 | 95.26 | 36.6 | 36.37
SP | Other | 31 | WALP_B | 22.12 | 17.92 | 5.2 | 5.2
SP | Other | 31 | WASF_1 | 37.37 | 26.66 | 14.04 | 13.97
SP | Other | 31 | WATFS_1 | 5.33 | 3.98 | 3.03 | 3.03
SP | Other | 31 | WBUR_1 | 43.07 | 35.19 | 15.28 | 15.76
SP | Other | 31 | WFIE | 12.08 | 10.63 | 5.28 | 7.61
SP | Other | 31 | WHAM_1 | 49.23 | 37.96 | 15.33 | 16.43
SP | Other | 31 | WHGA_1 | 2.49 | 1.32 | 1.32 | 1.32
SP | Other | 31 | WHHO | 1.67 | 1.24 | 0.55 | 0.54
SP | Other | 31 | WIBA_3 | 43.28 | 37.15 | 19.05 | 26.91
SP | Other | 31 | WIEN_1 | 36.41 | 26.94 | 17.5 | 17.5
SP | Other | 31 | WILL_1 | 59.13 | 43.19 | 19.69 | 19.55
SP | Other | 31 | WIMBN1 | 5.45 | 5.15 | 0 | 0
SP | Other | 31 | WIMBS1 | 10.21 | 8.24 | 4.39 | 4.39
SP | Other | 31 | WISD_6 | 2.04 | 1.51 | 0.67 | 0.66
SP | Other | 31 | WMEL_1 | 136.17 | 127.12 | 4.61 | 4.61
SP | Other | 31 | WTHU31 | 11.1 | 6.6 | 6.6 | 6.6
SP | Other | 31 | WWEY_1 | 7.91 | 5.53 | 2.81 | 2.81
SP | Other | 31 | WYMOM_1 | 8.01 | 5.21 | 5.21 | 5.21
SP | Other | 32 | ABHA1 | 3.57 | 2.12 | 2.12 | 2.12
SP | Other | 32 | ABNE_P | 5.4 | 3.63 | 3.63 | 3.63
SP | Other | 32 | ABTH_1 | 28.59 | 25.73 | 9.35 | 9.28
SP | Other | 32 | ALNE_P | 6.72 | 5.91 | 2.94 | 4.23
SP | Other | 32 | ALVE1 | 14.19 | 9.84 | 9.84 | 9.84
SP | Other | 32 | AMEM_1 | 8.11 | 6.4 | 1.08 | 1.08
SP | Other | 32 | ARMO_P | 6.44 | 6.09 | 0 | 0
SP | Other | 32 | BARKC1 | 159.64 | 110.78 | 76.68 | 80.55
SP | Other | 32 | BARKW3 | 10.79 | 10.2 | 0 | 0
SP | Other | 32 | BEDD_1 | 49.04 | 42.03 | 6.21 | 6.21
SP | Other | 32 | BESW_1 | 8.49 | 5.52 | 4.17 | 4.16
SP | Other | 32 | BICF_1 | 75.58 | 65.13 | 34.93 | 51.31
SP | Other | 32 | BIRK_1 | 17.91 | 12.68 | 6.9 | 6.87
SP | Other | 32 | BISW_1 | 24.64 | 18.05 | 12.28 | 12.28
SP | Other | 32 | BLYTB1 | 4.89 | 3.29 | 2.2 | 2.19
SP | Other | 32 | BOLN_1 | 134.24 | 104.06 | 49.57 | 50.37
SP | Other | 32 | BONN | 1.08 | 0.8 | 0.35 | 0.35
SP | Other | 32 | BOTW_1 | 25.73 | 23.97 | 0.6 | 0.6
SP | Other | 32 | BRAI_1 | 7.99 | 5.11 | 5.11 | 5.11
SP | Other | 32 | BRAW_1 | 22.16 | 16.22 | 9.03 | 9.03
SP | Other | 32 | BRED_1 | 9.35 | 6.05 | 5.46 | 5.46
SP | Other | 32 | BRFO_1 | 111.9 | 92.93 | 33.66 | 37.11
SP | Other | 32 | BRIM_1 | 9.92 | 7.24 | 4.21 | 4.19
SP | Other | 32 | BRLE_1 | 107.8 | 93.11 | 15.4 | 15.38
SP | Other | 32 | BRWA1 | 60.45 | 55.61 | 4.73 | 6.05
SP | Other | 32 | BURM_1 | 253.26 | 202.54 | 125.25 | 133.17
SP | Other | 32 | BUSH_1 | 25.77 | 17.69 | 17.69 | 17.69
SP | Other | 32 | BUST_1 | 1.37 | 0.82 | 0.82 | 0.82
SP | Other | 32 | CANTN1 | 51.86 | 46.55 | 5.72 | 5.72
SP | Other | 32 | CAPEA1 | 189.62 | 172.19 | 40.27 | 40
SP | Other | 32 | CARE_1 | 206.34 | 180.33 | 30.2 | 30.17
SP | Other | 32 | CARR_1 | 100.92 | 81.93 | 30.37 | 38.86
SP | Other | 32 | CELL_1 | 186.85 | 157.29 | 36.39 | 38.25
SP | Other | 32 | CHIC_1 | 34.6 | 32.24 | 1.33 | 1.33
SP | Other | 32 | CHSI_1 | 4 | 3.63 | 0.27 | 0.27
SP | Other | 32 | CHTE_1 | 161.83 | 149.89 | 11.95 | 11.95
SP | Other | 32 | CITR_1 | 18.47 | 15.72 | 5.07 | 5.04
SP | Other | 32 | CLAY_P | 1.14 | 0.56 | 0.56 | 0.56
SP | Other | 32 | CLYM | 3.17 | 1.88 | 1.88 | 1.88
SP | Other | 32 | CONQA1 | 112.6 | 98.75 | 24.88 | 25.26
SP | Other | 32 | COVE_1 | 43.29 | 31.36 | 23.53 | 23.52
SP | Other | 32 | COWL_1 | 42.8 | 30.42 | 20.24 | 20.24
SP | Other | 32 | COYL | 3 | 1.78 | 1.78 | 1.78
SP | Other | 32 | CREB_1 | 34.61 | 29.33 | 7.29 | 7.27
SP | Other | 32 | CUMB | 16.53 | 11.07 | 10.7 | 10.7
SP | Other | 32 | CUPA | 2.4 | 1.68 | 1.68 | 1.68
SP | Other | 32 | DALM3 | 22.41 | 16.58 | 11.35 | 11.35
SP | Other | 32 | DEWP | 1.44 | 1.07 | 0.47 | 0.47
SP | Other | 32 | DRAK_1 | 11.95 | 7.92 | 5.75 | 5.73
SP | Other | 32 | DRAX_1 | 100.69 | 93.51 | 9.11 | 12.78
SP | Other | 32 | DUDH_P | 3.88 | 2.87 | 1.27 | 1.26
SP | Other | 32 | DUNB | 10 | 7.29 | 5.56 | 5.56
SP | Other | 32 | DUNF | 2.97 | 1.97 | 1.97 | 1.97
SP | Other | 32 | EALI_6 | 11.62 | 5.92 | 5.38 | 5.38
SP | Other | 32 | EASO_1 | 10.48 | 8.18 | 4.6 | 5.87
SP | Other | 32 | ECLA_1 | 28.98 | 19.59 | 13.43 | 13.41
SP | Other | 32 | EKIS | 2.76 | 1.64 | 1.64 | 1.64
SP | Other | 32 | ELLA_1 | 85.55 | 67.88 | 19.97 | 19.88
SP | Other | 32 | ELST_1 | 7.97 | 6.35 | 3.38 | 3.38
SP | Other | 32 | ENDE_1 | 29.2 | 19.53 | 15.72 | 16.12
SP | Other | 32 | EXET1 | 54.36 | 46.48 | 10.34 | 10.32
SP | Other | 32 | FAWL_1 | 212.59 | 179.53 | 40.65 | 40.49
SP | Other | 32 | FECK_6 | 24.56 | 21.75 | 3.77 | 4.54
SP | Other | 32 | FERRA2 | 68.51 | 64.15 | 1.04 | 1.04
SP | Other | 32 | FERRB1 | 109.86 | 81.81 | 53.71 | 55.24
SP | Other | 32 | FIDF_1 | 93.5 | 78.12 | 30.95 | 40.58
SP | Other | 32 | FLEE_1 | 162.23 | 152.82 | 0.94 | 0.94
SP | Other | 32 | FOUR_1 | 2.56 | 1.79 | 1.79 | 1.79
SP | Other | 32 | FROD_1 | 281.63 | 237.07 | 70.7 | 70.26
SP | Other | 32 | GLRO | 3.43 | 2.4 | 2.4 | 2.4
SP | Other | 32 | GREN_1 | 107.06 | 84.47 | 48.27 | 61.63
SP | Other | 32 | GRIW_1 | 82.76 | 70.61 | 29.21 | 29.04
SP | Other | 32 | G_EXTRA_2 | 2.06 | 1.44 | 1.44 | 1.44
SP | Other | 32 | G_EXTRA_4 | 2.1 | 1.25 | 1.25 | 1.25
SP | Other | 32 | G_EXTRA_5 | 2.9 | 1.72 | 1.72 | 1.72
SP | Other | 32 | G_EXTRA_8 | 4.75 | 3.28 | 3.28 | 3.28
SP | Other | 32 | G_EXTRA_9 | 3.36 | 2.49 | 1.7 | 1.7
SP | Other | 32 | HACK_1 | 3.02 | 2.24 | 0.99 | 0.98
SP | Other | 32 | HACK_6 | 5.06 | 4.78 | 0 | 0
SP | Other | 32 | HAMHC1 | 29.52 | 15.2 | 15.2 | 15.2
SP | Other | 32 | HARK_1 | 26.99 | 17.12 | 10.56 | 10.54
SP | Other | 32 | HAWP_6 | 1.67 | 0.99 | 0.99 | 0.99
SP | Other | 32 | HEYS_1 | 5.23 | 3.35 | 2.67 | 2.67
SP | Other | 32 | HURS_1 | 6 | 4.45 | 2.06 | 2.06
SP | Other | 32 | HUTT_1 | 131.15 | 108.35 | 52.11 | 71.58
SP | Other | 32 | INDQ1 | 55.38 | 41.93 | 28.5 | 28.49
SP | Other | 32 | IROA1 | 7 | 4.96 | 2.69 | 2.68
SP | Other | 32 | IRONB1 | 4.11 | 2.64 | 2.64 | 2.64
SP | Other | 32 | IVER_1 | 203.6 | 171.36 | 88.69 | 95.84
SP | Other | 32 | KAIM | 3.26 | 2.34 | 1.2 | 1.19
SP | Other | 32 | KEAD_1 | 8.68 | 5.58 | 5.58 | 5.58
SP | Other | 32 | KEAR_1 | 37.13 | 25.42 | 22.85 | 22.85
SP | Other | 32 | KEIT_P | 24.67 | 21.58 | 10.86 | 16.3
SP | Other | 32 | KEMS_1 | 438.23 | 349.59 | 227.45 | 245.62
SP | Other | 32 | KIER | 2.2 | 1.3 | 1.3 | 1.3
SP | Other | 32 | KILT | 7.96 | 6.43 | 3.03 | 3.95
SP | Other | 32 | KILW | 18.54 | 16.34 | 6.7 | 6.66
SP | Other | 32 | KINO_1 | 161.04 | 136.04 | 60.74 | 60.5
SP | Other | 32 | KINT_P | 7.65 | 5.66 | 2.5 | 2.48
SP | Other | 32 | KIRKB1 | 16.85 | 14.81 | 10.34 | 10.75
SP | Other | 32 | KNAR | 5.69 | 3.98 | 3.98 | 3.98
SP | Other | 32 | LACK_6 | 145.77 | 111.32 | 80.07 | 87.23
SP | Other | 32 | LALE1SG003 | 58.43 | 43.59 | 26.11 | 26.46
SP | Other | 32 | LAND1 | 106.86 | 89.56 | 45.76 | 46.07
SP | Other | 32 | LEGA_1 | 9.59 | 6.31 | 4.65 | 4.64
SP | Other | 32 | LEVE | 24.2 | 18.29 | 11.55 | 12.51
SP | Other | 32 | LINM | 1.14 | 0.68 | 0.68 | 0.68
SP | Other | 32 | LISD_1 | 41.43 | 35.09 | 13.93 | 13.84
SP | Other | 32 | LITT_C | 9.81 | 6.18 | 3.28 | 3.28
SP | Other | 32 | LITT_J | 18.06 | 13.36 | 5.9 | 5.86
SP | Other | 32 | LODR_6 | 2.04 | 1.93 | 0 | 0
SP | Other | 32 | LOVE_1 | 163 | 143.98 | 20.59 | 20.56
SP | Other | 32 | LUNA_P | 1.47 | 1.15 | 0.72 | 0.91
SP | Other | 32 | MACC_3 | 25.06 | 18.28 | 8.67 | 8.61
SP | Other | 32 | MANN_1 | 22.21 | 15.7 | 12.03 | 13.29
SP | Other | 32 | MAYB | 10.84 | 8.02 | 3.79 | 3.77
SP | Other | 32 | MELK_1 | 68.36 | 61.41 | 4.93 | 4.92
SP | Other | 32 | MILC_P | 10.63 | 7.8 | 5.16 | 5.16
SP | Other | 32 | MILH_1 | 2.16 | 2.04 | 0 | 0
SP | Other | 32 | MITY_1 | 5.45 | 3.44 | 2.49 | 2.49
SP | Other | 32 | MYBS_P | 2.61 | 2.3 | 1.14 | 1.77
SP | Other | 32 | NEAR | 82.05 | 71.8 | 51.49 | 51.49
SP | Other | 32 | NECE_1 | 203.48 | 173.51 | 80.15 | 80.1
SP | Other | 32 | NEWX_6 | 58.71 | 43.66 | 36.06 | 36.05
SP | Other | 32 | NFLE | 2.52 | 1.74 | 1.08 | 1.08
SP | Other | 32 | NINF_1 | 4.12 | 2.79 | 1.82 | 1.81
SP | Other | 32 | NORM_1 | 87.65 | 71.43 | 37.2 | 47.21
SP | Other | 32 | NORT_1 | 2.47 | 1.7 | 1.05 | 1.04
SP | Other | 32 | NURS_1 | 36.32 | 26.57 | 14.73 | 14.71
SP | Other | 32 | OCKH_1 | 1.93 | 1.15 | 1.15 | 1.15
SP | Other | 32 | OFFE_3 | 3.95 | 2.35 | 2.35 | 2.35
SP | Other | 32 | OLDB_1 | 312.81 | 272.84 | 197.89 | 197.89
SP | Other | 32 | OSBA_1 | 39.89 | 34.96 | 6.72 | 6.71
SP | Other | 32 | PADIB1 | 47.75 | 41.12 | 4.17 | 4.4
SP | Other | 32 | PELH_1 | 5.9 | 3.97 | 3.97 | 3.97
SP | Other | 32 | PEMB_1 | 30.22 | 22.21 | 10.16 | 10.1
SP | Other | 32 | PENN_1 | 6.42 | 4.24 | 4.24 | 4.24
SP | Other | 32 | PENT_1 | 3.79 | 2.47 | 2.47 | 2.47
SP | Other | 32 | PENW_1 | 29.87 | 20.7 | 15.64 | 15.61
SP | Other | 32 | PERS_P | 11.81 | 8.53 | 4.24 | 4.21
SP | Other | 32 | POOB | 8.18 | 4.7 | 4.7 | 4.7
SP | Other | 32 | POPP_3 | 13.66 | 10.11 | 7.02 | 8.7
SP | Other | 32 | PORA_P | 7.99 | 7.55 | 0 | 0
SP | Other | 32 | PYLE_1 | 76.26 | 67.74 | 12.77 | 15.77
SP | Other | 32 | RAIN_1 | 201.67 | 189.04 | 2.75 | 2.75
SP | Other | 32 | RASS_1 | 180.45 | 168.5 | 4.14 | 4.14
SP | Other | 32 | RATS_1 | 53.35 | 40.95 | 18.98 | 18.93
SP | Other | 32 | RAYL_1 | 21.26 | 15.13 | 8.04 | 8.04
SP | Other | 32 | RICH1 | 15.1 | 11.17 | 4.94 | 4.9
SP | Other | 32 | ROCH_1 | 6.14 | 3.5 | 3.5 | 3.5
SP | Other | 32 | RYEH_1 | 24.09 | 16.23 | 11.5 | 11.48
SP | Other | 32 | SALH_1 | 404.21 | 313.51 | 124.6 | 124.12
SP | Other | 32 | SALT_1 | 20.33 | 17.29 | 3.57 | 3.56
SP | Other | 32 | SBAR | 25.12 | 23.75 | 0 | 0
SP | Other | 32 | SEAB1 | 193.89 | 160.22 | 97.5 | 97.49
SP | Other | 32 | SELL_1 | 54.92 | 51.58 | 0.57 | 0.57
SP | Other | 32 | SHEC_3 | 32.34 | 23.67 | 20.54 | 20.54
SP | Other | 32 | SHRW_1 | 14.9 | 10.75 | 8.32 | 8.32
SP | Other | 32 | SJOW_1 | 14.3 | 10.58 | 4.68 | 4.64
SP | Other | 32 | SKLGB1 | 125.76 | 116.08 | 5.14 | 5.13
SP | Other | 32 | SMAN_1 | 114.78 | 96.02 | 26.53 | 28.11
SP | Other | 32 | SPEN_1 | 200.39 | 154.11 | 109.7 | 119.28
SP | Other | 32 | STAH_1 | 25.11 | 19.65 | 9.77 | 11.57
SP | Other | 32 | STAY_1 | 156.6 | 135.45 | 30.31 | 30.29
SP | Other | 32 | STEN_1 | 5.95 | 4.13 | 2.44 | 2.43
SP | Other | 32 | STES_1 | 15.34 | 10.63 | 6.84 | 6.82
SP | Other | 32 | STIR | 14.5 | 12.76 | 6.34 | 9.13
SP | Other | 32 | STLE | 11.36 | 8.09 | 6.13 | 6.13
SP | Other | 32 | STRI_P | 1.41 | 0.83 | 0.83 | 0.83
SP | Other | 32 | SUND_1 | 23 | 13.85 | 12.53 | 12.53
SP | Other | 32 | SWAN_1 | 132.12 | 123.02 | 3.87 | 4.28
SP | Other | 32 | TAUN1 | 69.19 | 63.33 | 8.76 | 12.62
SP | Other | 32 | TAYN_P | 3.61 | 3.41 | 0 | 0
SP | Other | 32 | TEMP_3 | 1.6 | 1.11 | 0.65 | 0.65
SP | Other | 32 | THOM_6 | 185.42 | 169.22 | 14.48 | 14.98
SP | Other | 32 | THSO_P | 12.7 | 2.79 | 2.79 | 2.79
SP | Other | 32 | THUR_6 | 21.09 | 19.93 | 0 | 0
SP | Other | 32 | TILBB_1 | 10.16 | 6.83 | 4.7 | 4.7
SP | Other | 32 | TOTT_1 | 65.57 | 47.54 | 31.54 | 31.54
SP | Other | 32 | TRAW_1 | 0.93 | 0.55 | 0.55 | 0.55
SP | Other | 32 | TYNE_1 | 11.33 | 6.57 | 4.85 | 4.84
SP | Other | 32 | TYNE_2 | 11.24 | 10.62 | 0 | 0
SP | Other | 32 | UPPB_1 | 150.28 | 142.07 | 0 | 0
SP | Other | 32 | UPPB_3 | 82.74 | 77.63 | 1.69 | 1.69
SP | Other | 32 | USKM_1 | 38.41 | 30.73 | 17.84 | 21.59
SP | Other | 32 | WALH_1 | 14.2 | 9.16 | 7.64 | 8.06
SP | Other | 32 | WALP_1 | 106.97 | 95.05 | 36.76 | 36.53
SP | Other | 32 | WALP_B | 19.71 | 15.73 | 5.1 | 5.1
SP | Other | 32 | WASF_1 | 36.75 | 26.3 | 13.65 | 13.58
SP | Other | 32 | WATFS_1 | 5.2 | 3.85 | 3.05 | 3.05
SP | Other | 32 | WBUR_1 | 43.91 | 35.81 | 15.82 | 16.3
SP | Other | 32 | WFIE | 12.08 | 10.63 | 5.28 | 7.61
SP | Other | 32 | WHAM_1 | 48.62 | 37.37 | 15.34 | 16.45
SP | Other | 32 | WHGA_1 | 2.4 | 1.26 | 1.26 | 1.26
SP | Other | 32 | WHHO | 1.68 | 1.24 | 0.55 | 0.54
SP | Other | 32 | WIBA_3 | 43.29 | 37.15 | 19.05 | 26.92
SP | Other | 32 | WIEN_1 | 36.3 | 26.86 | 17.45 | 17.45
SP | Other | 32 | WILL_1 | 59.21 | 43.25 | 19.71 | 19.58
SP | Other | 32 | WIMBN1 | 4.55 | 4.3 | 0 | 0
SP | Other | 32 | WIMBS1 | 9.71 | 7.76 | 4.42 | 4.42
SP | Other | 32 | WISD_6 | 2.04 | 1.51 | 0.67 | 0.66
SP | Other | 32 | WMEL_1 | 136.95 | 127.78 | 4.83 | 4.83
SP | Other | 32 | WTHU31 | 10.01 | 5.95 | 5.95 | 5.95
SP | Other | 32 | WWEY_1 | 7.4 | 5.13 | 2.69 | 2.68
SP | Other | 32 | WYMOM_1 | 7.85 | 5.14 | 5.14 | 5.14
SP | Other | 33 | ABHA1 | 3.22 | 1.91 | 1.91 | 1.91
SP | Other | 33 | ABNE_P | 5.46 | 3.68 | 3.68 | 3.68
SP | Other | 33 | ABTH_1 | 28.59 | 25.73 | 9.35 | 9.28
SP | Other | 33 | ALNE_P | 6.18 | 5.44 | 2.7 | 3.89
SP | Other | 33 | ALVE1 | 14.75 | 10.24 | 10.24 | 10.24
SP | Other | 33 | AMEM_1 | 7.93 | 6.29 | 0.98 | 0.98
SP | Other | 33 | ARMO_P | 5.91 | 5.58 | 0 | 0
SP | Other | 33 | BARKC1 | 156.75 | 108.51 | 75.38 | 78.94
SP | Other | 33 | BARKW3 | 9.47 | 8.96 | 0 | 0
SP | Other | 33 | BEDD_1 | 48.05 | 41.31 | 5.85 | 5.84
SP | Other | 33 | BESW_1 | 7.98 | 5.21 | 3.86 | 3.86
SP | Other | 33 | BICF_1 | 75.79 | 65.28 | 35.08 | 51.46
SP | Other | 33 | BIRK_1 | 17.54 | 12.46 | 6.68 | 6.65
SP | Other | 33 | BISW_1 | 24.5 | 17.96 | 12.21 | 12.21
SP | Other | 33 | BLYTB1 | 4.67 | 3.16 | 2.07 | 2.06
SP | Other | 33 | BOLN_1 | 133.3 | 103.39 | 49.19 | 49.93
SP | Other | 33 | BONN | 1.09 | 0.8 | 0.36 | 0.35
SP | Other | 33 | BOTW_1 | 22.63 | 21.07 | 0.54 | 0.54
SP | Other | 33 | BRAI_1 | 7.71 | 4.96 | 4.96 | 4.96
SP | Other | 33 | BRAW_1 | 21.22 | 15.37 | 8.96 | 8.95
SP | Other | 33 | BRED_1 | 9.45 | 6.13 | 5.54 | 5.54
SP | Other | 33 | BRFO_1 | 104.72 | 86.28 | 33.05 | 36.22
SP | Other | 33 | BRIM_1 | 10.06 | 7.33 | 4.3 | 4.28
SP | Other | 33 | BRLE_1 | 107.93 | 93.25 | 15.4 | 15.38
SP | Other | 33 | BRWA1 | 60.39 | 55.63 | 4.59 | 5.91
SP | Other | 33 | BURM_1 | 250.36 | 199.93 | 124.14 | 131.4
SP | Other | 33 | BUSH_1 | 26.54 | 18.27 | 18.27 | 18.27
SP | Other | 33 | BUST_1 | 1.24 | 0.73 | 0.73 | 0.73
SP | Other | 33 | CANTN1 | 47.63 | 42.61 | 5.7 | 5.7
SP | Other | 33 | CAPEA1 | 188.59 | 171.34 | 40.07 | 39.81
SP | Other | 33 | CARE_1 | 205.5 | 179.54 | 30.29 | 30.26
SP | Other | 33 | CARR_1 | 96.7 | 78.41 | 28.42 | 36.23
SP | Other | 33 | CELL_1 | 185.39 | 156.09 | 35.8 | 37.5
SP | Other | 33 | CHIC_1 | 34.53 | 32.15 | 1.39 | 1.39
SP | Other | 33 | CHSI_1 | 3.53 | 3.19 | 0.24 | 0.24
SP | Other | 33 | CHTE_1 | 162.64 | 150.77 | 12.17 | 12.17
SP | Other | 33 | CITR_1 | 18.12 | 15.38 | 5.08 | 5.04
SP | Other | 33 | CLAY_P | 1.14 | 0.56 | 0.56 | 0.56
SP | Other | 33 | CLYM | 2.85 | 1.7 | 1.7 | 1.7
SP | Other | 33 | CONQA1 | 112.86 | 99.01 | 24.89 | 25.28
SP | Other | 33 | COVE_1 | 42.45 | 30.73 | 23.28 | 23.27
SP | Other | 33 | COWL_1 | 41.7 | 29.64 | 19.77 | 19.77
SP | Other | 33 | COYL | 2.7 | 1.61 | 1.61 | 1.61
SP | Other | 33 | CREB_1 | 34.87 | 29.55 | 7.43 | 7.42
SP | Other | 33 | CUMB | 16.47 | 11.08 | 10.71 | 10.71
SP | Other | 33 | CUPA | 2.52 | 1.76 | 1.76 | 1.76
SP | Other | 33 | DALM3 | 22.36 | 16.55 | 11.33 | 11.33
SP | Other | 33 | DEWP | 1.45 | 1.07 | 0.47 | 0.47
SP | Other | 33 | DRAK_1 | 11.89 | 7.9 | 5.72 | 5.7
SP | Other | 33 | DRAX_1 | 99.32 | 92.35 | 8.36 | 11.74
SP | Other | 33 | DUDH_P | 3.88 | 2.87 | 1.27 | 1.26
SP | Other | 33 | DUNB | 10.1 | 7.37 | 5.64 | 5.64
SP | Other | 33 | DUNF | 2.96 | 1.98 | 1.98 | 1.98
SP | Other | 33 | EALI_6 | 11.55 | 5.85 | 5.38 | 5.38
SP | Other | 33 | EASO_1 | 10.26 | 8.06 | 4.47 | 5.74
SP | Other | 33 | ECLA_1 | 27.32 | 18.53 | 12.58 | 12.55
SP | Other | 33 | EKIS | 2.49 | 1.48 | 1.48 | 1.48
SP | Other | 33 | ELLA_1 | 85.47 | 67.83 | 19.92 | 19.83
SP | Other | 33 | ELST_1 | 7.82 | 6.16 | 3.54 | 3.54
SP | Other | 33 | ENDE_1 | 28.69 | 19.21 | 15.48 | 15.84
SP | Other | 33 | EXET1 | 54.4 | 46.53 | 10.39 | 10.37
SP | Other | 33 | FAWL_1 | 213.49 | 180.34 | 41.23 | 41.07
SP | Other | 33 | FECK_6 | 21.81 | 19.29 | 3.43 | 4.13
SP | Other | 33 | FERRA2 | 68.57 | 64.27 | 0.94 | 0.94
SP | Other | 33 | FERRB1 | 108.81 | 80.98 | 53.24 | 54.65
SP | Other | 33 | FIDF_1 | 92.42 | 77.33 | 30.45 | 39.96
SP | Other | 33 | FLEE_1 | 162.64 | 153.26 | 0.85 | 0.85
SP | Other | 33 | FOUR_1 | 2.69 | 1.88 | 1.88 | 1.88
SP | Other | 33 | FROD_1 | 282.07 | 237.34 | 71.09 | 70.64
SP | Other | 33 | GLRO | 3.6 | 2.52 | 2.52 | 2.52
SP | Other | 33 | GREN_1 | 103.59 | 81.65 | 46.65 | 59.49
SP | Other | 33 | GRIW_1 | 82.63 | 70.54 | 29.14 | 28.97
SP | Other | 33 | G_EXTRA_2 | 2.16 | 1.51 | 1.51 | 1.51
SP | Other | 33 | G_EXTRA_4 | 1.89 | 1.12 | 1.12 | 1.12
SP | Other | 33 | G_EXTRA_5 | 2.61 | 1.55 | 1.55 | 1.55
SP | Other | 33 | G_EXTRA_8 | 4.92 | 3.4 | 3.4 | 3.4
SP | Other | 33 | G_EXTRA_9 | 3.35 | 2.48 | 1.7 | 1.7
SP | Other | 33 | HACK_1 | 3.03 | 2.24 | 0.99 | 0.98
SP | Other | 33 | HACK_6 | 4.44 | 4.2 | 0 | 0
SP | Other | 33 | HAMHC1 | 29.6 | 15.27 | 15.27 | 15.27
SP | Other | 33 | HARK_1 | 26.68 | 16.8 | 10.63 | 10.61
SP | Other | 33 | HAWP_6 | 1.5 | 0.89 | 0.89 | 0.89
SP | Other | 33 | HEYS_1 | 4.88 | 3.14 | 2.46 | 2.46
SP | Other | 33 | HURS_1 | 5.35 | 3.96 | 1.86 | 1.86
SP | Other | 33 | HUTT_1 | 131.14 | 108.35 | 52.08 | 71.56
SP | Other | 33 | INDQ1 | 54.38 | 41.07 | 28.4 | 28.38
SP | Other | 33 | IROA1 | 6.86 | 4.88 | 2.6 | 2.59
SP | Other | 33 | IRONB1 | 3.98 | 2.58 | 2.58 | 2.58
SP | Other | 33 | IVER_1 | 203.29 | 171.21 | 88.52 | 95.67
SP | Other | 33 | KAIM | 3.21 | 2.31 | 1.17 | 1.17
SP | Other | 33 | KEAD_1 | 8.41 | 5.44 | 5.44 | 5.44
SP | Other | 33 | KEAR_1 | 37.01 | 25.4 | 22.83 | 22.83
SP | Other | 33 | KEIT_P | 24 | 21 | 10.56 | 15.89
SP | Other | 33 | KEMS_1 | 435.08 | 346.7 | 226.34 | 243.77
SP | Other | 33 | KIER | 1.98 | 1.18 | 1.18 | 1.18
SP | Other | 33 | KILT | 7.97 | 6.44 | 3.03 | 3.96
SP | Other | 33 | KILW | 18.62 | 16.4 | 6.76 | 6.72
SP | Other | 33 | KINO_1 | 160.68 | 135.76 | 60.61 | 60.37
SP | Other | 33 | KINT_P | 7.66 | 5.67 | 2.5 | 2.49
SP | Other | 33 | KIRKB1 | 17.68 | 15.53 | 10.89 | 11.27
SP | Other | 33 | KNAR | 5.96 | 4.18 | 4.18 | 4.18
SP | Other | 33 | LACK_6 | 143.46 | 109.17 | 79.22 | 85.79
SP | Other | 33 | LALE1SG003 | 57.31 | 42.72 | 25.72 | 26.05
SP | Other | 33 | LAND1 | 104.09 | 87 | 46.69 | 46.97
SP | Other | 33 | LEGA_1 | 9.44 | 6.23 | 4.57 | 4.56
SP | Other | 33 | LEVE | 23.86 | 17.98 | 11.41 | 12.29
SP | Other | 33 | LINM | 1.03 | 0.61 | 0.61 | 0.61
SP | Other | 33 | LISD_1 | 41.44 | 35.1 | 13.93 | 13.84
SP | Other | 33 | LITT_C | 9.43 | 5.83 | 3.28 | 3.28
SP | Other | 33 | LITT_J | 18.08 | 13.38 | 5.91 | 5.87
SP | Other | 33 | LODR_6 | 1.8 | 1.7 | 0 | 0
SP | Other | 33 | LOVE_1 | 158.34 | 139.63 | 20.57 | 20.54
SP | Other | 33 | LUNA_P | 1.34 | 1.05 | 0.66 | 0.83
SP | Other | 33 | MACC_3 | 24.91 | 18.2 | 8.57 | 8.52
SP | Other | 33 | MANN_1 | 21.25 | 15.03 | 11.61 | 12.81
SP | Other | 33 | MAYB | 10.85 | 8.03 | 3.8 | 3.78
SP | Other | 33 | MELK_1 | 67.13 | 60.42 | 4.66 | 4.65
SP | Other | 33 | MILC_P | 10.55 | 7.75 | 5.11 | 5.11
SP | Other | 33 | MILH_1 | 1.89 | 1.79 | 0 | 0
SP | Other | 33 | MITY_1 | 5.03 | 3.14 | 2.31 | 2.31
SP | Other | 33 | MYBS_P | 2.61 | 2.3 | 1.14 | 1.77
SP | Other | 33 | NEAR | 88.31 | 77.33 | 55.43 | 55.43
SP | Other | 33 | NECE_1 | 208.74 | 178.13 | 83.47 | 83.42
SP | Other | 33 | NEWX_6 | 58.75 | 43.67 | 36.17 | 36.16
SP | Other | 33 | NFLE | 2.25 | 1.56 | 0.97 | 0.97
SP | Other | 33 | NINF_1 | 3.95 | 2.69 | 1.72 | 1.71
SP | Other | 33 | NORM_1 | 83.57 | 67.82 | 35.65 | 44.91
SP | Other | 33 | NORT_1 | 2.39 | 1.65 | 0.99 | 0.99
SP | Other | 33 | NURS_1 | 35.74 | 26.09 | 14.59 | 14.57
SP | Other | 33 | OCKH_1 | 1.74 | 1.03 | 1.03 | 1.03
SP | Other | 33 | OFFE_3 | 3.56 | 2.11 | 2.11 | 2.11
SP | Other | 33 | OLDB_1 | 332.94 | 290.59 | 210.55 | 210.54
SP | Other | 33 | OSBA_1 | 40.26 | 35.23 | 6.98 | 6.97
SP | Other | 33 | PADIB1 | 47.33 | 40.84 | 3.94 | 4.14
SP | Other | 33 | PELH_1 | 5.97 | 4.04 | 4.04 | 4.04
SP | Other | 33 | PEMB_1 | 30.16 | 22.18 | 10.11 | 10.05
SP | Other | 33 | PENN_1 | 6.67 | 4.42 | 4.42 | 4.42
SP | Other | 33 | PENT_1 | 3.72 | 2.44 | 2.44 | 2.44
SP | Other | 33 | PENW_1 | 29.8 | 20.69 | 15.62 | 15.6
SP | Other | 33 | PERS_P | 11.68 | 8.46 | 4.16 | 4.13
SP | Other | 33 | POOB | 8.14 | 4.68 | 4.68 | 4.68
SP | Other | 33 | POPP_3 | 13 | 9.72 | 6.62 | 8.3
SP | Other | 33 | PORA_P | 7.32 | 6.92 | 0 | 0
SP | Other | 33 | PYLE_1 | 75.36 | 66.93 | 12.36 | 15.12
SP | Other | 33 | RAIN_1 | 201.2 | 188.75 | 2.47 | 2.47
SP | Other | 33 | RASS_1 | 179.06 | 167.31 | 3.94 | 3.94
SP | Other | 33 | RATS_1 | 51.93 | 39.67 | 18.98 | 18.93
SP | Other | 33 | RAYL_1 | 19.11 | 13.53 | 7.31 | 7.31
SP | Other | 33 | RICH1 | 15.12 | 11.19 | 4.94 | 4.91
SP | Other | 33 | ROCH_1 | 5.66 | 3.22 | 3.22 | 3.22
SP | Other | 33 | RYEH_1 | 23.63 | 15.92 | 11.36 | 11.34
SP | Other | 33 | SALH_1 | 405.15 | 314.18 | 125.22 | 124.74
SP | Other | 33 | SALT_1 | 18.98 | 16.01 | 3.59 | 3.57
SP | Other | 33 | SBAR | 25.21 | 23.83 | 0 | 0
SP | Other | 33 | SEAB1 | 200.51 | 166.03 | 101.69 | 101.68
SP | Other | 33 | SELL_1 | 54.87 | 51.57 | 0.52 | 0.52
SP | Other | 33 | SHEC_3 | 32.26 | 23.64 | 20.5 | 20.5
SP | Other | 33 | SHRW_1 | 15.06 | 10.86 | 8.44 | 8.44
SP | Other | 33 | SJOW_1 | 14.32 | 10.6 | 4.68 | 4.65
SP | Other | 33 | SKLGB1 | 125.85 | 116.29 | 4.96 | 4.95
SP | Other | 33 | SMAN_1 | 115.55 | 96.62 | 26.93 | 28.52
SP | Other | 33 | SPEN_1 | 199.34 | 153.13 | 109.35 | 118.63
SP | Other | 33 | STAH_1 | 24.18 | 18.88 | 9.33 | 10.99
SP | Other | 33 | STAY_1 | 157.5 | 136.21 | 30.75 | 30.73
SP | Other | 33 | STEN_1 | 5.77 | 4.02 | 2.33 | 2.33
SP | Other | 33 | STES_1 | 15 | 10.44 | 6.64 | 6.62
SP | Other | 33 | STIR | 13.34 | 11.74 | 5.83 | 8.4
SP | Other | 33 | STLE | 11.17 | 7.98 | 6.02 | 6.02
SP | Other | 33 | STRI_P | 1.27 | 0.75 | 0.75 | 0.75
SP | Other | 33 | SUND_1 | 20.96 | 12.59 | 11.42 | 11.42
SP | Other | 33 | SWAN_1 | 122.73 | 114.29 | 3.56 | 3.94
SP | Other | 33 | TAUN1 | 69.07 | 63.33 | 8.59 | 12.45
SP | Other | 33 | TAYN_P | 3.31 | 3.13 | 0 | 0
SP | Other | 33 | TEMP_3 | 1.55 | 1.08 | 0.62 | 0.62
SP | Other | 33 | THOM_6 | 185.76 | 169.62 | 14.44 | 14.9
SP | Other | 33 | THSO_P | 12.7 | 2.79 | 2.79 | 2.79
SP | Other | 33 | THUR_6 | 21.16 | 20 | 0 | 0
SP | Other | 33 | TILBB_1 | 9.11 | 6.1 | 4.24 | 4.24
SP | Other | 33 | TOTT_1 | 65.36 | 47.39 | 31.44 | 31.44
SP | Other | 33 | TRAW_1 | 0.84 | 0.5 | 0.5 | 0.5
SP | Other | 33 | TYNE_1 | 11.34 | 6.58 | 4.86 | 4.85
SP | Other | 33 | TYNE_2 | 9.87 | 9.33 | 0 | 0
SP | Other | 33 | UPPB_1 | 148.69 | 140.58 | 0 | 0
SP | Other | 33 | UPPB_3 | 83.14 | 77.98 | 1.77 | 1.77
SP | Other | 33 | USKM_1 | 36.82 | 29.34 | 17.14 | 20.59
SP | Other | 33 | WALH_1 | 13.74 | 8.85 | 7.4 | 7.79
SP | Other | 33 | WALP_1 | 106.97 | 94.99 | 36.93 | 36.7
SP | Other | 33 | WALP_B | 18.19 | 14.36 | 5.03 | 5.03
SP | Other | 33 | WASF_1 | 36.18 | 25.97 | 13.3 | 13.23
SP | Other | 33 | WATFS_1 | 5.12 | 3.77 | 3.07 | 3.07
SP | Other | 33 | WBUR_1 | 44.79 | 36.46 | 16.4 | 16.88
SP | Other | 33 | WFIE | 11.11 | 9.78 | 4.86 | 7
SP | Other | 33 | WHAM_1 | 48.27 | 37.02 | 15.36 | 16.47
SP | Other | 33 | WHGA_1 | 2.31 | 1.21 | 1.21 | 1.21
SP | Other | 33 | WHHO | 1.68 | 1.24 | 0.55 | 0.55
SP | Other | 33 | WIBA_3 | 40.01 | 34.26 | 17.62 | 24.85
SP | Other | 33 | WIEN_1 | 36.18 | 26.77 | 17.39 | 17.39
SP | Other | 33 | WILL_1 | 59.29 | 43.31 | 19.74 | 19.61
SP | Other | 33 | WIMBN1 | 4 | 3.78 | 0 | 0
SP | Other | 33 | WIMBS1 | 9.39 | 7.45 | 4.43 | 4.43
SP | Other | 33 | WISD_6 | 2.04 | 1.51 | 0.67 | 0.66
SP | Other | 33 | WMEL_1 | 137.66 | 128.37 | 5.06 | 5.06
SP | Other | 33 | WTHU31 | 9.02 | 5.36 | 5.36 | 5.36
SP | Other | 33 | WWEY_1 | 7.03 | 4.84 | 2.57 | 2.57
SP | Other | 33 | WYMOM_1 | 7.74 | 5.09 | 5.09 | 5.09
SP | Other | 34 | ABHA1 | 2.82 | 1.67 | 1.67 | 1.67
SP | Other | 34 | ABNE_P | 5.46 | 3.7 | 3.7 | 3.7
SP | Other | 34 | ABTH_1 | 28.59 | 25.73 | 9.35 | 9.28
SP | Other | 34 | ALNE_P | 6.18 | 5.44 | 2.7 | 3.89
SP | Other | 34 | ALVE1 | 15.22 | 10.58 | 10.58 | 10.58
SP | Other | 34 | AMEM_1 | 7.72 | 6.17 | 0.85 | 0.85
SP | Other | 34 | ARMO_P | 5.13 | 4.85 | 0 | 0
SP | Other | 34 | BARKC1 | 155.42 | 107.64 | 74.7 | 78.26
SP | Other | 34 | BARKW3 | 8.76 | 8.28 | 0 | 0
SP | Other | 34 | BEDD_1 | 47.14 | 40.7 | 5.43 | 5.42
SP | Other | 34 | BESW_1 | 7.39 | 4.87 | 3.52 | 3.51
SP | Other | 34 | BICF_1 | 75.96 | 65.41 | 35.2 | 51.59
SP | Other | 34 | BIRK_1 | 17.11 | 12.21 | 6.42 | 6.39
SP | Other | 34 | BISW_1 | 24.33 | 17.85 | 12.12 | 12.12
SP | Other | 34 | BLYTB1 | 4.43 | 3.02 | 1.92 | 1.91
SP | Other | 34 | BOLN_1 | 132.57 | 102.96 | 48.85 | 49.59
SP | Other | 34 | BONN | 1.09 | 0.8 | 0.36 | 0.35
SP | Other | 34 | BOTW_1 | 20.87 | 19.45 | 0.48 | 0.48
SP | Other | 34 | BRAI_1 | 7.35 | 4.76 | 4.76 | 4.76
SP | Other | 34 | BRAW_1 | 20.62 | 14.86 | 8.87 | 8.86
SP | Other | 34 | BRED_1 | 9.5 | 6.18 | 5.59 | 5.59
SP | Other | 34 | BRFO_1 | 101.45 | 83.26 | 33 | 36.17
SP | Other | 34 | BRIM_1 | 10.18 | 7.42 | 4.38 | 4.36
SP | Other | 34 | BRLE_1 | 107.96 | 93.33 | 15.37 | 15.35
SP | Other | 34 | BRWA1 | 60.23 | 55.59 | 4.42 | 5.74
SP | Other | 34 | BURM_1 | 250.79 | 200.28 | 124.47 | 131.73
SP | Other | 34 | BUSH_1 | 27.15 | 18.73 | 18.73 | 18.73
SP | Other | 34 | BUST_1 | 1.08 | 0.64 | 0.64 | 0.64
SP | Other | 34 | CANTN1 | 45.22 | 40.39 | 5.64 | 5.64
SP | Other | 34 | CAPEA1 | 187.86 | 170.77 | 39.85 | 39.58
SP | Other | 34 | CARE_1 | 205.08 | 179.16 | 30.33 | 30.3
SP | Other | 34 | CARR_1 | 95.93 | 77.95 | 27.96 | 35.77
SP | Other | 34 | CELL_1 | 184.88 | 155.76 | 35.54 | 37.24
SP | Other | 34 | CHIC_1 | 34.52 | 32.13 | 1.45 | 1.45
SP | Other | 34 | CHSI_1 | 3.24 | 2.94 | 0.21 | 0.21
SP | Other | 34 | CHTE_1 | 163.92 | 152.07 | 12.81 | 12.81
SP | Other | 34 | CITR_1 | 17.93 | 15.21 | 5.08 | 5.04
SP | Other | 34 | CLAY_P | 1.14 | 0.56 | 0.56 | 0.56
SP | Other | 34 | CLYM | 2.5 | 1.48 | 1.48 | 1.48
SP | Other | 34 | CONQA1 | 112.94 | 99.12 | 24.83 | 25.22
SP | Other | 34 | COVE_1 | 41.65 | 30.18 | 22.93 | 22.92
SP | Other | 34 | COWL_1 | 40.63 | 28.93 | 19.24 | 19.24
SP | Other | 34 | COYL | 2.37 | 1.41 | 1.41 | 1.41
SP | Other | 34 | CREB_1 | 35.07 | 29.71 | 7.55 | 7.53
SP | Other | 34 | CUMB | 16.27 | 11.01 | 10.64 | 10.64
SP | Other | 34 | CUPA | 2.62 | 1.83 | 1.83 | 1.83
SP | Other | 34 | DALM3 | 22.29 | 16.49 | 11.29 | 11.29
SP | Other | 34 | DEWP | 1.45 | 1.07 | 0.47 | 0.47
SP | Other | 34 | DRAK_1 | 11.78 | 7.84 | 5.66 | 5.65
SP | Other | 34 | DRAX_1 | 99.38 | 92.45 | 8.28 | 11.66
SP | Other | 34 | DUDH_P | 3.89 | 2.88 | 1.27 | 1.26
SP | Other | 34 | DUNB | 10.19 | 7.43 | 5.71 | 5.71
SP | Other | 34 | DUNF | 2.93 | 1.97 | 1.97 | 1.97
SP | Other | 34 | EALI_6 | 11.51 | 5.82 | 5.38 | 5.38
SP | Other | 34 | EASO_1 | 10.02 | 7.91 | 4.32 | 5.6
SP | Other | 34 | ECLA_1 | 25.56 | 17.45 | 11.6 | 11.58
SP | Other | 34 | EKIS | 2.18 | 1.29 | 1.29 | 1.29
SP | Other | 34 | ELLA_1 | 85.38 | 67.78 | 19.85 | 19.76
SP | Other | 34 | ELST_1 | 7.82 | 6.1 | 3.69 | 3.69
SP | Other | 34 | ENDE_1 | 28.21 | 18.96 | 15.23 | 15.59
SP | Other | 34 | EXET1 | 54.38 | 46.54 | 10.4 | 10.38
SP | Other | 34 | FAWL_1 | 215.15 | 181.84 | 42.36 | 42.19
SP | Other | 34 | FECK_6 | 20.28 | 17.98 | 3.2 | 3.9
SP | Other | 34 | FERRA2 | 68.54 | 64.31 | 0.82 | 0.82
SP | Other | 34 | FERRB1 | 108.31 | 80.65 | 53 | 54.41
SP | Other | 34 | FIDF_1 | 91.85 | 77.02 | 30.15 | 39.65
SP | Other | 34 | FLEE_1 | 162.87 | 153.53 | 0.74 | 0.74
SP | Other | 34 | FOUR_1 | 2.8 | 1.96 | 1.96 | 1.96
SP | Other | 34 | FROD_1 | 282.53 | 237.65 | 71.43 | 70.99
SP | Other | 34 | GLRO | 3.74 | 2.62 | 2.62 | 2.62
SP | Other | 34 | GREN_1 | 102.71 | 81.16 | 46.15 | 58.98
SP | Other | 34 | GRIW_1 | 82.48 | 70.45 | 29.04 | 28.88
SP | Other | 34 | G_EXTRA_2 | 2.25 | 1.57 | 1.57 | 1.57
SP | Other | 34 | G_EXTRA_4 | 1.65 | 0.98 | 0.98 | 0.98
SP | Other | 34 | G_EXTRA_5 | 2.28 | 1.36 | 1.36 | 1.36
SP | Other | 34 | G_EXTRA_8 | 5.05 | 3.49 | 3.49 | 3.49
SP | Other | 34 | G_EXTRA_9 | 3.34 | 2.47 | 1.69 | 1.69
SP | Other | 34 | HACK_1 | 3.03 | 2.24 | 0.99 | 0.98
SP | Other | 34 | HACK_6 | 4.1 | 3.88 | 0 | 0
SP | Other | 34 | HAMHC1 | 29.65 | 15.31 | 15.31 | 15.31
SP | Other | 34 | HARK_1 | 26.54 | 16.65 | 10.68 | 10.66
SP | Other | 34 | HAWP_6 | 1.32 | 0.78 | 0.78 | 0.78
SP | Other | 34 | HEYS_1 | 4.48 | 2.9 | 2.22 | 2.22
SP | Other | 34 | HURS_1 | 4.79 | 3.57 | 1.63 | 1.63
SP | Other | 34 | HUTT_1 | 131.11 | 108.34 | 52.05 | 71.52
SP | Other | 34 | INDQ1 | 53.6 | 40.44 | 28.2 | 28.18
SP | Other | 34 | IROA1 | 6.7 | 4.79 | 2.51 | 2.49
SP | Other | 34 | IRONB1 | 3.82 | 2.49 | 2.49 | 2.49
SP | Other | 34 | IVER_1 | 202.76 | 170.89 | 88.2 | 95.35
SP | Other | 34 | KAIM | 3.16 | 2.28 | 1.14 | 1.13
SP | Other | 34 | KEAD_1 | 8.06 | 5.25 | 5.25 | 5.25
SP | Other | 34 | KEAR_1 | 36.72 | 25.27 | 22.7 | 22.69
SP | Other | 34 | KEIT_P | 23.95 | 20.97 | 10.53 | 15.86
SP | Other | 34 | KEMS_1 | 435.11 | 346.71 | 226.45 | 243.88
SP | Other | 34 | KIER | 1.73 | 1.03 | 1.03 | 1.03
SP | Other | 34 | KILT | 7.97 | 6.44 | 3.03 | 3.96
SP | Other | 34 | KILW | 18.69 | 16.45 | 6.81 | 6.77
SP | Other | 34 | KINO_1 | 160.35 | 135.52 | 60.48 | 60.23
SP | Other | 34 | KINT_P | 7.67 | 5.68 | 2.51 | 2.49
SP | Other | 34 | KIRKB1 | 19.56 | 17.19 | 12.14 | 12.51
SP | Other | 34 | KNAR | 6.21 | 4.35 | 4.35 | 4.35
SP | Other | 34 | LACK_6 | 143.86 | 109.45 | 79.49 | 86.06
SP | Other | 34 | LALE1SG003 | 56.47 | 42.11 | 25.37 | 25.7
SP | Other | 34 | LAND1 | 104.92 | 87.76 | 48.79 | 49.07
SP | Other | 34 | LEGA_1 | 9.25 | 6.13 | 4.47 | 4.46
SP | Other | 34 | LEVE | 23.92 | 18.03 | 11.45 | 12.33
SP | Other | 34 | LINM | 0.9 | 0.53 | 0.53 | 0.53
SP | Other | 34 | LISD_1 | 41.45 | 35.11 | 13.93 | 13.84
SP | Other | 34 | LITT_C | 9.23 | 5.63 | 3.28 | 3.28
SP | Other | 34 | LITT_J | 18.11 | 13.4 | 5.92 | 5.88
SP | Other | 34 | LODR_6 | 1.66 | 1.57 | 0 | 0
SP | Other | 34 | LOVE_1 | 155.7 | 137.23 | 20.49 | 20.47
SP | Other | 34 | LUNA_P | 1.28 | 1.02 | 0.62 | 0.79
SP | Other | 34 | MACC_3 | 24.75 | 18.11 | 8.47 | 8.41
SP | Other | 34 | MANN_1 | 20.5 | 14.57 | 11.22 | 12.42
SP | Other | 34 | MAYB | 10.86 | 8.03 | 3.8 | 3.78
SP | Other | 34 | MELK_1 | 66.22 | 59.74 | 4.34 | 4.33
SP | Other | 34 | MILC_P | 10.47 | 7.7 | 5.07 | 5.07
SP | Other | 34 | MILH_1 | 1.75 | 1.65 | 0 | 0
SP | Other | 34 | MITY_1 | 4.63 | 2.88 | 2.11 | 2.11
SP | Other | 34 | MYBS_P | 2.61 | 2.3 | 1.14 | 1.77
SP | Other | 34 | NEAR | 95.06 | 83.29 | 59.67 | 59.67
SP | Other | 34 | NECE_1 | 218.7 | 186.88 | 90.07 | 90.03
SP | Other | 34 | NEWX_6 | 58.68 | 43.6 | 36.17 | 36.16
SP | Other | 34 | NFLE | 2 | 1.39 | 0.85 | 0.85
SP | Other | 34 | NINF_1 | 3.75 | 2.58 | 1.6 | 1.59
SP | Other | 34 | NORM_1 | 83.47 | 67.75 | 35.75 | 45.01
SP | Other | 34 | NORT_1 | 2.29 | 1.59 | 0.94 | 0.93
SP | Other | 34 | NURS_1 | 35.28 | 25.75 | 14.44 | 14.41
SP | Other | 34 | OCKH_1 | 1.52 | 0.9 | 0.9 | 0.9
SP | Other | 34 | OFFE_3 | 3.12 | 1.85 | 1.85 | 1.85
SP | Other | 34 | OLDB_1 | 371.1 | 324.19 | 235.83 | 235.83
SP | Other | 34 | OSBA_1 | 40.6 | 35.46 | 7.21 | 7.2
SP | Other | 34 | PADIB1 | 46.96 | 40.63 | 3.72 | 3.92
SP | Other | 34 | PELH_1 | 5.99 | 4.07 | 4.07 | 4.07
SP | Other | 34 | PEMB_1 | 30.08 | 22.14 | 10.06 | 9.99
SP | Other | 34 | PENN_1 | 6.9 | 4.58 | 4.58 | 4.58
SP | Other | 34 | PENT_1 | 3.62 | 2.39 | 2.39 | 2.39
SP | Other | 34 | PENW_1 | 29.65 | 20.63 | 15.56 | 15.53
SP | Other | 34 | PERS_P | 11.55 | 8.38 | 4.07 | 4.05
SP | Other | 34 | POOB | 8.06 | 4.65 | 4.65 | 4.65
SP | Other | 34 | POPP_3 | 12.25 | 9.27 | 6.18 | 7.86
SP | Other | 34 | PORA_P | 6.36 | 6.01 | 0 | 0
SP | Other | 34 | PYLE_1 | 75.64 | 67.16 | 12.47 | 15.23
SP | Other | 34 | RAIN_1 | 200.79 | 188.55 | 2.17 | 2.17
SP | Other | 34 | RASS_1 | 178.16 | 166.62 | 3.69 | 3.69
SP | Other | 34 | RATS_1 | 51.04 | 38.9 | 18.92 | 18.88
SP | Other | 34 | RAYL_1 | 17.2 | 12.22 | 6.47 | 6.47
SP | Other | 34 | RICH1 | 15.14 | 11.2 | 4.95 | 4.91
SP | Other | 34 | ROCH_1 | 5.12 | 2.9 | 2.9 | 2.9
SP | Other | 34 | RYEH_1 | 23.16 | 15.63 | 11.16 | 11.14
SP | Other | 34 | SALH_1 | 405.93 | 314.74 | 125.74 | 125.25
SP | Other | 34 | SALT_1 | 18.26 | 15.32 | 3.6 | 3.58
SP | Other | 34 | SBAR | 25.27 | 23.89 | 0 | 0
SP | Other | 34 | SEAB1 | 212.93 | 176.93 | 109.94 | 109.93
SP | Other | 34 | SELL_1 | 54.82 | 51.56 | 0.45 | 0.45
SP | Other | 34 | SHEC_3 | 32.06 | 23.52 | 20.38 | 20.38
SP | Other | 34 | SHRW_1 | 15.17 | 10.95 | 8.54 | 8.54
SP | Other | 34 | SJOW_1 | 14.34 | 10.61 | 4.69 | 4.66
SP | Other | 34 | SKLGB1 | 125.76 | 116.35 | 4.75 | 4.73
SP | Other | 34 | SMAN_1 | 116.18 | 97.11 | 27.27 | 28.86
SP | Other | 34 | SPEN_1 | 199.44 | 153.21 | 109.41 | 118.69
SP | Other | 34 | STAH_1 | 23.99 | 18.77 | 9.21 | 10.87
SP | Other | 34 | STAY_1 | 158.13 | 136.75 | 31.07 | 31.05
SP | Other | 34 | STEN_1 | 5.56 | 3.9 | 2.21 | 2.2
SP | Other | 34 | STES_1 | 14.59 | 10.21 | 6.4 | 6.38
SP | Other | 34 | STIR | 13.34 | 11.74 | 5.83 | 8.4
SP | Other | 34 | STLE | 10.94 | 7.84 | 5.89 | 5.89
SP | Other | 34 | STRI_P | 1.11 | 0.66 | 0.66 | 0.66
SP | Other | 34 | SUND_1 | 18.76 | 11.24 | 10.17 | 10.17
SP | Other | 34 | SWAN_1 | 117.49 | 109.49 | 3.3 | 3.68
SP | Other | 34 | TAUN1 | 68.87 | 63.25 | 8.39 | 12.25
SP | Other | 34 | TAYN_P | 2.87 | 2.72 | 0 | 0
SP | Other | 34 | TEMP_3 | 1.5 | 1.05 | 0.59 | 0.59
SP | Other | 34 | THOM_6 | 186.01 | 169.96 | 14.4 | 14.86
SP | Other | 34 | THSO_P | 12.7 | 2.79 | 2.79 | 2.79
SP | Other | 34 | THUR_6 | 21.21 | 20.05 | 0 | 0
SP | Other | 34 | TILBB_1 | 8.07 | 5.43 | 3.71 | 3.71
SP | Other | 34 | TOTT_1 | 65.13 | 47.22 | 31.33 | 31.33
SP | Other | 34 | TRAW_1 | 0.73 | 0.44 | 0.44 | 0.44
SP | Other | 34 | TYNE_1 | 11.34 | 6.58 | 4.86 | 4.85
SP | Other | 34 | TYNE_2 | 9.12 | 8.62 | 0 | 0
SP | Other | 34 | UPPB_1 | 147.91 | 139.83 | 0 | 0
SP | Other | 34 | UPPB_3 | 83.44 | 78.24 | 1.84 | 1.84
SP | Other | 34 | USKM_1 | 36.78 | 29.33 | 17.12 | 20.57
SP | Other | 34 | WALH_1 | 13.38 | 8.65 | 7.2 | 7.6
SP | Other | 34 | WALP_1 | 107.06 | 95.02 | 37.08 | 36.86
SP | Other | 34 | WALP_B | 17.22 | 13.54 | 4.91 | 4.91
SP | Other | 34 | WASF_1 | 35.53 | 25.59 | 12.91 | 12.84
SP | Other | 34 | WATFS_1 | 5.1 | 3.73 | 3.09 | 3.09
SP | Other | 34 | WBUR_1 | 45.53 | 37.01 | 16.9 | 17.38
SP | Other | 34 | WFIE | 11.11 | 9.78 | 4.86 | 7
SP | Other | 34 | WHAM_1 | 48.1 | 36.85 | 15.38 | 16.49
SP | Other | 34 | WHGA_1 | 2.21 | 1.15 | 1.15 | 1.15
SP | Other | 34 | WHHO | 1.68 | 1.24 | 0.55 | 0.55
SP | Other | 34 | WIBA_3 | 40.01 | 34.26 | 17.62 | 24.85
SP | Other | 34 | WIEN_1 | 36.04 | 26.67 | 17.33 | 17.33
SP | Other | 34 | WILL_1 | 59.37 | 43.37 | 19.76 | 19.63
SP | Other | 34 | WIMBN1 | 3.69 | 3.49 | 0 | 0
SP | Other | 34 | WIMBS1 | 9.21 | 7.28 | 4.43 | 4.43
SP | Other | 34 | WISD_6 | 2.05 | 1.51 | 0.67 | 0.66
SP | Other | 34 | WMEL_1 | 138.24 | 128.84 | 5.27 | 5.27
SP | Other | 34 | WTHU31 | 7.89 | 4.69 | 4.69 | 4.69
SP | Other | 34 | WWEY_1 | 6.71 | 4.62 | 2.44 | 2.44
SP | Other | 34 | WYMOM_1 | 7.55 | 5 | 5 | 5
SP | Other | 35 | ABHA1 | 2.47 | 1.46 | 1.46 | 1.46
SP | Other | 35 | ABNE_P | 5.49 | 3.74 | 3.74 | 3.74
SP | Other | 35 | ABTH_1 | 28.59 | 25.73 | 9.35 | 9.28
SP | Other | 35 | ALNE_P | 5.78 | 5.08 | 2.53 | 3.64
SP | Other | 35 | ALVE1 | 15.73 | 10.95 | 10.95 | 10.95
SP | Other | 35 | AMEM_1 | 7.54 | 6.06 | 0.75 | 0.75
SP | Other | 35 | ARMO_P | 4.29 | 4.05 | 0 | 0
SP | Other | 35 | BARKC1 | 153.04 | 105.83 | 73.56 | 76.89
SP | Other | 35 | BARKW3 | 8.4 | 7.94 | 0 | 0
SP | Other | 35 | BEDD_1 | 46.43 | 40.24 | 5.06 | 5.06
SP | Other | 35 | BESW_1 | 6.88 | 4.57 | 3.21 | 3.21
SP | Other | 35 | BICF_1 | 76.15 | 65.55 | 35.34 | 51.73
SP | Other | 35 | BIRK_1 | 16.76 | 12.01 | 6.2 | 6.17
SP | Other | 35 | BISW_1 | 24.18 | 17.74 | 12.04 | 12.04
SP | Other | 35 | BLYTB1 | 4.21 | 2.89 | 1.79 | 1.78
SP | Other | 35 | BOLN_1 | 131.72 | 102.4 | 48.48 | 49.16
SP | Other | 35 | BONN | 1.09 | 0.81 | 0.36 | 0.35
SP | Other | 35 | BOTW_1 | 19.94 | 18.61 | 0.42 | 0.42
SP | Other | 35 | BRAI_1 | 7.05 | 4.6 | 4.6 | 4.6
SP | Other | 35 | BRAW_1 | 20.27 | 14.57 | 8.79 | 8.79
SP | Other | 35 | BRED_1 | 9.58 | 6.25 | 5.66 | 5.66
SP | Other | 35 | BRFO_1 | 98.72 | 80.8 | 32.51 | 35.48
SP | Other | 35 | BRIM_1 | 10.31 | 7.51 | 4.47 | 4.45
SP | Other | 35 | BRLE_1 | 107.96 | 93.36 | 15.36 | 15.34
SP | Other | 35 | BRWA1 | 60.04 | 55.49 | 4.28 | 5.59
SP | Other | 35 | BURM_1 | 248.74 | 198.42 | 123.71 | 130.48
SP | Other | 35 | BUSH_1 | 27.84 | 19.25 | 19.25 | 19.25
SP | Other | 35 | BUST_1 | 0.95 | 0.56 | 0.56 | 0.56
SP | Other | 35 | CANTN1 | 43.99 | 39.29 | 5.62 | 5.62
SP | Other | 35 | CAPEA1 | 187.34 | 170.4 | 39.65 | 39.39
SP | Other | 35 | CARE_1 | 204.88 | 178.97 | 30.39 | 30.36
SP | Other | 35 | CARR_1 | 92.62 | 75.22 | 26.4 | 33.71
SP | Other | 35 | CELL_1 | 183.89 | 154.98 | 35.06 | 36.63
SP | Other | 35 | CHIC_1 | 34.56 | 32.14 | 1.51 | 1.51
SP | Other | 35 | CHSI_1 | 3.08 | 2.8 | 0.19 | 0.19
SP | Other | 35 | CHTE_1 | 164.22 | 152.47 | 12.93 | 12.93
SP | Other | 35 | CITR_1 | 17.85 | 15.12 | 5.08 | 5.05
SP | Other | 35 | CLAY_P | 1.14 | 0.56 | 0.56 | 0.56
SP | Other | 35 | CLYM | 2.18 | 1.3 | 1.3 | 1.3
SP | Other | 35 | CONQA1 | 112.92 | 99.13 | 24.78 | 25.17
SP | Other | 35 | COVE_1 | 41.03 | 29.77 | 22.63 | 22.62
SP | Other | 35 | COWL_1 | 39.72 | 28.35 | 18.76 | 18.76
SP | Other | 35 | COYL | 2.07 | 1.23 | 1.23 | 1.23
SP | Other | 35 | CREB_1 | 35.27 | 29.87 | 7.68 | 7.66
SP | Other | 35 | CUMB | 16.17 | 11 | 10.62 | 10.62
SP | Other | 35 | CUPA | 2.73 | 1.91 | 1.91 | 1.91
SP | Other | 35 | DALM3 | 22.21 | 16.44 | 11.26 | 11.26
SP | Other | 35 | DEWP | 1.45 | 1.07 | 0.47 | 0.47
SP | Other | 35 | DRAK_1 | 11.7 | 7.82 | 5.63 | 5.62
SP | Other | 35 | DRAX_1 | 98.19 | 91.45 | 7.7 | 10.86
SP | Other | 35 | DUDH_P | 3.9 | 2.88 | 1.27 | 1.27
SP | Other | 35 | DUNB | 10.28 | 7.49 | 5.78 | 5.78
SP | Other | 35 | DUNF | 2.92 | 1.97 | 1.97 | 1.97
SP | Other | 35 | EALI_6 | 11.49 | 5.8 | 5.38 | 5.38
SP | Other | 35 | EASO_1 | 9.82 | 7.79 | 4.2 | 5.47
SP | Other | 35 | ECLA_1 | 24.08 | 16.55 | 10.75 | 10.72
SP | Other | 35 | EKIS | 1.91 | 1.13 | 1.13 | 1.13
SP | Other | 35 | ELLA_1 | 85.33 | 67.76 | 19.81 | 19.72
SP | Other | 35 | ELST_1 | 7.94 | 6.16 | 3.84 | 3.84
SP | Other | 35 | ENDE_1 | 27.72 | 18.68 | 14.99 | 15.32
SP | Other | 35 | EXET1 | 54.41 | 46.58 | 10.44 | 10.42
SP | Other | 35 | FAWL_1 | 215.86 | 182.48 | 42.81 | 42.65
SP | Other | 35 | FECK_6 | 19.14 | 17.04 | 2.9 | 3.55
SP | Other | 35 | FERRA2 | 68.43 | 64.27 | 0.72 | 0.72
SP | Other | 35 | FERRB1 | 107.36 | 79.92 | 52.57 | 53.89
SP | Other | 35 | FIDF_1 | 90.91 | 76.36 | 29.71 | 39.11
SP | Other | 35 | FLEE_1 | 162.87 | 153.59 | 0.65 | 0.65
SP | Other | 35 | FOUR_1 | 2.91 | 2.04 | 2.04 | 2.04
SP | Other | 35 | FROD_1 | 283.15 | 238.08 | 71.82 | 71.38
SP | Other | 35 | GLRO | 3.9 | 2.73 | 2.73 | 2.73
SP | Other | 35 | GREN_1 | 99.94 | 78.96 | 44.84 | 57.28
SP | Other | 35 | GRIW_1 | 82.36 | 70.37 | 28.97 | 28.8
SP | Other | 35 | G_EXTRA_2 | 2.34 | 1.64 | 1.64 | 1.64
SP | Other | 35 | G_EXTRA_4 | 1.45 | 0.86 | 0.86 | 0.86
SP | Other | 35 | G_EXTRA_5 | 2 | 1.19 | 1.19 | 1.19
SP | Other | 35 | G_EXTRA_8 | 5.19 | 3.6 | 3.6 | 3.6
SP | Other | 35 | G_EXTRA_9 | 3.33 | 2.47 | 1.69 | 1.69
SP | Other | 35 | HACK_1 | 3.04 | 2.25 | 0.99 | 0.99
SP | Other | 35 | HACK_6 | 3.94 | 3.72 | 0 | 0
SP | Other | 35 | HAMHC1 | 29.72 | 15.37 | 15.37 | 15.37
SP | Other | 35 | HARK_1 | 26.52 | 16.61 | 10.74 | 10.72
SP | Other | 35 | HAWP_6 | 1.15 | 0.68 | 0.68 | 0.68
SP | Other | 35 | HEYS_1 | 4.12 | 2.69 | 2.01 | 2.01
SP | Other | 35 | HURS_1 | 4.36 | 3.28 | 1.42 | 1.42
SP | Other | 35 | HUTT_1 | 131.14 | 108.38 | 52.04 | 71.51
SP | Other | 35 | INDQ1 | 53.09 | 40.06 | 28.03 | 28.01
SP | Other | 35 | IROA1 | 6.57 | 4.71 | 2.42 | 2.41
SP | Other | 35 | IRONB1 | 3.68 | 2.42 | 2.42 | 2.42
SP | Other | 35 | IVER_1 | 202.29 | 170.61 | 87.92 | 95.07
SP | Other | 35 | KAIM | 3.12 | 2.26 | 1.11 | 1.11
SP | Other | 35 | KEAD_1 | 7.78 | 5.1 | 5.1 | 5.1
SP | Other | 35 | KEAR_1 | 36.53 | 25.2 | 22.62 | 22.62
SP | Other | 35 | KEIT_P | 23.44 | 20.54 | 10.3 | 15.54
SP | Other | 35 | KEMS_1 | 432.33 | 344.24 | 225.32 | 242.21
SP | Other | 35 | KIER | 1.51 | 0.9 | 0.9 | 0.9
SP | Other | 35 | KILT | 7.98 | 6.45 | 3.04 | 3.96
SP | Other | 35 | KILW | 18.77 | 16.5 | 6.86 | 6.82
SP | Other | 35 | KINO_1 | 160.05 | 135.3 | 60.34 | 60.09
SP | Other | 35 | KINT_P | 7.69 | 5.69 | 2.51 | 2.5
SP | Other | 35 | KIRKB1 | 20.22 | 17.77 | 12.58 | 12.93
SP | Other | 35 | KNAR | 6.47 | 4.53 | 4.53 | 4.53
SP | Other | 35 | LACK_6 | 142.06 | 107.79 | 78.8 | 84.95
SP | Other | 35 | LALE1SG003 | 55.67 | 41.54 | 25 | 25.3
SP | Other | 35 | LAND1 | 104.68 | 87.65 | 49.39 | 49.66
SP | Other | 35 | LEGA_1 | 9.1 | 6.05 | 4.38 | 4.37
SP | Other | 35 | LEVE | 23.7 | 17.82 | 11.36 | 12.18
SP | Other | 35 | LINM | 0.79 | 0.47 | 0.47 | 0.47
SP | Other | 35 | LISD_1 | 41.47 | 35.12 | 13.94 | 13.85
SP | Other | 35 | LITT_C | 9.13 | 5.54 | 3.28 | 3.28
SP | Other | 35 | LITT_J | 18.15 | 13.43 | 5.93 | 5.89
SP | Other | 35 | LODR_6 | 1.59 | 1.51 | 0 | 0
SP | Other | 35 | LOVE_1 | 154.35 | 136.01 | 20.46 | 20.43
SP | Other | 35 | LUNA_P | 1.18 | 0.94 | 0.57 | 0.73
SP | Other | 35 | MACC_3 | 24.63 | 18.04 | 8.38 | 8.32
SP | Other | 35 | MANN_1 | 19.69 | 14.04 | 10.82 | 11.98
SP | Other | 35 | MAYB | 10.88 | 8.05 | 3.8 | 3.78
SP | Other | 35 | MELK_1 | 65.55 | 59.27 | 4.06 | 4.05
SP | Other | 35 | MILC_P | 10.37 | 7.63 | 5.02 | 5.02
SP | Other | 35 | MILH_1 | 1.68 | 1.59 | 0 | 0
SP | Other | 35 | MITY_1 | 4.3 | 2.67 | 1.94 | 1.94
SP | Other | 35 | MYBS_P | 2.61 | 2.3 | 1.14 | 1.77
SP | Other | 35 | NEAR | 99.98 | 87.64 | 62.76 | 62.76
SP | Other | 35 | NECE_1 | 222.85 | 190.53 | 92.69 | 92.65
SP | Other | 35 | NEWX_6 | 58.65 | 43.57 | 36.17 | 36.16
SP | Other | 35 | NFLE | 1.8 | 1.26 | 0.74 | 0.74
SP | Other | 35 | NINF_1 | 3.59 | 2.48 | 1.5 | 1.49
SP | Other | 35 | NORM_1 | 80.61 | 65.24 | 34.62 | 43.32
SP | Other | 35 | NORT_1 | 2.2 | 1.54 | 0.88 | 0.88
SP | Other | 35 | NURS_1 | 34.95 | 25.51 | 14.3 | 14.27
SP | Other | 35 | OCKH_1 | 1.33 | 0.79 | 0.79 | 0.79
SP | Other | 35 | OFFE_3 | 2.73 | 1.62 | 1.62 | 1.62
SP | Other | 35 | OLDB_1 | 386.95 | 338.18 | 245.8 | 245.8
SP | Other | 35 | OSBA_1 | 40.95 | 35.71 | 7.45 | 7.44
SP | Other | 35 | PADIB1 | 46.57 | 40.38 | 3.49 | 3.69
SP | Other | 35 | PELH_1 | 6.04 | 4.12 | 4.12 | 4.12
SP | Other | 35 | PEMB_1 | 30.04 | 22.13 | 10.02 | 9.95
SP | Other | 35 | PENN_1 | 7.13 | 4.74 | 4.74 | 4.74
SP | Other | 35 | PENT_1 | 3.54 | 2.35 | 2.35 | 2.35
SP | Other | 35 | PENW_1 | 29.57 | 20.62 | 15.53 | 15.5
SP | Other | 35 | PERS_P | 11.43 | 8.32 | 4 | 3.97
SP | Other | 35 | POOB | 8.01 | 4.63 | 4.63 | 4.63
SP | Other | 35 | POPP_3 | 11.59 | 8.88 | 5.79 | 7.47
SP | Other | 35 | PORA_P | 5.31 | 5.02 | 0 | 0
SP | Other | 35 | PYLE_1 | 74.93 | 66.51 | 12.18 | 14.76
SP | Other | 35 | RAIN_1 | 200.34 | 188.28 | 1.89 | 1.89
SP | Other | 35 | RASS_1 | 177.52 | 166.15 | 3.49 | 3.49
SP | Other | 35 | RATS_1 | 50.61 | 38.55 | 18.91 | 18.87
SP | Other | 35 | RAYL_1 | 15.72 | 11.25 | 5.74 | 5.74
SP | Other | 35 | RICH1 | 15.18 | 11.23 | 4.96 | 4.93
SP | Other | 35 | ROCH_1 | 4.64 | 2.62 | 2.62 | 2.62
SP | Other | 35 | RYEH_1 | 22.82 | 15.44 | 11.01 | 10.99
SP | Other | 35 | SALH_1 | 406.96 | 315.49 | 126.36 | 125.87
SP | Other | 35 | SALT_1 | 17.91 | 14.98 | 3.61 | 3.59
SP | Other | 35 | SBAR | 25.3 | 23.92 | 0 | 0
SP | Other | 35 | SEAB1 | 218.12 | 181.49 | 113.22 | 113.21
SP | Other | 35 | SELL_1 | 54.74 | 51.52 | 0.4 | 0.4
SP | Other | 35 | SHEC_3 | 31.88 | 23.41 | 20.27 | 20.27
SP | Other | 35 | SHRW_1 | 15.31 | 11.04 | 8.64 | 8.64
SP | Other | 35 | SJOW_1 | 14.38 | 10.64 | 4.7 | 4.67
SP | Other | 35 | SKLGB1 | 125.56 | 116.28 | 4.56 | 4.55
SP | Other | 35 | SMAN_1 | 116.81 | 97.59 | 27.66 | 29.24
SP | Other | 35 | SPEN_1 | 198.44 | 152.31 | 108.99 | 118.05
SP | Other | 35 | STAH_1 | 23.27 | 18.18 | 8.86 | 10.41
SP | Other | 35 | STAY_1 | 158.7 | 137.21 | 31.45 | 31.43
SP | Other | 35 | STEN_1 | 5.39 | 3.8 | 2.11 | 2.1
SP | Other | 35 | STES_1 | 14.25 | 10.02 | 6.2 | 6.18
SP | Other | 35 | STIR | 12.47 | 10.97 | 5.45 | 7.85
SP | Other | 35 | STLE | 10.75 | 7.72 | 5.78 | 5.78
SP | Other | 35 | STRI_P | 0.97 | 0.58 | 0.58 | 0.58
SP | Other | 35 | SUND_1 | 16.85 | 10.1 | 9.06 | 9.06
SP | Other | 35 | SWAN_1 | 114.57 | 106.87 | 3.01 | 3.37
SP | Other | 35 | TAUN1 | 68.63 | 63.13 | 8.22 | 12.08
SP | Other | 35 | TAYN_P | 2.4 | 2.27 | 0 | 0
SP | Other | 35 | TEMP_3 | 1.45 | 1.03 | 0.57 | 0.56
SP | Other | 35 | THOM_6 | 185.96 | 170.01 | 14.36 | 14.79
SP | Other | 35 | THSO_P | 12.7 | 2.79 | 2.79 | 2.79
SP | Other | 35 | THUR_6 | 21.23 | 20.07 | 0 | 0
SP | Other | 35 | TILBB_1 | 7.21 | 4.9 | 3.24 | 3.24
SP | Other | 35 | TOTT_1 | 64.89 | 47.04 | 31.22 | 31.22
SP | Other | 35 | TRAW_1 | 0.64 | 0.38 | 0.38 | 0.38
SP | Other | 35 | TYNE_1 | 11.35 | 6.59 | 4.86 | 4.85
SP | Other | 35 | TYNE_2 | 8.75 | 8.27 | 0 | 0
SP | Other | 35 | UPPB_1 | 147.48 | 139.43 | 0 | 0
SP | Other | 35 | UPPB_3 | 83.63 | 78.39 | 1.92 | 1.92
SP | Other | 35 | USKM_1 | 35.6 | 28.3 | 16.6 | 19.82
SP | Other | 35 | WALH_1 | 12.96 | 8.38 | 6.98 | 7.35
SP | Other | 35 | WALP_1 | 107.22 | 95.12 | 37.24 | 37.02
SP | Other | 35 | WALP_B | 16.68 | 13.1 | 4.83 | 4.83
SP | Other | 35 | WASF_1 | 35 | 25.28 | 12.57 | 12.5
SP | Other | 35 | WATFS_1 | 5.09 | 3.73 | 3.11 | 3.11
SP | Other | 35 | WBUR_1 | 46.29 | 37.56 | 17.44 | 17.91
SP | Other | 35 | WFIE | 10.39 | 9.14 | 4.54 | 6.54
SP | Other | 35 | WHAM_1 | 48.08 | 36.82 | 15.41 | 16.52
SP | Other | 35 | WHGA_1 | 2.12 | 1.1 | 1.1 | 1.1
SP | Other | 35 | WHHO | 1.69 | 1.25 | 0.55 | 0.55
SP | Other | 35 | WIBA_3 | 37.56 | 32.11 | 16.55 | 23.31
SP | Other | 35 | WIEN_1 | 35.9 | 26.57 | 17.26 | 17.26
SP | Other | 35 | WILL_1 | 59.5 | 43.47 | 19.81 | 19.68
SP | Other | 35 | WIMBN1 | 3.54 | 3.35 | 0 | 0
SP | Other | 35 | WIMBS1 | 9.11 | 7.19 | 4.43 | 4.43
SP | Other | 35 | WISD_6 | 2.05 | 1.52 | 0.67 | 0.67
SP | Other | 35 | WMEL_1 | 138.66 | 129.17 | 5.49 | 5.49
SP | Other | 35 | WTHU31 | 6.9 | 4.1 | 4.1 | 4.1
SP | Other | 35 | WWEY_1 | 6.47 | 4.46 | 2.33 | 2.32
SP | Other | 35 | WYMOM_1 | 7.42 | 4.95 | 4.95 | 4.95
SP | Other | 36 | ABHA1 | 2.15 | 1.28 | 1.28 | 1.28
SP | Other | 36 | ABNE_P | 5.51 | 3.77 | 3.77 | 3.77
SP | Other | 36 | ABTH_1 | 28.59 | 25.73 | 9.35 | 9.28
SP | Other | 36 | ALNE_P | 5.78 | 5.08 | 2.53 | 3.64
SP | Other | 36 | ALVE1 | 16.16 | 11.25 | 11.25 | 11.25
SP | Other | 36 | AMEM_1 | 7.38 | 5.97 | 0.65 | 0.65
SP | Other | 36 | ARMO_P | 3.52 | 3.33 | 0 | 0
SP | Other | 36 | BARKC1 | 151.96 | 105.14 | 72.99 | 76.32
SP | Other | 36 | BARKW3 | 8.2 | 7.75 | 0 | 0
SP | Other | 36 | BEDD_1 | 45.83 | 39.86 | 4.74 | 4.73
SP | Other | 36 | BESW_1 | 6.44 | 4.3 | 2.94 | 2.94
SP | Other | 36 | BICF_1 | 76.31 | 65.66 | 35.46 | 51.84
SP | Other | 36 | BIRK_1 | 16.44 | 11.82 | 6.01 | 5.97
SP | Other | 36 | BISW_1 | 24.02 | 17.64 | 11.96 | 11.96
SP | Other | 36 | BLYTB1 | 4.02 | 2.78 | 1.67 | 1.67
SP | Other | 36 | BOLN_1 | 131.14 | 102.06 | 48.21 | 48.89
SP | Other | 36 | BONN | 1.09 | 0.81 | 0.36 | 0.35
SP | Other | 36 | BOTW_1 | 19.41 | 18.13 | 0.36 | 0.36
SP | Other | 36 | BRAI_1 | 6.79 | 4.46 | 4.46 | 4.46
SP | Other | 36 | BRAW_1 | 20.04 | 14.39 | 8.73 | 8.72
SP | Other | 36 | BRED_1 | 9.64 | 6.31 | 5.71 | 5.71
SP | Other | 36 | BRFO_1 | 97.76 | 79.94 | 32.48 | 35.44
SP | Other | 36 | BRIM_1 | 10.42 | 7.59 | 4.54 | 4.52
SP | Other | 36 | BRLE_1 | 107.93 | 93.36 | 15.35 | 15.33
SP | Other | 36 | BRWA1 | 59.84 | 55.38 | 4.15 | 5.46
SP | Other | 36 | BURM_1 | 249.2 | 198.77 | 124.05 | 130.82
SP | Other | 36 | BUSH_1 | 28.42 | 19.68 | 19.68 | 19.68
SP | Other | 36 | BUST_1 | 0.83 | 0.49 | 0.49 | 0.49
SP | Other | 36 | CANTN1 | 43.29 | 38.68 | 5.59 | 5.59
SP | Other | 36 | CAPEA1 | 186.94 | 170.12 | 39.48 | 39.21
SP | Other | 36 | CARE_1 | 204.72 | 178.84 | 30.42 | 30.39
SP | Other | 36 | CARR_1 | 92.02 | 74.87 | 26.05 | 33.36
SP | Other | 36 | CELL_1 | 183.54 | 154.76 | 34.85 | 36.43
SP | Other | 36 | CHIC_1 | 34.61 | 32.17 | 1.56 | 1.56
SP | Other | 36 | CHSI_1 | 2.97 | 2.71 | 0.16 | 0.16
SP | Other | 36 | CHTE_1 | 164.23 | 152.6 | 12.9 | 12.9
SP | Other | 36 | CITR_1 | 17.8 | 15.08 | 5.09 | 5.05
SP | Other | 36 | CLAY_P | 1.14 | 0.56 | 0.56 | 0.56
SP | Other | 36 | CLYM | 1.91 | 1.13 | 1.13 | 1.13
SP | Other | 36 | CONQA1 | 112.88 | 99.12 | 24.74 | 25.12
SP | Other | 36 | COVE_1 | 40.52 | 29.45 | 22.36 | 22.35
SP | Other | 36 | COWL_1 | 38.93 | 27.85 | 18.34 | 18.34
SP | Other | 36 | COYL | 1.81 | 1.07 | 1.07 | 1.07
SP | Other | 36 | CREB_1 | 35.43 | 29.99 | 7.79 | 7.77
SP | Other | 36 | CUMB | 16.07 | 10.97 | 10.6 | 10.6
SP | Other | 36 | CUPA | 2.82 | 1.97 | 1.97 | 1.97
SP | Other | 36 | DALM3 | 22.14 | 16.38 | 11.22 | 11.22
SP | Other | 36 | DEWP | 1.45 | 1.08 | 0.48 | 0.47
SP | Other | 36 | DRAK_1 | 11.63 | 7.79 | 5.59 | 5.58
SP | Other | 36 | DRAX_1 | 98.12 | 91.42 | 7.64 | 10.8
SP | Other | 36 | DUDH_P | 3.9 | 2.89 | 1.28 | 1.27
SP | Other | 36 | DUNB | 10.35 | 7.54 | 5.83 | 5.83
SP | Other | 36 | DUNF | 2.9 | 1.97 | 1.97 | 1.97
SP | Other | 36 | EALI_6 | 11.48 | 5.79 | 5.38 | 5.38
SP | Other | 36 | EASO_1 | 9.63 | 7.68 | 4.09 | 5.36
SP | Other | 36 | ECLA_1 | 22.79 | 15.78 | 10 | 9.97
SP | Other | 36 | EKIS | 1.67 | 0.99 | 0.99 | 0.99
SP | Other | 36 | ELLA_1 | 85.27 | 67.72 | 19.76 | 19.67
SP | Other | 36 | ELST_1 | 8.06 | 6.23 | 3.97 | 3.97
SP | Other | 36 | ENDE_1 | 27.39 | 18.51 | 14.82 | 15.15
SP | Other | 36 | EXET1 | 54.41 | 46.6 | 10.46 | 10.44
SP | Other | 36 | FAWL_1 | 216.22 | 182.83 | 43.06 | 42.89
SP | Other | 36 | FECK_6 | 18.53 | 16.56 | 2.72 | 3.38
SP | Other | 36 | FERRA2 | 68.31 | 64.21 | 0.63 | 0.63
SP | Other | 36 | FERRB1 | 106.86 | 79.58 | 52.34 | 53.65
SP | Other | 36 | FIDF_1 | 90.5 | 76.14 | 29.49 | 38.9
SP | Other | 36 | FLEE_1 | 162.81 | 153.59 | 0.57 | 0.57
SP | Other | 36 | FOUR_1 | 3.01 | 2.11 | 2.11 | 2.11
SP | Other | 36 | FROD_1 | 283.65 | 238.42 | 72.14 | 71.7
SP | Other | 36 | GLRO | 4.03 | 2.82 | 2.82 | 2.82
SP | Other | 36 | GREN_1 | 99.3 | 78.6 | 44.47 | 56.91
SP | Other | 36 | GRIW_1 | 82.24 | 70.3 | 28.9 | 28.73
SP | Other | 36 | G_EXTRA_2 | 2.42 | 1.69 | 1.69 | 1.69
SP | Other | 36 | G_EXTRA_4 | 1.26 | 0.75 | 0.75 | 0.75
SP | Other | 36 | G_EXTRA_5 | 1.75 | 1.04 | 1.04 | 1.04
SP | Other | 36 | G_EXTRA_8 | 5.32 | 3.69 | 3.69 | 3.69
SP | Other | 36 | G_EXTRA_9 | 3.32 | 2.46 | 1.68 | 1.68
SP | Other | 36 | HACK_1 | 3.04 | 2.25 | 0.99 | 0.99
SP | Other | 36 | HACK_6 | 3.84 | 3.63 | 0 | 0
SP | Other | 36 | HAMHC1 | 29.77 | 15.42 | 15.42 | 15.42
SP | Other | 36 | HARK_1 | 26.54 | 16.61 | 10.79 | 10.77
SP | Other | 36 | HAWP_6 | 1.01 | 0.6 | 0.6 | 0.6
SP | Other | 36 | HEYS_1 | 3.81 | 2.51 | 1.83 | 1.82
SP | Other | 36 | HURS_1 | 4.02 | 3.06 | 1.24 | 1.24
SP | Other | 36 | HUTT_1 | 131.15 | 108.39 | 52.02 | 71.49
SP | Other | 36 | INDQ1 | 52.71 | 39.8 | 27.87 | 27.86
SP | Other | 36 | IROA1 | 6.45 | 4.64 | 2.35 | 2.34
SP | Other | 36 | IRONB1 | 3.56 | 2.35 | 2.35 | 2.35
SP | Other | 36 | IVER_1 | 201.88 | 170.37 | 87.67 | 94.82
SP | Other | 36 | KAIM | 3.08 | 2.23 | 1.09 | 1.08
SP | Other | 36 | KEAD_1 | 7.52 | 4.97 | 4.97 | 4.97
SP | Other | 36 | KEAR_1 | 36.34 | 25.12 | 22.55 | 22.55
SP | Other | 36 | KEIT_P | 23.4 | 20.52 | 10.28 | 15.51
SP | Other | 36 | KEMS_1 | 432.35 | 344.25 | 225.4 | 242.29
SP | Other | 36 | KIER | 1.32 | 0.79 | 0.79 | 0.79
SP | Other | 36 | KILT | 7.99 | 6.45 | 3.04 | 3.96
SP | Other | 36 | KILW | 18.83 | 16.55 | 6.91 | 6.87
SP | Other | 36 | KINO_1 | 159.76 | 135.08 | 60.19 | 59.95
SP | Other | 36 | KINT_P | 7.7 | 5.7 | 2.52 | 2.5
SP | Other | 36 | KIRKB1 | 20.66 | 18.16 | 12.85 | 13.2
SP | Other | 36 | KNAR | 6.68 | 4.68 | 4.68 | 4.68
SP | Other | 36 | LACK_6 | 142.42 | 108.04 | 79.04 | 85.19
SP | Other | 36 | LALE1SG003 | 55.07 | 41.14 | 24.69 | 25
SP | Other | 36 | LAND1 | 104.43 | 87.53 | 49.64 | 49.91
SP | Other | 36 | LEGA_1 | 8.97 | 5.98 | 4.31 | 4.3
SP | Other | 36 | LEVE | 23.76 | 17.86 | 11.4 | 12.23
SP | Other | 36 | LINM | 0.69 | 0.41 | 0.41 | 0.41
SP | Other | 36 | LISD_1 | 41.48 | 35.13 | 13.94 | 13.85
SP | Other | 36 | LITT_C | 9.07 | 5.49 | 3.28 | 3.28
SP | Other | 36 | LITT_J | 18.18 | 13.45 | 5.94 | 5.9
SP | Other | 36 | LODR_6 | 1.56 | 1.47 | 0 | 0
SP | Other | 36 | LOVE_1 | 153.54 | 135.31 | 20.41 | 20.38
SP | Other | 36 | LUNA_P | 1.13 | 0.91 | 0.54 | 0.7
SP | Other | 36 | MACC_3 | 24.51 | 17.98 | 8.3 | 8.24
SP | Other | 36 | MANN_1 | 19.17 | 13.74 | 10.54 | 11.7
SP | Other | 36 | MAYB | 10.88 | 8.05 | 3.81 | 3.78
SP | Other | 36 | MELK_1 | 65.03 | 58.93 | 3.82 | 3.81
SP | Other | 36 | MILC_P | 10.3 | 7.58 | 4.98 | 4.98
SP | Other | 36 | MILH_1 | 1.64 | 1.55 | 0 | 0
SP | Other | 36 | MITY_1 | 4.02 | 2.5 | 1.78 | 1.78
SP | Other | 36 | MYBS_P | 2.61 | 2.3 | 1.14 | 1.77
SP | Other | 36 | NEAR | 102.69 | 90.05 | 64.47 | 64.47
SP | Other | 36 | NECE_1 | 225.12 | 192.54 | 94.14 | 94.09
SP | Other | 36 | NEWX_6 | 58.64 | 43.56 | 36.17 | 36.16
SP | Other | 36 | NFLE | 1.63 | 1.16 | 0.65 | 0.65
SP | Other | 36 | NINF_1 | 3.44 | 2.39 | 1.41 | 1.4
SP | Other | 36 | NORM_1 | 80.68 | 65.32 | 34.74 | 43.43
SP | Other | 36 | NORT_1 | 2.13 | 1.5 | 0.84 | 0.84
SP | Other | 36 | NURS_1 | 34.67 | 25.32 | 14.17 | 14.14
SP | Other | 36 | OCKH_1 | 1.16 | 0.69 | 0.69 | 0.69
SP | Other | 36 | OFFE_3 | 2.38 | 1.42 | 1.42 | 1.42
SP | Other | 36 | OLDB_1 | 395.72 | 345.93 | 251.31 | 251.31
SP | Other | 36 | OSBA_1 | 41.24 | 35.91 | 7.65 | 7.64
SP | Other | 36 | PADIB1 | 46.3 | 40.21 | 3.33 | 3.52
SP | Other | 36 | PELH_1 | 6.08 | 4.17 | 4.17 | 4.17
SP | Other | 36 | PEMB_1 | 30 | 22.1 | 9.98 | 9.91
SP | Other | 36 | PENN_1 | 7.33 | 4.88 | 4.88 | 4.88
SP | Other | 36 | PENT_1 | 3.47 | 2.32 | 2.32 | 2.32
SP | Other | 36 | PENW_1 | 29.49 | 20.6 | 15.51 | 15.48
SP | Other | 36 | PERS_P | 11.32 | 8.26 | 3.93 | 3.9
SP | Other | 36 | POOB | 7.96 | 4.61 | 4.61 | 4.61
SP | Other | 36 | POPP_3 | 11.01 | 8.54 | 5.44 | 7.12
SP | Other | 36 | PORA_P | 4.37 | 4.13 | 0 | 0
SP | Other | 36 | PYLE_1 | 75.09 | 66.64 | 12.28 | 14.87
SP | Other | 36 | RAIN_1 | 199.93 | 188.04 | 1.66 | 1.66
SP | Other | 36 | RASS_1 | 177.04 | 165.82 | 3.31 | 3.31
SP | Other | 36 | RATS_1 | 50.33 | 38.34 | 18.89 | 18.84
SP | Other | 36 | RAYL_1 | 14.49 | 10.48 | 5.09 | 5.09
SP | Other | 36 | RICH1 | 15.2 | 11.25 | 4.97 | 4.93
SP | Other | 36 | ROCH_1 | 4.22 | 2.37 | 2.37 | 2.37
SP | Other | 36 | RYEH_1 | 22.53 | 15.28 | 10.87 | 10.85
SP | Other | 36 | SALH_1 | 407.66 | 315.98 | 126.81 | 126.32
SP | Other | 36 | SALT_1 | 17.73 | 14.81 | 3.62 | 3.6
SP | Other | 36 | SBAR | 25.31 | 23.93 | 0 | 0
SP | Other | 36 | SEAB1 | 220.98 | 184 | 115.05 | 115.04
SP | Other | 36 | SELL_1 | 54.67 | 51.48 | 0.35 | 0.35
SP | Other | 36 | SHEC_3 | 31.73 | 23.32 | 20.18 | 20.18
SP | Other | 36 | SHRW_1 | 15.41 | 11.12 | 8.73 | 8.73
SP | Other | 36 | SJOW_1 | 14.4 | 10.66 | 4.71 | 4.67
SP | Other | 36 | SKLGB1 | 125.34 | 116.18 | 4.4 | 4.39
SP | Other | 36 | SMAN_1 | 117.3 | 97.95 | 27.97 | 29.56
SP | Other | 36 | SPEN_1 | 198.54 | 152.4 | 109.05 | 118.11
SP | Other | 36 | STAH_1 | 23.13 | 18.1 | 8.77 | 10.32
SP | Other | 36 | STAY_1 | 159.11 | 137.55 | 31.76 | 31.74
SP | Other | 36 | STEN_1 | 5.23 | 3.71 | 2.01 | 2
SP | Other | 36 | STES_1 | 13.94 | 9.85 | 6.03 | 6.01
SP | Other | 36 | STIR | 12.47 | 10.97 | 5.45 | 7.85
SP | Other | 36 | STLE | 10.57 | 7.61 | 5.68 | 5.68
SP | Other | 36 | STRI_P | 0.85 | 0.5 | 0.5 | 0.5
SP | Other | 36 | SUND_1 | 15.19 | 9.1 | 8.09 | 8.09
SP | Other | 36 | SWAN_1 | 112.92 | 105.43 | 2.81 | 3.17
SP | Other | 36 | TAUN1 | 68.4 | 63 | 8.07 | 11.93
SP | Other | 36 | TAYN_P | 1.97 | 1.86 | 0 | 0
SP | Other | 36 | TEMP_3 | 1.41 | 1 | 0.54 | 0.54
SP | Other | 36 | THOM_6 | 185.98 | 170.1 | 14.37 | 14.8
SP | Other | 36 | THSO_P | 12.7 | 2.79 | 2.79 | 2.79
SP | Other | 36 | THUR_6 | 21.24 | 20.08 | 0 | 0
SP | Other | 36 | TILBB_1 | 6.48 | 4.45 | 2.83 | 2.83
SP | Other | 36 | TOTT_1 | 64.63 | 46.85 | 31.09 | 31.09
SP | Other | 36 | TRAW_1 | 0.56 | 0.33 | 0.33 | 0.33
SP | Other | 36 | TYNE_1 | 11.36 | 6.59 | 4.86 | 4.85
SP | Other | 36 | TYNE_2 | 8.54 | 8.08 | 0 | 0
SP | Other | 36 | UPPB_1 | 147.24 | 139.2 | 0 | 0
SP | Other | 36 | UPPB_3 | 83.76 | 78.49 | 1.98 | 1.98
SP | Other | 36 | USKM_1 | 35.58 | 28.3 | 16.59 | 19.81
SP | Other | 36 | WALH_1 | 12.7 | 8.23 | 6.84 | 7.21
SP | Other | 36 | WALP_1 | 107.38 | 95.22 | 37.38 | 37.15
SP | Other | 36 | WALP_B | 16.33 | 12.83 | 4.75 | 4.75
SP | Other | 36 | WASF_1 | 34.51 | 25 | 12.27 | 12.2
SP | Other | 36 | WATFS_1 | 5.11 | 3.73 | 3.13 | 3.13
SP | Other | 36 | WBUR_1 | 46.93 | 38.02 | 17.88 | 18.36
SP | Other | 36 | WFIE | 10.39 | 9.14 | 4.54 | 6.54
SP | Other | 36 | WHAM_1 | 48.09 | 36.81 | 15.43 | 16.54
SP | Other | 36 | WHGA_1 | 2.04 | 1.05 | 1.05 | 1.05
SP | Other | 36 | WHHO | 1.69 | 1.25 | 0.55 | 0.55
SP | Other | 36 | WIBA_3 | 37.56 | 32.11 | 16.55 | 23.31
SP | Other | 36 | WIEN_1 | 35.75 | 26.45 | 17.18 | 17.18
SP | Other | 36 | WILL_1 | 59.59 | 43.54 | 19.84 | 19.71
SP | Other | 36 | WIMBN1 | 3.46 | 3.27 | 0 | 0
SP | Other | 36 | WIMBS1 | 9.06 | 7.14 | 4.43 | 4.43
SP | Other | 36 | WISD_6 | 2.05 | 1.52 | 0.67 | 0.67
SP | Other | 36 | WMEL_1 | 138.97 | 129.4 | 5.67 | 5.67
SP | Other | 36 | WTHU31 | 6.03 | 3.58 | 3.58 | 3.58
SP | Other | 36 | WWEY_1 | 6.28 | 4.33 | 2.23 | 2.22
SP | Other | 36 | WYMOM_1 | 7.29 | 4.89 | 4.89 | 4.89
SP | Other | 37 | ABHA1 | 1.88 | 1.12 | 1.12 | 1.12
SP | Other | 37 | ABNE_P | 5.52 | 3.78 | 3.78 | 3.78
SP | Other | 37 | ABTH_1 | 28.59 | 25.73 | 9.35 | 9.28
SP | Other | 37 | ALNE_P | 5.78 | 5.08 | 2.53 | 3.64
SP | Other | 37 | ALVE1 | 16.48 | 11.49 | 11.49 | 11.49
SP | Other | 37 | AMEM_1 | 7.24 | 5.89 | 0.57 | 0.57
SP | Other | 37 | ARMO_P | 2.99 | 2.82 | 0 | 0
SP | Other | 37 | BARKC1 | 150.96 | 104.49 | 72.45 | 75.78
SP | Other | 37 | BARKW3 | 8.1 | 7.66 | 0 | 0
SP | Other | 37 | BEDD_1 | 45.33 | 39.55 | 4.45 | 4.45
SP | Other | 37 | BESW_1 | 6.04 | 4.07 | 2.71 | 2.7
SP | Other | 37 | BICF_1 | 76.42 | 65.75 | 35.55 | 51.93
SP | Other | 37 | BIRK_1 | 16.16 | 11.66 | 5.84 | 5.8
SP | Other | 37 | BISW_1 | 23.87 | 17.54 | 11.88 | 11.88
SP | Other | 37 | BLYTB1 | 3.85 | 2.68 | 1.57 | 1.57
SP | Other | 37 | BOLN_1 | 130.54 | 101.7 | 47.92 | 48.61
SP | Other | 37 | BONN | 1.09 | 0.81 | 0.36 | 0.36
SP | Other | 37 | BOTW_1 | 19.1 | 17.87 | 0.32 | 0.32
SP | Other | 37 | BRAI_1 | 6.54 | 4.33 | 4.33 | 4.33
SP | Other | 37 | BRAW_1 | 19.88 | 14.27 | 8.67 | 8.66
SP | Other | 37 | BRED_1 | 9.67 | 6.34 | 5.75 | 5.75
SP | Other | 37 | BRFO_1 | 97.17 | 79.44 | 32.42 | 35.39
SP | Other | 37 | BRIM_1 | 10.51 | 7.65 | 4.6 | 4.58
SP | Other | 37 | BRLE_1 | 107.87 | 93.33 | 15.32 | 15.3
SP | Other | 37 | BRWA1 | 59.66 | 55.27 | 4.04 | 5.35
SP | Other | 37 | BURM_1 | 249.67 | 199.13 | 124.39 | 131.16
SP | Other | 37 | BUSH_1 | 28.83 | 20 | 20 | 20
SP | Other | 37 | BUST_1 | 0.72 | 0.43 | 0.43 | 0.43
SP | Other | 37 | CANTN1 | 42.87 | 38.33 | 5.54 | 5.54
SP | Other | 37 | CAPEA1 | 186.62 | 169.91 | 39.33 | 39.06
SP | Other | 37 | CARE_1 | 204.55 | 178.7 | 30.42 | 30.39
SP | Other | 37 | CARR_1 | 91.5 | 74.56 | 25.74 | 33.05
SP | Other | 37 | CELL_1 | 183.22 | 154.56 | 34.68 | 36.25
SP | Other | 37 | CHIC_1 | 34.65 | 32.2 | 1.6 | 1.6
SP | Other | 37 | CHSI_1 | 2.9 | 2.66 | 0.14 | 0.14
SP | Other | 37 | CHTE_1 | 164.07 | 152.56 | 12.82 | 12.82
SP | Other | 37 | CITR_1 | 17.79 | 15.06 | 5.09 | 5.05
SP | Other | 37 | CLAY_P | 1.14 | 0.56 | 0.56 | 0.56
SP | Other | 37 | CLYM | 1.67 | 0.99 | 0.99 | 0.99
SP | Other | 37 | CONQA1 | 112.81 | 99.08 | 24.7 | 25.08
SP | Other | 37 | COVE_1 | 40.09 | 29.18 | 22.13 | 22.12
SP | Other | 37 | COWL_1 | 38.23 | 27.4 | 17.95 | 17.95
SP | Other | 37 | COYL | 1.58 | 0.94 | 0.94 | 0.94
SP | Other | 37 | CREB_1 | 35.54 | 30.08 | 7.87 | 7.85
SP | Other | 37 | CUMB | 15.94 | 10.93 | 10.56 | 10.56
SP | Other | 37 | CUPA | 2.89 | 2.02 | 2.02 | 2.02
SP | Other | 37 | DALM3 | 22.05 | 16.32 | 11.18 | 11.18
SP | Other | 37 | DEWP | 1.46 | 1.08 | 0.48 | 0.47
SP | Other | 37 | DRAK_1 | 11.56 | 7.75 | 5.56 | 5.55
SP | Other | 37 | DRAX_1 | 98.03 | 91.37 | 7.58 | 10.74
SP | Other | 37 | DUDH_P | 3.91 | 2.89 | 1.28 | 1.27
SP | Other | 37 | DUNB | 10.4 | 7.57 | 5.87 | 5.87
SP | Other | 37 | DUNF | 2.89 | 1.96 | 1.96 | 1.96
SP | Other | 37 | EALI_6 | 11.48 | 5.79 | 5.38 | 5.38
SP | Other | 37 | EASO_1 | 9.47 | 7.59 | 3.99 | 5.26
SP | Other | 37 | ECLA_1 | 21.67 | 15.11 | 9.34 | 9.32
SP | Other | 37 | EKIS | 1.46 | 0.86 | 0.86 | 0.86
SP | Other | 37 | ELLA_1 | 85.21 | 67.69 | 19.71 | 19.62
SP | Other | 37 | ELST_1 | 8.17 | 6.3 | 4.07 | 4.07
SP | Other | 37 | ENDE_1 | 27.08 | 18.35 | 14.65 | 14.99
SP | Other | 37 | EXET1 | 54.4 | 46.61 | 10.47 | 10.45
SP | Other | 37 | FAWL_1 | 216.4 | 183.01 | 43.18 | 43.02
SP | Other | 37 | FECK_6 | 18.1 | 16.26 | 2.56 | 3.22
SP | Other | 37 | FERRA2 | 68.18 | 64.13 | 0.55 | 0.55
SP | Other | 37 | FERRB1 | 106.34 | 79.22 | 52.09 | 53.4
SP | Other | 37 | FIDF_1 | 90.1 | 75.92 | 29.28 | 38.69
SP | Other | 37 | FLEE_1 | 162.69 | 153.52 | 0.5 | 0.5
SP | Other | 37 | FOUR_1 | 3.09 | 2.16 | 2.16 | 2.16
SP | Other | 37 | FROD_1 | 284.08 | 238.73 | 72.4 | 71.95
SP | Other | 37 | GLRO | 4.13 | 2.89 | 2.89 | 2.89
SP | Other | 37 | GREN_1 | 98.72 | 78.28 | 44.13 | 56.57
SP | Other | 37 | GRIW_1 | 82.14 | 70.24 | 28.83 | 28.67
SP | Other | 37 | G_EXTRA_2 | 2.48 | 1.73 | 1.73 | 1.73
SP | Other | 37 | G_EXTRA_4 | 1.1 | 0.66 | 0.66 | 0.66
SP | Other | 37 | G_EXTRA_5 | 1.53 | 0.91 | 0.91 | 0.91
SP | Other | 37 | G_EXTRA_8 | 5.41 | 3.76 | 3.76 | 3.76
SP | Other | 37 | G_EXTRA_9 | 3.31 | 2.45 | 1.68 | 1.68
SP | Other | 37 | HACK_1 | 3.05 | 2.25 | 1 | 0.99
SP | Other | 37 | HACK_6 | 3.8 | 3.59 | 0 | 0
SP | Other | 37 | HAMHC1 | 29.81 | 15.45 | 15.45 | 15.45
SP | Other | 37 | HARK_1 | 26.57 | 16.63 | 10.83 | 10.81
SP | Other | 37 | HAWP_6 | 0.88 | 0.52 | 0.52 | 0.52
SP | Other | 37 | HEYS_1 | 3.54 | 2.34 | 1.66 | 1.66
SP | Other | 37 | HURS_1 | 3.73 | 2.88 | 1.09 | 1.09
SP | Other | 37 | HUTT_1 | 131.16 | 108.41 | 52.01 | 71.48
SP | Other | 37 | INDQ1 | 52.43 | 39.61 | 27.74 | 27.72
SP | Other | 37 | IROA1 | 6.34 | 4.58 | 2.28 | 2.27
SP | Other | 37 | IRONB1 | 3.45 | 2.29 | 2.29 | 2.29
SP | Other | 37 | IVER_1 | 201.52 | 170.16 | 87.46 | 94.61
SP | Other | 37 | KAIM | 3.04 | 2.21 | 1.07 | 1.06
SP | Other | 37 | KEAD_1 | 7.29 | 4.84 | 4.84 | 4.84
SP | Other | 37 | KEAR_1 | 36.15 | 25.04 | 22.46 | 22.46
SP | Other | 37 | KEIT_P | 23.37 | 20.5 | 10.26 | 15.49
SP | Other | 37 | KEMS_1 | 432.3 | 344.21 | 225.43 | 242.32
SP | Other | 37 | KIER | 1.16 | 0.69 | 0.69 | 0.69
SP | Other | 37 | KILT | 8 | 6.46 | 3.04 | 3.96
SP | Other | 37 | KILW | 18.88 | 16.58 | 6.94 | 6.9
SP | Other | 37 | KINO_1 | 159.46 | 134.87 | 60.05 | 59.81
SP | Other | 37 | KINT_P | 7.72 | 5.71 | 2.52 | 2.5
SP | Other | 37 | KIRKB1 | 20.91 | 18.38 | 13.01 | 13.36
SP | Other | 37 | KNAR | 6.85 | 4.79 | 4.79 | 4.79
SP | Other | 37 | LACK_6 | 142.7 | 108.24 | 79.23 | 85.38
SP | Other | 37 | LALE1SG003 | 54.53 | 40.78 | 24.41 | 24.72
SP | Other | 37 | LAND1 | 104.16 | 87.4 | 49.69 | 49.95
SP | Other | 37 | LEGA_1 | 8.84 | 5.91 | 4.23 | 4.22
SP | Other | 37 | LEVE | 23.83 | 17.91 | 11.44 | 12.26
SP | Other | 37 | LINM | 0.6 | 0.36 | 0.36 | 0.36
SP | Other | 37 | LISD_1 | 41.49 | 35.14 | 13.95 | 13.86
SP | Other | 37 | LITT_C | 9.04 | 5.46 | 3.28 | 3.28
SP | Other | 37 | LITT_J | 18.21 | 13.48 | 5.95 | 5.91
SP | Other | 37 | LODR_6 | 1.54 | 1.45 | 0 | 0
SP | Other | 37 | LOVE_1 | 153.01 | 134.87 | 20.35 | 20.32
SP | Other | 37 | LUNA_P | 1.09 | 0.89 | 0.52 | 0.68
SP | Other | 37 | MACC_3 | 24.41 | 17.93 | 8.23 | 8.18
SP | Other | 37 | MANN_1 | 18.7 | 13.48 | 10.28 | 11.44
SP | Other | 37 | MAYB | 10.9 | 8.06 | 3.81 | 3.79
SP | Other | 37 | MELK_1 | 64.6 | 58.65 | 3.6 | 3.59
SP | Other | 37 | MILC_P | 10.22 | 7.53 | 4.94 | 4.94
SP | Other | 37 | MILH_1 | 1.62 | 1.53 | 0 | 0
SP | Other | 37 | MITY_1 | 3.78 | 2.35 | 1.64 | 1.64
SP | Other | 37 | MYBS_P | 2.61 | 2.3 | 1.14 | 1.77
SP | Other | 37 | NEAR | 104.22 | 91.41 | 65.43 | 65.43
SP | Other | 37 | NECE_1 | 226.39 | 193.66 | 94.95 | 94.91
SP | Other | 37 | NEWX_6 | 58.63 | 43.55 | 36.17 | 36.17
SP | Other | 37 | NFLE | 1.48 | 1.07 | 0.57 | 0.57
SP | Other | 37 | NINF_1 | 3.31 | 2.31 | 1.33 | 1.32
SP | Other | 37 | NORM_1 | 80.73 | 65.37 | 34.81 | 43.51
SP | Other | 37 | NORT_1 | 2.06 | 1.46 | 0.8 | 0.8
SP | Other | 37 | NURS_1 | 34.43 | 25.16 | 14.05 | 14.02
SP | Other | 37 | OCKH_1 | 1.02 | 0.6 | 0.6 | 0.6
SP | Other | 37 | OFFE_3 | 2.08 | 1.24 | 1.24 | 1.24
SP | Other | 37 | OLDB_1 | 400.64 | 350.31 | 254.42 | 254.41
SP | Other | 37 | OSBA_1 | 41.47 | 36.07 | 7.81 | 7.8
SP | Other | 37 | PADIB1 | 46.05 | 40.07 | 3.18 | 3.37
SP | Other | 37 | PELH_1 | 6.1 | 4.19 | 4.19 | 4.19
SP | Other | 37 | PEMB_1 | 29.96 | 22.09 | 9.94 | 9.88
SP | Other | 37 | PENN_1 | 7.49 | 4.99 | 4.99 | 4.99
SP | Other | 37 | PENT_1 | 3.4 | 2.28 | 2.28 | 2.28
SP | Other | 37 | PENW_1 | 29.42 | 20.57 | 15.47 | 15.44
SP | Other | 37 | PERS_P | 11.24 | 8.21 | 3.87 | 3.85
SP | Other | 37 | POOB | 7.91 | 4.59 | 4.59 | 4.59
SP | Other | 37 | POPP_3 | 10.5 | 8.24 | 5.14 | 6.82
SP | Other | 37 | PORA_P | 3.7 | 3.5 | 0 | 0
SP | Other | 37 | PYLE_1 | 75.2 | 66.72 | 12.36 | 14.94
SP | Other | 37 | RAIN_1 | 199.53 | 187.78 | 1.45 | 1.45
SP | Other | 37 | RASS_1 | 176.63 | 165.54 | 3.14 | 3.14
SP | Other | 37 | RATS_1 | 50.12 | 38.2 | 18.85 | 18.8
SP | Other | 37 | RAYL_1 | 13.47 | 9.84 | 4.52 | 4.52
SP | Other | 37 | RICH1 | 15.23 | 11.27 | 4.98 | 4.94
SP | Other | 37 | ROCH_1 | 3.85 | 2.15 | 2.15 | 2.15
SP | Other | 37 | RYEH_1 | 22.27 | 15.14 | 10.74 | 10.72
SP | Other | 37 | SALH_1 | 408.18 | 316.36 | 127.13 | 126.64
SP | Other | 37 | SALT_1 | 17.64 | 14.72 | 3.63 | 3.61
SP | Other | 37 | SBAR | 25.31 | 23.93 | 0 | 0
SP | Other | 37 | SEAB1 | 222.57 | 185.4 | 116.08 | 116.07
SP | Other | 37 | SELL_1 | 54.58 | 51.42 | 0.3 | 0.3
SP | Other | 37 | SHEC_3 | 31.59 | 23.24 | 20.1 | 20.1
SP | Other | 37 | SHRW_1 | 15.47 | 11.17 | 8.78 | 8.78
SP | Other | 37 | SJOW_1 | 14.42 | 10.67 | 4.71 | 4.68
SP | Other | 37 | SKLGB1 | 125.09 | 116.04 | 4.26 | 4.25
SP | Other | 37 | SMAN_1 | 117.67 | 98.22 | 28.22 | 29.8
SP | Other | 37 | SPEN_1 | 198.63 | 152.47 | 109.1 | 118.16
SP | Other | 37 | STAH_1 | 23.01 | 18.03 | 8.69 | 10.24
SP | Other | 37 | STAY_1 | 159.34 | 137.74 | 31.97 | 31.95
SP | Other | 37 | STEN_1 | 5.1 | 3.63 | 1.93 | 1.92
SP | Other | 37 | STES_1 | 13.67 | 9.69 | 5.87 | 5.84
SP | Other | 37 | STIR | 12.47 | 10.97 | 5.45 | 7.85
SP | Other | 37 | STLE | 10.4 | 7.51 | 5.59 | 5.59
SP | Other | 37 | STRI_P | 0.74 | 0.44 | 0.44 | 0.44
SP | Other | 37 | SUND_1 | 13.75 | 8.24 | 7.24 | 7.24
SP | Other | 37 | SWAN_1 | 111.92 | 104.59 | 2.64 | 2.99
SP | Other | 37 | TAUN1 | 68.18 | 62.87 | 7.94 | 11.8
SP | Other | 37 | TAYN_P | 1.67 | 1.58 | 0 | 0
SP | Other | 37 | TEMP_3 | 1.38 | 0.98 | 0.52 | 0.52
SP | Other | 37 | THOM_6 | 185.88 | 170.08 | 14.35 | 14.78
SP | Other | 37 | THSO_P | 12.7 | 2.79 | 2.79 | 2.79
SP | Other | 37 | THUR_6 | 21.24 | 20.08 | 0 | 0
SP | Other | 37 | TILBB_1 | 5.86 | 4.07 | 2.48 | 2.48
SP | Other | 37 | TOTT_1 | 64.36 | 46.65 | 30.96 | 30.96
SP | Other | 37 | TRAW_1 | 0.49 | 0.29 | 0.29 | 0.29
SP | Other | 37 | TYNE_1 | 11.37 | 6.6 | 4.87 | 4.86
SP | Other | 37 | TYNE_2 | 8.44 | 7.98 | 0 | 0
SP | Other | 37 | UPPB_1 | 147.08 | 139.05 | 0 | 0
SP | Other | 37 | UPPB_3 | 83.83 | 78.54 | 2.03 | 2.03
SP | Other | 37 | USKM_1 | 35.58 | 28.3 | 16.59 | 19.81
SP | Other | 37 | WALH_1 | 12.46 | 8.1 | 6.71 | 7.07
SP | Other | 37 | WALP_1 | 107.51 | 95.31 | 37.49 | 37.26
SP | Other | 37 | WALP_B | 16.08 | 12.65 | 4.67 | 4.67
SP | Other | 37 | WASF_1 | 34.1 | 24.76 | 12.01 | 11.94
SP | Other | 37 | WATFS_1 | 5.12 | 3.74 | 3.14 | 3.14
SP | Other | 37 | WBUR_1 | 47.4 | 38.37 | 18.23 | 18.7
SP | Other | 37 | WFIE | 10.39 | 9.14 | 4.54 | 6.54
SP | Other | 37 | WHAM_1 | 48.12 | 36.83 | 15.45 | 16.56
SP | Other | 37 | WHGA_1 | 1.97 | 1.01 | 1.01 | 1.01
SP | Other | 37 | WHHO | 1.69 | 1.25 | 0.55 | 0.55
SP | Other | 37 | WIBA_3 | 37.56 | 32.11 | 16.55 | 23.31
SP | Other | 37 | WIEN_1 | 35.59 | 26.33 | 17.11 | 17.11
SP | Other | 37 | WILL_1 | 59.69 | 43.6 | 19.87 | 19.74
SP | Other | 37 | WIMBN1 | 3.42 | 3.23 | 0 | 0
SP | Other | 37 | WIMBS1 | 9.04 | 7.12 | 4.43 | 4.43
SP | Other | 37 | WISD_6 | 2.06 | 1.52 | 0.67 | 0.67
SP | Other | 37 | WMEL_1 | 139.17 | 129.54 | 5.81 | 5.81
SP | Other | 37 | WTHU31 | 5.27 | 3.13 | 3.13 | 3.13
SP | Other | 37 | WWEY_1 | 6.12 | 4.24 | 2.14 | 2.14
SP | Other | 37 | WYMOM_1 | 7.17 | 4.83 | 4.83 | 4.83
SP | Other | 38 | ABHA1 | 1.64 | 0.98 | 0.98 | 0.98
SP | Other | 38 | ABNE_P | 5.52 | 3.8 | 3.8 | 3.8
SP | Other | 38 | ABTH_1 | 28.59 | 25.73 | 9.35 | 9.28
SP | Other | 38 | ALNE_P | 5.78 | 5.08 | 2.53 | 3.64
SP | Other | 38 | ALVE1 | 16.76 | 11.69 | 11.69 | 11.69
SP | Other | 38 | AMEM_1 | 7.12 | 5.81 | 0.5 | 0.5
SP | Other | 38 | ARMO_P | 2.75 | 2.6 | 0 | 0
SP | Other | 38 | BARKC1 | 150.02 | 103.88 | 71.95 | 75.28
SP | Other | 38 | BARKW3 | 8.06 | 7.62 | 0 | 0
SP | Other | 38 | BEDD_1 | 44.9 | 39.3 | 4.21 | 4.2
SP | Other | 38 | BESW_1 | 5.7 | 3.87 | 2.5 | 2.5
SP | Other | 38 | BICF_1 | 76.53 | 65.83 | 35.62 | 52.01
SP | Other | 38 | BIRK_1 | 15.92 | 11.52 | 5.69 | 5.66
SP | Other | 38 | BISW_1 | 23.72 | 17.44 | 11.81 | 11.81
SP | Other | 38 | BLYTB1 | 3.71 | 2.59 | 1.49 | 1.48
SP | Other | 38 | BOLN_1 | 129.98 | 101.35 | 47.65 | 48.34
SP | Other | 38 | BONN | 1.1 | 0.81 | 0.36 | 0.36
SP | Other | 38 | BOTW_1 | 18.94 | 17.74 | 0.28 | 0.28
SP | Other | 38 | BRAI_1 | 6.33 | 4.21 | 4.21 | 4.21
SP | Other | 38 | BRAW_1 | 19.77 | 14.2 | 8.62 | 8.61
SP | Other | 38 | BRED_1 | 9.7 | 6.37 | 5.78 | 5.77
SP | Other | 38 | BRFO_1 | 96.85 | 79.18 | 32.36 | 35.33
SP | Other | 38 | BRIM_1 | 10.59 | 7.71 | 4.65 | 4.63
SP | Other | 38 | BRLE_1 | 107.8 | 93.3 | 15.3 | 15.28
SP | Other | 38 | BRWA1 | 59.49 | 55.17 | 3.94 | 5.25
SP | Other | 38 | BURM_1 | 250.12 | 199.47 | 124.71 | 131.49
SP | Other | 38 | BUSH_1 | 29.19 | 20.28 | 20.28 | 20.28
SP | Other | 38 | BUST_1 | 0.63 | 0.37 | 0.37 | 0.37
SP | Other | 38 | CANTN1 | 42.65 | 38.17 | 5.51 | 5.51
SP | Other | 38 | CAPEA1 | 186.37 | 169.76 | 39.19 | 38.93
SP | Other | 38 | CARE_1 | 204.42 | 178.61 | 30.4 | 30.37
SP | Other | 38 | CARR_1 | 91.04 | 74.29 | 25.47 | 32.78
SP | Other | 38 | CELL_1 | 182.97 | 154.41 | 34.52 | 36.09
SP | Other | 38 | CHIC_1 | 34.69 | 32.23 | 1.63 | 1.63
SP | Other | 38 | CHSI_1 | 2.86 | 2.63 | 0.12 | 0.12
SP | Other | 38 | CHTE_1 | 163.93 | 152.52 | 12.74 | 12.74
SP | Other | 38 | CITR_1 | 17.79 | 15.06 | 5.09 | 5.06
SP | Other | 38 | CLAY_P | 1.14 | 0.56 | 0.56 | 0.56
SP | Other | 38 | CLYM | 1.46 | 0.86 | 0.86 | 0.86
SP | Other | 38 | CONQA1 | 112.76 | 99.05 | 24.66 | 25.05
SP | Other | 38 | COVE_1 | 39.74 | 28.97 | 21.92 | 21.91
SP | Other | 38 | COWL_1 | 37.61 | 27.01 | 17.6 | 17.6
SP | Other | 38 | COYL | 1.38 | 0.82 | 0.82 | 0.82
SP | Other | 38 | CREB_1 | 35.63 | 30.15 | 7.93 | 7.92
SP | Other | 38 | CUMB | 15.83 | 10.88 | 10.51 | 10.51
SP | Other | 38 | CUPA | 2.95 | 2.07 | 2.07 | 2.07
SP | Other | 38 | DALM3 | 21.97 | 16.26 | 11.14 | 11.14
SP | Other | 38 | DEWP | 1.46 | 1.08 | 0.48 | 0.47
SP | Other | 38 | DRAK_1 | 11.5 | 7.72 | 5.53 | 5.51
SP | Other | 38 | DRAX_1 | 97.94 | 91.32 | 7.53 | 10.69
SP | Other | 38 | DUDH_P | 3.91 | 2.9 | 1.28 | 1.27
SP | Other | 38 | DUNB | 10.44 | 7.6 | 5.9 | 5.9
SP | Other | 38 | DUNF | 2.87 | 1.96 | 1.96 | 1.96
SP | Other | 38 | EALI_6 | 11.47 | 5.78 | 5.38 | 5.38
SP | Other | 38 | EASO_1 | 9.33 | 7.5 | 3.91 | 5.18
SP | Other | 38 | ECLA_1 | 20.7 | 14.53 | 8.77 | 8.74
SP | Other | 38 | EKIS | 1.27 | 0.75 | 0.75 | 0.75
SP | Other | 38 | ELLA_1 | 85.15 | 67.66 | 19.67 | 19.58
SP | Other | 38 | ELST_1 | 8.28 | 6.38 | 4.15 | 4.15
SP | Other | 38 | ENDE_1 | 26.8 | 18.21 | 14.5 | 14.84
SP | Other | 38 | EXET1 | 54.38 | 46.61 | 10.47 | 10.45
SP | Other | 38 | FAWL_1 | 216.54 | 183.15 | 43.28 | 43.11
SP | Other | 38 | FECK_6 | 17.81 | 16.06 | 2.43 | 3.08
SP | Other | 38 | FERRA2 | 68.06 | 64.06 | 0.48 | 0.48
SP | Other | 38 | FERRB1 | 105.81 | 78.85 | 51.84 | 53.15
SP | Other | 38 | FIDF_1 | 89.75 | 75.73 | 29.09 | 38.5
SP | Other | 38 | FLEE_1 | 162.59 | 153.45 | 0.43 | 0.43
SP | Other | 38 | FOUR_1 | 3.15 | 2.21 | 2.21 | 2.21
SP | Other | 38 | FROD_1 | 284.48 | 239.01 | 72.62 | 72.18
SP | Other | 38 | GLRO | 4.22 | 2.95 | 2.95 | 2.95
SP | Other | 38 | GREN_1 | 98.21 | 78 | 43.84 | 56.28
SP | Other | 38 | GRIW_1 | 82.05 | 70.19 | 28.78 | 28.61
SP | Other | 38 | G_EXTRA_2 | 2.53 | 1.77 | 1.77 | 1.77
SP | Other | 38 | G_EXTRA_4 | 0.96 | 0.57 | 0.57 | 0.57
SP | Other | 38 | G_EXTRA_5 | 1.33 | 0.79 | 0.79 | 0.79
SP | Other | 38 | G_EXTRA_8 | 5.48 | 3.82 | 3.82 | 3.82
SP | Other | 38 | G_EXTRA_9 | 3.3 | 2.44 | 1.67 | 1.67
SP | Other | 38 | HACK_1 | 3.05 | 2.26 | 1 | 0.99
SP | Other | 38 | HACK_6 | 3.78 | 3.57 | 0 | 0
SP | Other | 38 | HAMHC1 | 29.84 | 15.48 | 15.48 | 15.48
SP | Other | 38 | HARK_1 | 26.62 | 16.65 | 10.87 | 10.85
SP | Other | 38 | HAWP_6 | 0.77 | 0.46 | 0.46 | 0.46
SP | Other | 38 | HEYS_1 | 3.3 | 2.2 | 1.52 | 1.52
SP | Other | 38 | HURS_1 | 3.49 | 2.73 | 0.95 | 0.95
SP | Other | 38 | HUTT_1 | 131.18 | 108.44 | 52 | 71.47
SP | Other | 38 | INDQ1 | 52.21 | 39.47 | 27.62 | 27.6
SP | Other | 38 | IROA1 | 6.25 | 4.52 | 2.23 | 2.21
SP | Other | 38 | IRONB1 | 3.35 | 2.24 | 2.24 | 2.24
SP | Other | 38 | IVER_1 | 201.2 | 169.97 | 87.27 | 94.42
SP | Other | 38 | KAIM | 3.01 | 2.2 | 1.05 | 1.04
SP | Other | 38 | KEAD_1 | 7.08 | 4.73 | 4.73 | 4.73
SP | Other | 38 | KEAR_1 | 35.97 | 24.96 | 22.38 | 22.37
SP | Other | 38 | KEIT_P | 23.34 | 20.48 | 10.24 | 15.48
SP | Other | 38 | KEMS_1 | 432.21 | 344.14 | 225.44 | 242.32
SP | Other | 38 | KIER | 1.01 | 0.6 | 0.6 | 0.6
SP | Other | 38 | KILT | 8 | 6.46 | 3.04 | 3.97
SP | Other | 38 | KILW | 18.93 | 16.61 | 6.97 | 6.94
SP | Other | 38 | KINO_1 | 159.17 | 134.66 | 59.91 | 59.66
SP | Other | 38 | KINT_P | 7.73 | 5.72 | 2.53 | 2.51
SP | Other | 38 | KIRKB1 | 21.11 | 18.55 | 13.14 | 13.49
SP | Other | 38 | KNAR | 6.99 | 4.89 | 4.89 | 4.89
SP | Other | 38 | LACK_6 | 142.95 | 108.42 | 79.39 | 85.54
SP | Other | 38 | LALE1SG003 | 54.04 | 40.46 | 24.15 | 24.46
SP | Other | 38 | LAND1 | 104.04 | 87.4 | 49.71 | 49.98
SP | Other | 38 | LEGA_1 | 8.73 | 5.85 | 4.17 | 4.16
SP | Other | 38 | LEVE | 23.9 | 17.96 | 11.48 | 12.31
SP | Other | 38 | LINM | 0.52 | 0.31 | 0.31 | 0.31
SP | Other | 38 | LISD_1 | 41.5 | 35.15 | 13.95 | 13.86
SP | Other | 38 | LITT_C | 9.03 | 5.45 | 3.28 | 3.28
SP | Other | 38 | LITT_J | 18.24 | 13.5 | 5.96 | 5.92
SP | Other | 38 | LODR_6 | 1.53 | 1.44 | 0 | 0
SP | Other | 38 | LOVE_1 | 152.72 | 134.65 | 20.28 | 20.26
SP | Other | 38 | LUNA_P | 1.06 | 0.87 | 0.5 | 0.66
SP | Other | 38 | MACC_3 | 24.33 | 17.88 | 8.17 | 8.12
SP | Other | 38 | MANN_1 | 18.29 | 13.25 | 10.05 | 11.22
SP | Other | 38 | MAYB | 10.91 | 8.07 | 3.81 | 3.79
SP | Other | 38 | MELK_1 | 64.26 | 58.44 | 3.42 | 3.41
SP | Other | 38 | MILC_P | 10.14 | 7.48 | 4.9 | 4.9
SP | Other | 38 | MILH_1 | 1.61 | 1.52 | 0 | 0
SP | Other | 38 | MITY_1 | 3.57 | 2.23 | 1.52 | 1.52
SP | Other | 38 | MYBS_P | 2.61 | 2.3 | 1.14 | 1.77
SP | Other | 38 | NEAR | 105.45 | 92.52 | 66.21 | 66.21
SP | Other | 38 | NECE_1 | 227.39 | 194.54 | 95.6 | 95.55
SP | Other | 38 | NEWX_6 | 58.63 | 43.55 | 36.17 | 36.17
SP | Other | 38 | NFLE | 1.36 | 0.99 | 0.5 | 0.5
SP | Other | 38 | NINF_1 | 3.19 | 2.24 | 1.26 | 1.25
SP | Other | 38 | NORM_1 | 80.77 | 65.43 | 34.87 | 43.57
SP | Other | 38 | NORT_1 | 2.01 | 1.43 | 0.77 | 0.76
SP | Other | 38 | NURS_1 | 34.22 | 25.02 | 13.93 | 13.91
SP | Other | 38 | OCKH_1 | 0.89 | 0.53 | 0.53 | 0.53
SP | Other | 38 | OFFE_3 | 1.82 | 1.08 | 1.08 | 1.08
SP | Other | 38 | OLDB_1 | 404.61 | 353.83 | 256.92 | 256.91
SP | Other | 38 | OSBA_1 | 41.67 | 36.21 | 7.95 | 7.94
SP | Other | 38 | PADIB1 | 45.84 | 39.95 | 3.05 | 3.24
SP | Other | 38 | PELH_1 | 6.12 | 4.21 | 4.21 | 4.21
SP | Other | 38 | PEMB_1 | 29.94 | 22.08 | 9.92 | 9.85
SP | Other | 38 | PENN_1 | 7.62 | 5.08 | 5.08 | 5.08
SP | Other | 38 | PENT_1 | 3.33 | 2.25 | 2.25 | 2.25
SP | Other | 38 | PENW_1 | 29.35 | 20.55 | 15.45 | 15.42
SP | Other | 38 | PERS_P | 11.16 | 8.16 | 3.82 | 3.8
SP | Other | 38 | POOB | 7.86 | 4.57 | 4.57 | 4.57
SP | Other | 38 | POPP_3 | 10.05 | 7.97 | 4.88 | 6.56
SP | Other | 38 | PORA_P | 3.41 | 3.23 | 0 | 0
SP | Other | 38 | PYLE_1 | 75.29 | 66.79 | 12.43 | 15.01
SP | Other | 38 | RAIN_1 | 199.2 | 187.57 | 1.26 | 1.26
SP | Other | 38 | RASS_1 | 176.32 | 165.34 | 3 | 3
SP | Other | 38 | RATS_1 | 49.98 | 38.12 | 18.81 | 18.76
SP | Other | 38 | RAYL_1 | 12.6 | 9.32 | 4.03 | 4.03
SP | Other | 38 | RICH1 | 15.25 | 11.29 | 4.99 | 4.95
SP | Other | 38 | ROCH_1 | 3.53 | 1.96 | 1.96 | 1.96
SP | Other | 38 | RYEH_1 | 22.05 | 15.02 | 10.62 | 10.6
SP | Other | 38 | SALH_1 | 408.6 | 316.66 | 127.39 | 126.9
SP | Other | 38 | SALT_1 | 17.62 | 14.7 | 3.64 | 3.62
SP | Other | 38 | SBAR | 25.31 | 23.93 | 0 | 0
SP | Other | 38 | SEAB1 | 223.83 | 186.51 | 116.9 | 116.89
SP | Other | 38 | SELL_1 | 54.51 | 51.38 | 0.26 | 0.26
SP | Other | 38 | SHEC_3 | 31.47 | 23.17 | 20.03 | 20.03
SP | Other | 38 | SHRW_1 | 15.52 | 11.2 | 8.83 | 8.83
SP | Other | 38 | SJOW_1 | 14.45 | 10.69 | 4.72 | 4.69
SP | Other | 38 | SKLGB1 | 124.87 | 115.91 | 4.13 | 4.12
SP | Other | 38 | SMAN_1 | 117.99 | 98.46 | 28.43 | 30.01
SP | Other | 38 | SPEN_1 | 198.71 | 152.53 | 109.14 | 118.21
SP | Other | 38 | STAH_1 | 22.9 | 17.97 | 8.62 | 10.17
SP | Other | 38 | STAY_1 | 159.52 | 137.89 | 32.14 | 32.12
SP | Other | 38 | STEN_1 | 4.98 | 3.56 | 1.86 | 1.85
SP | Other | 38 | STES_1 | 13.43 | 9.56 | 5.73 | 5.7
SP | Other | 38 | STIR | 12.47 | 10.97 | 5.45 | 7.85
SP | Other | 38 | STLE | 10.26 | 7.42 | 5.5 | 5.5
SP | Other | 38 | STRI_P | 0.65 | 0.38 | 0.38 | 0.38
SP | Other | 38 | SUND_1 | 12.49 | 7.49 | 6.49 | 6.49
SP | Other | 38 | SWAN_1 | 111.38 | 104.17 | 2.48 | 2.84
SP | Other | 38 | TAUN1 | 67.99 | 62.75 | 7.82 | 11.68
SP | Other | 38 | TAYN_P | 1.54 | 1.46 | 0 | 0
SP | Other | 38 | TEMP_3 | 1.35 | 0.96 | 0.5 | 0.5
SP | Other | 38 | THOM_6 | 185.79 | 170.05 | 14.32 | 14.75
SP | Other | 38 | THSO_P | 12.7 | 2.79 | 2.79 | 2.79
SP | Other | 38 | THUR_6 | 21.24 | 20.08 | 0 | 0
SP | Other | 38 | TILBB_1 | 5.32 | 3.75 | 2.16 | 2.16
SP | Other | 38 | TOTT_1 | 64.07 | 46.44 | 30.82 | 30.82
SP | Other | 38 | TRAW_1 | 0.43 | 0.25 | 0.25 | 0.25
SP | Other | 38 | TYNE_1 | 11.37 | 6.6 | 4.87 | 4.86
SP | Other | 38 | TYNE_2 | 8.4 | 7.94 | 0 | 0
SP | Other | 38 | UPPB_1 | 147.02 | 138.99 | 0 | 0
SP | Other | 38 | UPPB_3 | 83.9 | 78.59 | 2.08 | 2.08
SP | Other | 38 | USKM_1 | 35.58 | 28.31 | 16.59 | 19.81
SP | Other | 38 | WALH_1 | 12.25 | 7.98 | 6.59 | 6.95
SP | Other | 38 | WALP_1 | 107.63 | 95.39 | 37.58 | 37.35
SP | Other | 38 | WALP_B | 15.91 | 12.54 | 4.61 | 4.61
SP | Other | 38 | WASF_1 | 33.74 | 24.55 | 11.78 | 11.71
SP | Other | 38 | WATFS_1 | 5.15 | 3.76 | 3.16 | 3.16
SP | Other | 38 | WBUR_1 | 47.81 | 38.66 | 18.52 | 19
SP | Other | 38 | WFIE | 10.39 | 9.14 | 4.54 | 6.54
SP | Other | 38 | WHAM_1 | 48.17 | 36.86 | 15.48 | 16.58
SP | Other | 38 | WHGA_1 | 1.91 | 0.97 | 0.97 | 0.97
SP | Other | 38 | WHHO | 1.69 | 1.25 | 0.55 | 0.55
SP | Other | 38 | WIBA_3 | 37.56 | 32.11 | 16.55 | 23.31
SP | Other | 38 | WIEN_1 | 35.42 | 26.21 | 17.03 | 17.03
SP | Other | 38 | WILL_1 | 59.78 | 43.67 | 19.9 | 19.77
SP | Other | 38 | WIMBN1 | 3.4 | 3.21 | 0 | 0
SP | Other | 38 | WIMBS1 | 9.03 | 7.11 | 4.43 | 4.43
SP | Other | 38 | WISD_6 | 2.06 | 1.53 | 0.67 | 0.67
SP | Other | 38 | WMEL_1 | 139.34 | 129.66 | 5.93 | 5.93
SP | Other | 38 | WTHU31 | 4.6 | 2.73 | 2.73 | 2.73
SP | Other | 38 | WWEY_1 | 5.99 | 4.15 | 2.06 | 2.06
SP | Other | 38 | WYMOM_1 | 7.06 | 4.78 | 4.78 | 4.78
SP | Other | 39 | ABHA1 | 1.43 | 0.85 | 0.85 | 0.85
SP | Other | 39 | ABNE_P | 5.49 | 3.78 | 3.78 | 3.78
SP | Other | 39 | ABTH_1 | 28.59 | 25.73 | 9.35 | 9.28
SP | Other | 39 | ALNE_P | 5.78 | 5.08 | 2.53 | 3.64
SP | Other | 39 | ALVE1 | 16.88 | 11.78 | 11.78 | 11.78
SP | Other | 39 | AMEM_1 | 7.01 | 5.75 | 0.43 | 0.43
SP | Other | 39 | ARMO_P | 2.68 | 2.53 | 0 | 0
SP | Other | 39 | BARKC1 | 149.11 | 103.28 | 71.46 | 74.79
SP | Other | 39 | BARKW3 | 8.05 | 7.61 | 0 | 0
SP | Other | 39 | BEDD_1 | 44.53 | 39.08 | 3.99 | 3.98
SP | Other | 39 | BESW_1 | 5.4 | 3.69 | 2.32 | 2.32
SP | Other | 39 | BICF_1 | 76.57 | 65.86 | 35.65 | 52.04
SP | Other | 39 | BIRK_1 | 15.72 | 11.4 | 5.56 | 5.53
SP | Other | 39 | BISW_1 | 23.58 | 17.33 | 11.73 | 11.73
SP | Other | 39 | BLYTB1 | 3.58 | 2.52 | 1.41 | 1.4
SP | Other | 39 | BOLN_1 | 129.34 | 100.95 | 47.32 | 48
SP | Other | 39 | BONN | 1.1 | 0.81 | 0.36 | 0.36
SP | Other | 39 | BOTW_1 | 18.85 | 17.68 | 0.24 | 0.24
SP | Other | 39 | BRAI_1 | 6.11 | 4.08 | 4.08 | 4.08
SP | Other | 39 | BRAW_1 | 19.69 | 14.15 | 8.57 | 8.57
SP | Other | 39 | BRED_1 | 9.69 | 6.37 | 5.77 | 5.77
SP | Other | 39 | BRFO_1 | 96.59 | 79 | 32.27 | 35.23
SP | Other | 39 | BRIM_1 | 10.63 | 7.74 | 4.67 | 4.66
SP | Other | 39 | BRLE_1 | 107.71 | 93.25 | 15.25 | 15.23
SP | Other | 39 | BRWA1 | 59.35 | 55.09 | 3.85 | 5.17
SP | Other | 39 | BURM_1 | 250.55 | 199.79 | 125.02 | 131.8
SP | Other | 39 | BUSH_1 | 29.29 | 20.37 | 20.37 | 20.37
SP | Other | 39 | BUST_1 | 0.55 | 0.33 | 0.33 | 0.33
SP | Other | 39 | CANTN1 | 42.48 | 38.07 | 5.44 | 5.44
SP | Other | 39 | CAPEA1 | 186.17 | 169.63 | 39.08 | 38.81
SP | Other | 39 | CARE_1 | 204.25 | 178.48 | 30.33 | 30.3
SP | Other | 39 | CARR_1 | 90.64 | 74.05 | 25.23 | 32.54
SP | Other | 39 | CELL_1 | 182.76 | 154.29 | 34.38 | 35.95
SP | Other | 39 | CHIC_1 | 34.72 | 32.24 | 1.65 | 1.65
SP | Other | 39 | CHSI_1 | 2.83 | 2.61 | 0.11 | 0.11
SP | Other | 39 | CHTE_1 | 163.76 | 152.45 | 12.65 | 12.65
SP | Other | 39 | CITR_1 | 17.79 | 15.07 | 5.1 | 5.06
SP | Other | 39 | CLAY_P | 1.14 | 0.56 | 0.56 | 0.56
SP | Other | 39 | CLYM | 1.27 | 0.75 | 0.75 | 0.75
SP | Other | 39 | CONQA1 | 112.7 | 99.02 | 24.63 | 25.02
SP | Other | 39 | COVE_1 | 39.43 | 28.79 | 21.74 | 21.73
SP | Other | 39 | COWL_1 | 37.04 | 26.65 | 17.28 | 17.28
SP | Other | 39 | COYL | 1.2 | 0.72 | 0.72 | 0.72
SP | Other | 39 | CREB_1 | 35.66 | 30.18 | 7.95 | 7.94
SP | Other | 39 | CUMB | 15.63 | 10.78 | 10.41 | 10.41
SP | Other | 39 | CUPA | 2.98 | 2.09 | 2.09 | 2.09
SP | Other | 39 | DALM3 | 21.88 | 16.19 | 11.09 | 11.09
SP | Other | 39 | DEWP | 1.46 | 1.08 | 0.48 | 0.47
SP | Other | 39 | DRAK_1 | 11.43 | 7.68 | 5.48 | 5.47
SP | Other | 39 | DRAX_1 | 97.87 | 91.27 | 7.49 | 10.65
SP | Other | 39 | DUDH_P | 3.92 | 2.9 | 1.28 | 1.27
SP | Other | 39 | DUNB | 10.44 | 7.6 | 5.91 | 5.91
SP | Other | 39 | DUNF | 2.83 | 1.94 | 1.94 | 1.94
SP | Other | 39 | EALI_6 | 11.47 | 5.78 | 5.38 | 5.38
SP | Other | 39 | EASO_1 | 9.21 | 7.43 | 3.83 | 5.1
SP | Other | 39 | ECLA_1 | 19.86 | 14.04 | 8.26 | 8.24
SP | Other | 39 | EKIS | 1.11 | 0.66 | 0.66 | 0.66
SP | Other | 39 | ELLA_1 | 85.11 | 67.63 | 19.63 | 19.54
SP | Other | 39 | ELST_1 | 8.34 | 6.42 | 4.2 | 4.2
SP | Other | 39 | ENDE_1 | 26.5 | 18.04 | 14.33 | 14.67
SP | Other | 39 | EXET1 | 54.31 | 46.57 | 10.43 | 10.41
SP | Other | 39 | FAWL_1 | 216.57 | 183.2 | 43.3 | 43.14
SP | Other | 39 | FECK_6 | 17.59 | 15.92 | 2.31 | 2.96
SP | Other | 39 | FERRA2 | 67.96 | 64 | 0.42 | 0.42
SP | Other | 39 | FERRB1 | 105.23 | 78.45 | 51.55 | 52.86
SP | Other | 39 | FIDF_1 | 89.37 | 75.51 | 28.88 | 38.29
SP | Other | 39 | FLEE_1 | 162.49 | 153.4 | 0.38 | 0.38
SP | Other | 39 | FOUR_1 | 3.18 | 2.23 | 2.23 | 2.23
SP | Other | 39 | FROD_1 | 284.76 | 239.21 | 72.77 | 72.32
SP | Other | 39 | GLRO | 4.26 | 2.98 | 2.98 | 2.98
SP | Other | 39 | GREN_1 | 97.73 | 77.73 | 43.55 | 55.99
SP | Other | 39 | GRIW_1 | 81.96 | 70.14 | 28.73 | 28.56
SP | Other | 39 | G_EXTRA_2 | 2.56 | 1.79 | 1.79 | 1.79
SP | Other | 39 | G_EXTRA_4 | 0.84 | 0.5 | 0.5 | 0.5
SP | Other | 39 | G_EXTRA_5 | 1.16 | 0.69 | 0.69 | 0.69
SP | Other | 39 | G_EXTRA_8 | 5.51 | 3.84 | 3.84 | 3.84
SP | Other | 39 | G_EXTRA_9 | 3.28 | 2.43 | 1.66 | 1.66
SP | Other | 39 | HACK_1 | 3.06 | 2.26 | 1 | 0.99
SP | Other | 39 | HACK_6 | 3.77 | 3.57 | 0 | 0
SP | Other | 39 | HAMHC1 | 29.83 | 15.48 | 15.48 | 15.48
SP | Other | 39 | HARK_1 | 26.65 | 16.68 | 10.89 | 10.87
SP | Other | 39 | HAWP_6 | 0.67 | 0.4 | 0.4 | 0.4
SP | Other | 39 | HEYS_1 | 3.1 | 2.08 | 1.4 | 1.39
SP | Other | 39 | HURS_1 | 3.28 | 2.61 | 0.83 | 0.83
SP | Other | 39 | HUTT_1 | 131.22 | 108.47 | 52 | 71.47
SP | Other | 39 | INDQ1 | 52.04 | 39.37 | 27.52 | 27.5
SP | Other | 39 | IROA1 | 6.17 | 4.48 | 2.18 | 2.16
SP | Other | 39 | IRONB1 | 3.24 | 2.18 | 2.18 | 2.18
SP | Other | 39 | IVER_1 | 200.93 | 169.81 | 87.1 | 94.25
SP | Other | 39 | KAIM | 2.99 | 2.18 | 1.03 | 1.02
SP | Other | 39 | KEAD_1 | 6.86 | 4.6 | 4.6 | 4.6
SP | Other | 39 | KEAR_1 | 35.74 | 24.83 | 22.25 | 22.25
SP | Other | 39 | KEIT_P | 23.31 | 20.46 | 10.22 | 15.46
SP | Other | 39 | KEMS_1 | 432.02 | 344 | 225.36 | 242.24
SP | Other | 39 | KIER | 0.88 | 0.52 | 0.52 | 0.52
SP | Other | 39 | KILT | 8.01 | 6.47 | 3.05 | 3.97
SP | Other | 39 | KILW | 18.95 | 16.63 | 6.99 | 6.95
SP | Other | 39 | KINO_1 | 158.87 | 134.45 | 59.76 | 59.52
SP | Other | 39 | KINT_P | 7.74 | 5.73 | 2.53 | 2.51
SP | Other | 39 | KIRKB1 | 21.24 | 18.66 | 13.21 | 13.57
SP | Other | 39 | KNAR | 7.07 | 4.95 | 4.95 | 4.95
SP | Other | 39 | LACK_6 | 143.09 | 108.52 | 79.48 | 85.63
SP | Other | 39 | LALE1SG003 | 53.59 | 40.16 | 23.91 | 24.21
SP | Other | 39 | LAND1 | 103.9 | 87.37 | 49.66 | 49.93
SP | Other | 39 | LEGA_1 | 8.62 | 5.79 | 4.11 | 4.1
SP | Other | 39 | LEVE | 23.96 | 18 | 11.52 | 12.34
SP | Other | 39 | LINM | 0.46 | 0.27 | 0.27 | 0.27
SP | Other | 39 | LISD_1 | 41.52 | 35.16 | 13.96 | 13.87
SP | Other | 39 | LITT_C | 9.03 | 5.44 | 3.28 | 3.28
SP | Other | 39 | LITT_J | 18.27 | 13.52 | 5.97 | 5.93
SP | Other | 39 | LODR_6 | 1.53 | 1.44 | 0 | 0
SP | Other | 39 | LOVE_1 | 152.47 | 134.49 | 20.18 | 20.15
SP | Other | 39 | LUNA_P | 1.03 | 0.85 | 0.48 | 0.64
SP | Other | 39 | MACC_3 | 24.26 | 17.85 | 8.12 | 8.07
SP | Other | 39 | MANN_1 | 17.91 | 13.02 | 9.83 | 10.99
SP | Other | 39 | MAYB | 10.92 | 8.08 | 3.81 | 3.79
SP | Other | 39 | MELK_1 | 63.98 | 58.27 | 3.25 | 3.24
SP | Other | 39 | MILC_P | 10.07 | 7.42 | 4.86 | 4.86
SP | Other | 39 | MILH_1 | 1.61 | 1.52 | 0 | 0
SP | Other | 39 | MITY_1 | 3.39 | 2.12 | 1.42 | 1.42
SP | Other | 39 | MYBS_P | 2.61 | 2.3 | 1.14 | 1.77
SP | Other | 39 | NEAR | 106.17 | 93.17 | 66.66 | 66.66
SP | Other | 39 | NECE_1 | 227.97 | 195.06 | 95.98 | 95.93
SP | Other | 39 | NEWX_6 | 58.63 | 43.55 | 36.17 | 36.17
SP | Other | 39 | NFLE | 1.25 | 0.93 | 0.43 | 0.43
SP | Other | 39 | NINF_1 | 3.09 | 2.18 | 1.2 | 1.19
SP | Other | 39 | NORM_1 | 80.71 | 65.41 | 34.85 | 43.55
SP | Other | 39 | NORT_1 | 1.96 | 1.4 | 0.74 | 0.73
SP | Other | 39 | NURS_1 | 34.04 | 24.9 | 13.83 | 13.8
SP | Other | 39 | OCKH_1 | 0.77 | 0.46 | 0.46 | 0.46
SP | Other | 39 | OFFE_3 | 1.59 | 0.94 | 0.94 | 0.94
SP | Other | 39 | OLDB_1 | 406.97 | 355.95 | 258.41 | 258.41
SP | Other | 39 | OSBA_1 | 41.78 | 36.29 | 8.02 | 8.01
SP | Other | 39 | PADIB1 | 45.65 | 39.84 | 2.94 | 3.13
SP | Other | 39 | PELH_1 | 6.09 | 4.2 | 4.2 | 4.2
SP | Other | 39 | PEMB_1 | 29.93 | 22.08 | 9.9 | 9.83
SP | Other | 39 | PENN_1 | 7.69 | 5.13 | 5.13 | 5.13
SP | Other | 39 | PENT_1 | 3.26 | 2.21 | 2.21 | 2.21
SP | Other | 39 | PENW_1 | 29.26 | 20.51 | 15.4 | 15.37
SP | Other | 39 | PERS_P | 11.09 | 8.12 | 3.78 | 3.75
SP | Other | 39 | POOB | 7.8 | 4.53 | 4.53 | 4.53
SP | Other | 39 | POPP_3 | 9.66 | 7.74 | 4.65 | 6.32
SP | Other | 39 | PORA_P | 3.32 | 3.14 | 0 | 0
SP | Other | 39 | PYLE_1 | 75.32 | 66.81 | 12.45 | 15.04
SP | Other | 39 | RAIN_1 | 198.92 | 187.41 | 1.1 | 1.1
SP | Other | 39 | RASS_1 | 176.07 | 165.19 | 2.86 | 2.86
SP | Other | 39 | RATS_1 | 49.82 | 38.02 | 18.72 | 18.68
SP | Other | 39 | RAYL_1 | 11.86 | 8.88 | 3.59 | 3.59
SP | Other | 39 | RICH1 | 15.28 | 11.3 | 4.99 | 4.96
SP | Other | 39 | ROCH_1 | 3.25 | 1.79 | 1.79 | 1.79
SP | Other | 39 | RYEH_1 | 21.81 | 14.88 | 10.48 | 10.46
SP | Other | 39 | SALH_1 | 408.77 | 316.79 | 127.47 | 126.98
SP | Other | 39 | SALT_1 | 17.63 | 14.7 | 3.65 | 3.63
SP | Other | 39 | SBAR | 25.31 | 23.93 | 0 | 0
SP | Other | 39 | SEAB1 | 224.53 | 187.15 | 117.37 | 117.36
SP | Other | 39 | SELL_1 | 54.46 | 51.35 | 0.23 | 0.23
SP | Other | 39 | SHEC_3 | 31.37 | 23.11 | 19.96 | 19.96
SP | Other | 39 | SHRW_1 | 15.5 | 11.19 | 8.83 | 8.83
SP | Other | 39 | SJOW_1 | 14.47 | 10.71 | 4.73 | 4.7
SP | Other | 39 | SKLGB1 | 124.66 | 115.79 | 4.01 | 3.99
SP | Other | 39 | SMAN_1 | 118.15 | 98.59 | 28.53 | 30.11
SP | Other | 39 | SPEN_1 | 198.76 | 152.58 | 109.17 | 118.23
SP | Other | 39 | STAH_1 | 22.82 | 17.93 | 8.57 | 10.12
SP | Other | 39 | STAY_1 | 159.48 | 137.88 | 32.15 | 32.13
SP | Other | 39 | STEN_1 | 4.88 | 3.5 | 1.79 | 1.78
SP | Other | 39 | STES_1 | 13.21 | 9.43 | 5.59 | 5.57
SP | Other | 39 | STIR | 12.47 | 10.97 | 5.45 | 7.85
SP | Other | 39 | STLE | 10.13 | 7.34 | 5.43 | 5.43
SP | Other | 39 | STRI_P | 0.56 | 0.33 | 0.33 | 0.33
SP | Other | 39 | SUND_1 | 11.38 | 6.83 | 5.84 | 5.84
SP | Other | 39 | SWAN_1 | 111.07 | 103.96 | 2.35 | 2.71
SP | Other | 39 | TAUN1 | 67.81 | 62.65 | 7.72 | 11.58
SP | Other | 39 | TAYN_P | 1.5 | 1.42 | 0 | 0
SP | Other | 39 | TEMP_3 | 1.32 | 0.95 | 0.48 | 0.48
SP | Other | 39 | THOM_6 | 185.6 | 169.96 | 14.22 | 14.65
SP | Other | 39 | THSO_P | 12.7 | 2.79 | 2.79 | 2.79
SP | Other | 39 | THUR_6 | 21.24 | 20.08 | 0 | 0
SP | Other | 39 | TILBB_1 | 4.85 | 3.47 | 1.89 | 1.89
SP | Other | 39 | TOTT_1 | 63.77 | 46.22 | 30.68 | 30.68
SP | Other | 39 | TRAW_1 | 0.37 | 0.22 | 0.22 | 0.22
SP | Other | 39 | TYNE_1 | 11.38 | 6.61 | 4.87 | 4.86
SP | Other | 39 | TYNE_2 | 8.38 | 7.92 | 0 | 0
SP | Other | 39 | UPPB_1 | 147 | 138.97 | 0 | 0
SP | Other | 39 | UPPB_3 | 83.93 | 78.61 | 2.1 | 2.1
SP | Other | 39 | USKM_1 | 35.59 | 28.32 | 16.6 | 19.82
SP | Other | 39 | WALH_1 | 12.04 | 7.86 | 6.47 | 6.83
SP | Other | 39 | WALP_1 | 107.7 | 95.44 | 37.63 | 37.4
SP | Other | 39 | WALP_B | 15.75 | 12.45 | 4.53 | 4.53
SP | Other | 39 | WASF_1 | 33.43 | 24.38 | 11.59 | 11.51
SP | Other | 39 | WATFS_1 | 5.17 | 3.77 | 3.18 | 3.18
SP | Other | 39 | WBUR_1 | 47.98 | 38.79 | 18.65 | 19.13
SP | Other | 39 | WFIE | 10.39 | 9.14 | 4.54 | 6.54
SP | Other | 39 | WHAM_1 | 48.24 | 36.91 | 15.5 | 16.6
SP | Other | 39 | WHGA_1 | 1.86 | 0.94 | 0.94 | 0.94
SP | Other | 39 | WHHO | 1.7 | 1.26 | 0.55 | 0.55
SP | Other | 39 | WIBA_3 | 37.56 | 32.11 | 16.55 | 23.31
SP | Other | 39 | WIEN_1 | 35.24 | 26.08 | 16.94 | 16.94
SP | Other | 39 | WILL_1 | 59.88 | 43.74 | 19.93 | 19.8
SP | Other | 39 | WIMBN1 | 3.39 | 3.21 | 0 | 0
SP | Other | 39 | WIMBS1 | 9.02 | 7.1 | 4.43 | 4.43
SP | Other | 39 | WISD_6 | 2.06 | 1.53 | 0.67 | 0.67
SP | Other | 39 | WMEL_1 | 139.43 | 129.72 | 6 | 6
SP | Other | 39 | WTHU31 | 4.02 | 2.38 | 2.38 | 2.38
SP | Other | 39 | WWEY_1 | 5.87 | 4.09 | 2 | 1.99
SP | Other | 39 | WYMOM_1 | 6.92 | 4.7 | 4.7 | 4.7
SP | Other | 40 | ABHA1 | 1.25 | 0.74 | 0.74 | 0.74
SP | Other | 40 | ABNE_P | 5.42 | 3.74 | 3.74 | 3.74
SP | Other | 40 | ABTH_1 | 28.59 | 25.73 | 9.35 | 9.28
SP | Other | 40 | ALNE_P | 5.78 | 5.08 | 2.53 | 3.64
SP | Other | 40 | ALVE1 | 16.87 | 11.77 | 11.77 | 11.77
SP | Other | 40 | AMEM_1 | 6.92 | 5.69 | 0.38 | 0.38
SP | Other | 40 | ARMO_P | 2.68 | 2.53 | 0 | 0
SP | Other | 40 | BARKC1 | 148.24 | 102.7 | 70.99 | 74.32
SP | Other | 40 | BARKW3 | 8.05 | 7.61 | 0 | 0
SP | Other | 40 | BEDD_1 | 44.21 | 38.89 | 3.8 | 3.79
SP | Other | 40 | BESW_1 | 5.14 | 3.53 | 2.17 | 2.16
SP | Other | 40 | BICF_1 | 76.57 | 65.86 | 35.65 | 52.04
SP | Other | 40 | BIRK_1 | 15.54 | 11.3 | 5.45 | 5.41
SP | Other | 40 | BISW_1 | 23.43 | 17.23 | 11.66 | 11.66
SP | Other | 40 | BLYTB1 | 3.47 | 2.45 | 1.34 | 1.34
SP | Other | 40 | BOLN_1 | 128.65 | 100.49 | 46.94 | 47.62
SP | Other | 40 | BONN | 1.1 | 0.81 | 0.36 | 0.36
SP | Other | 40 | BOTW_1 | 18.8 | 17.64 | 0.21 | 0.21
SP | Other | 40 | BRAI_1 | 5.88 | 3.95 | 3.95 | 3.95
SP | Other | 40 | BRAW_1 | 19.62 | 14.11 | 8.53 | 8.53
SP | Other | 40 | BRED_1 | 9.63 | 6.34 | 5.74 | 5.74
SP | Other | 40 | BRFO_1 | 96.34 | 78.84 | 32.13 | 35.1
SP | Other | 40 | BRIM_1 | 10.65 | 7.75 | 4.68 | 4.67
SP | Other | 40 | BRLE_1 | 107.59 | 93.17 | 15.18 | 15.16
SP | Other | 40 | BRWA1 | 59.22 | 55.02 | 3.78 | 5.1
SP | Other | 40 | BURM_1 | 250.96 | 200.1 | 125.31 | 132.08
SP | Other | 40 | BUSH_1 | 29.19 | 20.31 | 20.31 | 20.31
SP | Other | 40 | BUST_1 | 0.48 | 0.29 | 0.29 | 0.29
SP | Other | 40 | CANTN1 | 42.33 | 37.98 | 5.35 | 5.35
SP | Other | 40 | CAPEA1 | 186 | 169.53 | 38.98 | 38.71
SP | Other | 40 | CARE_1 | 204.01 | 178.32 | 30.2 | 30.17
SP | Other | 40 | CARR_1 | 90.29 | 73.85 | 25.03 | 32.33
SP | Other | 40 | CELL_1 | 182.57 | 154.18 | 34.25 | 35.83
SP | Other | 40 | CHIC_1 | 34.72 | 32.25 | 1.65 | 1.65
SP | Other | 40 | CHSI_1 | 2.81 | 2.6 | 0.09 | 0.09
SP | Other | 40 | CHTE_1 | 163.53 | 152.32 | 12.51 | 12.51
SP | Other | 40 | CITR_1 | 17.8 | 15.07 | 5.1 | 5.06
SP | Other | 40 | CLAY_P | 1.14 | 0.56 | 0.56 | 0.56
SP | Other | 40 | CLYM | 1.11 | 0.66 | 0.66 | 0.66
SP | Other | 40 | CONQA1 | 112.66 | 98.99 | 24.6 | 24.99
SP | Other | 40 | COVE_1 | 39.17 | 28.63 | 21.58 | 21.57
SP | Other | 40 | COWL_1 | 36.52 | 26.32 | 16.99 | 16.99
SP | Other | 40 | COYL | 1.05 | 0.62 | 0.62 | 0.62
SP | Other | 40 | CREB_1 | 35.63 | 30.16 | 7.94 | 7.92
SP | Other | 40 | CUMB | 15.38 | 10.63 | 10.27 | 10.27
SP | Other | 40 | CUPA | 2.99 | 2.09 | 2.09 | 2.09
SP | Other | 40 | DALM3 | 21.78 | 16.12 | 11.05 | 11.05
SP | Other | 40 | DEWP | 1.46 | 1.08 | 0.48 | 0.47
SP | Other | 40 | DRAK_1 | 11.34 | 7.63 | 5.43 | 5.42
SP | Other | 40 | DRAX_1 | 97.81 | 91.24 | 7.45 | 10.61
SP | Other | 40 | DUDH_P | 3.93 | 2.91 | 1.28 | 1.27
SP | Other | 40 | DUNB | 10.42 | 7.58 | 5.9 | 5.9
SP | Other | 40 | DUNF | 2.79 | 1.91 | 1.91 | 1.91
SP | Other | 40 | EALI_6 | 11.47 | 5.78 | 5.38 | 5.38
SP | Other | 40 | EASO_1 | 9.1 | 7.37 | 3.77 | 5.04
SP | Other | 40 | ECLA_1 | 19.13 | 13.61 | 7.82 | 7.8
SP | Other | 40 | EKIS | 0.97 | 0.57 | 0.57 | 0.57
SP | Other | 40 | ELLA_1 | 85.06 | 67.6 | 19.59 | 19.5
SP | Other | 40 | ELST_1 | 8.36 | 6.42 | 4.21 | 4.21
SP | Other | 40 | ENDE_1 | 26.18 | 17.85 | 14.14 | 14.48
SP | Other | 40 | EXET1 | 54.2 | 46.51 | 10.37 | 10.35
SP | Other | 40 | FAWL_1 | 216.46 | 183.13 | 43.23 | 43.07
SP | Other | 40 | FECK_6 | 17.41 | 15.81 | 2.2 | 2.86
SP | Other | 40 | FERRA2 | 67.87 | 63.94 | 0.36 | 0.36
SP | Other | 40 | FERRB1 | 104.62 | 78.01 | 51.24 | 52.55
SP | Other | 40 | FIDF_1 | 88.97 | 75.27 | 28.65 | 38.06
SP | Other | 40 | FLEE_1 | 162.41 | 153.35 | 0.33 | 0.33
SP | Other | 40 | FOUR_1 | 3.19 | 2.23 | 2.23 | 2.23
SP | Other | 40 | FROD_1 | 284.91 | 239.32 | 72.83 | 72.38
SP | Other | 40 | GLRO | 4.27 | 2.99 | 2.99 | 2.99
SP | Other | 40 | GREN_1 | 97.26 | 77.46 | 43.27 | 55.71
SP | Other | 40 | GRIW_1 | 81.89 | 70.09 | 28.68 | 28.51
SP | Other | 40 | G_EXTRA_2 | 2.56 | 1.79 | 1.79 | 1.79
SP | Other | 40 | G_EXTRA_4 | 0.73 | 0.44 | 0.44 | 0.44
SP | Other | 40 | G_EXTRA_5 | 1.01 | 0.6 | 0.6 | 0.6
SP | Other | 40 | G_EXTRA_8 | 5.5 | 3.83 | 3.83 | 3.83
SP | Other | 40 | G_EXTRA_9 | 3.27 | 2.42 | 1.66 | 1.66
SP | Other | 40 | HACK_1 | 3.06 | 2.27 | 1 | 0.99
SP | Other | 40 | HACK_6 | 3.77 | 3.57 | 0 | 0
SP | Other | 40 | HAMHC1 | 29.79 | 15.46 | 15.46 | 15.46
SP | Other | 40 | HARK_1 | 26.67 | 16.69 | 10.89 | 10.88
SP | Other | 40 | HAWP_6 | 0.58 | 0.35 | 0.35 | 0.35
SP | Other | 40 | HEYS_1 | 2.91 | 1.97 | 1.29 | 1.28
SP | Other | 40 | HURS_1 | 3.1 | 2.5 | 0.72 | 0.72
SP | Other | 40 | HUTT_1 | 131.25 | 108.5 | 52 | 71.47
SP | Other | 40 | INDQ1 | 51.89 | 39.29 | 27.43 | 27.41
SP | Other | 40 | IROA1 | 6.1 | 4.44 | 2.13 | 2.12
SP | Other | 40 | IRONB1 | 3.13 | 2.11 | 2.11 | 2.11
SP | Other | 40 | IVER_1 | 200.69 | 169.66 | 86.96 | 94.11
SP | Other | 40 | KAIM | 2.97 | 2.17 | 1.02 | 1.01
SP | Other | 40 | KEAD_1 | 6.63 | 4.47 | 4.47 | 4.47
SP | Other | 40 | KEAR_1 | 35.46 | 24.66 | 22.09 | 22.08
SP | Other | 40 | KEIT_P | 23.29 | 20.45 | 10.21 | 15.45
SP | Other | 40 | KEMS_1 | 431.73 | 343.8 | 225.23 | 242.11
SP | Other | 40 | KIER | 0.77 | 0.46 | 0.46 | 0.46
SP | Other | 40 | KILT | 8.02 | 6.47 | 3.05 | 3.97
SP | Other | 40 | KILW | 18.95 | 16.63 | 6.99 | 6.95
SP | Other | 40 | KINO_1 | 158.57 | 134.23 | 59.61 | 59.37
SP | Other | 40 | KINT_P | 7.75 | 5.74 | 2.53 | 2.52
SP | Other | 40 | KIRKB1 | 21.24 | 18.66 | 13.21 | 13.57
SP | Other | 40 | KNAR | 7.08 | 4.96 | 4.96 | 4.96
SP | Other | 40 | LACK_6 | 143.14 | 108.55 | 79.51 | 85.65
SP | Other | 40 | LALE1SG003 | 53.16 | 39.87 | 23.68 | 23.98
SP | Other | 40 | LAND1 | 103.6 | 87.19 | 49.48 | 49.75
SP | Other | 40 | LEGA_1 | 8.51 | 5.72 | 4.04 | 4.03
SP | Other | 40 | LEVE | 24.02 | 18.05 | 11.56 | 12.38
SP | Other | 40 | LINM | 0.4 | 0.24 | 0.24 | 0.24
SP | Other | 40 | LISD_1 | 41.53 | 35.17 | 13.96 | 13.87
SP | Other | 40 | LITT_C | 9.03 | 5.44 | 3.28 | 3.28
SP | Other | 40 | LITT_J | 18.3 | 13.54 | 5.98 | 5.94
SP | Other | 40 | LODR_6 | 1.53 | 1.44 | 0 | 0
SP | Other | 40 | LOVE_1 | 152.23 | 134.33 | 20.04 | 20.02
SP | Other | 40 | LUNA_P | 1.01 | 0.84 | 0.47 | 0.63
SP | Other | 40 | MACC_3 | 24.21 | 17.82 | 8.08 | 8.03
SP | Other | 40 | MANN_1 | 17.53 | 12.8 | 9.61 | 10.77
SP | Other | 40 | MAYB | 10.92 | 8.08 | 3.82 | 3.79
SP | Other | 40 | MELK_1 | 63.74 | 58.13 | 3.11 | 3.1
SP | Other | 40 | MILC_P | 9.99 | 7.37 | 4.82 | 4.82
SP | Other | 40 | MILH_1 | 1.61 | 1.52 | 0 | 0
SP | Other | 40 | MITY_1 | 3.24 | 2.03 | 1.33 | 1.33
SP | Other | 40 | MYBS_P | 2.61 | 2.3 | 1.14 | 1.77
SP | Other | 40 | NEAR | 106.12 | 93.14 | 66.63 | 66.63
SP | Other | 40 | NECE_1 | 227.87 | 194.99 | 95.94 | 95.9
SP | Other | 40 | NEWX_6 | 58.64 | 43.55 | 36.17 | 36.17
SP | Other | 40 | NFLE | 1.16 | 0.87 | 0.38 | 0.38
SP | Other | 40 | NINF_1 | 3.01 | 2.13 | 1.15 | 1.14
SP | Other | 40 | NORM_1 | 80.56 | 65.32 | 34.77 | 43.46
SP | Other | 40 | NORT_1 | 1.91 | 1.37 | 0.71 | 0.71
SP | Other | 40 | NURS_1 | 33.86 | 24.78 | 13.73 | 13.71
SP | Other | 40 | OCKH_1 | 0.68 | 0.4 | 0.4 | 0.4
SP | Other | 40 | OFFE_3 | 1.38 | 0.82 | 0.82 | 0.82
SP | Other | 40 | OLDB_1 | 406.83 | 355.86 | 258.33 | 258.33
SP | Other | 40 | OSBA_1 | 41.8 | 36.31 | 8.04 | 8.03
SP | Other | 40 | PADIB1 | 45.49 | 39.74 | 2.84 | 3.03
SP | Other | 40 | PELH_1 | 6.02 | 4.16 | 4.16 | 4.16
SP | Other | 40 | PEMB_1 | 29.92 | 22.08 | 9.88 | 9.81
SP | Other | 40 | PENN_1 | 7.7 | 5.14 | 5.14 | 5.14
SP | Other | 40 | PENT_1 | 3.18 | 2.16 | 2.16 | 2.16
SP | Other | 40 | PENW_1 | 29.14 | 20.45 | 15.33 | 15.3
SP | Other | 40 | PERS_P | 11.03 | 8.09 | 3.74 | 3.71
SP | Other | 40 | POOB | 7.72 | 4.48 | 4.48 | 4.48
SP | Other | 40 | POPP_3 | 9.32 | 7.54 | 4.44 | 6.12
SP | Other | 40 | PORA_P | 3.32 | 3.14 | 0 | 0
SP | Other | 40 | PYLE_1 | 75.31 | 66.81 | 12.45 | 15.03
SP | Other | 40 | RAIN_1 | 198.68 | 187.27 | 0.96 | 0.96
SP | Other | 40 | RASS_1 | 175.84 | 165.05 | 2.72 | 2.72
SP | Other | 40 | RATS_1 | 49.62 | 37.9 | 18.61 | 18.56
SP | Other | 40 | RAYL_1 | 11.22 | 8.49 | 3.21 | 3.21
SP | Other | 40 | RICH1 | 15.3 | 11.32 | 5 | 4.97
SP | Other | 40 | ROCH_1 | 3 | 1.64 | 1.64 | 1.64
SP | Other | 40 | RYEH_1 | 21.55 | 14.73 | 10.33 | 10.31
SP | Other | 40 | SALH_1 | 408.66 | 316.72 | 127.38 | 126.89
SP | Other | 40 | SALT_1 | 17.65 | 14.72 | 3.66 | 3.64
SP | Other | 40 | SBAR | 25.31 | 23.93 | 0 | 0
SP | Other | 40 | SEAB1 | 224.39 | 187.04 | 117.31 | 117.3
SP | Other | 40 | SELL_1 | 54.41 | 51.32 | 0.2 | 0.2
SP | Other | 40 | SHEC_3 | 31.27 | 23.05 | 19.91 | 19.91
SP | Other | 40 | SHRW_1 | 15.44 | 11.15 | 8.8 | 8.8
SP | Other | 40 | SJOW_1 | 14.49 | 10.72 | 4.74 | 4.7
SP | Other | 40 | SKLGB1 | 124.46 | 115.67 | 3.89 | 3.88
SP | Other | 40 | SMAN_1 | 118.18 | 98.61 | 28.53 | 30.11
SP | Other | 40 | SPEN_1 | 198.78 | 152.59 | 109.17 | 118.23
SP | Other | 40 | STAH_1 | 22.74 | 17.88 | 8.52 | 10.07
SP | Other | 40 | STAY_1 | 159.26 | 137.74 | 32.03 | 32.01
SP | Other | 40 | STEN_1 | 4.79 | 3.45 | 1.74 | 1.73
SP | Other | 40 | STES_1 | 13 | 9.31 | 5.46 | 5.44
SP | Other | 40 | STIR | 12.47 | 10.97 | 5.45 | 7.85
SP | Other | 40 | STLE | 10 | 7.26 | 5.36 | 5.36
SP | Other | 40 | STRI_P | 0.49 | 0.29 | 0.29 | 0.29
SP | Other | 40 | SUND_1 | 10.42 | 6.26 | 5.27 | 5.27
SP | Other | 40 | SWAN_1 | 110.87 | 103.84 | 2.23 | 2.59
SP | Other | 40 | TAUN1 | 67.66 | 62.56 | 7.63 | 11.49
SP | Other | 40 | TAYN_P | 1.5 | 1.42 | 0 | 0
SP | Other | 40 | TEMP_3 | 1.3 | 0.94 | 0.47 | 0.47
SP | Other | 40 | THOM_6 | 185.33 | 169.8 | 14.06 | 14.49
SP | Other | 40 | THSO_P | 12.7 | 2.79 | 2.79 | 2.79
SP | Other | 40 | THUR_6 | 21.24 | 20.08 | 0 | 0
SP | Other | 40 | TILBB_1 | 4.45 | 3.23 | 1.64 | 1.64
SP | Other | 40 | TOTT_1 | 63.46 | 45.99 | 30.53 | 30.53
SP | Other | 40 | TRAW_1 | 0.33 | 0.19 | 0.19 | 0.19
SP | Other | 40 | TYNE_1 | 11.39 | 6.61 | 4.87 | 4.86
SP | Other | 40 | TYNE_2 | 8.38 | 7.92 | 0 | 0
SP | Other | 40 | UPPB_1 | 147 | 138.97 | 0 | 0
SP | Other | 40 | UPPB_3 | 83.93 | 78.61 | 2.1 | 2.1
SP | Other | 40 | USKM_1 | 35.6 | 28.34 | 16.6 | 19.82
SP | Other | 40 | WALH_1 | 11.83 | 7.74 | 6.34 | 6.71
SP | Other | 40 | WALP_1 | 107.73 | 95.46 | 37.64 | 37.42
SP | Other | 40 | WALP_B | 15.61 | 12.36 | 4.44 | 4.44
SP | Other | 40 | WASF_1 | 33.16 | 24.22 | 11.41 | 11.34
SP | Other | 40 | WATFS_1 | 5.19 | 3.79 | 3.19 | 3.19
SP | Other | 40 | WBUR_1 | 47.97 | 38.79 | 18.65 | 19.12
SP | Other | 40 | WFIE | 10.39 | 9.14 | 4.54 | 6.54
SP | Other | 40 | WHAM_1 | 48.3 | 36.96 | 15.52 | 16.62
SP | Other | 40 | WHGA_1 | 1.81 | 0.92 | 0.92 | 0.92
SP | Other | 40 | WHHO | 1.7 | 1.26 | 0.56 | 0.55
SP | Other | 40 | WIBA_3 | 37.56 | 32.11 | 16.55 | 23.31
SP | Other | 40 | WIEN_1 | 35.06 | 25.95 | 16.85 | 16.85
SP | Other | 40 | WILL_1 | 59.96 | 43.81 | 19.96 | 19.83
SP | Other | 40 | WIMBN1 | 3.39 | 3.21 | 0 | 0
SP | Other | 40 | WIMBS1 | 9.02 | 7.1 | 4.43 | 4.43
SP | Other | 40 | WISD_6 | 2.07 | 1.53 | 0.68 | 0.67
SP | Other | 40 | WMEL_1 | 139.45 | 129.73 | 6.01 | 6.01
SP | Other | 40 | WTHU31 | 3.5 | 2.08 | 2.08 | 2.08
SP | Other | 40 | WWEY_1 | 5.78 | 4.03 | 1.94 | 1.93
SP | Other | 40 | WYMOM_1 | 6.76 | 4.61 | 4.61 | 4.61
SP | Solar | 17 | ABHA1 | 82.33 | 0 | 1.86 | 58.88
SP | Solar | 17 | ABNE_P | 9.9 | 0 | 0.22 | 7.08
SP | Solar | 17 | ABTH_1 | 64.33 | 0 | 1.45 | 46.01
SP | Solar | 17 | ALVE1 | 183.06 | 0 | 4.14 | 130.92
SP | Solar | 17 | AMEM_1 | 37.22 | 0 | 0.84 | 26.62
SP | Solar | 17 | ARBR_P | 24.23 | 0 | 0.55 | 17.33
SP | Solar | 17 | AXMI1 | 93.28 | 0 | 2.11 | 66.71
SP | Solar | 17 | BARKC1 | 1.64 | 0 | 0.04 | 1.17
SP | Solar | 17 | BESW_1 | 43.45 | 0 | 0.98 | 31.08
SP | Solar | 17 | BICF_1 | 156.31 | 0 | 3.53 | 111.79
SP | Solar | 17 | BISW_1 | 17.58 | 0 | 0.4 | 12.57
SP | Solar | 17 | BOLN_1 | 65.49 | 0 | 1.48 | 46.84
SP | Solar | 17 | BOTW_1 | 54.96 | 0 | 1.24 | 39.31
SP | Solar | 17 | BRAI_1 | 95.97 | 0 | 2.17 | 68.64
SP | Solar | 17 | BRED_1 | 1.08 | 0 | 0.02 | 0.77
SP | Solar | 17 | BRFO_1 | 133.56 | 0 | 3.02 | 95.52
SP | Solar | 17 | BRLE_1 | 59.53 | 0 | 1.35 | 42.58
SP | Solar | 17 | BRWA1 | 239.5 | 0 | 5.41 | 171.29
SP | Solar | 17 | BURM_1 | 311.97 | 0 | 7.05 | 223.12
SP | Solar | 17 | BUSH_1 | 11.75 | 0 | 0.27 | 8.4
SP | Solar | 17 | CAMB_01 | 16.3 | 0 | 0.37 | 11.66
SP | Solar | 17 | CANTN1 | 108.8 | 0 | 2.46 | 77.81
SP | Solar | 17 | CAPEA1 | 5.43 | 0 | 0.12 | 3.88
SP | Solar | 17 | CARE_1 | 14.12 | 0 | 0.32 | 10.1
SP | Solar | 17 | CARR_1 | 1.66 | 0 | 0.04 | 1.19
SP | Solar | 17 | CELL_1 | 29.24 | 0 | 0.66 | 20.91
SP | Solar | 17 | CHIC_1 | 66.82 | 0 | 1.51 | 47.79
SP | Solar | 17 | CHTE_1 | 141.05 | 0 | 3.19 | 100.88
SP | Solar | 17 | CONQA1 | 110.45 | 0 | 2.5 | 78.99
SP | Solar | 17 | COVE_1 | 5.37 | 0 | 0.12 | 3.84
SP | Solar | 17 | COWL_1 | 268.05 | 0 | 6.06 | 191.71
SP | Solar | 17 | CREB_1 | 16.28 | 0 | 0.37 | 11.64
SP | Solar | 17 | CUPA | 4 | 0 | 0.09 | 2.86
SP | Solar | 17 | DEVO | 5 | 0 | 0.11 | 3.58
SP | Solar | 17 | DRAK_1 | 89.4 | 0 | 2.02 | 63.94
SP | Solar | 17 | EASO_1 | 224.24 | 0 | 5.07 | 160.38
SP | Solar | 17 | ECLA_1 | 121.33 | 0 | 2.74 | 86.78
SP | Solar | 17 | ELGI_P | 1.27 | 0 | 0.03 | 0.91
SP | Solar | 17 | ENDE_1 | 49.42 | 0 | 1.12 | 35.35
SP | Solar | 17 | EXET1 | 91.27 | 0 | 2.06 | 65.28
SP | Solar | 17 | FAWL_1 | 89.02 | 0 | 2.01 | 63.67
SP | Solar | 17 | FECK_6 | 137.83 | 0 | 3.11 | 98.58
SP | Solar | 17 | FERRA2 | 8.04 | 0 | 0.18 | 5.75
SP | Solar | 17 | FERRB1 | 5.43 | 0 | 0.12 | 3.88
SP | Solar | 17 | FLEE_1 | 43.15 | 0 | 0.98 | 30.86
SP | Solar | 17 | FROD_1 | 3.66 | 0 | 0.08 | 2.62
SP | Solar | 17 | GREN_1 | 243.4 | 0 | 5.5 | 174.08
SP | Solar | 17 | GRIW_1 | 29.78 | 0 | 0.67 | 21.3
SP | Solar | 17 | HAMHC1 | 27.56 | 0 | 0.62 | 19.71
SP | Solar | 17 | HARK_1 | 52.47 | 0 | 1.19 | 37.53
SP | Solar | 17 | HAWP_6 | 5.44 | 0 | 0.12 | 3.89
SP | Solar | 17 | HEYS_1 | 23.95 | 0 | 0.54 | 17.13
SP | Solar | 17 | HUTT_1 | 10.59 | 0 | 0.24 | 7.57
SP | Solar | 17 | IMPK_1 | 10.7 | 0 | 0.24 | 7.65
SP | Solar | 17 | INDQ1 | 332.89 | 0 | 7.52 | 238.08
SP | Solar | 17 | IROA1 | 100.97 | 0 | 2.28 | 72.21
SP | Solar | 17 | IRONB1 | 36.04 | 0 | 0.81 | 25.78
SP | Solar | 17 | KEAD_1 | 48.12 | 0 | 1.09 | 34.42
SP | Solar | 17 | KEAR_3 | 11.19 | 0 | 0.25 | 8
SP | Solar | 17 | KEMS_1 | 71.83 | 0 | 1.62 | 51.37
SP | Solar | 17 | KIBY_1 | 1.64 | 0 | 0.04 | 1.17
SP | Solar | 17 | KILW | 4.99 | 0 | 0.11 | 3.57
SP | Solar | 17 | KINO_1 | 21.51 | 0 | 0.49 | 15.38
SP | Solar | 17 | KINT_P | 1.8 | 0 | 0.04 | 1.29
SP | Solar | 17 | KITW_1 | 1.32 | 0 | 0.03 | 0.94
SP | Solar | 17 | KNAR | 16.27 | 0 | 0.37 | 11.64
SP | Solar | 17 | LACK_6 | 5.44 | 0 | 0.12 | 3.89
SP | Solar | 17 | LALE1SG003 | 5.26 | 0 | 0.12 | 3.76
SP | Solar | 17 | LAND1 | 227.67 | 0 | 5.15 | 162.83
SP | Solar | 17 | LEGA_1 | 65.26 | 0 | 1.47 | 46.67
SP | Solar | 17 | LISD_1 | 2.71 | 0 | 0.06 | 1.94
SP | Solar | 17 | LOVE_1 | 170.81 | 0 | 3.86 | 122.16
SP | Solar | 17 | MACC_3 | 10.86 | 0 | 0.25 | 7.77
SP | Solar | 17 | MACD_P | 2.4 | 0 | 0.05 | 1.72
SP | Solar | 17 | MAGA_6 | 27.52 | 0 | 0.62 | 19.68
SP | Solar | 17 | MANN_1 | 295.77 | 0 | 6.68 | 211.53
SP | Solar | 17 | MELK_1 | 276.42 | 0 | 6.25 | 197.7
SP | Solar | 17 | MILH_1 | 10.85 | 0 | 0.25 | 7.76
SP | Solar | 17 | MITY_1 | 512.01 | 0 | 11.57 | 366.19
SP | Solar | 17 | NFLE | 41.48 | 0 | 0.94 | 29.67
SP | Solar | 17 | NINF_1 | 72.38 | 0 | 1.64 | 51.77
SP | Solar | 17 | NORM_1 | 297.26 | 0 | 6.72 | 212.6
SP | Solar | 17 | NORT_1 | 31.3 | 0 | 0.71 | 22.39
SP | Solar | 17 | NURS_1 | 195.9 | 0 | 4.43 | 140.11
SP | Solar | 17 | PADIB1 | 5.43 | 0 | 0.12 | 3.88
SP | Solar | 17 | PELH_1 | 141.51 | 0 | 3.2 | 101.21
SP | Solar | 17 | PEMB_1 | 242.25 | 0 | 5.47 | 173.26
SP | Solar | 17 | PENN_1 | 5.43 | 0 | 0.12 | 3.88
SP | Solar | 17 | PENT_1 | 46.26 | 0 | 1.05 | 33.09
SP | Solar | 17 | PENW_1 | 45.41 | 0 | 1.03 | 32.48
SP | Solar | 17 | POPP_3 | 10.87 | 0 | 0.25 | 7.77
SP | Solar | 17 | PYLE_1 | 36.77 | 0 | 0.83 | 26.3
SP | Solar | 17 | RAIN_1 | 2.83 | 0 | 0.06 | 2.02
SP | Solar | 17 | RASS_1 | 36.14 | 0 | 0.82 | 25.85
SP | Solar | 17 | RATS_1 | 76.43 | 0 | 1.73 | 54.66
SP | Solar | 17 | RAYL_1 | 24.41 | 0 | 0.55 | 17.46
SP | Solar | 17 | REDH | 8.3 | 0 | 0.19 | 5.94
SP | Solar | 17 | RICH1 | 67.01 | 0 | 1.51 | 47.93
SP | Solar | 17 | ROCH_1 | 2.61 | 0 | 0.06 | 1.87
SP | Solar | 17 | RUGEB1 | 15.48 | 0 | 0.35 | 11.07
SP | Solar | 17 | SALH_1 | 10.8 | 0 | 0.24 | 7.72
SP | Solar | 17 | SALT_1 | 6.6 | 0 | 0.15 | 4.72
SP | Solar | 17 | SBAR | 48.07 | 0 | 1.09 | 34.38
SP | Solar | 17 | SEAB1 | 93.38 | 0 | 2.11 | 66.79
SP | Solar | 17 | SELL_1 | 47.94 | 0 | 1.08 | 34.29
SP | Solar | 17 | SHRW_1 | 116.14 | 0 | 2.62 | 83.06
SP | Solar | 17 | SKLGB1 | 5.43 | 0 | 0.12 | 3.88
SP | Solar | 17 | SPEN_1 | 5.39 | 0 | 0.12 | 3.85
SP | Solar | 17 | STAH_1 | 10.28 | 0 | 0.23 | 7.35
SP | Solar | 17 | STAY_1 | 137.24 | 0 | 3.1 | 98.15
SP | Solar | 17 | STES_1 | 5.43 | 0 | 0.12 | 3.88
SP | Solar | 17 | STRI_P | 1.6 | 0 | 0.04 | 1.14
SP | Solar | 17 | SUND_1 | 48.94 | 0 | 1.11 | 35
SP | Solar | 17 | SWAN_1 | 117.47 | 0 | 2.65 | 84.01
SP | Solar | 17 | TARL_P | 4.95 | 0 | 0.11 | 3.54
SP | Solar | 17 | TAUN1 | 83.97 | 0 | 1.9 | 60.06
SP | Solar | 17 | THOM_6 | 5.4 | 0 | 0.12 | 3.86
SP | Solar | 17 | TILBB_1 | 4.69 | 0 | 0.11 | 3.35
SP | Solar | 17 | TRAW_1 | 16.44 | 0 | 0.37 | 11.76
SP | Solar | 17 | UPPB_1 | 31.52 | 0 | 0.71 | 22.54
SP | Solar | 17 | UPPB_3 | 30.82 | 0 | 0.7 | 22.04
SP | Solar | 17 | USKM_1 | 39.52 | 0 | 0.89 | 28.26
SP | Solar | 17 | WALH_1 | 101.25 | 0 | 2.29 | 72.41
SP | Solar | 17 | WALP_1 | 22.62 | 0 | 0.51 | 16.18
SP | Solar | 17 | WALP_B | 195.87 | 0 | 4.43 | 140.09
SP | Solar | 17 | WARL_1 | 16.52 | 0 | 0.37 | 11.82
SP | Solar | 17 | WASF_1 | 5.43 | 0 | 0.12 | 3.88
SP | Solar | 17 | WBOL_6 | 5.12 | 0 | 0.12 | 3.66
SP | Solar | 17 | WBUR_1 | 111.46 | 0 | 2.52 | 79.72
SP | Solar | 17 | WILL_1 | 51.96 | 0 | 1.17 | 37.16
SP | Solar | 17 | WWEY_1 | 2.17 | 0 | 0.05 | 1.55
SP | Solar | 17 | WYMOM_1 | 24.7 | 0 | 0.56 | 17.67
SP | Solar | 18 | ABHA1 | 86.61 | 0 | 1.96 | 61.94
SP | Solar | 18 | ABNE_P | 10.42 | 0 | 0.24 | 7.45
SP | Solar | 18 | ABTH_1 | 67.67 | 0 | 1.53 | 48.4
SP | Solar | 18 | ALVE1 | 192.56 | 0 | 4.35 | 137.72
SP | Solar | 18 | AMEM_1 | 39.15 | 0 | 0.88 | 28
SP | Solar | 18 | ARBR_P | 25.5 | 0 | 0.58 | 18.24
SP | Solar | 18 | AXMI1 | 98.13 | 0 | 2.22 | 70.18
SP | Solar | 18 | BARKC1 | 1.72 | 0 | 0.04 | 1.23
SP | Solar | 18 | BESW_1 | 45.71 | 0 | 1.03 | 32.69
SP | Solar | 18 | BICF_1 | 164.43 | 0 | 3.72 | 117.6
SP | Solar | 18 | BISW_1 | 18.5 | 0 | 0.42 | 13.23
SP | Solar | 18 | BOLN_1 | 68.89 | 0 | 1.56 | 49.27
SP | Solar | 18 | BOTW_1 | 57.82 | 0 | 1.31 | 41.35
SP | Solar | 18 | BRAI_1 | 100.96 | 0 | 2.28 | 72.21
SP | Solar | 18 | BRED_1 | 1.14 | 0 | 0.03 | 0.82
SP | Solar | 18 | BRFO_1 | 140.5 | 0 | 3.18 | 100.49
SP | Solar | 18 | BRLE_1 | 62.62 | 0 | 1.42 | 44.79
SP | Solar | 18 | BRWA1 | 251.94 | 0 | 5.69 | 180.19
SP | Solar | 18 | BURM_1 | 328.17 | 0 | 7.42 | 234.71
SP | Solar | 18 | BUSH_1 | 12.36 | 0 | 0.28 | 8.84
SP | Solar | 18 | CAMB_01 | 17.14 | 0 | 0.39 | 12.26
SP | Solar | 18 | CANTN1 | 114.45 | 0 | 2.59 | 81.85
SP | Solar | 18 | CAPEA1 | 5.72 | 0 | 0.13 | 4.09
SP | Solar | 18 | CARE_1 | 14.85 | 0 | 0.34 | 10.62
SP | Solar | 18 | CARR_1 | 1.74 | 0 | 0.04 | 1.24
SP | Solar | 18 | CELL_1 | 30.76 | 0 | 0.7 | 22
SP | Solar | 18 | CHIC_1 | 70.3 | 0 | 1.59 | 50.28
SP | Solar | 18 | CHTE_1 | 148.38 | 0 | 3.35 | 106.12
SP | Solar | 18 | CONQA1 | 116.18 | 0 | 2.63 | 83.09
SP | Solar | 18 | COVE_1 | 5.65 | 0 | 0.13 | 4.04
SP | Solar | 18 | COWL_1 | 281.98 | 0 | 6.37 | 201.67
SP | Solar | 18 | CREB_1 | 17.12 | 0 | 0.39 | 12.24
SP | Solar | 18 | CUPA | 5.04 | 0 | 0.11 | 3.6
SP | Solar | 18 | DEVO | 6.3 | 0 | 0.14 | 4.51
SP | Solar | 18 | DRAK_1 | 94.04 | 0 | 2.13 | 67.26
SP | Solar | 18 | EASO_1 | 235.88 | 0 | 5.33 | 168.7
SP | Solar | 18 | ECLA_1 | 127.63 | 0 | 2.88 | 91.28
SP | Solar | 18 | ELGI_P | 1.34 | 0 | 0.03 | 0.96
SP | Solar | 18 | ENDE_1 | 51.98 | 0 | 1.17 | 37.18
SP | Solar | 18 | EXET1 | 96.01 | 0 | 2.17 | 68.67
SP | Solar | 18 | FAWL_1 | 93.65 | 0 | 2.12 | 66.98
SP | Solar | 18 | FECK_6 | 144.99 | 0 | 3.28 | 103.7
SP | Solar | 18 | FERRA2 | 8.46 | 0 | 0.19 | 6.05
SP | Solar | 18 | FERRB1 | 5.72 | 0 | 0.13 | 4.09
SP | Solar | 18 | FLEE_1 | 45.39 | 0 | 1.03 | 32.46
SP | Solar | 18 | FROD_1 | 3.85 | 0 | 0.09 | 2.75
SP | Solar | 18 | GREN_1 | 256.04 | 0 | 5.79 | 183.12
SP | Solar | 18 | GRIW_1 | 31.33 | 0 | 0.71 | 22.41
SP | Solar | 18 | HAMHC1 | 28.99 | 0 | 0.66 | 20.73
SP | Solar | 18 | HARK_1 | 55.19 | 0 | 1.25 | 39.47
SP | Solar | 18 | HAWP_6 | 5.72 | 0 | 0.13 | 4.09
SP | Solar | 18 | HEYS_1 | 25.19 | 0 | 0.57 | 18.02
SP | Solar | 18 | HUTT_1 | 11.14 | 0 | 0.25 | 7.97
SP | Solar | 18 | IMPK_1 | 11.25 | 0 | 0.25 | 8.05
SP | Solar | 18 | INDQ1 | 350.18 | 0 | 7.91 | 250.45
SP | Solar | 18 | IROA1 | 106.22 | 0 | 2.4 | 75.97
SP | Solar | 18 | IRONB1 | 37.91 | 0 | 0.86 | 27.11
SP | Solar | 18 | KEAD_1 | 50.62 | 0 | 1.14 | 36.2
SP | Solar | 18 | KEAR_3 | 11.77 | 0 | 0.27 | 8.42
SP | Solar | 18 | KEMS_1 | 75.56 | 0 | 1.71 | 54.04
SP | Solar | 18 | KIBY_1 | 1.73 | 0 | 0.04 | 1.24
SP | Solar | 18 | KILW | 6.29 | 0 | 0.14 | 4.5
SP | Solar | 18 | KINO_1 | 22.62 | 0 | 0.51 | 16.18
SP | Solar | 18 | KINT_P | 1.89 | 0 | 0.04 | 1.35
SP | Solar | 18 | KITW_1 | 1.38 | 0 | 0.03 | 0.99
SP | Solar | 18 | KNAR | 17.12 | 0 | 0.39 | 12.24
SP | Solar | 18 | LACK_6 | 5.72 | 0 | 0.13 | 4.09
SP | Solar | 18 | LALE1SG003 | 5.53 | 0 | 0.12 | 3.96
SP | Solar | 18 | LAND1 | 239.49 | 0 | 5.41 | 171.28
SP | Solar | 18 | LEGA_1 | 68.65 | 0 | 1.55 | 49.1
SP | Solar | 18 | LISD_1 | 2.85 | 0 | 0.06 | 2.04
SP | Solar | 18 | LOVE_1 | 179.68 | 0 | 4.06 | 128.51
SP | Solar | 18 | MACC_3 | 11.43 | 0 | 0.26 | 8.17
SP | Solar | 18 | MACD_P | 2.53 | 0 | 0.06 | 1.81
SP | Solar | 18 | MAGA_6 | 28.95 | 0 | 0.65 | 20.71
SP | Solar | 18 | MANN_1 | 311.13 | 0 | 7.03 | 222.52
SP | Solar | 18 | MELK_1 | 290.78 | 0 | 6.57 | 207.97
SP | Solar | 18 | MILH_1 | 11.42 | 0 | 0.26 | 8.17
SP | Solar | 18 | MITY_1 | 538.61 | 0 | 12.17 | 385.21
SP | Solar | 18 | NFLE | 43.63 | 0 | 0.99 | 31.2
SP | Solar | 18 | NINF_1 | 76.14 | 0 | 1.72 | 54.46
SP | Solar | 18 | NORM_1 | 312.7 | 0 | 7.07 | 223.64
SP | Solar | 18 | NORT_1 | 32.92 | 0 | 0.74 | 23.54
SP | Solar | 18 | NURS_1 | 206.07 | 0 | 4.66 | 147.38
SP | Solar | 18 | PADIB1 | 5.71 | 0 | 0.13 | 4.08
SP | Solar | 18 | PELH_1 | 148.86 | 0 | 3.36 | 106.46
SP | Solar | 18 | PEMB_1 | 254.83 | 0 | 5.76 | 182.25
SP | Solar | 18 | PENN_1 | 5.71 | 0 | 0.13 | 4.08
SP | Solar | 18 | PENT_1 | 48.66 | 0 | 1.1 | 34.8
SP | Solar | 18 | PENW_1 | 47.77 | 0 | 1.08 | 34.17
SP | Solar | 18 | POPP_3 | 11.43 | 0 | 0.26 | 8.17
SP | Solar | 18 | PYLE_1 | 38.68 | 0 | 0.87 | 27.66
SP | Solar | 18 | RAIN_1 | 2.97 | 0 | 0.07 | 2.12
SP | Solar | 18 | RASS_1 | 38.02 | 0 | 0.86 | 27.19
SP | Solar | 18 | RATS_1 | 80.4 | 0 | 1.82 | 57.5
SP | Solar | 18 | RAYL_1 | 25.68 | 0 | 0.58 | 18.37
SP | Solar | 18 | REDH | 10.46 | 0 | 0.24 | 7.48
SP | Solar | 18 | RICH1 | 70.49 | 0 | 1.59 | 50.41
SP | Solar | 18 | ROCH_1 | 2.75 | 0 | 0.06 | 1.97
SP | Solar | 18 | RUGEB1 | 16.29 | 0 | 0.37 | 11.65
SP | Solar | 18 | SALH_1 | 11.36 | 0 | 0.26 | 8.12
SP | Solar | 18 | SALT_1 | 6.95 | 0 | 0.16 | 4.97
SP | Solar | 18 | SBAR | 50.57 | 0 | 1.14 | 36.17
SP | Solar | 18 | SEAB1 | 98.23 | 0 | 2.22 | 70.25
SP | Solar | 18 | SELL_1 | 50.43 | 0 | 1.14 | 36.07
SP | Solar | 18 | SHRW_1 | 122.18 | 0 | 2.76 | 87.38
SP | Solar | 18 | SKLGB1 | 5.71 | 0 | 0.13 | 4.08
SP | Solar | 18 | SPEN_1 | 5.68 | 0 | 0.13 | 4.06
SP | Solar | 18 | STAH_1 | 10.81 | 0 | 0.24 | 7.73
SP | Solar | 18 | STAY_1 | 144.37 | 0 | 3.26 | 103.25
SP | Solar | 18 | STES_1 | 5.71 | 0 | 0.13 | 4.08
SP | Solar | 18 | STRI_P | 1.68 | 0 | 0.04 | 1.2
SP | Solar | 18 | SUND_1 | 51.48 | 0 | 1.16 | 36.82
SP | Solar | 18 | SWAN_1 | 123.57 | 0 | 2.79 | 88.38
SP | Solar | 18 | TARL_P | 5.21 | 0 | 0.12 | 3.73
SP | Solar | 18 | TAUN1 | 88.33 | 0 | 2 | 63.17
SP | Solar | 18 | THOM_6 | 5.68 | 0 | 0.13 | 4.06
SP | Solar | 18 | TILBB_1 | 4.93 | 0 | 0.11 | 3.53
SP | Solar | 18 | TRAW_1 | 17.29 | 0 | 0.39 | 12.37
SP | Solar | 18 | UPPB_1 | 33.16 | 0 | 0.75 | 23.72
SP | Solar | 18 | UPPB_3 | 32.42 | 0 | 0.73 | 23.19
SP | Solar | 18 | USKM_1 | 41.57 | 0 | 0.94 | 29.73
SP | Solar | 18 | WALH_1 | 106.51 | 0 | 2.41 | 76.18
SP | Solar | 18 | WALP_1 | 23.79 | 0 | 0.54 | 17.01
SP | Solar | 18 | WALP_B | 206.04 | 0 | 4.66 | 147.36
SP | Solar | 18 | WARL_1 | 17.38 | 0 | 0.39 | 12.43
SP | Solar | 18 | WASF_1 | 5.71 | 0 | 0.13 | 4.08
SP | Solar | 18 | WBOL_6 | 5.39 | 0 | 0.12 | 3.85
SP | Solar | 18 | WBUR_1 | 117.25 | 0 | 2.65 | 83.86
SP | Solar | 18 | WILL_1 | 54.66 | 0 | 1.24 | 39.09
SP | Solar | 18 | WWEY_1 | 2.29 | 0 | 0.05 | 1.64
SP | Solar | 18 | WYMOM_1 | 25.98 | 0 | 0.59 | 18.58
SP | Solar | 19 | ABHA1 | 89.44 | 0 | 2.02 | 63.97
SP | Solar | 19 | ABNE_P | 10.76 | 0 | 0.24 | 7.7
SP | Solar | 19 | ABTH_1 | 69.88 | 0 | 1.58 | 49.98
SP | Solar | 19 | ALVE1 | 198.85 | 0 | 4.49 | 142.22
SP | Solar | 19 | AMEM_1 | 40.43 | 0 | 0.91 | 28.92
SP | Solar | 19 | ARBR_P | 26.34 | 0 | 0.6 | 18.84
SP | Solar | 19 | AXMI1 | 101.33 | 0 | 2.29 | 72.47
SP | Solar | 19 | BARKC1 | 1.78 | 0 | 0.04 | 1.27
SP | Solar | 19 | BESW_1 | 47.2 | 0 | 1.07 | 33.76
SP | Solar | 19 | BICF_1 | 169.8 | 0 | 3.84 | 121.44
SP | Solar | 19 | BISW_1 | 19.1 | 0 | 0.43 | 13.66
SP | Solar | 19 | BOLN_1 | 71.14 | 0 | 1.61 | 50.88
SP | Solar | 19 | BOTW_1 | 59.71 | 0 | 1.35 | 42.7
SP | Solar | 19 | BRAI_1 | 104.25 | 0 | 2.36 | 74.56
SP | Solar | 19 | BRED_1 | 1.18 | 0 | 0.03 | 0.84
SP | Solar | 19 | BRFO_1 | 145.08 | 0 | 3.28 | 103.76
SP | Solar | 19 | BRLE_1 | 64.67 | 0 | 1.46 | 46.25
SP | Solar | 19 | BRWA1 | 260.16 | 0 | 5.88 | 186.07
SP | Solar | 19 | BURM_1 | 338.89 | 0 | 7.66 | 242.37
SP | Solar | 19 | BUSH_1 | 12.77 | 0 | 0.29 | 9.13
SP | Solar | 19 | CAMB_01 | 17.7 | 0 | 0.4 | 12.66
SP | Solar | 19 | CANTN1 | 118.19 | 0 | 2.67 | 84.53
SP | Solar | 19 | CAPEA1 | 5.9 | 0 | 0.13 | 4.22
SP | Solar | 19 | CARE_1 | 15.33 | 0 | 0.35 | 10.96
SP | Solar | 19 | CARR_1 | 1.8 | 0 | 0.04 | 1.29
SP | Solar | 19 | CELL_1 | 31.76 | 0 | 0.72 | 22.71
SP | Solar | 19 | CHIC_1 | 72.59 | 0 | 1.64 | 51.92
SP | Solar | 19 | CHTE_1 | 153.22 | 0 | 3.46 | 109.58
SP | Solar | 19 | CONQA1 | 119.97 | 0 | 2.71 | 85.8
SP | Solar | 19 | COVE_1 | 5.83 | 0 | 0.13 | 4.17
SP | Solar | 19 | COWL_1 | 291.18 | 0 | 6.58 | 208.25
SP | Solar | 19 | CREB_1 | 17.68 | 0 | 0.4 | 12.64
SP | Solar | 19 | CUPA | 5.64 | 0 | 0.13 | 4.03
SP | Solar | 19 | DEVO | 7.04 | 0 | 0.16 | 5.04
SP | Solar | 19 | DRAK_1 | 97.11 | 0 | 2.19 | 69.45
SP | Solar | 19 | EASO_1 | 243.58 | 0 | 5.5 | 174.21
SP | Solar | 19 | ECLA_1 | 131.79 | 0 | 2.98 | 94.26
SP | Solar | 19 | ELGI_P | 1.38 | 0 | 0.03 | 0.99
SP | Solar | 19 | ENDE_1 | 53.68 | 0 | 1.21 | 38.39
SP | Solar | 19 | EXET1 | 99.14 | 0 | 2.24 | 70.9
SP | Solar | 19 | FAWL_1 | 96.7 | 0 | 2.19 | 69.16
SP | Solar | 19 | FECK_6 | 149.72 | 0 | 3.38 | 107.08
SP | Solar | 19 | FERRA2 | 8.74 | 0 | 0.2 | 6.25
SP | Solar | 19 | FERRB1 | 5.9 | 0 | 0.13 | 4.22
SP | Solar | 19 | FLEE_1 | 46.87 | 0 | 1.06 | 33.52
SP | Solar | 19 | FROD_1 | 3.98 | 0 | 0.09 | 2.85
SP | Solar | 19 | GREN_1 | 264.4 | 0 | 5.98 | 189.1
SP | Solar | 19 | GRIW_1 | 32.35 | 0 | 0.73 | 23.14
SP | Solar | 19 | HAMHC1 | 29.94 | 0 | 0.68 | 21.41
SP | Solar | 19 | HARK_1 | 56.99 | 0 | 1.29 | 40.76
SP | Solar | 19 | HAWP_6 | 5.9 | 0 | 0.13 | 4.22
SP | Solar | 19 | HEYS_1 | 26.01 | 0 | 0.59 | 18.6
SP | Solar | 19 | HUTT_1 | 11.5 | 0 | 0.26 | 8.22
SP | Solar | 19 | IMPK_1 | 11.62 | 0 | 0.26 | 8.31
SP | Solar | 19 | INDQ1 | 361.61 | 0 | 8.17 | 258.62
SP | Solar | 19 | IROA1 | 109.69 | 0 | 2.48 | 78.45
SP | Solar | 19 | IRONB1 | 39.15 | 0 | 0.88 | 28
SP | Solar | 19 | KEAD_1 | 52.27 | 0 | 1.18 | 37.38
SP | Solar | 19 | KEAR_3 | 12.15 | 0 | 0.27 | 8.69
SP | Solar | 19 | KEMS_1 | 78.03 | 0 | 1.76 | 55.81
SP | Solar | 19 | KIBY_1 | 1.79 | 0 | 0.04 | 1.28
SP | Solar | 19 | KILW | 7.03 | 0 | 0.16 | 5.03
SP | Solar | 19 | KINO_1 | 23.36 | 0 | 0.53 | 16.71
SP | Solar | 19 | KINT_P | 1.96 | 0 | 0.04 | 1.4
SP | Solar | 19 | KITW_1 | 1.43 | 0 | 0.03 | 1.02
SP | Solar | 19 | KNAR | 17.67 | 0 | 0.4 | 12.64
SP | Solar | 19 | LACK_6 | 5.9 | 0 | 0.13 | 4.22
SP | Solar | 19 | LALE1SG003 | 5.71 | 0 | 0.13 | 4.08
SP | Solar | 19 | LAND1 | 247.31 | 0 | 5.59 | 176.88
SP | Solar | 19 | LEGA_1 | 70.89 | 0 | 1.6 | 50.7
SP | Solar | 19 | LISD_1 | 2.94 | 0 | 0.07 | 2.1
SP | Solar | 19 | LOVE_1 | 185.55 | 0 | 4.19 | 132.71
SP | Solar | 19 | MACC_3 | 11.8 | 0 | 0.27 | 8.44
SP | Solar | 19 | MACD_P | 2.61 | 0 | 0.06 | 1.87
SP | Solar | 19 | MAGA_6 | 29.89 | 0 | 0.68 | 21.38
SP | Solar | 19 | MANN_1 | 321.28 | 0 | 7.26 | 229.78
SP | Solar | 19 | MELK_1 | 300.27 | 0 | 6.79 | 214.75
SP | Solar | 19 | MILH_1 | 11.79 | 0 | 0.27 | 8.43
SP | Solar | 19 | MITY_1 | 556.19 | 0 | 12.57 | 397.79
SP | Solar | 19 | NFLE | 45.05 | 0 | 1.02 | 32.22
SP | Solar | 19 | NINF_1 | 78.62 | 0 | 1.78 | 56.23
SP | Solar | 19 | NORM_1 | 322.91 | 0 | 7.3 | 230.95
SP | Solar | 19 | NORT_1 | 34 | 0 | 0.77 | 24.32
SP | Solar | 19 | NURS_1 | 212.8 | 0 | 4.81 | 152.19
SP | Solar | 19 | PADIB1 | 5.89 | 0 | 0.13 | 4.21
SP | Solar | 19 | PELH_1 | 153.72 | 0 | 3.47 | 109.94
SP | Solar | 19 | PEMB_1 | 263.15 | 0 | 5.95 | 188.2
SP | Solar | 19 | PENN_1 | 5.9 | 0 | 0.13 | 4.22
SP | Solar | 19 | PENT_1 | 50.25 | 0 | 1.14 | 35.94
SP | Solar | 19 | PENW_1 | 49.33 | 0 | 1.11 | 35.28
SP | Solar | 19 | POPP_3 | 11.81 | 0 | 0.27 | 8.45
SP | Solar | 19 | PYLE_1 | 39.94 | 0 | 0.9 | 28.57
SP | Solar | 19 | RAIN_1 | 3.07 | 0 | 0.07 | 2.2
SP | Solar | 19 | RASS_1 | 39.26 | 0 | 0.89 | 28.08
SP | Solar | 19 | RATS_1 | 83.03 | 0 | 1.88 | 59.38
SP | Solar | 19 | RAYL_1 | 26.51 | 0 | 0.6 | 18.96
SP | Solar | 19 | REDH | 11.69 | 0 | 0.26 | 8.36
SP | Solar | 19 | RICH1 | 72.79 | 0 | 1.65 | 52.06
SP | Solar | 19 | ROCH_1 | 2.83 | 0 | 0.06 | 2.02
SP | Solar | 19 | RUGEB1 | 16.82 | 0 | 0.38 | 12.03
SP | Solar | 19 | SALH_1 | 11.73 | 0 | 0.27 | 8.39
SP | Solar | 19 | SALT_1 | 7.17 | 0 | 0.16 | 5.13
SP | Solar | 19 | SBAR | 52.22 | 0 | 1.18 | 37.35
SP | Solar | 19 | SEAB1 | 101.43 | 0 | 2.29 | 72.54
SP | Solar | 19 | SELL_1 | 52.08 | 0 | 1.18 | 37.25
SP | Solar | 19 | SHRW_1 | 126.16 | 0 | 2.85 | 90.23
SP | Solar | 19 | SKLGB1 | 5.89 | 0 | 0.13 | 4.21
SP | Solar | 19 | SPEN_1 | 5.86 | 0 | 0.13 | 4.19
SP | Solar | 19 | STAH_1 | 11.16 | 0 | 0.25 | 7.98
SP | Solar | 19 | STAY_1 | 149.08 | 0 | 3.37 | 106.62
SP | Solar | 19 | STES_1 | 5.89 | 0 | 0.13 | 4.21
SP | Solar | 19 | STRI_P | 1.74 | 0 | 0.04 | 1.24
SP | Solar | 19 | SUND_1 | 53.16 | 0 | 1.2 | 38.02
SP | Solar | 19 | SWAN_1 | 127.6 | 0 | 2.88 | 91.26
SP | Solar | 19 | TARL_P | 5.38 | 0 | 0.12 | 3.85
SP | Solar | 19 | TAUN1 | 91.21 | 0 | 2.06 | 65.23
SP | Solar | 19 | THOM_6 | 5.87 | 0 | 0.13 | 4.2
SP | Solar | 19 | TILBB_1 | 5.09 | 0 | 0.12 | 3.64
SP | Solar | 19 | TRAW_1 | 17.86 | 0 | 0.4 | 12.77
SP | Solar | 19 | UPPB_1 | 34.24 | 0 | 0.77 | 24.49
SP | Solar | 19 | UPPB_3 | 33.48 | 0 | 0.76 | 23.94
SP | Solar | 19 | USKM_1 | 42.93 | 0 | 0.97 | 30.7
SP | Solar | 19 | WALH_1 | 109.98 | 0 | 2.49 | 78.66
SP | Solar | 19 | WALP_1 | 24.57 | 0 | 0.56 | 17.57
SP | Solar | 19 | WALP_B | 212.77 | 0 | 4.81 | 152.17
SP | Solar | 19 | WARL_1 | 17.95 | 0 | 0.41 | 12.84
SP | Solar | 19 | WASF_1 | 5.89 | 0 | 0.13 | 4.21
SP | Solar | 19 | WBOL_6 | 5.57 | 0 | 0.13 | 3.98
SP | Solar | 19 | WBUR_1 | 121.07 | 0 | 2.74 | 86.59
SP | Solar | 19 | WILL_1 | 56.44 | 0 | 1.28 | 40.37
SP | Solar | 19 | WWEY_1 | 2.36 | 0 | 0.05 | 1.69
SP | Solar | 19 | WYMOM_1 | 26.83 | 0 | 0.61 | 19.19
SP | Solar | 20 | ABHA1 | 92.57 | 0 | 2.09 | 66.21
SP | Solar | 20 | ABNE_P | 10.79 | 0 | 0.24 | 7.72
SP | Solar | 20 | ABTH_1 | 70.07 | 0 | 1.58 | 50.11
SP | Solar | 20 | ACTL_2 | 0.1 | 0 | 0 | 0.07
SP | Solar | 20 | ACTL_C | 0.1 | 0 | 0 | 0.07
SP | Solar | 20 | ALNE_P | 0.03 | 0 | 0 | 0.02
SP | Solar | 20 | ALST_3 | 0.19 | 0 | 0 | 0.14
SP | Solar | 20 | ALVE1 | 201.98 | 0 | 4.56 | 144.46
SP | Solar | 20 | AMEM_1 | 40.56 | 0 | 0.92 | 29.01
SP | Solar | 20 | ARBR_P | 26.34 | 0 | 0.6 | 18.84
SP | Solar | 20 | ARDK_P | 0.01 | 0 | 0 | 0.01
SP | Solar | 20 | ARMO_P | 0.07 | 0 | 0 | 0.05
SP | Solar | 20 | AXMI1 | 105.49 | 0 | 2.38 | 75.45
SP | Solar | 20 | BAGA | 0.13 | 0 | 0 | 0.09
SP | Solar | 20 | BAIN | 0.13 | 0 | 0 | 0.09
SP | Solar | 20 | BARKC1 | 1.92 | 0 | 0.04 | 1.37
SP | Solar | 20 | BARKW3 | 0.14 | 0 | 0 | 0.1
SP | Solar | 20 | BEDDT1 | 0.16 | 0 | 0 | 0.11
SP | Solar | 20 | BEDD_1 | 0.16 | 0 | 0 | 0.11
SP | Solar | 20 | BERW | 0.01 | 0 | 0 | 0.01
SP | Solar | 20 | BESW_1 | 47.85 | 0 | 1.08 | 34.22
SP | Solar | 20 | BICF_1 | 177.75 | 0 | 4.02 | 127.13
SP | Solar | 20 | BIRK_1 | 0.19 | 0 | 0 | 0.14
SP | Solar | 20 | BISW_1 | 19.42 | 0 | 0.44 | 13.89
SP | Solar | 20 | BLYTB1 | 0.57 | 0 | 0.01 | 0.41
SP | Solar | 20 | BLYTH132 | 0.57 | 0 | 0.01 | 0.41
SP | Solar | 20 | BOAG_P | 0.01 | 0 | 0 | 0.01
SP | Solar | 20 | BOLN_1 | 71.71 | 0 | 1.62 | 51.29
SP | Solar | 20 | BONN | 0.13 | 0 | 0 | 0.09
SP | Solar | 20 | BOTW_1 | 62.26 | 0 | 1.41 | 44.53
SP | Solar | 20 | BRAC_P | 0.01 | 0 | 0 | 0.01
SP | Solar | 20 | BRAI_1 | 105.39 | 0 | 2.38 | 75.37
SP | Solar | 20 | BRAW_1 | 0.14 | 0 | 0 | 0.1
SP | Solar | 20 | BRED_1 | 1.37 | 0 | 0.03 | 0.98
SP | Solar | 20 | BRFO_1 | 146.09 | 0 | 3.3 | 104.48
SP | Solar | 20 | BRIM_1 | 1.14 | 0 | 0.03 | 0.82
SP | Solar | 20 | BRLE_1 | 65.8 | 0 | 1.49 | 47.06
SP | Solar | 20 | BROX | 0.01 | 0 | 0 | 0.01
SP | Solar | 20 | BRWA1 | 264.7 | 0 | 5.98 | 189.31
SP | Solar | 20 | BURM_1 | 351.37 | 0 | 7.94 | 251.3
SP | Solar | 20 | BUSH_1 | 13.09 | 0 | 0.3 | 9.36
SP | Solar | 20 | BUST_1 | 0.65 | 0 | 0.01 | 0.46
SP | Solar | 20 | CAFA | 0.01 | 0 | 0 | 0.01
SP | Solar | 20 | CAMB_01 | 18.27 | 0 | 0.41 | 13.07
SP | Solar | 20 | CANTN1 | 119.55 | 0 | 2.7 | 85.5
SP | Solar | 20 | CAPEA1 | 6.09 | 0 | 0.14 | 4.36
SP | Solar | 20 | CARE_1 | 15.52 | 0 | 0.35 | 11.1
SP | Solar | 20 | CARR_1 | 1.99 | 0 | 0.04 | 1.42
SP | Solar | 20 | CASS_P | 0.01 | 0 | 0 | 0.01
SP | Solar | 20 | CATY | 0.01 | 0 | 0 | 0.01
SP | Solar | 20 | CBNK_H | 0.1 | 0 | 0 | 0.07
SP | Solar | 20 | CELL_1 | 33.46 | 0 | 0.76 | 23.93
SP | Solar | 20 | CHAP | 0.01 | 0 | 0 | 0.01
SP | Solar | 20 | CHAS | 0.01 | 0 | 0 | 0.01
SP | Solar | 20 | CHIC_1 | 76.75 | 0 | 1.73 | 54.89
SP | Solar | 20 | CHSI_1 | 0.16 | 0 | 0 | 0.11
SP | Solar | 20 | CHTE_1 | 153.45 | 0 | 3.47 | 109.75
SP | Solar | 20 | CITR_1 | 0.1 | 0 | 0 | 0.07
SP | Solar | 20 | CLAC_P | 0.02 | 0 | 0 | 0.01
SP | Solar | 20 | CLT03 | 1.01 | 0 | 0.02 | 0.72
SP | Solar | 20 | CLYM | 0.01 | 0 | 0 | 0.01
SP | Solar | 20 | COAT | 0.01 | 0 | 0 | 0.01
SP | Solar | 20 | CONQA1 | 120.54 | 0 | 2.72 | 86.21
SP | Solar | 20 | COUA_P | 0.01 | 0 | 0 | 0.01
SP | Solar | 20 | COVE_1 | 6.48 | 0 | 0.15 | 4.63
SP | Solar | 20 | COWL_1 | 295.72 | 0 | 6.68 | 211.5
SP | Solar | 20 | COYL | 0.01 | 0 | 0 | 0.01
SP | Solar | 20 | CREB_1 | 18.44 | 0 | 0.42 | 13.19
SP | Solar | 20 | CUMB | 0.13 | 0 | 0 | 0.09
SP | Solar | 20 | CUPA | 5.76 | 0 | 0.13 | 4.12
SP | Solar | 20 | DALM3 | 0.01 | 0 | 0 | 0.01
SP | Solar | 20 | DEVM | 0.01 | 0 | 0 | 0.01
SP | Solar | 20 | DEVO | 7.17 | 0 | 0.16 | 5.13
SP | Solar | 20 | DOUN_P | 0.02 | 0 | 0 | 0.01
SP | Solar | 20 | DRAK_1 | 97.43 | 0 | 2.2 | 69.68
SP | Solar | 20 | DRAX_1 | 0.57 | 0 | 0.01 | 0.41
SP | Solar | 20 | DRCR | 0.13 | 0 | 0 | 0.09
SP | Solar | 20 | DUDH_P | 0.01 | 0 | 0 | 0.01
SP | Solar | 20 | DUGR_P | 0.01 | 0 | 0 | 0.01
SP | Solar | 20 | DUNB | 0.01 | 0 | 0 | 0.01
SP | Solar | 20 | DUNF | 0.13 | 0 | 0 | 0.09
SP | Solar | 20 | DUNO_P | 0.13 | 0 | 0 | 0.09
SP | Solar | 20 | DYCE_P | 0.03 | 0 | 0 | 0.02
SP | Solar | 20 | EALI_6 | 0.1 | 0 | 0 | 0.07
SP | Solar | 20 | EASO_1 | 245.85 | 0 | 5.56 | 175.83
SP | Solar | 20 | EAST | 0.01 | 0 | 0 | 0.01
SP | Solar | 20 | ECCL | 0.01 | 0 | 0 | 0.01
SP | Solar | 20 | ECLA_1 | 134.06 | 0 | 3.03 | 95.88
SP | Solar | 20 | EKIL | 0.01 | 0 | 0 | 0.01
SP | Solar | 20 | EKIS | 0.01 | 0 | 0 | 0.01
SP | Solar | 20 | ELGI_P | 1.38 | 0 | 0.03 | 0.99
SP | Solar | 20 | ELLA_1 | 0.14 | 0 | 0 | 0.1
SP | Solar | 20 | ELST_1 | 0.13 | 0 | 0 | 0.09
SP | Solar | 20 | ENDE_1 | 54.82 | 0 | 1.24 | 39.21
SP | Solar | 20 | EXET1 | 102.28 | 0 | 2.31 | 73.15
SP | Solar | 20 | FAUG_P | 0.01 | 0 | 0 | 0.01
SP | Solar | 20 | FAWL_1 | 99.26 | 0 | 2.24 | 70.99
SP | Solar | 20 | FECK_6 | 150.37 | 0 | 3.4 | 107.54
SP | Solar | 20 | FERRA2 | 9.31 | 0 | 0.21 | 6.66
SP | Solar | 20 | FERRB1 | 6.47 | 0 | 0.15 | 4.63
SP | Solar | 20 | FIDD_P | 0.07 | 0 | 0 | 0.05
SP | Solar | 20 | FLEE_1 | 48.01 | 0 | 1.09 | 34.34
SP | Solar | 20 | FOUR_1 | 0.85 | 0 | 0.02 | 0.61
SP | Solar | 20 | FROD_1 | 4.17 | 0 | 0.09 | 2.98
SP | Solar | 20 | FWIL_P | 0.06 | 0 | 0 | 0.04
SP | Solar | 20 | GALA | 0.01 | 0 | 0 | 0.01
SP | Solar | 20 | GIFF | 0.01 | 0 | 0 | 0.01
SP | Solar | 20 | GLLE | 0.01 | 0 | 0 | 0.01
SP | Solar | 20 | GLLU | 0.01 | 0 | 0 | 0.01
SP | Solar | 20 | GLNI | 0.13 | 0 | 0 | 0.09
SP | Solar | 20 | GLRO | 0.13 | 0 | 0 | 0.09
SP | Solar | 20 | GREE_H | 0.1 | 0 | 0 | 0.07
SP | Solar | 20 | GREN_1 | 271.45 | 0 | 6.13 | 194.14
SP | Solar | 20 | GRIW_1 | 34.06 | 0 | 0.77 | 24.36
SP | Solar | 20 | GRUB_P | 0.04 | 0 | 0 | 0.03
SP | Solar | 20 | G_EXTRA_11 | 0.01 | 0 | 0 | 0.01
SP | Solar | 20 | G_EXTRA_2 | 0.01 | 0 | 0 | 0.01
SP | Solar | 20 | G_EXTRA_5 | 0.01 | 0 | 0 | 0.01
SP | Solar | 20 | G_EXTRA_7 | 0.13 | 0 | 0 | 0.09
SP | Solar | 20 | G_EXTRA_9 | 0.01 | 0 | 0 | 0.01
SP | Solar | 20 | HACK_1 | 0.14 | 0 | 0 | 0.1
SP | Solar | 20 | HACK_6 | 0.14 | 0 | 0 | 0.1
SP | Solar | 20 | HAMHC1 | 30.59 | 0 | 0.69 | 21.88
SP | Solar | 20 | HARK_1 | 57.84 | 0 | 1.31 | 41.37
SP | Solar | 20 | HARM_6 | 0.21 | 0 | 0 | 0.15
SP | Solar | 20 | HAWI | 0.01 | 0 | 0 | 0.01
SP | Solar | 20 | HAWP_6 | 6.12 | 0 | 0.14 | 4.38
SP | Solar | 20 | HEYS1 | 0.85 | 0 | 0.02 | 0.61
SP | Solar | 20 | HEYS_1 | 26.86 | 0 | 0.61 | 19.21
SP | Solar | 20 | HUER | 0.01 | 0 | 0 | 0.01
SP | Solar | 20 | HURS_1 | 0.16 | 0 | 0 | 0.11
SP | Solar | 20 | HUTT_1 | 13.77 | 0 | 0.31 | 9.85
SP | Solar | 20 | IMPK_1 | 15.03 | 0 | 0.34 | 10.75
SP | Solar | 20 | INDQ1 | 364.74 | 0 | 8.24 | 260.86
SP | Solar | 20 | INKE | 0.13 | 0 | 0 | 0.09
SP | Solar | 20 | INNE_P | 0.01 | 0 | 0 | 0.01
SP | Solar | 20 | IROA1 | 113.66 | 0 | 2.57 | 81.29
SP | Solar | 20 | IRONB1 | 40.85 | 0 | 0.92 | 29.22
SP | Solar | 20 | IVER_1 | 0.13 | 0 | 0 | 0.09
SP | Solar | 20 | IVER_6 | 0.13 | 0 | 0 | 0.09
SP | Solar | 20 | JOHN | 0.01 | 0 | 0 | 0.01
SP | Solar | 20 | JORD_3 | 0.23 | 0 | 0.01 | 0.16
SP | Solar | 20 | KAIM | 0.01 | 0 | 0 | 0.01
SP | Solar | 20 | KEAD_1 | 53.03 | 0 | 1.2 | 37.93
SP | Solar | 20 | KEAR_1 | 0.14 | 0 | 0 | 0.1
SP | Solar | 20 | KEAR_3 | 12.3 | 0 | 0.28 | 8.8
SP | Solar | 20 | KEIT_P | 0.08 | 0 | 0 | 0.06
SP | Solar | 20 | KEMS_1 | 80.75 | 0 | 1.82 | 57.75
SP | Solar | 20 | KEOO | 0.01 | 0 | 0 | 0.01
SP | Solar | 20 | KIBY_1 | 1.79 | 0 | 0.04 | 1.28
SP | Solar | 20 | KIER | 0.13 | 0 | 0 | 0.09
SP | Solar | 20 | KIIN_P | 0.02 | 0 | 0 | 0.01
SP | Solar | 20 | KILS | 0.01 | 0 | 0 | 0.01
SP | Solar | 20 | KILT | 0.01 | 0 | 0 | 0.01
SP | Solar | 20 | KILW | 7.05 | 0 | 0.16 | 5.04
SP | Solar | 20 | KINO_1 | 24.72 | 0 | 0.56 | 17.68
SP | Solar | 20 | KINT_P | 2.02 | 0 | 0.05 | 1.44
SP | Solar | 20 | KIRKB1 | 0.14 | 0 | 0 | 0.1
SP | Solar | 20 | KITW_1 | 1.75 | 0 | 0.04 | 1.25
SP | Solar | 20 | KNAR | 17.96 | 0 | 0.41 | 12.84
SP | Solar | 20 | LACK_6 | 6.76 | 0 | 0.15 | 4.83
SP | Solar | 20 | LAIR_P | 0.02 | 0 | 0 | 0.01
SP | Solar | 20 | LALE1SG003 | 5.84 | 0 | 0.13 | 4.18
SP | Solar | 20 | LAND1 | 250.44 | 0 | 5.66 | 179.11
SP | Solar | 20 | LEGA_1 | 72.03 | 0 | 1.63 | 51.52
SP | Solar | 20 | LEVE | 0.13 | 0 | 0 | 0.09
SP | Solar | 20 | LING | 0.01 | 0 | 0 | 0.01
SP | Solar | 20 | LINM | 0.01 | 0 | 0 | 0.01
SP | Solar | 20 | LISD_1 | 2.94 | 0 | 0.07 | 2.1
SP | Solar | 20 | LITT_C | 0.16 | 0 | 0 | 0.11
SP | Solar | 20 | LITT_J | 0.16 | 0 | 0 | 0.11
SP | Solar | 20 | LODR_6 | 0.1 | 0 | 0 | 0.07
SP | Solar | 20 | LOUD_H | 0.13 | 0 | 0 | 0.09
SP | Solar | 20 | LOVE_1 | 188.1 | 0 | 4.25 | 134.53
SP | Solar | 20 | MACC_3 | 12.37 | 0 | 0.28 | 8.85
SP | Solar | 20 | MACD_P | 2.67 | 0 | 0.06 | 1.91
SP | Solar | 20 | MAGA_6 | 30.46 | 0 | 0.69 | 21.78
SP | Solar | 20 | MANN_1 | 325.45 | 0 | 7.36 | 232.76
SP | Solar | 20 | MAYB | 0.01 | 0 | 0 | 0.01
SP | Solar | 20 | MELK_1 | 304.81 | 0 | 6.89 | 218
SP | Solar | 20 | MILC_P | 0.03 | 0 | 0 | 0.02
SP | Solar | 20 | MILH_1 | 11.92 | 0 | 0.27 | 8.53
SP | Solar | 20 | MITY_1 | 560.73 | 0 | 12.67 | 401.03
SP | Solar | 20 | MYBS_P | 0.05 | 0 | 0 | 0.04
SP | Solar | 20 | NEAR | 0.01 | 0 | 0 | 0.01
SP | Solar | 20 | NECE_1 | 0.65 | 0 | 0.01 | 0.46
SP | Solar | 20 | NEEP_3 | 0.23 | 0 | 0.01 | 0.16
SP | Solar | 20 | NETS | 0.01 | 0 | 0 | 0.01
SP | Solar | 20 | NEWX_6 | 0.38 | 0 | 0.01 | 0.27
SP | Solar | 20 | NFLE | 46.42 | 0 | 1.05 | 33.2
SP | Solar | 20 | NHYD_6 | 0.13 | 0 | 0 | 0.09
SP | Solar | 20 | NINF_1 | 79.19 | 0 | 1.79 | 56.64
SP | Solar | 20 | NORL_3 | 0.23 | 0 | 0.01 | 0.16
SP | Solar | 20 | NORM_1 | 330.86 | 0 | 7.48 | 236.63
SP | Solar | 20 | NORT_1 | 34.21 | 0 | 0.77 | 24.47
SP | Solar | 20 | NURS_1 | 215.35 | 0 | 4.87 | 154.02
SP | Solar | 20 | OCKH_1 | 0.32 | 0 | 0.01 | 0.23
SP | Solar | 20 | OFFE_3 | 0.21 | 0 | 0 | 0.15
SP | Solar | 20 | OLDB_1 | 0.32 | 0 | 0.01 | 0.23
SP | Solar | 20 | OSBA_1 | 0.79 | 0 | 0.02 | 0.57
SP | Solar | 20 | PADIB1 | 6.46 | 0 | 0.15 | 4.62
SP | Solar | 20 | PELH_1 | 154.85 | 0 | 3.5 | 110.75
SP | Solar | 20 | PEMB_1 | 266.55 | 0 | 6.02 | 190.64
SP | Solar | 20 | PENE_1 | 0.57 | 0 | 0.01 | 0.41
SP | Solar | 20 | PENN_1 | 5.9 | 0 | 0.13 | 4.22
SP | Solar | 20 | PENT_1 | 53.09 | 0 | 1.2 | 37.97
SP | Solar | 20 | PENW_1 | 49.9 | 0 | 1.13 | 35.69
SP | Solar | 20 | PERI_H | 0.1 | 0 | 0 | 0.07
SP | Solar | 20 | PERS_P | 0.02 | 0 | 0 | 0.01
SP | Solar | 20 | PITS_3 | 0.23 | 0 | 0.01 | 0.16
SP | Solar | 20 | POOB | 0.01 | 0 | 0 | 0.01
SP | Solar | 20 | POPP_3 | 12.09 | 0 | 0.27 | 8.65
SP | Solar | 20 | PORA_P | 0.06 | 0 | 0 | 0.04
SP | Solar | 20 | PORD | 0.13 | 0 | 0 | 0.09
SP | Solar | 20 | PYLE_1 | 40.51 | 0 | 0.92 | 28.97
SP | Solar | 20 | QUOI_P | 0.01 | 0 | 0 | 0.01
SP | Solar | 20 | RAIN_1 | 3.07 | 0 | 0.07 | 2.2
SP | Solar | 20 | RANN_P | 0.03 | 0 | 0 | 0.02
SP | Solar | 20 | RASS_1 | 42.67 | 0 | 0.96 | 30.52
SP | Solar | 20 | RATS_1 | 84.16 | 0 | 1.9 | 60.19
SP | Solar | 20 | RAYL_1 | 29.24 | 0 | 0.66 | 20.91
SP | Solar | 20 | REBR_3 | 0.14 | 0 | 0 | 0.1
SP | Solar | 20 | REDH | 11.82 | 0 | 0.27 | 8.45
SP | Solar | 20 | REDM_P | 0.02 | 0 | 0 | 0.01
SP | Solar | 20 | RICH1 | 74.16 | 0 | 1.68 | 53.04
SP | Solar | 20 | ROCH_1 | 2.98 | 0 | 0.07 | 2.13
SP | Solar | 20 | RUGEB1 | 18.52 | 0 | 0.42 | 13.25
SP | Solar | 20 | RYEH_1 | 1.14 | 0 | 0.03 | 0.82
SP | Solar | 20 | SALH_1 | 12.58 | 0 | 0.28 | 9
SP | Solar | 20 | SALT_1 | 7.93 | 0 | 0.18 | 5.67
SP | Solar | 20 | SBAR | 53.35 | 0 | 1.21 | 38.16
SP | Solar | 20 | SEAB1 | 104.84 | 0 | 2.37 | 74.98
SP | Solar | 20 | SELL_1 | 54.8 | 0 | 1.24 | 39.19
SP | Solar | 20 | SFEG_P | 0.04 | 0 | 0 | 0.03
SP | Solar | 20 | SFIL_P | 0.01 | 0 | 0 | 0.01
SP | Solar | 20 | SHEC_3 | 0.23 | 0 | 0.01 | 0.16
SP | Solar | 20 | SHRW_1 | 127.87 | 0 | 2.89 | 91.45
SP | Solar | 20 | SIGH | 0.01 | 0 | 0 | 0.01
SP | Solar | 20 | SJOW_1 | 0.1 | 0 | 0 | 0.07
SP | Solar | 20 | SKLGB1 | 6.04 | 0 | 0.14 | 4.32
SP | Solar | 20 | SMAN_1 | 0.19 | 0 | 0 | 0.14
SP | Solar | 20 | SPEN_1 | 7 | 0 | 0.16 | 5.01
SP | Solar | 20 | SSHI_3 | 0.21 | 0 | 0 | 0.15
SP | Solar | 20 | STAH_1 | 11.73 | 0 | 0.27 | 8.39
SP | Solar | 20 | STAL_1 | 0.57 | 0 | 0.01 | 0.41
SP | Solar | 20 | STAY_1 | 154.76 | 0 | 3.5 | 110.68
SP | Solar | 20 | STEN_1 | 0.57 | 0 | 0.01 | 0.41
SP | Solar | 20 | STES_1 | 6.46 | 0 | 0.15 | 4.62
SP | Solar | 20 | STHA | 0.01 | 0 | 0 | 0.01
SP | Solar | 20 | STIR | 0.13 | 0 | 0 | 0.09
SP | Solar | 20 | STLE | 0.13 | 0 | 0 | 0.09
SP | Solar | 20 | STRI_P | 1.79 | 0 | 0.04 | 1.28
SP | Solar | 20 | SUND_1 | 55.43 | 0 | 1.25 | 39.64
SP | Solar | 20 | SWAN_1 | 131.01 | 0 | 2.96 | 93.7
SP | Solar | 20 | TARL_P | 5.39 | 0 | 0.12 | 3.85
SP | Solar | 20 | TAUN1 | 92.34 | 0 | 2.09 | 66.04
SP | Solar | 20 | TAYN_P | 0.05 | 0 | 0 | 0.04
SP | Solar | 20 | TELR | 0.01 | 0 | 0 | 0.01
SP | Solar | 20 | TEMP_3 | 0.23 | 0 | 0.01 | 0.16
SP | Solar | 20 | THOM_6 | 6.66 | 0 | 0.15 | 4.76
SP | Solar | 20 | THSO_P | 0.1 | 0 | 0 | 0.07
SP | Solar | 20 | THUR_6 | 0.23 | 0 | 0.01 | 0.16
SP | Solar | 20 | TILBB_1 | 7.82 | 0 | 0.18 | 5.59
SP | Solar | 20 | TONG | 0.01 | 0 | 0 | 0.01
SP | Solar | 20 | TOTT_1 | 0.14 | 0 | 0 | 0.1
SP | Solar | 20 | TRAW_1 | 18.43 | 0 | 0.42 | 13.18
SP | Solar | 20 | TUMB_P | 0.01 | 0 | 0 | 0.01
SP | Solar | 20 | TYNE_1 | 0.21 | 0 | 0 | 0.15
SP | Solar | 20 | TYNE_2 | 0.21 | 0 | 0 | 0.15
SP | Solar | 20 | UPPB_1 | 34.43 | 0 | 0.78 | 24.62
SP | Solar | 20 | UPPB_3 | 33.67 | 0 | 0.76 | 24.08
SP | Solar | 20 | USKM_1 | 43.12 | 0 | 0.97 | 30.84
SP | Solar | 20 | WALH_1 | 112.82 | 0 | 2.55 | 80.69
SP | Solar | 20 | WALP_1 | 26.84 | 0 | 0.61 | 19.2
SP | Solar | 20 | WALP_B | 215.04 | 0 | 4.86 | 153.8
SP | Solar | 20 | WARL_1 | 20.67 | 0 | 0.47 | 14.78
SP | Solar | 20 | WASF_1 | 5.89 | 0 | 0.13 | 4.21
SP | Solar | 20 | WATFS_1 | 0.13 | 0 | 0 | 0.09
SP | Solar | 20 | WBOL_6 | 5.78 | 0 | 0.13 | 4.13
SP | Solar | 20 | WBUR_1 | 123.34 | 0 | 2.79 | 88.21
SP | Solar | 20 | WFIE | 0.13 | 0 | 0 | 0.09
SP | Solar | 20 | WHAM_1 | 0.14 | 0 | 0 | 0.1
SP | Solar | 20 | WHGA_1 | 0.14 | 0 | 0 | 0.1
SP | Solar | 20 | WIBA_3 | 0.23 | 0 | 0.01 | 0.16
SP | Solar | 20 | WIEN_1 | 0.32 | 0 | 0.01 | 0.23
SP | Solar | 20 | WILL_1 | 57.09 | 0 | 1.29 | 40.83
SP | Solar | 20 | WIMBN1 | 0.38 | 0 | 0.01 | 0.27
SP | Solar | 20 | WIMBS1 | 0.38 | 0 | 0.01 | 0.27
SP | Solar | 20 | WISD_1 | 0.1 | 0 | 0 | 0.07
SP | Solar | 20 | WISD_6 | 0.1 | 0 | 0 | 0.07
SP | Solar | 20 | WISH | 0.01 | 0 | 0 | 0.01
SP | Solar | 20 | WMEL_1 | 0.23 | 0 | 0.01 | 0.16
SP | Solar | 20 | WTHU31 | 0.14 | 0 | 0 | 0.1
SP | Solar | 20 | WWEY_1 | 2.52 | 0 | 0.06 | 1.8
SP | Solar | 20 | WYLF_1 | 1.7 | 0 | 0.04 | 1.22
SP | Solar | 20 | WYMOM_1 | 27.96 | 0 | 0.63 | 20
SP | Solar | 21 | ABHA1 | 94.6 | 0 | 2.14 | 67.66
SP | Solar | 21 | ABNE_P | 10.81 | 0 | 0.24 | 7.73
SP | Solar | 21 | ABTH_1 | 70.19 | 0 | 1.59 | 50.2
SP | Solar | 21 | ACTL_2 | 0.17 | 0 | 0 | 0.12
SP | Solar | 21 | ACTL_C | 0.17 | 0 | 0 | 0.12
SP | Solar | 21 | ALNE_P | 0.05 | 0 | 0 | 0.04
SP | Solar | 21 | ALST_3 | 0.31 | 0 | 0.01 | 0.22
SP | Solar | 21 | ALVE1 | 204.01 | 0 | 4.61 | 145.91
SP | Solar | 21 | AMEM_1 | 40.64 | 0 | 0.92 | 29.07
SP | Solar | 21 | ARBR_P | 26.34 | 0 | 0.6 | 18.84
SP | Solar | 21 | ARDK_P | 0.02 | 0 | 0 | 0.01
SP | Solar | 21 | ARMO_P | 0.11 | 0 | 0 | 0.08
SP | Solar | 21 | AXMI1 | 108.18 | 0 | 2.44 | 77.37
SP | Solar | 21 | BAGA | 0.25 | 0 | 0.01 | 0.18
SP | Solar | 21 | BAIN | 0.25 | 0 | 0.01 | 0.18
SP | Solar | 21 | BARKC1 | 2.01 | 0 | 0.05 | 1.44
SP | Solar | 21 | BARKW3 | 0.23 | 0 | 0.01 | 0.16
SP | Solar | 21 | BEDDT1 | 0.27 | 0 | 0.01 | 0.19
SP | Solar | 21 | BEDD_1 | 0.27 | 0 | 0.01 | 0.19
SP | Solar | 21 | BERW | 0.03 | 0 | 0 | 0.02
SP | Solar | 21 | BESW_1 | 48.27 | 0 | 1.09 | 34.52
SP | Solar | 21 | BICF_1 | 182.88 | 0 | 4.13 | 130.8
SP | Solar | 21 | BIRK_1 | 0.31 | 0 | 0.01 | 0.22
SP | Solar | 21 | BISW_1 | 19.63 | 0 | 0.44 | 14.04
SP | Solar | 21 | BLYTB1 | 0.93 | 0 | 0.02 | 0.67
SP | Solar | 21 | BLYTH132 | 0.93 | 0 | 0.02 | 0.67
SP | Solar | 21 | BOAG_P | 0.01 | 0 | 0 | 0.01
SP | Solar | 21 | BOLN_1 | 72.08 | 0 | 1.63 | 51.55
SP | Solar | 21 | BONN | 0.25 | 0 | 0.01 | 0.18
SP | Solar | 21 | BOTW_1 | 63.91 | 0 | 1.44 | 45.71
SP | Solar | 21 | BRAC_P | 0.01 | 0 | 0 | 0.01
SP | Solar | 21 | BRAI_1 | 106.12 | 0 | 2.4 | 75.9
SP | Solar | 21 | BRAW_1 | 0.23 | 0 | 0.01 | 0.16
SP | Solar | 21 | BRED_1 | 1.49 | 0 | 0.03 | 1.07
SP | Solar | 21 | BRFO_1 | 146.75 | 0 | 3.32 | 104.96
SP | Solar | 21 | BRIM_1 | 1.87 | 0 | 0.04 | 1.34
SP | Solar | 21 | BRLE_1 | 66.54 | 0 | 1.5 | 47.59
SP | Solar | 21 | BROX | 0.03 | 0 | 0 | 0.02
SP | Solar | 21 | BRWA1 | 267.63 | 0 | 6.05 | 191.41
SP | Solar | 21 | BURM_1 | 359.44 | 0 | 8.12 | 257.07
SP | Solar | 21 | BUSH_1 | 13.3 | 0 | 0.3 | 9.51
SP | Solar | 21 | BUST_1 | 1.07 | 0 | 0.02 | 0.77
SP | Solar | 21 | CAAD_P | 0.01 | 0 | 0 | 0.01
SP | Solar | 21 | CAFA | 0.03 | 0 | 0 | 0.02
SP | Solar | 21 | CAMB_01 | 18.64 | 0 | 0.42 | 13.33
SP | Solar | 21 | CANTN1 | 120.43 | 0 | 2.72 | 86.13
SP | Solar | 21 | CAPEA1 | 6.21 | 0 | 0.14 | 4.44
SP | Solar | 21 | CARE_1 | 15.64 | 0 | 0.35 | 11.19
SP | Solar | 21 | CARR_1 | 2.11 | 0 | 0.05 | 1.51
SP | Solar | 21 | CASS_P | 0.01 | 0 | 0 | 0.01
SP | Solar | 21 | CATY | 0.03 | 0 | 0 | 0.02
SP | Solar | 21 | CBNK_H | 0.17 | 0 | 0 | 0.12
SP | Solar | 21 | CELL_1 | 34.56 | 0 | 0.78 | 24.72
SP | Solar | 21 | CHAP | 0.03 | 0 | 0 | 0.02
SP | Solar | 21 | CHAS | 0.03 | 0 | 0 | 0.02
SP | Solar | 21 | CHIC_1 | 79.44 | 0 | 1.8 | 56.82
SP | Solar | 21 | CHSI_1 | 0.27 | 0 | 0.01 | 0.19
SP | Solar | 21 | CHTE_1 | 153.59 | 0 | 3.47 | 109.85
SP | Solar | 21 | CITR_1 | 0.17 | 0 | 0 | 0.12
SP | Solar | 21 | CLAC_P | 0.03 | 0 | 0 | 0.02
SP | Solar | 21 | CLT03 | 1.67 | 0 | 0.04 | 1.19
SP | Solar | 21 | CLYM | 0.03 | 0 | 0 | 0.02
SP | Solar | 21 | COAT | 0.03 | 0 | 0 | 0.02
SP | Solar | 21 | CONQA1 | 120.91 | 0 | 2.73 | 86.47
SP | Solar | 21 | COUA_P | 0.02 | 0 | 0 | 0.01
SP | Solar | 21 | COVE_1 | 6.9 | 0 | 0.16 | 4.93
SP | Solar | 21 | COWL_1 | 298.65 | 0 | 6.75 | 213.59
SP | Solar | 21 | COYL | 0.03 | 0 | 0 | 0.02
SP | Solar | 21 | CREB_1 | 18.93 | 0 | 0.43 | 13.54
SP | Solar | 21 | CUMB | 0.25 | 0 | 0.01 | 0.18
SP | Solar | 21 | CUPA | 5.89 | 0 | 0.13 | 4.21
SP | Solar | 21 | DALM3 | 0.03 | 0 | 0 | 0.02
SP | Solar | 21 | DEVM | 0.03 | 0 | 0 | 0.02
SP | Solar | 21 | DEVO | 7.29 | 0 | 0.16 | 5.21
SP | Solar | 21 | DOUN_P | 0.04 | 0 | 0 | 0.03
SP | Solar | 21 | DRAK_1 | 97.64 | 0 | 2.21 | 69.83
SP | Solar | 21 | DRAX_1 | 0.93 | 0 | 0.02 | 0.67
SP | Solar | 21 | DRCR | 0.25 | 0 | 0.01 | 0.18
SP | Solar | 21 | DUDH_P | 0.01 | 0 | 0 | 0.01
SP | Solar | 21 | DUGR_P | 0.01 | 0 | 0 | 0.01
SP | Solar | 21 | DUNB | 0.03 | 0 | 0 | 0.02
SP | Solar | 21 | DUNF | 0.25 | 0 | 0.01 | 0.18
SP | Solar | 21 | DUNO_P | 0.25 | 0 | 0.01 | 0.18
SP | Solar | 21 | DYCE_P | 0.06 | 0 | 0 | 0.04
SP | Solar | 21 | EALI_6 | 0.17 | 0 | 0 | 0.12
SP | Solar | 21 | EASO_1 | 247.32 | 0 | 5.59 | 176.88
SP | Solar | 21 | EAST | 0.03 | 0 | 0 | 0.02
SP | Solar | 21 | ECCL | 0.03 | 0 | 0 | 0.02
SP | Solar | 21 | ECLA_1 | 135.53 | 0 | 3.06 | 96.93
SP | Solar | 21 | EKIL | 0.03 | 0 | 0 | 0.02
SP | Solar | 21 | EKIS | 0.03 | 0 | 0 | 0.02
SP | Solar | 21 | ELGI_P | 1.38 | 0 | 0.03 | 0.99
SP | Solar | 21 | ELLA_1 | 0.23 | 0 | 0.01 | 0.16
SP | Solar | 21 | ELST_1 | 0.21 | 0 | 0 | 0.15
SP | Solar | 21 | ENDE_1 | 55.55 | 0 | 1.26 | 39.73
SP | Solar | 21 | EXET1 | 104.3 | 0 | 2.36 | 74.6
SP | Solar | 21 | FASN_P | 0.01 | 0 | 0 | 0.01
SP | Solar | 21 | FAUG_P | 0.02 | 0 | 0 | 0.01
SP | Solar | 21 | FAWL_1 | 100.91 | 0 | 2.28 | 72.17
SP | Solar | 21 | FECK_6 | 150.79 | 0 | 3.41 | 107.85
SP | Solar | 21 | FERRA2 | 9.67 | 0 | 0.22 | 6.92
SP | Solar | 21 | FERRB1 | 6.84 | 0 | 0.15 | 4.89
SP | Solar | 21 | FIDD_P | 0.11 | 0 | 0 | 0.08
SP | Solar | 21 | FLEE_1 | 48.74 | 0 | 1.1 | 34.86
SP | Solar | 21 | FOUR_1 | 1.4 | 0 | 0.03 | 1
SP | Solar | 21 | FRAS_P | 0.01 | 0 | 0 | 0.01
SP | Solar | 21 | FROD_1 | 4.29 | 0 | 0.1 | 3.07
SP | Solar | 21 | FWIL_P | 0.09 | 0 | 0 | 0.06
SP | Solar | 21 | GALA | 0.03 | 0 | 0 | 0.02
SP | Solar | 21 | GIFF | 0.03 | 0 | 0 | 0.02
SP | Solar | 21 | GLLE | 0.03 | 0 | 0 | 0.02
SP | Solar | 21 | GLLU | 0.03 | 0 | 0 | 0.02
SP | Solar | 21 | GLNI | 0.25 | 0 | 0.01 | 0.18
SP | Solar | 21 | GLRO | 0.25 | 0 | 0.01 | 0.18
SP | Solar | 21 | GREE_H | 0.17 | 0 | 0 | 0.12
SP | Solar | 21 | GREN_1 | 276.01 | 0 | 6.24 | 197.4
SP | Solar | 21 | GRIW_1 | 35.16 | 0 | 0.79 | 25.15
SP | Solar | 21 | GRUB_P | 0.06 | 0 | 0 | 0.04
SP | Solar | 21 | G_EXTRA_11 | 0.03 | 0 | 0 | 0.02
SP | Solar | 21 | G_EXTRA_2 | 0.03 | 0 | 0 | 0.02
SP | Solar | 21 | G_EXTRA_5 | 0.03 | 0 | 0 | 0.02
SP | Solar | 21 | G_EXTRA_7 | 0.25 | 0 | 0.01 | 0.18
SP | Solar | 21 | G_EXTRA_9 | 0.03 | 0 | 0 | 0.02
SP | Solar | 21 | HACK_1 | 0.23 | 0 | 0.01 | 0.16
SP | Solar | 21 | HACK_6 | 0.23 | 0 | 0.01 | 0.16
SP | Solar | 21 | HAMHC1 | 31.01 | 0 | 0.7 | 22.18
SP | Solar | 21 | HARK_1 | 58.39 | 0 | 1.32 | 41.76
SP | Solar | 21 | HARM_6 | 0.35 | 0 | 0.01 | 0.25
SP | Solar | 21 | HAWI | 0.03 | 0 | 0 | 0.02
SP | Solar | 21 | HAWP_6 | 6.25 | 0 | 0.14 | 4.47
SP | Solar | 21 | HEYS1 | 1.4 | 0 | 0.03 | 1
SP | Solar | 21 | HEYS_1 | 27.41 | 0 | 0.62 | 19.6
SP | Solar | 21 | HUER | 0.03 | 0 | 0 | 0.02
SP | Solar | 21 | HURS_1 | 0.27 | 0 | 0.01 | 0.19
SP | Solar | 21 | HUTT_1 | 15.24 | 0 | 0.34 | 10.9
SP | Solar | 21 | IMPK_1 | 17.23 | 0 | 0.39 | 12.32
SP | Solar | 21 | INDQ1 | 366.76 | 0 | 8.29 | 262.31
SP | Solar | 21 | INKE | 0.25 | 0 | 0.01 | 0.18
SP | Solar | 21 | INNE_P | 0.02 | 0 | 0 | 0.01
SP | Solar | 21 | IROA1 | 116.23 | 0 | 2.63 | 83.13
SP | Solar | 21 | IRONB1 | 41.95 | 0 | 0.95 | 30
SP | Solar | 21 | IVER_1 | 0.21 | 0 | 0 | 0.15
SP | Solar | 21 | IVER_6 | 0.21 | 0 | 0 | 0.15
SP | Solar | 21 | JOHN | 0.03 | 0 | 0 | 0.02
SP | Solar | 21 | JORD_3 | 0.37 | 0 | 0.01 | 0.26
SP | Solar | 21 | KAIM | 0.03 | 0 | 0 | 0.02
SP | Solar | 21 | KEAD_1 | 53.52 | 0 | 1.21 | 38.28
SP | Solar | 21 | KEAR_1 | 0.23 | 0 | 0.01 | 0.16
SP | Solar | 21 | KEAR_3 | 12.39 | 0 | 0.28 | 8.86
SP | Solar | 21 | KEIT_P | 0.14 | 0 | 0 | 0.1
SP | Solar | 21 | KEMS_1 | 82.51 | 0 | 1.86 | 59.01
SP | Solar | 21 | KEOO | 0.03 | 0 | 0 | 0.02
SP | Solar | 21 | KIBY_1 | 1.79 | 0 | 0.04 | 1.28
SP | Solar | 21 | KIER | 0.25 | 0 | 0.01 | 0.18
SP | Solar | 21 | KIIN_P | 0.04 | 0 | 0 | 0.03
SP | Solar | 21 | KILS | 0.03 | 0 | 0 | 0.02
SP | Solar | 21 | KILT | 0.03 | 0 | 0 | 0.02
SP | Solar | 21 | KILW | 7.06 | 0 | 0.16 | 5.05
SP | Solar | 21 | KINO_1 | 25.6 | 0 | 0.58 | 18.31
SP | Solar | 21 | KINT_P | 2.05 | 0 | 0.05 | 1.47
SP | Solar | 21 | KIRKB1 | 0.23 | 0 | 0.01 | 0.16
SP | Solar | 21 | KITW_1 | 1.96 | 0 | 0.04 | 1.4
SP | Solar | 21 | KNAR | 18.14 | 0 | 0.41 | 12.97
SP | Solar | 21 | LACK_6 | 7.31 | 0 | 0.17 | 5.23
SP | Solar | 21 | LAIR_P | 0.04 | 0 | 0 | 0.03
SP | Solar | 21 | LALE1SG003 | 5.92 | 0 | 0.13 | 4.23
SP | Solar | 21 | LAND1 | 252.47 | 0 | 5.71 | 180.57
SP | Solar | 21 | LEGA_1 | 72.76 | 0 | 1.64 | 52.04
SP | Solar | 21 | LEVE | 0.25 | 0 | 0.01 | 0.18
SP | Solar | 21 | LING | 0.03 | 0 | 0 | 0.02
SP | Solar | 21 | LINM | 0.03 | 0 | 0 | 0.02
SP | Solar | 21 | LISD_1 | 2.94 | 0 | 0.07 | 2.1
SP | Solar | 21 | LITT_C | 0.27 | 0 | 0.01 | 0.19
SP | Solar | 21 | LITT_J | 0.27 | 0 | 0.01 | 0.19
SP | Solar | 21 | LODR_6 | 0.17 | 0 | 0 | 0.12
SP | Solar | 21 | LOUD_H | 0.21 | 0 | 0 | 0.15
SP | Solar | 21 | LOVE_1 | 189.75 | 0 | 4.29 | 135.71
SP | Solar | 21 | MACC_3 | 12.73 | 0 | 0.29 | 9.1
SP | Solar | 21 | MACD_P | 2.72 | 0 | 0.06 | 1.95
SP | Solar | 21 | MAGA_6 | 30.83 | 0 | 0.7 | 22.05
SP | Solar | 21 | MANN_1 | 328.14 | 0 | 7.42 | 234.69
SP | Solar | 21 | MAYB | 0.03 | 0 | 0 | 0.02
SP | Solar | 21 | MELK_1 | 307.75 | 0 | 6.96 | 220.1
SP | Solar | 21 | MILC_P | 0.04 | 0 | 0 | 0.03
SP | Solar | 21 | MILH_1 | 12 | 0 | 0.27 | 8.58
SP | Solar | 21 | MITY_1 | 563.66 | 0 | 12.74 | 403.13
SP | Solar | 21 | MYBS_P | 0.09 | 0 | 0 | 0.06
SP | Solar | 21 | NEAR | 0.03 | 0 | 0 | 0.02
SP | Solar | 21 | NECE_1 | 1.07 | 0 | 0.02 | 0.77
SP | Solar | 21 | NEEP_3 | 0.37 | 0 | 0.01 | 0.26
SP | Solar | 21 | NETS | 0.03 | 0 | 0 | 0.02
SP | Solar | 21 | NEWX_6 | 0.62 | 0 | 0.01 | 0.44
SP | Solar | 21 | NFLE | 47.3 | 0 | 1.07 | 33.83
SP | Solar | 21 | NHYD_6 | 0.21 | 0 | 0 | 0.15
SP | Solar | 21 | NINF_1 | 79.55 | 0 | 1.8 | 56.89
SP | Solar | 21 | NORL_3 | 0.37 | 0 | 0.01 | 0.26
SP | Solar | 21 | NORM_1 | 335.99 | 0 | 7.59 | 240.3
SP | Solar | 21 | NORT_1 | 34.35 | 0 | 0.78 | 24.57
SP | Solar | 21 | NURS_1 | 217 | 0 | 4.9 | 155.2
SP | Solar | 21 | OCKH_1 | 0.53 | 0 | 0.01 | 0.38
SP | Solar | 21 | OFFE_3 | 0.35 | 0 | 0.01 | 0.25
SP | Solar | 21 | OLDB_1 | 0.53 | 0 | 0.01 | 0.38
SP | Solar | 21 | OSBA_1 | 1.31 | 0 | 0.03 | 0.94
SP | Solar | 21 | PADIB1 | 6.83 | 0 | 0.15 | 4.88
SP | Solar | 21 | PELH_1 | 155.59 | 0 | 3.52 | 111.28
SP | Solar | 21 | PEMB_1 | 268.75 | 0 | 6.07 | 192.21
SP | Solar | 21 | PENE_1 | 0.93 | 0 | 0.02 | 0.67
SP | Solar | 21 | PENN_1 | 5.9 | 0 | 0.13 | 4.22
SP | Solar | 21 | PENT_1 | 54.92 | 0 | 1.24 | 39.28
SP | Solar | 21 | PENW_1 | 50.26 | 0 | 1.14 | 35.95
SP | Solar | 21 | PERI_H | 0.17 | 0 | 0 | 0.12
SP | Solar | 21 | PERS_P | 0.04 | 0 | 0 | 0.03
SP | Solar | 21 | PITS_3 | 0.37 | 0 | 0.01 | 0.26
SP | Solar | 21 | POOB | 0.03 | 0 | 0 | 0.02
SP | Solar | 21 | POPP_3 | 12.27 | 0 | 0.28 | 8.78
SP | Solar | 21 | PORA_P | 0.1 | 0 | 0 | 0.07
SP | Solar | 21 | PORD | 0.25 | 0 | 0.01 | 0.18
SP | Solar | 21 | PYLE_1 | 40.87 | 0 | 0.92 | 29.23
SP | Solar | 21 | QUOI_P | 0.01 | 0 | 0 | 0.01
SP | Solar | 21 | RAIN_1 | 3.07 | 0 | 0.07 | 2.2
SP | Solar | 21 | RANN_P | 0.05 | 0 | 0 | 0.04
SP | Solar | 21 | RASS_1 | 44.87 | 0 | 1.01 | 32.09
SP | Solar | 21 | RATS_1 | 84.9 | 0 | 1.92 | 60.72
SP | Solar | 21 | RAYL_1 | 31 | 0 | 0.7 | 22.17
SP | Solar | 21 | REBR_3 | 0.23 | 0 | 0.01 | 0.16
SP | Solar | 21 | REDH | 11.94 | 0 | 0.27 | 8.54
SP | Solar | 21 | REDM_P | 0.04 | 0 | 0 | 0.03
SP | Solar | 21 | RICH1 | 75.04 | 0 | 1.7 | 53.67
SP | Solar | 21 | ROCH_1 | 3.07 | 0 | 0.07 | 2.2
SP | Solar | 21 | RUGEB1 | 19.62 | 0 | 0.44 | 14.03
SP | Solar | 21 | RYEH_1 | 1.87 | 0 | 0.04 | 1.34
SP | Solar | 21 | SALH_1 | 13.13 | 0 | 0.3 | 9.39
SP | Solar | 21 | SALT_1 | 8.42 | 0 | 0.19 | 6.02
SP | Solar | 21 | SBAR | 54.09 | 0 | 1.22 | 38.69
SP | Solar | 21 | SEAB1 | 107.04 | 0 | 2.42 | 76.56
SP | Solar | 21 | SELL_1 | 56.56 | 0 | 1.28 | 40.45
SP | Solar | 21 | SFEG_P | 0.06 | 0 | 0 | 0.04
SP | Solar | 21 | SFIL_P | 0.02 | 0 | 0 | 0.01
SP | Solar | 21 | SHEC_3 | 0.37 | 0 | 0.01 | 0.26
SP | Solar | 21 | SHRW_1 | 128.97 | 0 | 2.91 | 92.24
SP | Solar | 21 | SIGH | 0.03 | 0 | 0 | 0.02
SP | Solar | 21 | SJOW_1 | 0.17 | 0 | 0 | 0.12
SP | Solar | 21 | SKLGB1 | 6.13 | 0 | 0.14 | 4.38
SP | Solar | 21 | SLOY_P | 0.01 | 0 | 0 | 0.01
SP | Solar | 21 | SMAN_1 | 0.31 | 0 | 0.01 | 0.22
SP | Solar | 21 | SPEN_1 | 7.73 | 0 | 0.17 | 5.53
SP | Solar | 21 | SSHI_3 | 0.35 | 0 | 0.01 | 0.25
SP | Solar | 21 | STAH_1 | 12.1 | 0 | 0.27 | 8.65
SP | Solar | 21 | STAL_1 | 0.93 | 0 | 0.02 | 0.67
SP | Solar | 21 | STAY_1 | 158.42 | 0 | 3.58 | 113.3
SP | Solar | 21 | STEN_1 | 0.93 | 0 | 0.02 | 0.67
SP | Solar | 21 | STES_1 | 6.83 | 0 | 0.15 | 4.88
SP | Solar | 21 | STHA | 0.03 | 0 | 0 | 0.02
SP | Solar | 21 | STIR | 0.25 | 0 | 0.01 | 0.18
SP | Solar | 21 | STLE | 0.25 | 0 | 0.01 | 0.18
SP | Solar | 21 | STRI_P | 1.82 | 0 | 0.04 | 1.3
SP | Solar | 21 | SUND_1 | 56.89 | 0 | 1.29 | 40.69
SP | Solar | 21 | SWAN_1 | 133.21 | 0 | 3.01 | 95.27
SP | Solar | 21 | TARL_P | 5.4 | 0 | 0.12 | 3.86
SP | Solar | 21 | TAUN1 | 93.08 | 0 | 2.1 | 66.57
SP | Solar | 21 | TAYN_P | 0.08 | 0 | 0 | 0.06
SP | Solar | 21 | TELR | 0.03 | 0 | 0 | 0.02
SP | Solar | 21 | TEMP_3 | 0.37 | 0 | 0.01 | 0.26
SP | Solar | 21 | THOM_6 | 7.18 | 0 | 0.16 | 5.14
SP | Solar | 21 | THSO_P | 0.17 | 0 | 0 | 0.12
SP | Solar | 21 | THUR_6 | 0.37 | 0 | 0.01 | 0.26
SP | Solar | 21 | TILBB_1 | 9.58 | 0 | 0.22 | 6.85
SP | Solar | 21 | TONG | 0.03 | 0 | 0 | 0.02
SP | Solar | 21 | TOTT_1 | 0.23 | 0 | 0.01 | 0.16
SP | Solar | 21 | TRAW_1 | 18.79 | 0 | 0.42 | 13.44
SP | Solar | 21 | TUMB_P | 0.02 | 0 | 0 | 0.01
SP | Solar | 21 | TYNE_1 | 0.35 | 0 | 0.01 | 0.25
SP | Solar | 21 | TYNE_2 | 0.35 | 0 | 0.01 | 0.25
SP | Solar | 21 | UPPB_1 | 34.55 | 0 | 0.78 | 24.71
SP | Solar | 21 | UPPB_3 | 33.79 | 0 | 0.76 | 24.17
SP | Solar | 21 | USKM_1 | 43.24 | 0 | 0.98 | 30.93
SP | Solar | 21 | WALH_1 | 114.65 | 0 | 2.59 | 82
SP | Solar | 21 | WALP_1 | 28.3 | 0 | 0.64 | 20.24
SP | Solar | 21 | WALP_B | 216.51 | 0 | 4.89 | 154.85
SP | Solar | 21 | WARL_1 | 22.43 | 0 | 0.51 | 16.04
SP | Solar | 21 | WASF_1 | 5.89 | 0 | 0.13 | 4.21
SP | Solar | 21 | WATFS_1 | 0.21 | 0 | 0 | 0.15
SP | Solar | 21 | WBOL_6 | 5.92 | 0 | 0.13 | 4.23
SP | Solar | 21 | WBUR_1 | 124.81 | 0 | 2.82 | 89.26
SP | Solar | 21 | WFIE | 0.25 | 0 | 0.01 | 0.18
SP | Solar | 21 | WHAM_1 | 0.23 | 0 | 0.01 | 0.16
SP | Solar | 21 | WHGA_1 | 0.23 | 0 | 0.01 | 0.16
SP | Solar | 21 | WIBA_3 | 0.37 | 0 | 0.01 | 0.26
SP | Solar | 21 | WIEN_1 | 0.53 | 0 | 0.01 | 0.38
SP | Solar | 21 | WILL_1 | 57.51 | 0 | 1.3 | 41.13
SP | Solar | 21 | WIMBN1 | 0.62 | 0 | 0.01 | 0.44
SP | Solar | 21 | WIMBS1 | 0.62 | 0 | 0.01 | 0.44
SP | Solar | 21 | WISD_1 | 0.17 | 0 | 0 | 0.12
SP | Solar | 21 | WISD_6 | 0.17 | 0 | 0 | 0.12
SP | Solar | 21 | WISH | 0.03 | 0 | 0 | 0.02
SP | Solar | 21 | WMEL_1 | 0.37 | 0 | 0.01 | 0.26
SP | Solar | 21 | WTHU31 | 0.23 | 0 | 0.01 | 0.16
SP | Solar | 21 | WWEY_1 | 2.63 | 0 | 0.06 | 1.88
SP | Solar | 21 | WYLF_1 | 2.8 | 0 | 0.06 | 2
SP | Solar | 21 | WYMOM_1 | 28.7 | 0 | 0.65 | 20.53
SP | Solar | 22 | ABHA1 | 96.52 | 0 | 2.18 | 69.03
SP | Solar | 22 | ABNE_P | 10.83 | 0 | 0.24 | 7.75
SP | Solar | 22 | ABTH_1 | 70.3 | 0 | 1.59 | 50.28
SP | Solar | 22 | ACTL_2 | 0.23 | 0 | 0.01 | 0.16
SP | Solar | 22 | ACTL_C | 0.23 | 0 | 0.01 | 0.16
SP | Solar | 22 | ALNE_P | 0.07 | 0 | 0 | 0.05
SP | Solar | 22 | ALST_3 | 0.43 | 0 | 0.01 | 0.31
SP | Solar | 22 | ALVE1 | 205.93 | 0 | 4.65 | 147.28
SP | Solar | 22 | AMEM_1 | 40.71 | 0 | 0.92 | 29.12
SP | Solar | 22 | ARBR_P | 26.34 | 0 | 0.6 | 18.84
SP | Solar | 22 | ARDK_P | 0.02 | 0 | 0 | 0.01
SP | Solar | 22 | ARMO_P | 0.15 | 0 | 0 | 0.11
SP | Solar | 22 | AXMI1 | 110.73 | 0 | 2.5 | 79.19
SP | Solar | 22 | BAGA | 0.37 | 0 | 0.01 | 0.26
SP | Solar | 22 | BAIN | 0.37 | 0 | 0.01 | 0.26
SP | Solar | 22 | BARKC1 | 2.1 | 0 | 0.05 | 1.5
SP | Solar | 22 | BARKW3 | 0.32 | 0 | 0.01 | 0.23
SP | Solar | 22 | BEDDT1 | 0.37 | 0 | 0.01 | 0.26
SP | Solar | 22 | BEDD_1 | 0.37 | 0 | 0.01 | 0.26
SP | Solar | 22 | BERW | 0.04 | 0 | 0 | 0.03
SP | Solar | 22 | BESW_1 | 48.67 | 0 | 1.1 | 34.81
SP | Solar | 22 | BICF_1 | 187.75 | 0 | 4.24 | 134.28
SP | Solar | 22 | BIRK_1 | 0.43 | 0 | 0.01 | 0.31
SP | Solar | 22 | BISW_1 | 19.83 | 0 | 0.45 | 14.18
SP | Solar | 22 | BLYTB1 | 1.28 | 0 | 0.03 | 0.92
SP | Solar | 22 | BLYTH132 | 1.28 | 0 | 0.03 | 0.92
SP | Solar | 22 | BOAG_P | 0.02 | 0 | 0 | 0.01
SP | Solar | 22 | BOLN_1 | 72.42 | 0 | 1.64 | 51.79
SP | Solar | 22 | BONN | 0.37 | 0 | 0.01 | 0.26
SP | Solar | 22 | BOTW_1 | 65.47 | 0 | 1.48 | 46.82
SP | Solar | 22 | BRAC_P | 0.01 | 0 | 0 | 0.01
SP | Solar | 22 | BRAI_1 | 106.81 | 0 | 2.41 | 76.39
SP | Solar | 22 | BRAW_1 | 0.32 | 0 | 0.01 | 0.23
SP | Solar | 22 | BRED_1 | 1.6 | 0 | 0.04 | 1.14
SP | Solar | 22 | BRFO_1 | 147.37 | 0 | 3.33 | 105.4
SP | Solar | 22 | BRIM_1 | 2.56 | 0 | 0.06 | 1.83
SP | Solar | 22 | BRLE_1 | 67.23 | 0 | 1.52 | 48.08
SP | Solar | 22 | BROA_P | 0.01 | 0 | 0 | 0.01
SP | Solar | 22 | BROX | 0.04 | 0 | 0 | 0.03
SP | Solar | 22 | BRWA1 | 270.42 | 0 | 6.11 | 193.4
SP | Solar | 22 | BURM_1 | 367.09 | 0 | 8.3 | 262.54
SP | Solar | 22 | BUSH_1 | 13.5 | 0 | 0.31 | 9.66
SP | Solar | 22 | BUST_1 | 1.47 | 0 | 0.03 | 1.05
SP | Solar | 22 | CAAD_P | 0.01 | 0 | 0 | 0.01
SP | Solar | 22 | CAFA | 0.04 | 0 | 0 | 0.03
SP | Solar | 22 | CAMB_01 | 18.99 | 0 | 0.43 | 13.58
SP | Solar | 22 | CANTN1 | 121.26 | 0 | 2.74 | 86.73
SP | Solar | 22 | CAPEA1 | 6.33 | 0 | 0.14 | 4.53
SP | Solar | 22 | CARE_1 | 15.76 | 0 | 0.36 | 11.27
SP | Solar | 22 | CARR_1 | 2.23 | 0 | 0.05 | 1.59
SP | Solar | 22 | CASS_P | 0.02 | 0 | 0 | 0.01
SP | Solar | 22 | CATY | 0.04 | 0 | 0 | 0.03
SP | Solar | 22 | CBNK_H | 0.23 | 0 | 0.01 | 0.16
SP | Solar | 22 | CELL_1 | 35.61 | 0 | 0.8 | 25.47
SP | Solar | 22 | CHAP | 0.04 | 0 | 0 | 0.03
SP | Solar | 22 | CHAS | 0.04 | 0 | 0 | 0.03
SP | Solar | 22 | CHIC_1 | 81.99 | 0 | 1.85 | 58.64
SP | Solar | 22 | CHSI_1 | 0.37 | 0 | 0.01 | 0.26
SP | Solar | 22 | CHTE_1 | 153.73 | 0 | 3.47 | 109.95
SP | Solar | 22 | CITR_1 | 0.23 | 0 | 0.01 | 0.16
SP | Solar | 22 | CLAC_P | 0.05 | 0 | 0 | 0.04
SP | Solar | 22 | CLT03 | 2.29 | 0 | 0.05 | 1.64
SP | Solar | 22 | CLYM | 0.04 | 0 | 0 | 0.03
SP | Solar | 22 | COAT | 0.04 | 0 | 0 | 0.03
SP | Solar | 22 | CONQA1 | 121.26 | 0 | 2.74 | 86.73
SP | Solar | 22 | COUA_P | 0.03 | 0 | 0 | 0.02
SP | Solar | 22 | COVE_1 | 7.3 | 0 | 0.16 | 5.22
SP | Solar | 22 | COWL_1 | 301.44 | 0 | 6.81 | 215.59
SP | Solar | 22 | COYL | 0.04 | 0 | 0 | 0.03
SP | Solar | 22 | CREB_1 | 19.39 | 0 | 0.44 | 13.87
SP | Solar | 22 | CUMB | 0.37 | 0 | 0.01 | 0.26
SP | Solar | 22 | CUPA | 6.01 | 0 | 0.14 | 4.3
SP | Solar | 22 | DALM3 | 0.04 | 0 | 0 | 0.03
SP | Solar | 22 | DEVM | 0.04 | 0 | 0 | 0.03
SP | Solar | 22 | DEVO | 7.42 | 0 | 0.17 | 5.31
SP | Solar | 22 | DOUN_P | 0.06 | 0 | 0 | 0.04
SP | Solar | 22 | DRAK_1 | 97.84 | 0 | 2.21 | 69.98
SP | Solar | 22 | DRAX_1 | 1.28 | 0 | 0.03 | 0.92
SP | Solar | 22 | DRCR | 0.37 | 0 | 0.01 | 0.26
SP | Solar | 22 | DUDH_P | 0.01 | 0 | 0 | 0.01
SP | Solar | 22 | DUGR_P | 0.01 | 0 | 0 | 0.01
SP | Solar | 22 | DUNB | 0.04 | 0 | 0 | 0.03
SP | Solar | 22 | DUNF | 0.37 | 0 | 0.01 | 0.26
SP | Solar | 22 | DUNO_P | 0.37 | 0 | 0.01 | 0.26
SP | Solar | 22 | DYCE_P | 0.08 | 0 | 0 | 0.06
SP | Solar | 22 | EALI_6 | 0.23 | 0 | 0.01 | 0.16
SP | Solar | 22 | EASO_1 | 248.71 | 0 | 5.62 | 177.88
SP | Solar | 22 | EAST | 0.04 | 0 | 0 | 0.03
SP | Solar | 22 | ECCL | 0.04 | 0 | 0 | 0.03
SP | Solar | 22 | ECLA_1 | 136.92 | 0 | 3.09 | 97.93
SP | Solar | 22 | EKIL | 0.04 | 0 | 0 | 0.03
SP | Solar | 22 | EKIS | 0.04 | 0 | 0 | 0.03
SP | Solar | 22 | ELGI_P | 1.38 | 0 | 0.03 | 0.99
SP | Solar | 22 | ELLA_1 | 0.32 | 0 | 0.01 | 0.23
SP | Solar | 22 | ELST_1 | 0.28 | 0 | 0.01 | 0.2
SP | Solar | 22 | ENDE_1 | 56.24 | 0 | 1.27 | 40.22
SP | Solar | 22 | EXET1 | 106.22 | 0 | 2.4 | 75.97
SP | Solar | 22 | FASN_P | 0.01 | 0 | 0 | 0.01
SP | Solar | 22 | FAUG_P | 0.03 | 0 | 0 | 0.02
SP | Solar | 22 | FAWL_1 | 102.47 | 0 | 2.32 | 73.29
SP | Solar | 22 | FECK_6 | 151.19 | 0 | 3.42 | 108.13
SP | Solar | 22 | FERRA2 | 10.02 | 0 | 0.23 | 7.17
SP | Solar | 22 | FERRB1 | 7.19 | 0 | 0.16 | 5.14
SP | Solar | 22 | FIDD_P | 0.15 | 0 | 0 | 0.11
SP | Solar | 22 | FLEE_1 | 49.44 | 0 | 1.12 | 35.36
SP | Solar | 22 | FOUR_1 | 1.92 | 0 | 0.04 | 1.37
SP | Solar | 22 | FRAS_P | 0.01 | 0 | 0 | 0.01
SP | Solar | 22 | FROD_1 | 4.41 | 0 | 0.1 | 3.15
SP | Solar | 22 | FWIL_P | 0.13 | 0 | 0 | 0.09
SP | Solar | 22 | GALA | 0.04 | 0 | 0 | 0.03
SP | Solar | 22 | GIFF | 0.04 | 0 | 0 | 0.03
SP | Solar | 22 | GLLE | 0.04 | 0 | 0 | 0.03
SP | Solar | 22 | GLLU | 0.04 | 0 | 0 | 0.03
SP | Solar | 22 | GLNI | 0.37 | 0 | 0.01 | 0.26
SP | Solar | 22 | GLRO | 0.37 | 0 | 0.01 | 0.26
SP | Solar | 22 | GREE_H | 0.23 | 0 | 0.01 | 0.16
SP | Solar | 22 | GREN_1 | 280.34 | 0 | 6.34 | 200.5
SP | Solar | 22 | GRIW_1 | 36.2 | 0 | 0.82 | 25.89
SP | Solar | 22 | GRUB_P | 0.09 | 0 | 0 | 0.06
SP | Solar | 22 | G_EXTRA_11 | 0.04 | 0 | 0 | 0.03
SP | Solar | 22 | G_EXTRA_2 | 0.04 | 0 | 0 | 0.03
SP | Solar | 22 | G_EXTRA_5 | 0.04 | 0 | 0 | 0.03
SP | Solar | 22 | G_EXTRA_7 | 0.37 | 0 | 0.01 | 0.26
SP | Solar | 22 | G_EXTRA_9 | 0.04 | 0 | 0 | 0.03
SP | Solar | 22 | HACK_1 | 0.32 | 0 | 0.01 | 0.23
SP | Solar | 22 | HACK_6 | 0.32 | 0 | 0.01 | 0.23
SP | Solar | 22 | HAMHC1 | 31.41 | 0 | 0.71 | 22.46
SP | Solar | 22 | HARK_1 | 58.92 | 0 | 1.33 | 42.14
SP | Solar | 22 | HARM_6 | 0.48 | 0 | 0.01 | 0.34
SP | Solar | 22 | HAWI | 0.04 | 0 | 0 | 0.03
SP | Solar | 22 | HAWP_6 | 6.39 | 0 | 0.14 | 4.57
SP | Solar | 22 | HEYS1 | 1.92 | 0 | 0.04 | 1.37
SP | Solar | 22 | HEYS_1 | 27.94 | 0 | 0.63 | 19.98
SP | Solar | 22 | HUER | 0.04 | 0 | 0 | 0.03
SP | Solar | 22 | HURS_1 | 0.37 | 0 | 0.01 | 0.26
SP | Solar | 22 | HUTT_1 | 16.63 | 0 | 0.38 | 11.89
SP | Solar | 22 | IMPK_1 | 19.31 | 0 | 0.44 | 13.81
SP | Solar | 22 | INDQ1 | 368.68 | 0 | 8.33 | 263.68
SP | Solar | 22 | INKE | 0.37 | 0 | 0.01 | 0.26
SP | Solar | 22 | INNE_P | 0.02 | 0 | 0 | 0.01
SP | Solar | 22 | IROA1 | 118.66 | 0 | 2.68 | 84.87
SP | Solar | 22 | IRONB1 | 42.99 | 0 | 0.97 | 30.75
SP | Solar | 22 | IVER_1 | 0.28 | 0 | 0.01 | 0.2
SP | Solar | 22 | IVER_6 | 0.28 | 0 | 0.01 | 0.2
SP | Solar | 22 | JOHN | 0.04 | 0 | 0 | 0.03
SP | Solar | 22 | JORD_3 | 0.51 | 0 | 0.01 | 0.36
SP | Solar | 22 | KAIM | 0.04 | 0 | 0 | 0.03
SP | Solar | 22 | KEAD_1 | 53.98 | 0 | 1.22 | 38.61
SP | Solar | 22 | KEAR_1 | 0.32 | 0 | 0.01 | 0.23
SP | Solar | 22 | KEAR_3 | 12.47 | 0 | 0.28 | 8.92
SP | Solar | 22 | KEIT_P | 0.19 | 0 | 0 | 0.14
SP | Solar | 22 | KEMS_1 | 84.18 | 0 | 1.9 | 60.21
SP | Solar | 22 | KEOO | 0.04 | 0 | 0 | 0.03
SP | Solar | 22 | KIBY_1 | 1.79 | 0 | 0.04 | 1.28
SP | Solar | 22 | KIER | 0.37 | 0 | 0.01 | 0.26
SP | Solar | 22 | KIIN_P | 0.05 | 0 | 0 | 0.04
SP | Solar | 22 | KILS | 0.04 | 0 | 0 | 0.03
SP | Solar | 22 | KILT | 0.04 | 0 | 0 | 0.03
SP | Solar | 22 | KILW | 7.07 | 0 | 0.16 | 5.06
SP | Solar | 22 | KINO_1 | 26.44 | 0 | 0.6 | 18.91
SP | Solar | 22 | KINT_P | 2.09 | 0 | 0.05 | 1.49
SP | Solar | 22 | KIRKB1 | 0.32 | 0 | 0.01 | 0.23
SP | Solar | 22 | KITW_1 | 2.16 | 0 | 0.05 | 1.54
SP | Solar | 22 | KNAR | 18.32 | 0 | 0.41 | 13.1
SP | Solar | 22 | LACK_6 | 7.83 | 0 | 0.18 | 5.6
SP | Solar | 22 | LAIR_P | 0.05 | 0 | 0 | 0.04
SP | Solar | 22 | LALE1SG003 | 6 | 0 | 0.14 | 4.29
SP | Solar | 22 | LAND1 | 254.39 | 0 | 5.75 | 181.94
SP | Solar | 22 | LEGA_1 | 73.46 | 0 | 1.66 | 52.54
SP | Solar | 22 | LEVE | 0.37 | 0 | 0.01 | 0.26
SP | Solar | 22 | LING | 0.04 | 0 | 0 | 0.03
SP | Solar | 22 | LINM | 0.04 | 0 | 0 | 0.03
SP | Solar | 22 | LISD_1 | 2.94 | 0 | 0.07 | 2.1
SP | Solar | 22 | LITT_C | 0.37 | 0 | 0.01 | 0.26
SP | Solar | 22 | LITT_J | 0.37 | 0 | 0.01 | 0.26
SP | Solar | 22 | LODR_6 | 0.23 | 0 | 0.01 | 0.16
SP | Solar | 22 | LOUD_H | 0.28 | 0 | 0.01 | 0.2
SP | Solar | 22 | LOVE_1 | 191.32 | 0 | 4.32 | 136.83
SP | Solar | 22 | MACC_3 | 13.08 | 0 | 0.3 | 9.35
SP | Solar | 22 | MACD_P | 2.76 | 0 | 0.06 | 1.97
SP | Solar | 22 | MAGA_6 | 31.18 | 0 | 0.7 | 22.3
SP | Solar | 22 | MANN_1 | 330.69 | 0 | 7.47 | 236.51
SP | Solar | 22 | MAYB | 0.04 | 0 | 0 | 0.03
SP | Solar | 22 | MELK_1 | 310.53 | 0 | 7.02 | 222.09
SP | Solar | 22 | MILC_P | 0.06 | 0 | 0 | 0.04
SP | Solar | 22 | MILH_1 | 12.07 | 0 | 0.27 | 8.63
SP | Solar | 22 | MITY_1 | 566.44 | 0 | 12.8 | 405.12
SP | Solar | 22 | MYBS_P | 0.12 | 0 | 0 | 0.09
SP | Solar | 22 | NEAR | 0.04 | 0 | 0 | 0.03
SP | Solar | 22 | NECE_1 | 1.47 | 0 | 0.03 | 1.05
SP | Solar | 22 | NEEP_3 | 0.51 | 0 | 0.01 | 0.36
SP | Solar | 22 | NETS | 0.04 | 0 | 0 | 0.03
SP | Solar | 22 | NEWX_6 | 0.85 | 0 | 0.02 | 0.61
SP | Solar | 22 | NFLE | 48.13 | 0 | 1.09 | 34.42
SP | Solar | 22 | NHYD_6 | 0.28 | 0 | 0.01 | 0.2
SP | Solar | 22 | NINF_1 | 79.9 | 0 | 1.81 | 57.14
SP | Solar | 22 | NORL_3 | 0.51 | 0 | 0.01 | 0.36
SP | Solar | 22 | NORM_1 | 340.86 | 0 | 7.7 | 243.78
SP | Solar | 22 | NORT_1 | 34.48 | 0 | 0.78 | 24.66
SP | Solar | 22 | NURS_1 | 218.57 | 0 | 4.94 | 156.32
SP | Solar | 22 | OCKH_1 | 0.73 | 0 | 0.02 | 0.52
SP | Solar | 22 | OFFE_3 | 0.48 | 0 | 0.01 | 0.34
SP | Solar | 22 | OLDB_1 | 0.73 | 0 | 0.02 | 0.52
SP | Solar | 22 | OSBA_1 | 1.79 | 0 | 0.04 | 1.28
SP | Solar | 22 | PADIB1 | 7.18 | 0 | 0.16 | 5.14
SP | Solar | 22 | PELH_1 | 156.28 | 0 | 3.53 | 111.77
SP | Solar | 22 | PEMB_1 | 270.84 | 0 | 6.12 | 193.7
SP | Solar | 22 | PENE_1 | 1.28 | 0 | 0.03 | 0.92
SP | Solar | 22 | PENN_1 | 5.9 | 0 | 0.13 | 4.22
SP | Solar | 22 | PENT_1 | 56.66 | 0 | 1.28 | 40.52
SP | Solar | 22 | PENW_1 | 50.61 | 0 | 1.14 | 36.2
SP | Solar | 22 | PERI_H | 0.23 | 0 | 0.01 | 0.16
SP | Solar | 22 | PERS_P | 0.06 | 0 | 0 | 0.04
SP | Solar | 22 | PITS_3 | 0.51 | 0 | 0.01 | 0.36
SP | Solar | 22 | POOB | 0.04 | 0 | 0 | 0.03
SP | Solar | 22 | POPP_3 | 12.45 | 0 | 0.28 | 8.9
SP | Solar | 22 | PORA_P | 0.14 | 0 | 0 | 0.1
SP | Solar | 22 | PORD | 0.37 | 0 | 0.01 | 0.26
SP | Solar | 22 | PYLE_1 | 41.22 | 0 | 0.93 | 29.48
SP | Solar | 22 | QUOI_P | 0.02 | 0 | 0 | 0.01
SP | Solar | 22 | RAIN_1 | 3.07 | 0 | 0.07 | 2.2
SP | Solar | 22 | RANN_P | 0.07 | 0 | 0 | 0.05
SP | Solar | 22 | RASS_1 | 46.96 | 0 | 1.06 | 33.59
SP | Solar | 22 | RATS_1 | 85.59 | 0 | 1.93 | 61.21
SP | Solar | 22 | RAYL_1 | 32.67 | 0 | 0.74 | 23.37
SP | Solar | 22 | REBR_3 | 0.32 | 0 | 0.01 | 0.23
SP | Solar | 22 | REDH | 12.07 | 0 | 0.27 | 8.63
SP | Solar | 22 | REDM_P | 0.05 | 0 | 0 | 0.04
SP | Solar | 22 | RICH1 | 75.87 | 0 | 1.71 | 54.26
SP | Solar | 22 | ROCH_1 | 3.16 | 0 | 0.07 | 2.26
SP | Solar | 22 | RUGEB1 | 20.67 | 0 | 0.47 | 14.78
SP | Solar | 22 | RYEH_1 | 2.56 | 0 | 0.06 | 1.83
SP | Solar | 22 | SALH_1 | 13.65 | 0 | 0.31 | 9.76
SP | Solar | 22 | SALT_1 | 8.88 | 0 | 0.2 | 6.35
SP | Solar | 22 | SBAR | 54.78 | 0 | 1.24 | 39.18
SP | Solar | 22 | SEAB1 | 109.13 | 0 | 2.47 | 78.05
SP | Solar | 22 | SELL_1 | 58.23 | 0 | 1.32 | 41.65
SP | Solar | 22 | SFEG_P | 0.08 | 0 | 0 | 0.06
SP | Solar | 22 | SFIL_P | 0.03 | 0 | 0 | 0.02
SP | Solar | 22 | SHEC_3 | 0.51 | 0 | 0.01 | 0.36
SP | Solar | 22 | SHRW_1 | 130.01 | 0 | 2.94 | 92.98
SP | Solar | 22 | SIGH | 0.04 | 0 | 0 | 0.03
SP | Solar | 22 | SJOW_1 | 0.23 | 0 | 0.01 | 0.16
SP | Solar | 22 | SKLGB1 | 6.21 | 0 | 0.14 | 4.44
SP | Solar | 22 | SLOY_P | 0.01 | 0 | 0 | 0.01
SP | Solar | 22 | SMAN_1 | 0.43 | 0 | 0.01 | 0.31
SP | Solar | 22 | SPEN_1 | 8.42 | 0 | 0.19 | 6.02
SP | Solar | 22 | SSHI_3 | 0.48 | 0 | 0.01 | 0.34
SP | Solar | 22 | STAH_1 | 12.44 | 0 | 0.28 | 8.9
SP | Solar | 22 | STAL_1 | 1.28 | 0 | 0.03 | 0.92
SP | Solar | 22 | STAY_1 | 161.9 | 0 | 3.66 | 115.79
SP | Solar | 22 | STEN_1 | 1.28 | 0 | 0.03 | 0.92
SP | Solar | 22 | STES_1 | 7.18 | 0 | 0.16 | 5.14
SP | Solar | 22 | STHA | 0.04 | 0 | 0 | 0.03
SP | Solar | 22 | STIR | 0.37 | 0 | 0.01 | 0.26
SP | Solar | 22 | STLE | 0.37 | 0 | 0.01 | 0.26
SP | Solar | 22 | STRI_P | 1.85 | 0 | 0.04 | 1.32
SP | Solar | 22 | SUND_1 | 58.29 | 0 | 1.32 | 41.69
SP | Solar | 22 | SWAN_1 | 135.29 | 0 | 3.06 | 96.76
SP | Solar | 22 | TARL_P | 5.4 | 0 | 0.12 | 3.86
SP | Solar | 22 | TAUN1 | 93.77 | 0 | 2.12 | 67.06
SP | Solar | 22 | TAYN_P | 0.1 | 0 | 0 | 0.07
SP | Solar | 22 | TELR | 0.04 | 0 | 0 | 0.03
SP | Solar | 22 | TEMP_3 | 0.51 | 0 | 0.01 | 0.36
SP | Solar | 22 | THOM_6 | 7.67 | 0 | 0.17 | 5.49
SP | Solar | 22 | THSO_P | 0.23 | 0 | 0.01 | 0.16
SP | Solar | 22 | THUR_6 | 0.51 | 0 | 0.01 | 0.36
SP | Solar | 22 | TILBB_1 | 11.24 | 0 | 0.25 | 8.04
SP | Solar | 22 | TONG | 0.04 | 0 | 0 | 0.03
SP | Solar | 22 | TOTT_1 | 0.32 | 0 | 0.01 | 0.23
SP | Solar | 22 | TRAW_1 | 19.14 | 0 | 0.43 | 13.69
SP | Solar | 22 | TUMB_P | 0.02 | 0 | 0 | 0.01
SP | Solar | 22 | TYNE_1 | 0.48 | 0 | 0.01 | 0.34
SP | Solar | 22 | TYNE_2 | 0.48 | 0 | 0.01 | 0.34
SP | Solar | 22 | UPPB_1 | 34.67 | 0 | 0.78 | 24.8
SP | Solar | 22 | UPPB_3 | 33.9 | 0 | 0.77 | 24.25
SP | Solar | 22 | USKM_1 | 43.36 | 0 | 0.98 | 31.01
SP | Solar | 22 | WALH_1 | 116.39 | 0 | 2.63 | 83.24
SP | Solar | 22 | WALP_1 | 29.7 | 0 | 0.67 | 21.24
SP | Solar | 22 | WALP_B | 217.9 | 0 | 4.92 | 155.84
SP | Solar | 22 | WARL_1 | 24.1 | 0 | 0.54 | 17.24
SP | Solar | 22 | WASF_1 | 5.89 | 0 | 0.13 | 4.21
SP | Solar | 22 | WATFS_1 | 0.28 | 0 | 0.01 | 0.2
SP | Solar | 22 | WBOL_6 | 6.05 | 0 | 0.14 | 4.33
SP | Solar | 22 | WBUR_1 | 126.2 | 0 | 2.85 | 90.26
SP | Solar | 22 | WFIE | 0.37 | 0 | 0.01 | 0.26
SP | Solar | 22 | WHAM_1 | 0.32 | 0 | 0.01 | 0.23
SP | Solar | 22 | WHGA_1 | 0.32 | 0 | 0.01 | 0.23
SP | Solar | 22 | WIBA_3 | 0.51 | 0 | 0.01 | 0.36
SP | Solar | 22 | WIEN_1 | 0.73 | 0 | 0.02 | 0.52
SP | Solar | 22 | WILL_1 | 57.9 | 0 | 1.31 | 41.41
SP | Solar | 22 | WIMBN1 | 0.85 | 0 | 0.02 | 0.61
SP | Solar | 22 | WIMBS1 | 0.85 | 0 | 0.02 | 0.61
SP | Solar | 22 | WISD_1 | 0.23 | 0 | 0.01 | 0.16
SP | Solar | 22 | WISD_6 | 0.23 | 0 | 0.01 | 0.16
SP | Solar | 22 | WISH | 0.04 | 0 | 0 | 0.03
SP | Solar | 22 | WMEL_1 | 0.51 | 0 | 0.01 | 0.36
SP | Solar | 22 | WTHU31 | 0.32 | 0 | 0.01 | 0.23
SP | Solar | 22 | WWEY_1 | 2.73 | 0 | 0.06 | 1.95
SP | Solar | 22 | WYLF_1 | 3.85 | 0 | 0.09 | 2.75
SP | Solar | 22 | WYMOM_1 | 29.39 | 0 | 0.66 | 21.02
SP | Solar | 23 | ABHA1 | 98.34 | 0 | 2.22 | 70.33
SP | Solar | 23 | ABNE_P | 10.85 | 0 | 0.25 | 7.76
SP | Solar | 23 | ABTH_1 | 70.41 | 0 | 1.59 | 50.36
SP | Solar | 23 | ACTL_2 | 0.29 | 0 | 0.01 | 0.21
SP | Solar | 23 | ACTL_C | 0.29 | 0 | 0.01 | 0.21
SP | Solar | 23 | ALNE_P | 0.09 | 0 | 0 | 0.06
SP | Solar | 23 | ALST_3 | 0.54 | 0 | 0.01 | 0.39
SP | Solar | 23 | ALVE1 | 207.75 | 0 | 4.7 | 148.58
SP | Solar | 23 | AMEM_1 | 40.79 | 0 | 0.92 | 29.17
SP | Solar | 23 | ARBR_P | 26.34 | 0 | 0.6 | 18.84
SP | Solar | 23 | ARDK_P | 0.03 | 0 | 0 | 0.02
SP | Solar | 23 | ARMO_P | 0.19 | 0 | 0 | 0.14
SP | Solar | 23 | AXMI1 | 113.15 | 0 | 2.56 | 80.92
SP | Solar | 23 | BAGA | 0.5 | 0 | 0.01 | 0.36
SP | Solar | 23 | BAIN | 0.5 | 0 | 0.01 | 0.36
SP | Solar | 23 | BARKC1 | 2.18 | 0 | 0.05 | 1.56
SP | Solar | 23 | BARKW3 | 0.4 | 0 | 0.01 | 0.29
SP | Solar | 23 | BEDDT1 | 0.46 | 0 | 0.01 | 0.33
SP | Solar | 23 | BEDD_1 | 0.46 | 0 | 0.01 | 0.33
SP | Solar | 23 | BERW | 0.06 | 0 | 0 | 0.04
SP | Solar | 23 | BESW_1 | 49.04 | 0 | 1.11 | 35.07
SP | Solar | 23 | BICF_1 | 192.37 | 0 | 4.35 | 137.58
SP | Solar | 23 | BIRK_1 | 0.54 | 0 | 0.01 | 0.39
SP | Solar | 23 | BISW_1 | 20.02 | 0 | 0.45 | 14.32
SP | Solar | 23 | BLYTB1 | 1.61 | 0 | 0.04 | 1.15
SP | Solar | 23 | BLYTH132 | 1.61 | 0 | 0.04 | 1.15
SP | Solar | 23 | BOAG_P | 0.02 | 0 | 0 | 0.01
SP | Solar | 23 | BOLN_1 | 72.75 | 0 | 1.64 | 52.03
SP | Solar | 23 | BONN | 0.5 | 0 | 0.01 | 0.36
SP | Solar | 23 | BOTW_1 | 66.96 | 0 | 1.51 | 47.89
SP | Solar | 23 | BRAC_P | 0.02 | 0 | 0 | 0.01
SP | Solar | 23 | BRAI_1 | 107.47 | 0 | 2.43 | 76.86
SP | Solar | 23 | BRAW_1 | 0.4 | 0 | 0.01 | 0.29
SP | Solar | 23 | BRED_1 | 1.71 | 0 | 0.04 | 1.22
SP | Solar | 23 | BRFO_1 | 147.96 | 0 | 3.34 | 105.82
SP | Solar | 23 | BRIM_1 | 3.22 | 0 | 0.07 | 2.3
SP | Solar | 23 | BRLE_1 | 67.89 | 0 | 1.53 | 48.55
SP | Solar | 23 | BROA_P | 0.01 | 0 | 0 | 0.01
SP | Solar | 23 | BROX | 0.06 | 0 | 0 | 0.04
SP | Solar | 23 | BRWA1 | 273.06 | 0 | 6.17 | 195.29
SP | Solar | 23 | BUMU_P | 0.01 | 0 | 0 | 0.01
SP | Solar | 23 | BURM_1 | 374.35 | 0 | 8.46 | 267.74
SP | Solar | 23 | BUSH_1 | 13.69 | 0 | 0.31 | 9.79
SP | Solar | 23 | BUST_1 | 1.84 | 0 | 0.04 | 1.32
SP | Solar | 23 | CAAD_P | 0.01 | 0 | 0 | 0.01
SP | Solar | 23 | CAFA | 0.06 | 0 | 0 | 0.04
SP | Solar | 23 | CAMB_01 | 19.32 | 0 | 0.44 | 13.82
SP | Solar | 23 | CANTN1 | 122.06 | 0 | 2.76 | 87.3
SP | Solar | 23 | CAPEA1 | 6.44 | 0 | 0.15 | 4.61
SP | Solar | 23 | CARE_1 | 15.87 | 0 | 0.36 | 11.35
SP | Solar | 23 | CARR_1 | 2.34 | 0 | 0.05 | 1.67
SP | Solar | 23 | CASS_P | 0.03 | 0 | 0 | 0.02
SP | Solar | 23 | CATY | 0.06 | 0 | 0 | 0.04
SP | Solar | 23 | CBNK_H | 0.29 | 0 | 0.01 | 0.21
SP | Solar | 23 | CELL_1 | 36.6 | 0 | 0.83 | 26.18
SP | Solar | 23 | CHAP | 0.06 | 0 | 0 | 0.04
SP | Solar | 23 | CHAS | 0.06 | 0 | 0 | 0.04
SP | Solar | 23 | CHIC_1 | 84.41 | 0 | 1.91 | 60.37
SP | Solar | 23 | CHSI_1 | 0.46 | 0 | 0.01 | 0.33
SP | Solar | 23 | CHTE_1 | 153.86 | 0 | 3.48 | 110.04
SP | Solar | 23 | CITR_1 | 0.29 | 0 | 0.01 | 0.21
SP | Solar | 23 | CLAC_P | 0.06 | 0 | 0 | 0.04
SP | Solar | 23 | CLAY_P | 0.01 | 0 | 0 | 0.01
SP | Solar | 23 | CLT03 | 2.88 | 0 | 0.07 | 2.06
SP | Solar | 23 | CLYM | 0.06 | 0 | 0 | 0.04
SP | Solar | 23 | COAT | 0.06 | 0 | 0 | 0.04
SP | Solar | 23 | CONQA1 | 121.59 | 0 | 2.75 | 86.96
SP | Solar | 23 | COUA_P | 0.04 | 0 | 0 | 0.03
SP | Solar | 23 | COVE_1 | 7.68 | 0 | 0.17 | 5.49
SP | Solar | 23 | COWL_1 | 304.08 | 0 | 6.87 | 217.48
SP | Solar | 23 | COYL | 0.06 | 0 | 0 | 0.04
SP | Solar | 23 | CREB_1 | 19.83 | 0 | 0.45 | 14.18
SP | Solar | 23 | CUMB | 0.5 | 0 | 0.01 | 0.36
SP | Solar | 23 | CUPA | 6.13 | 0 | 0.14 | 4.38
SP | Solar | 23 | DALM3 | 0.06 | 0 | 0 | 0.04
SP | Solar | 23 | DEVM | 0.06 | 0 | 0 | 0.04
SP | Solar | 23 | DEVO | 7.54 | 0 | 0.17 | 5.39
SP | Solar | 23 | DOUN_P | 0.07 | 0 | 0 | 0.05
SP | Solar | 23 | DRAK_1 | 98.03 | 0 | 2.22 | 70.11
SP | Solar | 23 | DRAX_1 | 1.61 | 0 | 0.04 | 1.15
SP | Solar | 23 | DRCR | 0.5 | 0 | 0.01 | 0.36
SP | Solar | 23 | DUDH_P | 0.02 | 0 | 0 | 0.01
SP | Solar | 23 | DUGR_P | 0.02 | 0 | 0 | 0.01
SP | Solar | 23 | DUNB | 0.06 | 0 | 0 | 0.04
SP | Solar | 23 | DUNF | 0.5 | 0 | 0.01 | 0.36
SP | Solar | 23 | DUNO_P | 0.5 | 0 | 0.01 | 0.36
SP | Solar | 23 | DYCE_P | 0.1 | 0 | 0 | 0.07
SP | Solar | 23 | EALI_6 | 0.29 | 0 | 0.01 | 0.21
SP | Solar | 23 | EASO_1 | 250.03 | 0 | 5.65 | 178.82
SP | Solar | 23 | EAST | 0.06 | 0 | 0 | 0.04
SP | Solar | 23 | ECCL | 0.06 | 0 | 0 | 0.04
SP | Solar | 23 | ECLA_1 | 138.24 | 0 | 3.12 | 98.87
SP | Solar | 23 | EKIL | 0.06 | 0 | 0 | 0.04
SP | Solar | 23 | EKIS | 0.06 | 0 | 0 | 0.04
SP | Solar | 23 | ELGI_P | 1.38 | 0 | 0.03 | 0.99
SP | Solar | 23 | ELLA_1 | 0.4 | 0 | 0.01 | 0.29
SP | Solar | 23 | ELST_1 | 0.36 | 0 | 0.01 | 0.26
SP | Solar | 23 | ENDE_1 | 56.9 | 0 | 1.29 | 40.69
SP | Solar | 23 | EXET1 | 108.04 | 0 | 2.44 | 77.27
SP | Solar | 23 | FASN_P | 0.01 | 0 | 0 | 0.01
SP | Solar | 23 | FAUG_P | 0.04 | 0 | 0 | 0.03
SP | Solar | 23 | FAWL_1 | 103.96 | 0 | 2.35 | 74.35
SP | Solar | 23 | FECK_6 | 151.57 | 0 | 3.43 | 108.4
SP | Solar | 23 | FERRA2 | 10.35 | 0 | 0.23 | 7.4
SP | Solar | 23 | FERRB1 | 7.52 | 0 | 0.17 | 5.38
SP | Solar | 23 | FIDD_P | 0.19 | 0 | 0 | 0.14
SP | Solar | 23 | FLEE_1 | 50.1 | 0 | 1.13 | 35.83
SP | Solar | 23 | FOUR_1 | 2.42 | 0 | 0.05 | 1.73
SP | Solar | 23 | FRAS_P | 0.01 | 0 | 0 | 0.01
SP | Solar | 23 | FROD_1 | 4.52 | 0 | 0.1 | 3.23
SP | Solar | 23 | FWIL_P | 0.16 | 0 | 0 | 0.11
SP | Solar | 23 | GALA | 0.06 | 0 | 0 | 0.04
SP | Solar | 23 | GIFF | 0.06 | 0 | 0 | 0.04
SP | Solar | 23 | GLLE | 0.06 | 0 | 0 | 0.04
SP | Solar | 23 | GLLU | 0.06 | 0 | 0 | 0.04
SP | Solar | 23 | GLNI | 0.5 | 0 | 0.01 | 0.36
SP | Solar | 23 | GLRO | 0.5 | 0 | 0.01 | 0.36
SP | Solar | 23 | GREE_H | 0.29 | 0 | 0.01 | 0.21
SP | Solar | 23 | GREN_1 | 284.44 | 0 | 6.43 | 203.43
SP | Solar | 23 | GRIW_1 | 37.19 | 0 | 0.84 | 26.6
SP | Solar | 23 | GRUB_P | 0.11 | 0 | 0 | 0.08
SP | Solar | 23 | G_EXTRA_11 | 0.06 | 0 | 0 | 0.04
SP | Solar | 23 | G_EXTRA_2 | 0.06 | 0 | 0 | 0.04
SP | Solar | 23 | G_EXTRA_5 | 0.06 | 0 | 0 | 0.04
SP | Solar | 23 | G_EXTRA_7 | 0.5 | 0 | 0.01 | 0.36
SP | Solar | 23 | G_EXTRA_9 | 0.06 | 0 | 0 | 0.04
SP | Solar | 23 | HACK_1 | 0.4 | 0 | 0.01 | 0.29
SP | Solar | 23 | HACK_6 | 0.4 | 0 | 0.01 | 0.29
SP | Solar | 23 | HAMHC1 | 31.78 | 0 | 0.72 | 22.73
SP | Solar | 23 | HARK_1 | 59.41 | 0 | 1.34 | 42.49
SP | Solar | 23 | HARM_6 | 0.6 | 0 | 0.01 | 0.43
SP | Solar | 23 | HAWI | 0.06 | 0 | 0 | 0.04
SP | Solar | 23 | HAWP_6 | 6.51 | 0 | 0.15 | 4.66
SP | Solar | 23 | HEYS1 | 2.42 | 0 | 0.05 | 1.73
SP | Solar | 23 | HEYS_1 | 28.43 | 0 | 0.64 | 20.33
SP | Solar | 23 | HUER | 0.06 | 0 | 0 | 0.04
SP | Solar | 23 | HURS_1 | 0.46 | 0 | 0.01 | 0.33
SP | Solar | 23 | HUTT_1 | 17.95 | 0 | 0.41 | 12.84
SP | Solar | 23 | IMPK_1 | 21.29 | 0 | 0.48 | 15.23
SP | Solar | 23 | INDQ1 | 370.5 | 0 | 8.37 | 264.98
SP | Solar | 23 | INKE | 0.5 | 0 | 0.01 | 0.36
SP | Solar | 23 | INNE_P | 0.03 | 0 | 0 | 0.02
SP | Solar | 23 | IROA1 | 120.97 | 0 | 2.73 | 86.52
SP | Solar | 23 | IRONB1 | 43.98 | 0 | 0.99 | 31.45
SP | Solar | 23 | IVER_1 | 0.36 | 0 | 0.01 | 0.26
SP | Solar | 23 | IVER_6 | 0.36 | 0 | 0.01 | 0.26
SP | Solar | 23 | JOHN | 0.06 | 0 | 0 | 0.04
SP | Solar | 23 | JORD_3 | 0.64 | 0 | 0.01 | 0.46
SP | Solar | 23 | KAIM | 0.06 | 0 | 0 | 0.04
SP | Solar | 23 | KEAD_1 | 54.42 | 0 | 1.23 | 38.92
SP | Solar | 23 | KEAR_1 | 0.4 | 0 | 0.01 | 0.29
SP | Solar | 23 | KEAR_3 | 12.56 | 0 | 0.28 | 8.98
SP | Solar | 23 | KEIT_P | 0.23 | 0 | 0.01 | 0.16
SP | Solar | 23 | KEMS_1 | 85.77 | 0 | 1.94 | 61.34
SP | Solar | 23 | KEOO | 0.06 | 0 | 0 | 0.04
SP | Solar | 23 | KIBY_1 | 1.79 | 0 | 0.04 | 1.28
SP | Solar | 23 | KIER | 0.5 | 0 | 0.01 | 0.36
SP | Solar | 23 | KIIN_P | 0.06 | 0 | 0 | 0.04
SP | Solar | 23 | KILS | 0.06 | 0 | 0 | 0.04
SP | Solar | 23 | KILT | 0.06 | 0 | 0 | 0.04
SP | Solar | 23 | KILW | 7.09 | 0 | 0.16 | 5.07
SP | Solar | 23 | KINO_1 | 27.23 | 0 | 0.62 | 19.47
SP | Solar | 23 | KINT_P | 2.13 | 0 | 0.05 | 1.52
SP | Solar | 23 | KIRKB1 | 0.4 | 0 | 0.01 | 0.29
SP | Solar | 23 | KITW_1 | 2.35 | 0 | 0.05 | 1.68
SP | Solar | 23 | KNAR | 18.48 | 0 | 0.42 | 13.22
SP | Solar | 23 | LACK_6 | 8.32 | 0 | 0.19 | 5.95
SP | Solar | 23 | LAIR_P | 0.06 | 0 | 0 | 0.04
SP | Solar | 23 | LALE1SG003 | 6.07 | 0 | 0.14 | 4.34
SP | Solar | 23 | LAND1 | 256.21 | 0 | 5.79 | 183.24
SP | Solar | 23 | LEGA_1 | 74.12 | 0 | 1.68 | 53.01
SP | Solar | 23 | LEVE | 0.5 | 0 | 0.01 | 0.36
SP | Solar | 23 | LING | 0.06 | 0 | 0 | 0.04
SP | Solar | 23 | LINM | 0.06 | 0 | 0 | 0.04
SP | Solar | 23 | LISD_1 | 2.94 | 0 | 0.07 | 2.1
SP | Solar | 23 | LITT_C | 0.46 | 0 | 0.01 | 0.33
SP | Solar | 23 | LITT_J | 0.46 | 0 | 0.01 | 0.33
SP | Solar | 23 | LODR_6 | 0.29 | 0 | 0.01 | 0.21
SP | Solar | 23 | LOUD_H | 0.36 | 0 | 0.01 | 0.26
SP | Solar | 23 | LOVE_1 | 192.8 | 0 | 4.36 | 137.89
SP | Solar | 23 | LUNA_P | 0.01 | 0 | 0 | 0.01
SP | Solar | 23 | MACC_3 | 13.41 | 0 | 0.3 | 9.59
SP | Solar | 23 | MACD_P | 2.8 | 0 | 0.06 | 2
SP | Solar | 23 | MAGA_6 | 31.51 | 0 | 0.71 | 22.54
SP | Solar | 23 | MANN_1 | 333.11 | 0 | 7.53 | 238.24
SP | Solar | 23 | MAYB | 0.06 | 0 | 0 | 0.04
SP | Solar | 23 | MELK_1 | 313.17 | 0 | 7.08 | 223.98
SP | Solar | 23 | MILC_P | 0.07 | 0 | 0 | 0.05
SP | Solar | 23 | MILH_1 | 12.15 | 0 | 0.27 | 8.69
SP | Solar | 23 | MITY_1 | 569.08 | 0 | 12.86 | 407.01
SP | Solar | 23 | MYBS_P | 0.15 | 0 | 0 | 0.11
SP | Solar | 23 | NEAR | 0.06 | 0 | 0 | 0.04
SP | Solar | 23 | NECE_1 | 1.84 | 0 | 0.04 | 1.32
SP | Solar | 23 | NEEP_3 | 0.64 | 0 | 0.01 | 0.46
SP | Solar | 23 | NETS | 0.06 | 0 | 0 | 0.04
SP | Solar | 23 | NEWX_6 | 1.07 | 0 | 0.02 | 0.77
SP | Solar | 23 | NFLE | 48.92 | 0 | 1.11 | 34.99
SP | Solar | 23 | NHYD_6 | 0.36 | 0 | 0.01 | 0.26
SP | Solar | 23 | NINF_1 | 80.23 | 0 | 1.81 | 57.38
SP | Solar | 23 | NORL_3 | 0.64 | 0 | 0.01 | 0.46
SP | Solar | 23 | NORM_1 | 345.48 | 0 | 7.81 | 247.09
SP | Solar | 23 | NORT_1 | 34.6 | 0 | 0.78 | 24.75
SP | Solar | 23 | NURS_1 | 220.05 | 0 | 4.97 | 157.38
SP | Solar | 23 | OCKH_1 | 0.92 | 0 | 0.02 | 0.66
SP | Solar | 23 | OFFE_3 | 0.6 | 0 | 0.01 | 0.43
SP | Solar | 23 | OLDB_1 | 0.92 | 0 | 0.02 | 0.66
SP | Solar | 23 | OSBA_1 | 2.26 | 0 | 0.05 | 1.62
SP | Solar | 23 | PADIB1 | 7.51 | 0 | 0.17 | 5.37
SP | Solar | 23 | PELH_1 | 156.94 | 0 | 3.55 | 112.24
SP | Solar | 23 | PEMB_1 | 272.82 | 0 | 6.17 | 195.12
SP | Solar | 23 | PENE_1 | 1.61 | 0 | 0.04 | 1.15
SP | Solar | 23 | PENN_1 | 5.9 | 0 | 0.13 | 4.22
SP | Solar | 23 | PENT_1 | 58.31 | 0 | 1.32 | 41.7
SP | Solar | 23 | PENW_1 | 50.94 | 0 | 1.15 | 36.43
SP | Solar | 23 | PERI_H | 0.29 | 0 | 0.01 | 0.21
SP | Solar | 23 | PERS_P | 0.07 | 0 | 0 | 0.05
SP | Solar | 23 | PITS_3 | 0.64 | 0 | 0.01 | 0.46
SP | Solar | 23 | POOB | 0.06 | 0 | 0 | 0.04
SP | Solar | 23 | POPP_3 | 12.61 | 0 | 0.28 | 9.02
SP | Solar | 23 | PORA_P | 0.17 | 0 | 0 | 0.12
SP | Solar | 23 | PORD | 0.5 | 0 | 0.01 | 0.36
SP | Solar | 23 | PYLE_1 | 41.55 | 0 | 0.94 | 29.72
SP | Solar | 23 | QUOI_P | 0.02 | 0 | 0 | 0.01
SP | Solar | 23 | RAIN_1 | 3.07 | 0 | 0.07 | 2.2
SP | Solar | 23 | RANN_P | 0.08 | 0 | 0 | 0.06
SP | Solar | 23 | RASS_1 | 48.93 | 0 | 1.11 | 34.99
SP | Solar | 23 | RATS_1 | 86.25 | 0 | 1.95 | 61.69
SP | Solar | 23 | RAYL_1 | 34.25 | 0 | 0.77 | 24.5
SP | Solar | 23 | REBR_3 | 0.4 | 0 | 0.01 | 0.29
SP | Solar | 23 | REDH | 12.19 | 0 | 0.28 | 8.72
SP | Solar | 23 | REDM_P | 0.06 | 0 | 0 | 0.04
SP | Solar | 23 | RICH1 | 76.66 | 0 | 1.73 | 54.83
SP | Solar | 23 | ROCH_1 | 3.24 | 0 | 0.07 | 2.32
SP | Solar | 23 | RUGEB1 | 21.66 | 0 | 0.49 | 15.49
SP | Solar | 23 | RYEH_1 | 3.22 | 0 | 0.07 | 2.3
SP | Solar | 23 | SALH_1 | 14.15 | 0 | 0.32 | 10.12
SP | Solar | 23 | SALT_1 | 9.32 | 0 | 0.21 | 6.67
SP | Solar | 23 | SBAR | 55.44 | 0 | 1.25 | 39.65
SP | Solar | 23 | SEAB1 | 111.11 | 0 | 2.51 | 79.47
SP | Solar | 23 | SELL_1 | 59.81 | 0 | 1.35 | 42.78
SP | Solar | 23 | SFEG_P | 0.1 | 0 | 0 | 0.07
SP | Solar | 23 | SFIL_P | 0.04 | 0 | 0 | 0.03
SP | Solar | 23 | SHEC_3 | 0.64 | 0 | 0.01 | 0.46
SP | Solar | 23 | SHRW_1 | 131 | 0 | 2.96 | 93.69
SP | Solar | 23 | SIGH | 0.06 | 0 | 0 | 0.04
SP | Solar | 23 | SJOW_1 | 0.29 | 0 | 0.01 | 0.21
SP | Solar | 23 | SKLGB1 | 6.3 | 0 | 0.14 | 4.51
SP | Solar | 23 | SLOY_P | 0.01 | 0 | 0 | 0.01
SP | Solar | 23 | SMAN_1 | 0.54 | 0 | 0.01 | 0.39
SP | Solar | 23 | SPEN_1 | 9.08 | 0 | 0.21 | 6.49
SP | Solar | 23 | SSHI_3 | 0.6 | 0 | 0.01 | 0.43
SP | Solar | 23 | STAH_1 | 12.77 | 0 | 0.29 | 9.13
SP | Solar | 23 | STAL_1 | 1.61 | 0 | 0.04 | 1.15
SP | Solar | 23 | STAY_1 | 165.2 | 0 | 3.73 | 118.15
SP | Solar | 23 | STEN_1 | 1.61 | 0 | 0.04 | 1.15
SP | Solar | 23 | STES_1 | 7.51 | 0 | 0.17 | 5.37
SP | Solar | 23 | STHA | 0.06 | 0 | 0 | 0.04
SP | Solar | 23 | STIR | 0.5 | 0 | 0.01 | 0.36
SP | Solar | 23 | STLE | 0.5 | 0 | 0.01 | 0.36
SP | Solar | 23 | STRI_P | 1.87 | 0 | 0.04 | 1.34
SP | Solar | 23 | SUND_1 | 59.61 | 0 | 1.35 | 42.63
SP | Solar | 23 | SWAN_1 | 137.27 | 0 | 3.1 | 98.18
SP | Solar | 23 | TARL_P | 5.41 | 0 | 0.12 | 3.87
SP | Solar | 23 | TAUN1 | 94.43 | 0 | 2.13 | 67.54
SP | Solar | 23 | TAYN_P | 0.13 | 0 | 0 | 0.09
SP | Solar | 23 | TELR | 0.06 | 0 | 0 | 0.04
SP | Solar | 23 | TEMP_3 | 0.64 | 0 | 0.01 | 0.46
SP | Solar | 23 | THOM_6 | 8.13 | 0 | 0.18 | 5.81
SP | Solar | 23 | THSO_P | 0.29 | 0 | 0.01 | 0.21
SP | Solar | 23 | THUR_6 | 0.64 | 0 | 0.01 | 0.46
SP | Solar | 23 | TILBB_1 | 12.83 | 0 | 0.29 | 9.18
SP | Solar | 23 | TONG | 0.06 | 0 | 0 | 0.04
SP | Solar | 23 | TOTT_1 | 0.4 | 0 | 0.01 | 0.29
SP | Solar | 23 | TRAW_1 | 19.47 | 0 | 0.44 | 13.92
SP | Solar | 23 | TUMB_P | 0.03 | 0 | 0 | 0.02
SP | Solar | 23 | TYNE_1 | 0.6 | 0 | 0.01 | 0.43
SP | Solar | 23 | TYNE_2 | 0.6 | 0 | 0.01 | 0.43
SP | Solar | 23 | UPPB_1 | 34.77 | 0 | 0.79 | 24.87
SP | Solar | 23 | UPPB_3 | 34.01 | 0 | 0.77 | 24.32
SP | Solar | 23 | USKM_1 | 43.47 | 0 | 0.98 | 31.09
SP | Solar | 23 | WALH_1 | 118.04 | 0 | 2.67 | 84.42
SP | Solar | 23 | WALP_1 | 31.02 | 0 | 0.7 | 22.19
SP | Solar | 23 | WALP_B | 219.22 | 0 | 4.95 | 156.79
SP | Solar | 23 | WARL_1 | 25.69 | 0 | 0.58 | 18.37
SP | Solar | 23 | WASF_1 | 5.89 | 0 | 0.13 | 4.21
SP | Solar | 23 | WATFS_1 | 0.36 | 0 | 0.01 | 0.26
SP | Solar | 23 | WBOL_6 | 6.17 | 0 | 0.14 | 4.41
SP | Solar | 23 | WBUR_1 | 127.52 | 0 | 2.88 | 91.2
SP | Solar | 23 | WFIE | 0.5 | 0 | 0.01 | 0.36
SP | Solar | 23 | WHAM_1 | 0.4 | 0 | 0.01 | 0.29
SP | Solar | 23 | WHGA_1 | 0.4 | 0 | 0.01 | 0.29
SP | Solar | 23 | WIBA_3 | 0.64 | 0 | 0.01 | 0.46
SP | Solar | 23 | WIEN_1 | 0.92 | 0 | 0.02 | 0.66
SP | Solar | 23 | WILL_1 | 58.28 | 0 | 1.32 | 41.68
SP | Solar | 23 | WIMBN1 | 1.07 | 0 | 0.02 | 0.77
SP | Solar | 23 | WIMBS1 | 1.07 | 0 | 0.02 | 0.77
SP | Solar | 23 | WISD_1 | 0.29 | 0 | 0.01 | 0.21
SP | Solar | 23 | WISD_6 | 0.29 | 0 | 0.01 | 0.21
SP | Solar | 23 | WISH | 0.06 | 0 | 0 | 0.04
SP | Solar | 23 | WMEL_1 | 0.64 | 0 | 0.01 | 0.46
SP | Solar | 23 | WTHU31 | 0.4 | 0 | 0.01 | 0.29
SP | Solar | 23 | WWEY_1 | 2.82 | 0 | 0.06 | 2.02
SP | Solar | 23 | WYLF_1 | 4.84 | 0 | 0.11 | 3.46
SP | Solar | 23 | WYMOM_1 | 30.05 | 0 | 0.68 | 21.49
SP | Solar | 24 | ABHA1 | 100.06 | 0 | 2.26 | 71.56
SP | Solar | 24 | ABNE_P | 10.87 | 0 | 0.25 | 7.77
SP | Solar | 24 | ABTH_1 | 70.52 | 0 | 1.59 | 50.44
SP | Solar | 24 | ACTL_2 | 0.35 | 0 | 0.01 | 0.25
SP | Solar | 24 | ACTL_C | 0.35 | 0 | 0.01 | 0.25
SP | Solar | 24 | ALNE_P | 0.1 | 0 | 0 | 0.07
SP | Solar | 24 | ALST_3 | 0.64 | 0 | 0.01 | 0.46
SP | Solar | 24 | ALVE1 | 209.48 | 0 | 4.73 | 149.82
SP | Solar | 24 | AMEM_1 | 40.86 | 0 | 0.92 | 29.22
SP | Solar | 24 | ARBR_P | 26.34 | 0 | 0.6 | 18.84
SP | Solar | 24 | ARDK_P | 0.03 | 0 | 0 | 0.02
SP | Solar | 24 | ARMO_P | 0.22 | 0 | 0 | 0.16
SP | Solar | 24 | AXMI1 | 115.45 | 0 | 2.61 | 82.57
SP | Solar | 24 | BAGA | 0.62 | 0 | 0.01 | 0.44
SP | Solar | 24 | BAIN | 0.62 | 0 | 0.01 | 0.44
SP | Solar | 24 | BARKC1 | 2.26 | 0 | 0.05 | 1.62
SP | Solar | 24 | BARKW3 | 0.48 | 0 | 0.01 | 0.34
SP | Solar | 24 | BEDDT1 | 0.55 | 0 | 0.01 | 0.39
SP | Solar | 24 | BEDD_1 | 0.55 | 0 | 0.01 | 0.39
SP | Solar | 24 | BERW | 0.07 | 0 | 0 | 0.05
SP | Solar | 24 | BESW_1 | 49.4 | 0 | 1.12 | 35.33
SP | Solar | 24 | BICF_1 | 196.75 | 0 | 4.45 | 140.72
SP | Solar | 24 | BIRK_1 | 0.64 | 0 | 0.01 | 0.46
SP | Solar | 24 | BISW_1 | 20.2 | 0 | 0.46 | 14.45
SP | Solar | 24 | BLYTB1 | 1.93 | 0 | 0.04 | 1.38
SP | Solar | 24 | BLYTH132 | 1.93 | 0 | 0.04 | 1.38
SP | Solar | 24 | BOAG_P | 0.03 | 0 | 0 | 0.02
SP | Solar | 24 | BOLN_1 | 73.07 | 0 | 1.65 | 52.26
SP | Solar | 24 | BONN | 0.62 | 0 | 0.01 | 0.44
SP | Solar | 24 | BOTW_1 | 68.37 | 0 | 1.55 | 48.9
SP | Solar | 24 | BRAC_P | 0.02 | 0 | 0 | 0.01
SP | Solar | 24 | BRAI_1 | 108.1 | 0 | 2.44 | 77.31
SP | Solar | 24 | BRAW_1 | 0.48 | 0 | 0.01 | 0.34
SP | Solar | 24 | BRED_1 | 1.82 | 0 | 0.04 | 1.3
SP | Solar | 24 | BRFO_1 | 148.52 | 0 | 3.36 | 106.22
SP | Solar | 24 | BRIM_1 | 3.85 | 0 | 0.09 | 2.75
SP | Solar | 24 | BRLE_1 | 68.52 | 0 | 1.55 | 49.01
SP | Solar | 24 | BROA_P | 0.01 | 0 | 0 | 0.01
SP | Solar | 24 | BROX | 0.07 | 0 | 0 | 0.05
SP | Solar | 24 | BRWA1 | 275.56 | 0 | 6.23 | 197.08
SP | Solar | 24 | BUMU_P | 0.01 | 0 | 0 | 0.01
SP | Solar | 24 | BURM_1 | 381.24 | 0 | 8.62 | 272.66
SP | Solar | 24 | BUSH_1 | 13.87 | 0 | 0.31 | 9.92
SP | Solar | 24 | BUST_1 | 2.2 | 0 | 0.05 | 1.57
SP | Solar | 24 | CAAD_P | 0.02 | 0 | 0 | 0.01
SP | Solar | 24 | CAFA | 0.07 | 0 | 0 | 0.05
SP | Solar | 24 | CAMB_01 | 19.63 | 0 | 0.44 | 14.04
SP | Solar | 24 | CANTN1 | 122.81 | 0 | 2.78 | 87.83
SP | Solar | 24 | CAPEA1 | 6.54 | 0 | 0.15 | 4.68
SP | Solar | 24 | CARE_1 | 15.97 | 0 | 0.36 | 11.42
SP | Solar | 24 | CARR_1 | 2.44 | 0 | 0.06 | 1.75
SP | Solar | 24 | CASS_P | 0.03 | 0 | 0 | 0.02
SP | Solar | 24 | CATY | 0.07 | 0 | 0 | 0.05
SP | Solar | 24 | CBNK_H | 0.35 | 0 | 0.01 | 0.25
SP | Solar | 24 | CELL_1 | 37.53 | 0 | 0.85 | 26.84
SP | Solar | 24 | CHAP | 0.07 | 0 | 0 | 0.05
SP | Solar | 24 | CHAS | 0.07 | 0 | 0 | 0.05
SP | Solar | 24 | CHIC_1 | 86.71 | 0 | 1.96 | 62.01
SP | Solar | 24 | CHSI_1 | 0.55 | 0 | 0.01 | 0.39
SP | Solar | 24 | CHTE_1 | 153.99 | 0 | 3.48 | 110.13
SP | Solar | 24 | CITR_1 | 0.35 | 0 | 0.01 | 0.25
SP | Solar | 24 | CLAC_P | 0.07 | 0 | 0 | 0.05
SP | Solar | 24 | CLAY_P | 0.01 | 0 | 0 | 0.01
SP | Solar | 24 | CLT03 | 3.44 | 0 | 0.08 | 2.46
SP | Solar | 24 | CLYM | 0.07 | 0 | 0 | 0.05
SP | Solar | 24 | COAT | 0.07 | 0 | 0 | 0.05
SP | Solar | 24 | CONQA1 | 121.9 | 0 | 2.75 | 87.18
SP | Solar | 24 | COUA_P | 0.04 | 0 | 0 | 0.03
SP | Solar | 24 | COVE_1 | 8.03 | 0 | 0.18 | 5.74
SP | Solar | 24 | COWL_1 | 306.58 | 0 | 6.93 | 219.27
SP | Solar | 24 | COYL | 0.07 | 0 | 0 | 0.05
SP | Solar | 24 | CREB_1 | 20.25 | 0 | 0.46 | 14.48
SP | Solar | 24 | CUMB | 0.62 | 0 | 0.01 | 0.44
SP | Solar | 24 | CUPA | 6.26 | 0 | 0.14 | 4.48
SP | Solar | 24 | DALM3 | 0.07 | 0 | 0 | 0.05
SP | Solar | 24 | DEVM | 0.07 | 0 | 0 | 0.05
SP | Solar | 24 | DEVO | 7.67 | 0 | 0.17 | 5.49
SP | Solar | 24 | DOUN_P | 0.08 | 0 | 0 | 0.06
SP | Solar | 24 | DRAK_1 | 98.21 | 0 | 2.22 | 70.24
SP | Solar | 24 | DRAX_1 | 1.93 | 0 | 0.04 | 1.38
SP | Solar | 24 | DRCR | 0.62 | 0 | 0.01 | 0.44
SP | Solar | 24 | DUDH_P | 0.02 | 0 | 0 | 0.01
SP | Solar | 24 | DUGR_P | 0.02 | 0 | 0 | 0.01
SP | Solar | 24 | DUNB | 0.07 | 0 | 0 | 0.05
SP | Solar | 24 | DUNF | 0.62 | 0 | 0.01 | 0.44
SP | Solar | 24 | DUNO_P | 0.62 | 0 | 0.01 | 0.44
SP | Solar | 24 | DYCE_P | 0.12 | 0 | 0 | 0.09
SP | Solar | 24 | EALI_6 | 0.35 | 0 | 0.01 | 0.25
SP | Solar | 24 | EASO_1 | 251.28 | 0 | 5.68 | 179.72
SP | Solar | 24 | EAST | 0.07 | 0 | 0 | 0.05
SP | Solar | 24 | ECCL | 0.07 | 0 | 0 | 0.05
SP | Solar | 24 | ECLA_1 | 139.49 | 0 | 3.15 | 99.76
SP | Solar | 24 | EKIL | 0.07 | 0 | 0 | 0.05
SP | Solar | 24 | EKIS | 0.07 | 0 | 0 | 0.05
SP | Solar | 24 | ELGI_P | 1.38 | 0 | 0.03 | 0.99
SP | Solar | 24 | ELLA_1 | 0.48 | 0 | 0.01 | 0.34
SP | Solar | 24 | ELST_1 | 0.43 | 0 | 0.01 | 0.31
SP | Solar | 24 | ENDE_1 | 57.53 | 0 | 1.3 | 41.15
SP | Solar | 24 | EXET1 | 109.77 | 0 | 2.48 | 78.51
SP | Solar | 24 | FASN_P | 0.02 | 0 | 0 | 0.01
SP | Solar | 24 | FAUG_P | 0.05 | 0 | 0 | 0.04
SP | Solar | 24 | FAWL_1 | 105.37 | 0 | 2.38 | 75.36
SP | Solar | 24 | FECK_6 | 151.92 | 0 | 3.43 | 108.65
SP | Solar | 24 | FERRA2 | 10.66 | 0 | 0.24 | 7.62
SP | Solar | 24 | FERRB1 | 7.83 | 0 | 0.18 | 5.6
SP | Solar | 24 | FIDD_P | 0.22 | 0 | 0 | 0.16
SP | Solar | 24 | FLEE_1 | 50.72 | 0 | 1.15 | 36.27
SP | Solar | 24 | FOUR_1 | 2.89 | 0 | 0.07 | 2.07
SP | Solar | 24 | FRAS_P | 0.01 | 0 | 0 | 0.01
SP | Solar | 24 | FROD_1 | 4.62 | 0 | 0.1 | 3.3
SP | Solar | 24 | FWIL_P | 0.19 | 0 | 0 | 0.14
SP | Solar | 24 | GALA | 0.07 | 0 | 0 | 0.05
SP | Solar | 24 | GIFF | 0.07 | 0 | 0 | 0.05
SP | Solar | 24 | GLLE | 0.07 | 0 | 0 | 0.05
SP | Solar | 24 | GLLU | 0.07 | 0 | 0 | 0.05
SP | Solar | 24 | GLNI | 0.62 | 0 | 0.01 | 0.44
SP | Solar | 24 | GLRO | 0.62 | 0 | 0.01 | 0.44
SP | Solar | 24 | GREE_H | 0.35 | 0 | 0.01 | 0.25
SP | Solar | 24 | GREN_1 | 288.33 | 0 | 6.52 | 206.21
SP | Solar | 24 | GRIW_1 | 38.13 | 0 | 0.86 | 27.27
SP | Solar | 24 | GRUB_P | 0.13 | 0 | 0 | 0.09
SP | Solar | 24 | G_EXTRA_11 | 0.07 | 0 | 0 | 0.05
SP | Solar | 24 | G_EXTRA_2 | 0.07 | 0 | 0 | 0.05
SP | Solar | 24 | G_EXTRA_5 | 0.07 | 0 | 0 | 0.05
SP | Solar | 24 | G_EXTRA_7 | 0.62 | 0 | 0.01 | 0.44
SP | Solar | 24 | G_EXTRA_9 | 0.07 | 0 | 0 | 0.05
SP | Solar | 24 | HACK_1 | 0.48 | 0 | 0.01 | 0.34
SP | Solar | 24 | HACK_6 | 0.48 | 0 | 0.01 | 0.34
SP | Solar | 24 | HAMHC1 | 32.14 | 0 | 0.73 | 22.99
SP | Solar | 24 | HARK_1 | 59.88 | 0 | 1.35 | 42.83
SP | Solar | 24 | HARM_6 | 0.72 | 0 | 0.02 | 0.51
SP | Solar | 24 | HAWI | 0.07 | 0 | 0 | 0.05
SP | Solar | 24 | HAWP_6 | 6.63 | 0 | 0.15 | 4.74
SP | Solar | 24 | HEYS1 | 2.89 | 0 | 0.07 | 2.07
SP | Solar | 24 | HEYS_1 | 28.9 | 0 | 0.65 | 20.67
SP | Solar | 24 | HUER | 0.07 | 0 | 0 | 0.05
SP | Solar | 24 | HURS_1 | 0.55 | 0 | 0.01 | 0.39
SP | Solar | 24 | HUTT_1 | 19.2 | 0 | 0.43 | 13.73
SP | Solar | 24 | IMPK_1 | 23.17 | 0 | 0.52 | 16.57
SP | Solar | 24 | INDQ1 | 372.23 | 0 | 8.41 | 266.22
SP | Solar | 24 | INKE | 0.62 | 0 | 0.01 | 0.44
SP | Solar | 24 | INNE_P | 0.03 | 0 | 0 | 0.02
SP | Solar | 24 | IROA1 | 123.16 | 0 | 2.78 | 88.08
SP | Solar | 24 | IRONB1 | 44.92 | 0 | 1.02 | 32.13
SP | Solar | 24 | IVER_1 | 0.43 | 0 | 0.01 | 0.31
SP | Solar | 24 | IVER_6 | 0.43 | 0 | 0.01 | 0.31
SP | Solar | 24 | JOHN | 0.07 | 0 | 0 | 0.05
SP | Solar | 24 | JORD_3 | 0.77 | 0 | 0.02 | 0.55
SP | Solar | 24 | KAIM | 0.07 | 0 | 0 | 0.05
SP | Solar | 24 | KEAD_1 | 54.84 | 0 | 1.24 | 39.22
SP | Solar | 24 | KEAR_1 | 0.48 | 0 | 0.01 | 0.34
SP | Solar | 24 | KEAR_3 | 12.63 | 0 | 0.29 | 9.03
SP | Solar | 24 | KEIT_P | 0.28 | 0 | 0.01 | 0.2
SP | Solar | 24 | KEMS_1 | 87.27 | 0 | 1.97 | 62.42
SP | Solar | 24 | KEOO | 0.07 | 0 | 0 | 0.05
SP | Solar | 24 | KIBY_1 | 1.79 | 0 | 0.04 | 1.28
SP | Solar | 24 | KIER | 0.62 | 0 | 0.01 | 0.44
SP | Solar | 24 | KIIN_P | 0.08 | 0 | 0 | 0.06
SP | Solar | 24 | KILS | 0.07 | 0 | 0 | 0.05
SP | Solar | 24 | KILT | 0.07 | 0 | 0 | 0.05
SP | Solar | 24 | KILW | 7.1 | 0 | 0.16 | 5.08
SP | Solar | 24 | KINO_1 | 27.98 | 0 | 0.63 | 20.01
SP | Solar | 24 | KINT_P | 2.16 | 0 | 0.05 | 1.54
SP | Solar | 24 | KIRKB1 | 0.48 | 0 | 0.01 | 0.34
SP | Solar | 24 | KITW_1 | 2.53 | 0 | 0.06 | 1.81
SP | Solar | 24 | KNAR | 18.64 | 0 | 0.42 | 13.33
SP | Solar | 24 | LACK_6 | 8.79 | 0 | 0.2 | 6.29
SP | Solar | 24 | LAIR_P | 0.07 | 0 | 0 | 0.05
SP | Solar | 24 | LALE1SG003 | 6.14 | 0 | 0.14 | 4.39
SP | Solar | 24 | LAND1 | 257.94 | 0 | 5.83 | 184.48
SP | Solar | 24 | LEGA_1 | 74.74 | 0 | 1.69 | 53.45
SP | Solar | 24 | LEVE | 0.62 | 0 | 0.01 | 0.44
SP | Solar | 24 | LING | 0.07 | 0 | 0 | 0.05
SP | Solar | 24 | LINM | 0.07 | 0 | 0 | 0.05
SP | Solar | 24 | LISD_1 | 2.94 | 0 | 0.07 | 2.1
SP | Solar | 24 | LITT_C | 0.55 | 0 | 0.01 | 0.39
SP | Solar | 24 | LITT_J | 0.55 | 0 | 0.01 | 0.39
SP | Solar | 24 | LODR_6 | 0.35 | 0 | 0.01 | 0.25
SP | Solar | 24 | LOUD_H | 0.43 | 0 | 0.01 | 0.31
SP | Solar | 24 | LOVE_1 | 194.21 | 0 | 4.39 | 138.9
SP | Solar | 24 | LUNA_P | 0.01 | 0 | 0 | 0.01
SP | Solar | 24 | MACC_3 | 13.72 | 0 | 0.31 | 9.81
SP | Solar | 24 | MACD_P | 2.83 | 0 | 0.06 | 2.02
SP | Solar | 24 | MAGA_6 | 31.82 | 0 | 0.72 | 22.76
SP | Solar | 24 | MANN_1 | 335.4 | 0 | 7.58 | 239.88
SP | Solar | 24 | MAYB | 0.07 | 0 | 0 | 0.05
SP | Solar | 24 | MELK_1 | 315.67 | 0 | 7.13 | 225.77
SP | Solar | 24 | MILC_P | 0.09 | 0 | 0 | 0.06
SP | Solar | 24 | MILH_1 | 12.22 | 0 | 0.28 | 8.74
SP | Solar | 24 | MITY_1 | 571.59 | 0 | 12.92 | 408.8
SP | Solar | 24 | MYBS_P | 0.18 | 0 | 0 | 0.13
SP | Solar | 24 | NEAR | 0.07 | 0 | 0 | 0.05
SP | Solar | 24 | NECE_1 | 2.2 | 0 | 0.05 | 1.57
SP | Solar | 24 | NEEP_3 | 0.77 | 0 | 0.02 | 0.55
SP | Solar | 24 | NETS | 0.07 | 0 | 0 | 0.05
SP | Solar | 24 | NEWX_6 | 1.28 | 0 | 0.03 | 0.92
SP | Solar | 24 | NFLE | 49.67 | 0 | 1.12 | 35.52
SP | Solar | 24 | NHYD_6 | 0.43 | 0 | 0.01 | 0.31
SP | Solar | 24 | NINF_1 | 80.55 | 0 | 1.82 | 57.61
SP | Solar | 24 | NORL_3 | 0.77 | 0 | 0.02 | 0.55
SP | Solar | 24 | NORM_1 | 349.86 | 0 | 7.91 | 250.22
SP | Solar | 24 | NORT_1 | 34.72 | 0 | 0.78 | 24.83
SP | Solar | 24 | NURS_1 | 221.46 | 0 | 5 | 158.39
SP | Solar | 24 | OCKH_1 | 1.1 | 0 | 0.02 | 0.79
SP | Solar | 24 | OFFE_3 | 0.72 | 0 | 0.02 | 0.51
SP | Solar | 24 | OLDB_1 | 1.1 | 0 | 0.02 | 0.79
SP | Solar | 24 | OSBA_1 | 2.7 | 0 | 0.06 | 1.93
SP | Solar | 24 | PADIB1 | 7.82 | 0 | 0.18 | 5.59
SP | Solar | 24 | PELH_1 | 157.57 | 0 | 3.56 | 112.69
SP | Solar | 24 | PEMB_1 | 274.7 | 0 | 6.21 | 196.47
SP | Solar | 24 | PENE_1 | 1.93 | 0 | 0.04 | 1.38
SP | Solar | 24 | PENN_1 | 5.9 | 0 | 0.13 | 4.22
SP | Solar | 24 | PENT_1 | 59.88 | 0 | 1.35 | 42.83
SP | Solar | 24 | PENW_1 | 51.25 | 0 | 1.16 | 36.65
SP | Solar | 24 | PERI_H | 0.35 | 0 | 0.01 | 0.25
SP | Solar | 24 | PERS_P | 0.09 | 0 | 0 | 0.06
SP | Solar | 24 | PITS_3 | 0.77 | 0 | 0.02 | 0.55
SP | Solar | 24 | POOB | 0.07 | 0 | 0 | 0.05
SP | Solar | 24 | POPP_3 | 12.77 | 0 | 0.29 | 9.13
SP | Solar | 24 | PORA_P | 0.21 | 0 | 0 | 0.15
SP | Solar | 24 | PORD | 0.62 | 0 | 0.01 | 0.44
SP | Solar | 24 | PYLE_1 | 41.87 | 0 | 0.95 | 29.95
SP | Solar | 24 | QUOI_P | 0.02 | 0 | 0 | 0.01
SP | Solar | 24 | RAIN_1 | 3.07 | 0 | 0.07 | 2.2
SP | Solar | 24 | RANN_P | 0.1 | 0 | 0 | 0.07
SP | Solar | 24 | RASS_1 | 50.81 | 0 | 1.15 | 36.34
SP | Solar | 24 | RATS_1 | 86.88 | 0 | 1.96 | 62.14
SP | Solar | 24 | RAYL_1 | 35.76 | 0 | 0.81 | 25.58
SP | Solar | 24 | REBR_3 | 0.48 | 0 | 0.01 | 0.34
SP | Solar | 24 | REDH | 12.32 | 0 | 0.28 | 8.81
SP | Solar | 24 | REDM_P | 0.08 | 0 | 0 | 0.06
SP | Solar | 24 | RICH1 | 77.41 | 0 | 1.75 | 55.36
SP | Solar | 24 | ROCH_1 | 3.32 | 0 | 0.08 | 2.37
SP | Solar | 24 | RUGEB1 | 22.59 | 0 | 0.51 | 16.16
SP | Solar | 24 | RYEH_1 | 3.85 | 0 | 0.09 | 2.75
SP | Solar | 24 | SALH_1 | 14.62 | 0 | 0.33 | 10.46
SP | Solar | 24 | SALT_1 | 9.74 | 0 | 0.22 | 6.97
SP | Solar | 24 | SBAR | 56.07 | 0 | 1.27 | 40.1
SP | Solar | 24 | SEAB1 | 112.99 | 0 | 2.55 | 80.81
SP | Solar | 24 | SELL_1 | 61.32 | 0 | 1.39 | 43.86
SP | Solar | 24 | SFEG_P | 0.12 | 0 | 0 | 0.09
SP | Solar | 24 | SFIL_P | 0.05 | 0 | 0 | 0.04
SP | Solar | 24 | SHEC_3 | 0.77 | 0 | 0.02 | 0.55
SP | Solar | 24 | SHRW_1 | 131.94 | 0 | 2.98 | 94.36
SP | Solar | 24 | SIGH | 0.07 | 0 | 0 | 0.05
SP | Solar | 24 | SJOW_1 | 0.35 | 0 | 0.01 | 0.25
SP | Solar | 24 | SKLGB1 | 6.37 | 0 | 0.14 | 4.56
SP | Solar | 24 | SLOY_P | 0.01 | 0 | 0 | 0.01
SP | Solar | 24 | SMAN_1 | 0.64 | 0 | 0.01 | 0.46
SP | Solar | 24 | SPEN_1 | 9.71 | 0 | 0.22 | 6.94
SP | Solar | 24 | SSHI_3 | 0.72 | 0 | 0.02 | 0.51
SP | Solar | 24 | STAH_1 | 13.09 | 0 | 0.3 | 9.36
SP | Solar | 24 | STAL_1 | 1.93 | 0 | 0.04 | 1.38
SP | Solar | 24 | STAY_1 | 168.33 | 0 | 3.8 | 120.39
SP | Solar | 24 | STEN_1 | 1.93 | 0 | 0.04 | 1.38
SP | Solar | 24 | STES_1 | 7.82 | 0 | 0.18 | 5.59
SP | Solar | 24 | STHA | 0.07 | 0 | 0 | 0.05
SP | Solar | 24 | STIR | 0.62 | 0 | 0.01 | 0.44
SP | Solar | 24 | STLE | 0.62 | 0 | 0.01 | 0.44
SP | Solar | 24 | STRI_P | 1.9 | 0 | 0.04 | 1.36
SP | Solar | 24 | SUND_1 | 60.86 | 0 | 1.38 | 43.53
SP | Solar | 24 | SWAN_1 | 139.15 | 0 | 3.14 | 99.52
SP | Solar | 24 | TARL_P | 5.41 | 0 | 0.12 | 3.87
SP | Solar | 24 | TAUN1 | 95.06 | 0 | 2.15 | 67.99
SP | Solar | 24 | TAYN_P | 0.16 | 0 | 0 | 0.11
SP | Solar | 24 | TELR | 0.07 | 0 | 0 | 0.05
SP | Solar | 24 | TEMP_3 | 0.77 | 0 | 0.02 | 0.55
SP | Solar | 24 | THOM_6 | 8.57 | 0 | 0.19 | 6.13
SP | Solar | 24 | THSO_P | 0.35 | 0 | 0.01 | 0.25
SP | Solar | 24 | THUR_6 | 0.77 | 0 | 0.02 | 0.55
SP | Solar | 24 | TILBB_1 | 14.33 | 0 | 0.32 | 10.25
SP | Solar | 24 | TONG | 0.07 | 0 | 0 | 0.05
SP | Solar | 24 | TOTT_1 | 0.48 | 0 | 0.01 | 0.34
SP | Solar | 24 | TRAW_1 | 19.78 | 0 | 0.45 | 14.15
SP | Solar | 24 | TUMB_P | 0.04 | 0 | 0 | 0.03
SP | Solar | 24 | TYNE_1 | 0.72 | 0 | 0.02 | 0.51
SP | Solar | 24 | TYNE_2 | 0.72 | 0 | 0.02 | 0.51
SP | Solar | 24 | UPPB_1 | 34.88 | 0 | 0.79 | 24.95
SP | Solar | 24 | UPPB_3 | 34.12 | 0 | 0.77 | 24.4
SP | Solar | 24 | USKM_1 | 43.57 | 0 | 0.98 | 31.16
SP | Solar | 24 | WALH_1 | 119.61 | 0 | 2.7 | 85.55
SP | Solar | 24 | WALP_1 | 32.27 | 0 | 0.73 | 23.08
SP | Solar | 24 | WALP_B | 220.47 | 0 | 4.98 | 157.68
SP | Solar | 24 | WARL_1 | 27.19 | 0 | 0.61 | 19.45
SP | Solar | 24 | WASF_1 | 5.89 | 0 | 0.13 | 4.21
SP | Solar | 24 | WATFS_1 | 0.43 | 0 | 0.01 | 0.31
SP | Solar | 24 | WBOL_6 | 6.29 | 0 | 0.14 | 4.5
SP | Solar | 24 | WBUR_1 | 128.77 | 0 | 2.91 | 92.1
SP | Solar | 24 | WFIE | 0.62 | 0 | 0.01 | 0.44
SP | Solar | 24 | WHAM_1 | 0.48 | 0 | 0.01 | 0.34
SP | Solar | 24 | WHGA_1 | 0.48 | 0 | 0.01 | 0.34
SP | Solar | 24 | WIBA_3 | 0.77 | 0 | 0.02 | 0.55
SP | Solar | 24 | WIEN_1 | 1.1 | 0 | 0.02 | 0.79
SP | Solar | 24 | WILL_1 | 58.64 | 0 | 1.33 | 41.94
SP | Solar | 24 | WIMBN1 | 1.28 | 0 | 0.03 | 0.92
SP | Solar | 24 | WIMBS1 | 1.28 | 0 | 0.03 | 0.92
SP | Solar | 24 | WISD_1 | 0.35 | 0 | 0.01 | 0.25
SP | Solar | 24 | WISD_6 | 0.35 | 0 | 0.01 | 0.25
SP | Solar | 24 | WISH | 0.07 | 0 | 0 | 0.05
SP | Solar | 24 | WMEL_1 | 0.77 | 0 | 0.02 | 0.55
SP | Solar | 24 | WTHU31 | 0.48 | 0 | 0.01 | 0.34
SP | Solar | 24 | WWEY_1 | 2.91 | 0 | 0.07 | 2.08
SP | Solar | 24 | WYLF_1 | 5.78 | 0 | 0.13 | 4.13
SP | Solar | 24 | WYMOM_1 | 30.68 | 0 | 0.69 | 21.94
SP | Solar | 25 | ABHA1 | 101.7 | 0 | 2.3 | 72.74
SP | Solar | 25 | ABNE_P | 10.88 | 0 | 0.25 | 7.78
SP | Solar | 25 | ABTH_1 | 70.62 | 0 | 1.6 | 50.51
SP | Solar | 25 | ACTL_2 | 0.4 | 0 | 0.01 | 0.29
SP | Solar | 25 | ACTL_C | 0.4 | 0 | 0.01 | 0.29
SP | Solar | 25 | ALNE_P | 0.12 | 0 | 0 | 0.09
SP | Solar | 25 | ALST_3 | 0.74 | 0 | 0.02 | 0.53
SP | Solar | 25 | ALVE1 | 211.12 | 0 | 4.77 | 150.99
SP | Solar | 25 | AMEM_1 | 40.92 | 0 | 0.92 | 29.27
SP | Solar | 25 | ARBR_P | 26.34 | 0 | 0.6 | 18.84
SP | Solar | 25 | ARDK_P | 0.04 | 0 | 0 | 0.03
SP | Solar | 25 | ARMO_P | 0.26 | 0 | 0.01 | 0.19
SP | Solar | 25 | AXMI1 | 117.62 | 0 | 2.66 | 84.12
SP | Solar | 25 | BAGA | 0.75 | 0 | 0.02 | 0.54
SP | Solar | 25 | BAIN | 0.75 | 0 | 0.02 | 0.54
SP | Solar | 25 | BARKC1 | 2.33 | 0 | 0.05 | 1.67
SP | Solar | 25 | BARKW3 | 0.56 | 0 | 0.01 | 0.4
SP | Solar | 25 | BEDDT1 | 0.63 | 0 | 0.01 | 0.45
SP | Solar | 25 | BEDD_1 | 0.63 | 0 | 0.01 | 0.45
SP | Solar | 25 | BERW | 0.09 | 0 | 0 | 0.06
SP | Solar | 25 | BESW_1 | 49.74 | 0 | 1.12 | 35.57
SP | Solar | 25 | BICF_1 | 200.91 | 0 | 4.54 | 143.69
SP | Solar | 25 | BIRK_1 | 0.74 | 0 | 0.02 | 0.53
SP | Solar | 25 | BISW_1 | 20.37 | 0 | 0.46 | 14.57
SP | Solar | 25 | BLYTB1 | 2.22 | 0 | 0.05 | 1.59
SP | Solar | 25 | BLYTH132 | 2.22 | 0 | 0.05 | 1.59
SP | Solar | 25 | BOAG_P | 0.03 | 0 | 0 | 0.02
SP | Solar | 25 | BOLN_1 | 73.36 | 0 | 1.66 | 52.47
SP | Solar | 25 | BONN | 0.75 | 0 | 0.02 | 0.54
SP | Solar | 25 | BOTW_1 | 69.7 | 0 | 1.58 | 49.85
SP | Solar | 25 | BRAC_P | 0.02 | 0 | 0 | 0.01
SP | Solar | 25 | BRAI_1 | 108.69 | 0 | 2.46 | 77.74
SP | Solar | 25 | BRAW_1 | 0.56 | 0 | 0.01 | 0.4
SP | Solar | 25 | BRED_1 | 1.92 | 0 | 0.04 | 1.37
SP | Solar | 25 | BRFO_1 | 149.05 | 0 | 3.37 | 106.6
SP | Solar | 25 | BRIM_1 | 4.44 | 0 | 0.1 | 3.18
SP | Solar | 25 | BRLE_1 | 69.11 | 0 | 1.56 | 49.43
SP | Solar | 25 | BROA_P | 0.01 | 0 | 0 | 0.01
SP | Solar | 25 | BROX | 0.09 | 0 | 0 | 0.06
SP | Solar | 25 | BRWA1 | 277.94 | 0 | 6.28 | 198.78
SP | Solar | 25 | BUMU_P | 0.01 | 0 | 0 | 0.01
SP | Solar | 25 | BURM_1 | 387.77 | 0 | 8.76 | 277.33
SP | Solar | 25 | BUSH_1 | 14.04 | 0 | 0.32 | 10.04
SP | Solar | 25 | BUST_1 | 2.54 | 0 | 0.06 | 1.82
SP | Solar | 25 | CAAD_P | 0.02 | 0 | 0 | 0.01
SP | Solar | 25 | CAFA | 0.09 | 0 | 0 | 0.06
SP | Solar | 25 | CAMB_01 | 19.93 | 0 | 0.45 | 14.25
SP | Solar | 25 | CANTN1 | 123.52 | 0 | 2.79 | 88.34
SP | Solar | 25 | CAPEA1 | 6.64 | 0 | 0.15 | 4.75
SP | Solar | 25 | CARE_1 | 16.07 | 0 | 0.36 | 11.49
SP | Solar | 25 | CARR_1 | 2.54 | 0 | 0.06 | 1.82
SP | Solar | 25 | CASS_P | 0.03 | 0 | 0 | 0.02
SP | Solar | 25 | CATY | 0.09 | 0 | 0 | 0.06
SP | Solar | 25 | CBNK_H | 0.4 | 0 | 0.01 | 0.29
SP | Solar | 25 | CELL_1 | 38.43 | 0 | 0.87 | 27.49
SP | Solar | 25 | CHAP | 0.09 | 0 | 0 | 0.06
SP | Solar | 25 | CHAS | 0.09 | 0 | 0 | 0.06
SP | Solar | 25 | CHIC_1 | 88.88 | 0 | 2.01 | 63.57
SP | Solar | 25 | CHSI_1 | 0.63 | 0 | 0.01 | 0.45
SP | Solar | 25 | CHTE_1 | 154.11 | 0 | 3.48 | 110.22
SP | Solar | 25 | CITR_1 | 0.4 | 0 | 0.01 | 0.29
SP | Solar | 25 | CLAC_P | 0.08 | 0 | 0 | 0.06
SP | Solar | 25 | CLAY_P | 0.01 | 0 | 0 | 0.01
SP | Solar | 25 | CLT03 | 3.97 | 0 | 0.09 | 2.84
SP | Solar | 25 | CLYM | 0.09 | 0 | 0 | 0.06
SP | Solar | 25 | COAT | 0.09 | 0 | 0 | 0.06
SP | Solar | 25 | CONQA1 | 122.2 | 0 | 2.76 | 87.4
SP | Solar | 25 | COUA_P | 0.05 | 0 | 0 | 0.04
SP | Solar | 25 | COVE_1 | 8.37 | 0 | 0.19 | 5.99
SP | Solar | 25 | COWL_1 | 308.95 | 0 | 6.98 | 220.96
SP | Solar | 25 | COYL | 0.09 | 0 | 0 | 0.06
SP | Solar | 25 | CREB_1 | 20.64 | 0 | 0.47 | 14.76
SP | Solar | 25 | CUMB | 0.75 | 0 | 0.02 | 0.54
SP | Solar | 25 | CUPA | 6.38 | 0 | 0.14 | 4.56
SP | Solar | 25 | DALM3 | 0.09 | 0 | 0 | 0.06
SP | Solar | 25 | DEVM | 0.09 | 0 | 0 | 0.06
SP | Solar | 25 | DEVO | 7.79 | 0 | 0.18 | 5.57
SP | Solar | 25 | DOUN_P | 0.1 | 0 | 0 | 0.07
SP | Solar | 25 | DRAK_1 | 98.38 | 0 | 2.22 | 70.36
SP | Solar | 25 | DRAX_1 | 2.22 | 0 | 0.05 | 1.59
SP | Solar | 25 | DRCR | 0.75 | 0 | 0.02 | 0.54
SP | Solar | 25 | DUDH_P | 0.02 | 0 | 0 | 0.01
SP | Solar | 25 | DUGR_P | 0.02 | 0 | 0 | 0.01
SP | Solar | 25 | DUNB | 0.09 | 0 | 0 | 0.06
SP | Solar | 25 | DUNF | 0.75 | 0 | 0.02 | 0.54
SP | Solar | 25 | DUNO_P | 0.75 | 0 | 0.02 | 0.54
SP | Solar | 25 | DYCE_P | 0.13 | 0 | 0 | 0.09
SP | Solar | 25 | EALI_6 | 0.4 | 0 | 0.01 | 0.29
SP | Solar | 25 | EASO_1 | 252.47 | 0 | 5.71 | 180.57
SP | Solar | 25 | EAST | 0.09 | 0 | 0 | 0.06
SP | Solar | 25 | ECCL | 0.09 | 0 | 0 | 0.06
SP | Solar | 25 | ECLA_1 | 140.68 | 0 | 3.18 | 100.61
SP | Solar | 25 | EKIL | 0.09 | 0 | 0 | 0.06
SP | Solar | 25 | EKIS | 0.09 | 0 | 0 | 0.06
SP | Solar | 25 | ELGI_P | 1.38 | 0 | 0.03 | 0.99
SP | Solar | 25 | ELLA_1 | 0.56 | 0 | 0.01 | 0.4
SP | Solar | 25 | ELST_1 | 0.49 | 0 | 0.01 | 0.35
SP | Solar | 25 | ENDE_1 | 58.12 | 0 | 1.31 | 41.57
SP | Solar | 25 | EXET1 | 111.41 | 0 | 2.52 | 79.68
SP | Solar | 25 | FASN_P | 0.02 | 0 | 0 | 0.01
SP | Solar | 25 | FAUG_P | 0.05 | 0 | 0 | 0.04
SP | Solar | 25 | FAWL_1 | 106.7 | 0 | 2.41 | 76.31
SP | Solar | 25 | FECK_6 | 152.26 | 0 | 3.44 | 108.9
SP | Solar | 25 | FERRA2 | 10.96 | 0 | 0.25 | 7.84
SP | Solar | 25 | FERRB1 | 8.12 | 0 | 0.18 | 5.81
SP | Solar | 25 | FIDD_P | 0.26 | 0 | 0.01 | 0.19
SP | Solar | 25 | FLEE_1 | 51.32 | 0 | 1.16 | 36.7
SP | Solar | 25 | FOUR_1 | 3.33 | 0 | 0.08 | 2.38
SP | Solar | 25 | FRAS_P | 0.01 | 0 | 0 | 0.01
SP | Solar | 25 | FROD_1 | 4.72 | 0 | 0.11 | 3.38
SP | Solar | 25 | FWIL_P | 0.22 | 0 | 0 | 0.16
SP | Solar | 25 | GALA | 0.09 | 0 | 0 | 0.06
SP | Solar | 25 | GIFF | 0.09 | 0 | 0 | 0.06
SP | Solar | 25 | GLLE | 0.09 | 0 | 0 | 0.06
SP | Solar | 25 | GLLU | 0.09 | 0 | 0 | 0.06
SP | Solar | 25 | GLNI | 0.75 | 0 | 0.02 | 0.54
SP | Solar | 25 | GLRO | 0.75 | 0 | 0.02 | 0.54
SP | Solar | 25 | GREE_H | 0.4 | 0 | 0.01 | 0.29
SP | Solar | 25 | GREN_1 | 292.02 | 0 | 6.6 | 208.85
SP | Solar | 25 | GRIW_1 | 39.02 | 0 | 0.88 | 27.91
SP | Solar | 25 | GRUB_P | 0.15 | 0 | 0 | 0.11
SP | Solar | 25 | G_EXTRA_11 | 0.09 | 0 | 0 | 0.06
SP | Solar | 25 | G_EXTRA_2 | 0.09 | 0 | 0 | 0.06
SP | Solar | 25 | G_EXTRA_5 | 0.09 | 0 | 0 | 0.06
SP | Solar | 25 | G_EXTRA_7 | 0.75 | 0 | 0.02 | 0.54
SP | Solar | 25 | G_EXTRA_9 | 0.09 | 0 | 0 | 0.06
SP | Solar | 25 | HACK_1 | 0.56 | 0 | 0.01 | 0.4
SP | Solar | 25 | HACK_6 | 0.56 | 0 | 0.01 | 0.4
SP | Solar | 25 | HAMHC1 | 32.48 | 0 | 0.73 | 23.23
SP | Solar | 25 | HARK_1 | 60.33 | 0 | 1.36 | 43.15
SP | Solar | 25 | HARM_6 | 0.83 | 0 | 0.02 | 0.59
SP | Solar | 25 | HAWI | 0.09 | 0 | 0 | 0.06
SP | Solar | 25 | HAWP_6 | 6.74 | 0 | 0.15 | 4.82
SP | Solar | 25 | HEYS1 | 3.33 | 0 | 0.08 | 2.38
SP | Solar | 25 | HEYS_1 | 29.35 | 0 | 0.66 | 20.99
SP | Solar | 25 | HUER | 0.09 | 0 | 0 | 0.06
SP | Solar | 25 | HURS_1 | 0.63 | 0 | 0.01 | 0.45
SP | Solar | 25 | HUTT_1 | 20.39 | 0 | 0.46 | 14.58
SP | Solar | 25 | IMPK_1 | 24.95 | 0 | 0.56 | 17.84
SP | Solar | 25 | INDQ1 | 373.87 | 0 | 8.45 | 267.39
SP | Solar | 25 | INKE | 0.75 | 0 | 0.02 | 0.54
SP | Solar | 25 | INNE_P | 0.04 | 0 | 0 | 0.03
SP | Solar | 25 | IROA1 | 125.24 | 0 | 2.83 | 89.57
SP | Solar | 25 | IRONB1 | 45.81 | 0 | 1.04 | 32.76
SP | Solar | 25 | IVER_1 | 0.49 | 0 | 0.01 | 0.35
SP | Solar | 25 | IVER_6 | 0.49 | 0 | 0.01 | 0.35
SP | Solar | 25 | JOHN | 0.09 | 0 | 0 | 0.06
SP | Solar | 25 | JORD_3 | 0.89 | 0 | 0.02 | 0.64
SP | Solar | 25 | KAIM | 0.09 | 0 | 0 | 0.06
SP | Solar | 25 | KEAD_1 | 55.23 | 0 | 1.25 | 39.5
SP | Solar | 25 | KEAR_1 | 0.56 | 0 | 0.01 | 0.4
SP | Solar | 25 | KEAR_3 | 12.71 | 0 | 0.29 | 9.09
SP | Solar | 25 | KEIT_P | 0.32 | 0 | 0.01 | 0.23
SP | Solar | 25 | KEMS_1 | 88.69 | 0 | 2 | 63.43
SP | Solar | 25 | KEOO | 0.09 | 0 | 0 | 0.06
SP | Solar | 25 | KIBY_1 | 1.79 | 0 | 0.04 | 1.28
SP | Solar | 25 | KIER | 0.75 | 0 | 0.02 | 0.54
SP | Solar | 25 | KIIN_P | 0.09 | 0 | 0 | 0.06
SP | Solar | 25 | KILS | 0.09 | 0 | 0 | 0.06
SP | Solar | 25 | KILT | 0.09 | 0 | 0 | 0.06
SP | Solar | 25 | KILW | 7.12 | 0 | 0.16 | 5.09
SP | Solar | 25 | KINO_1 | 28.69 | 0 | 0.65 | 20.52
SP | Solar | 25 | KINT_P | 2.19 | 0 | 0.05 | 1.57
SP | Solar | 25 | KIRKB1 | 0.56 | 0 | 0.01 | 0.4
SP | Solar | 25 | KITW_1 | 2.7 | 0 | 0.06 | 1.93
SP | Solar | 25 | KNAR | 18.79 | 0 | 0.42 | 13.44
SP | Solar | 25 | LACK_6 | 9.24 | 0 | 0.21 | 6.61
SP | Solar | 25 | LAIR_P | 0.09 | 0 | 0 | 0.06
SP | Solar | 25 | LALE1SG003 | 6.21 | 0 | 0.14 | 4.44
SP | Solar | 25 | LAND1 | 259.57 | 0 | 5.87 | 185.64
SP | Solar | 25 | LEGA_1 | 75.34 | 0 | 1.7 | 53.88
SP | Solar | 25 | LEVE | 0.75 | 0 | 0.02 | 0.54
SP | Solar | 25 | LING | 0.09 | 0 | 0 | 0.06
SP | Solar | 25 | LINM | 0.09 | 0 | 0 | 0.06
SP | Solar | 25 | LISD_1 | 2.94 | 0 | 0.07 | 2.1
SP | Solar | 25 | LITT_C | 0.63 | 0 | 0.01 | 0.45
SP | Solar | 25 | LITT_J | 0.63 | 0 | 0.01 | 0.45
SP | Solar | 25 | LODR_6 | 0.4 | 0 | 0.01 | 0.29
SP | Solar | 25 | LOUD_H | 0.49 | 0 | 0.01 | 0.35
SP | Solar | 25 | LOVE_1 | 195.55 | 0 | 4.42 | 139.86
SP | Solar | 25 | LUNA_P | 0.01 | 0 | 0 | 0.01
SP | Solar | 25 | MACC_3 | 14.02 | 0 | 0.32 | 10.03
SP | Solar | 25 | MACD_P | 2.87 | 0 | 0.06 | 2.05
SP | Solar | 25 | MAGA_6 | 32.12 | 0 | 0.73 | 22.97
SP | Solar | 25 | MANN_1 | 337.58 | 0 | 7.63 | 241.44
SP | Solar | 25 | MAYB | 0.09 | 0 | 0 | 0.06
SP | Solar | 25 | MELK_1 | 318.05 | 0 | 7.19 | 227.47
SP | Solar | 25 | MILC_P | 0.1 | 0 | 0 | 0.07
SP | Solar | 25 | MILH_1 | 12.28 | 0 | 0.28 | 8.78
SP | Solar | 25 | MITY_1 | 573.96 | 0 | 12.97 | 410.5
SP | Solar | 25 | MYBS_P | 0.21 | 0 | 0 | 0.15
SP | Solar | 25 | NEAR | 0.09 | 0 | 0 | 0.06
SP | Solar | 25 | NECE_1 | 2.54 | 0 | 0.06 | 1.82
SP | Solar | 25 | NEEP_3 | 0.89 | 0 | 0.02 | 0.64
SP | Solar | 25 | NETS | 0.09 | 0 | 0 | 0.06
SP | Solar | 25 | NEWX_6 | 1.48 | 0 | 0.03 | 1.06
SP | Solar | 25 | NFLE | 50.39 | 0 | 1.14 | 36.04
SP | Solar | 25 | NHYD_6 | 0.49 | 0 | 0.01 | 0.35
SP | Solar | 25 | NINF_1 | 80.84 | 0 | 1.83 | 57.82
SP | Solar | 25 | NORL_3 | 0.89 | 0 | 0.02 | 0.64
SP | Solar | 25 | NORM_1 | 354.02 | 0 | 8 | 253.2
SP | Solar | 25 | NORT_1 | 34.83 | 0 | 0.79 | 24.91
SP | Solar | 25 | NURS_1 | 222.8 | 0 | 5.04 | 159.35
SP | Solar | 25 | OCKH_1 | 1.27 | 0 | 0.03 | 0.91
SP | Solar | 25 | OFFE_3 | 0.83 | 0 | 0.02 | 0.59
SP | Solar | 25 | OLDB_1 | 1.27 | 0 | 0.03 | 0.91
SP | Solar | 25 | OSBA_1 | 3.11 | 0 | 0.07 | 2.22
SP | Solar | 25 | PADIB1 | 8.12 | 0 | 0.18 | 5.81
SP | Solar | 25 | PELH_1 | 158.16 | 0 | 3.57 | 113.12
SP | Solar | 25 | PEMB_1 | 276.48 | 0 | 6.25 | 197.74
SP | Solar | 25 | PENE_1 | 2.22 | 0 | 0.05 | 1.59
SP | Solar | 25 | PENN_1 | 5.9 | 0 | 0.13 | 4.22
SP | Solar | 25 | PENT_1 | 61.36 | 0 | 1.39 | 43.88
SP | Solar | 25 | PENW_1 | 51.55 | 0 | 1.17 | 36.87
SP | Solar | 25 | PERI_H | 0.4 | 0 | 0.01 | 0.29
SP | Solar | 25 | PERS_P | 0.1 | 0 | 0 | 0.07
SP | Solar | 25 | PITS_3 | 0.89 | 0 | 0.02 | 0.64
SP | Solar | 25 | POOB | 0.09 | 0 | 0 | 0.06
SP | Solar | 25 | POPP_3 | 12.92 | 0 | 0.29 | 9.24
SP | Solar | 25 | PORA_P | 0.24 | 0 | 0.01 | 0.17
SP | Solar | 25 | PORD | 0.75 | 0 | 0.02 | 0.54
SP | Solar | 25 | PYLE_1 | 42.16 | 0 | 0.95 | 30.15
SP | Solar | 25 | QUOI_P | 0.03 | 0 | 0 | 0.02
SP | Solar | 25 | RAIN_1 | 3.07 | 0 | 0.07 | 2.2
SP | Solar | 25 | RANN_P | 0.12 | 0 | 0 | 0.09
SP | Solar | 25 | RASS_1 | 52.59 | 0 | 1.19 | 37.61
SP | Solar | 25 | RATS_1 | 87.47 | 0 | 1.98 | 62.56
SP | Solar | 25 | RAYL_1 | 37.18 | 0 | 0.84 | 26.59
SP | Solar | 25 | REBR_3 | 0.56 | 0 | 0.01 | 0.4
SP | Solar | 25 | REDH | 12.44 | 0 | 0.28 | 8.9
SP | Solar | 25 | REDM_P | 0.09 | 0 | 0 | 0.06
SP | Solar | 25 | RICH1 | 78.13 | 0 | 1.77 | 55.88
SP | Solar | 25 | ROCH_1 | 3.39 | 0 | 0.08 | 2.42
SP | Solar | 25 | RUGEB1 | 23.48 | 0 | 0.53 | 16.79
SP | Solar | 25 | RYEH_1 | 4.44 | 0 | 0.1 | 3.18
SP | Solar | 25 | SALH_1 | 15.06 | 0 | 0.34 | 10.77
SP | Solar | 25 | SALT_1 | 10.14 | 0 | 0.23 | 7.25
SP | Solar | 25 | SBAR | 56.66 | 0 | 1.28 | 40.52
SP | Solar | 25 | SEAB1 | 114.77 | 0 | 2.59 | 82.08
SP | Solar | 25 | SELL_1 | 62.74 | 0 | 1.42 | 44.87
SP | Solar | 25 | SFEG_P | 0.14 | 0 | 0 | 0.1
SP | Solar | 25 | SFIL_P | 0.06 | 0 | 0 | 0.04
SP | Solar | 25 | SHEC_3 | 0.89 | 0 | 0.02 | 0.64
SP | Solar | 25 | SHRW_1 | 132.83 | 0 | 3 | 95
SP | Solar | 25 | SIGH | 0.09 | 0 | 0 | 0.06
SP | Solar | 25 | SJOW_1 | 0.4 | 0 | 0.01 | 0.29
SP | Solar | 25 | SKLGB1 | 6.45 | 0 | 0.15 | 4.61
SP | Solar | 25 | SLOY_P | 0.02 | 0 | 0 | 0.01
SP | Solar | 25 | SMAN_1 | 0.74 | 0 | 0.02 | 0.53
SP | Solar | 25 | SPEN_1 | 10.3 | 0 | 0.23 | 7.37
SP | Solar | 25 | SSHI_3 | 0.83 | 0 | 0.02 | 0.59
SP | Solar | 25 | STAH_1 | 13.38 | 0 | 0.3 | 9.57
SP | Solar | 25 | STAL_1 | 2.22 | 0 | 0.05 | 1.59
SP | Solar | 25 | STAY_1 | 171.3 | 0 | 3.87 | 122.51
SP | Solar | 25 | STEN_1 | 2.22 | 0 | 0.05 | 1.59
SP | Solar | 25 | STES_1 | 8.12 | 0 | 0.18 | 5.81
SP | Solar | 25 | STHA | 0.09 | 0 | 0 | 0.06
SP | Solar | 25 | STIR | 0.75 | 0 | 0.02 | 0.54
SP | Solar | 25 | STLE | 0.75 | 0 | 0.02 | 0.54
SP | Solar | 25 | STRI_P | 1.93 | 0 | 0.04 | 1.38
SP | Solar | 25 | SUND_1 | 62.04 | 0 | 1.4 | 44.37
SP | Solar | 25 | SWAN_1 | 140.93 | 0 | 3.19 | 100.79
SP | Solar | 25 | TARL_P | 5.42 | 0 | 0.12 | 3.88
SP | Solar | 25 | TAUN1 | 95.65 | 0 | 2.16 | 68.41
SP | Solar | 25 | TAYN_P | 0.18 | 0 | 0 | 0.13
SP | Solar | 25 | TELR | 0.09 | 0 | 0 | 0.06
SP | Solar | 25 | TEMP_3 | 0.89 | 0 | 0.02 | 0.64
SP | Solar | 25 | THOM_6 | 8.98 | 0 | 0.2 | 6.42
SP | Solar | 25 | THSO_P | 0.4 | 0 | 0.01 | 0.29
SP | Solar | 25 | THUR_6 | 0.89 | 0 | 0.02 | 0.64
SP | Solar | 25 | TILBB_1 | 15.76 | 0 | 0.36 | 11.27
SP | Solar | 25 | TONG | 0.09 | 0 | 0 | 0.06
SP | Solar | 25 | TOTT_1 | 0.56 | 0 | 0.01 | 0.4
SP | Solar | 25 | TRAW_1 | 20.08 | 0 | 0.45 | 14.36
SP | Solar | 25 | TUMB_P | 0.04 | 0 | 0 | 0.03
SP | Solar | 25 | TYNE_1 | 0.83 | 0 | 0.02 | 0.59
SP | Solar | 25 | TYNE_2 | 0.83 | 0 | 0.02 | 0.59
SP | Solar | 25 | UPPB_1 | 34.98 | 0 | 0.79 | 25.02
SP | Solar | 25 | UPPB_3 | 34.22 | 0 | 0.77 | 24.47
SP | Solar | 25 | USKM_1 | 43.67 | 0 | 0.99 | 31.23
SP | Solar | 25 | WALH_1 | 121.09 | 0 | 2.74 | 86.6
SP | Solar | 25 | WALP_1 | 33.45 | 0 | 0.76 | 23.92
SP | Solar | 25 | WALP_B | 221.66 | 0 | 5.01 | 158.53
SP | Solar | 25 | WARL_1 | 28.61 | 0 | 0.65 | 20.46
SP | Solar | 25 | WASF_1 | 5.89 | 0 | 0.13 | 4.21
SP | Solar | 25 | WATFS_1 | 0.49 | 0 | 0.01 | 0.35
SP | Solar | 25 | WBOL_6 | 6.4 | 0 | 0.14 | 4.58
SP | Solar | 25 | WBUR_1 | 129.96 | 0 | 2.94 | 92.95
SP | Solar | 25 | WFIE | 0.75 | 0 | 0.02 | 0.54
SP | Solar | 25 | WHAM_1 | 0.56 | 0 | 0.01 | 0.4
SP | Solar | 25 | WHGA_1 | 0.56 | 0 | 0.01 | 0.4
SP | Solar | 25 | WIBA_3 | 0.89 | 0 | 0.02 | 0.64
SP | Solar | 25 | WIEN_1 | 1.27 | 0 | 0.03 | 0.91
SP | Solar | 25 | WILL_1 | 58.98 | 0 | 1.33 | 42.18
SP | Solar | 25 | WIMBN1 | 1.48 | 0 | 0.03 | 1.06
SP | Solar | 25 | WIMBS1 | 1.48 | 0 | 0.03 | 1.06
SP | Solar | 25 | WISD_1 | 0.4 | 0 | 0.01 | 0.29
SP | Solar | 25 | WISD_6 | 0.4 | 0 | 0.01 | 0.29
SP | Solar | 25 | WISH | 0.09 | 0 | 0 | 0.06
SP | Solar | 25 | WMEL_1 | 0.89 | 0 | 0.02 | 0.64
SP | Solar | 25 | WTHU31 | 0.56 | 0 | 0.01 | 0.4
SP | Solar | 25 | WWEY_1 | 3 | 0 | 0.07 | 2.15
SP | Solar | 25 | WYLF_1 | 6.67 | 0 | 0.15 | 4.77
SP | Solar | 25 | WYMOM_1 | 31.27 | 0 | 0.71 | 22.36
SP | Solar | 26 | ABHA1 | 103.22 | 0 | 2.33 | 73.82
SP | Solar | 26 | ABNE_P | 10.9 | 0 | 0.25 | 7.8
SP | Solar | 26 | ABTH_1 | 70.71 | 0 | 1.6 | 50.57
SP | Solar | 26 | ACTL_2 | 0.45 | 0 | 0.01 | 0.32
SP | Solar | 26 | ACTL_C | 0.45 | 0 | 0.01 | 0.32
SP | Solar | 26 | ALNE_P | 0.14 | 0 | 0 | 0.1
SP | Solar | 26 | ALST_3 | 0.83 | 0 | 0.02 | 0.59
SP | Solar | 26 | ALVE1 | 212.63 | 0 | 4.81 | 152.07
SP | Solar | 26 | AMEM_1 | 40.98 | 0 | 0.93 | 29.31
SP | Solar | 26 | ARBR_P | 26.34 | 0 | 0.6 | 18.84
SP | Solar | 26 | ARDK_P | 0.05 | 0 | 0 | 0.04
SP | Solar | 26 | ARMO_P | 0.29 | 0 | 0.01 | 0.21
SP | Solar | 26 | AXMI1 | 119.64 | 0 | 2.7 | 85.57
SP | Solar | 26 | BAGA | 0.98 | 0 | 0.02 | 0.7
SP | Solar | 26 | BAIN | 0.98 | 0 | 0.02 | 0.7
SP | Solar | 26 | BARKC1 | 2.4 | 0 | 0.05 | 1.72
SP | Solar | 26 | BARKW3 | 0.62 | 0 | 0.01 | 0.44
SP | Solar | 26 | BEDDT1 | 0.71 | 0 | 0.02 | 0.51
SP | Solar | 26 | BEDD_1 | 0.71 | 0 | 0.02 | 0.51
SP | Solar | 26 | BERW | 0.11 | 0 | 0 | 0.08
SP | Solar | 26 | BESW_1 | 50.05 | 0 | 1.13 | 35.8
SP | Solar | 26 | BICF_1 | 204.75 | 0 | 4.63 | 146.44
SP | Solar | 26 | BIRK_1 | 0.83 | 0 | 0.02 | 0.59
SP | Solar | 26 | BISW_1 | 20.53 | 0 | 0.46 | 14.68
SP | Solar | 26 | BLYTB1 | 2.5 | 0 | 0.06 | 1.79
SP | Solar | 26 | BLYTH132 | 2.5 | 0 | 0.06 | 1.79
SP | Solar | 26 | BOAG_P | 0.03 | 0 | 0 | 0.02
SP | Solar | 26 | BOLN_1 | 73.64 | 0 | 1.66 | 52.67
SP | Solar | 26 | BONN | 0.98 | 0 | 0.02 | 0.7
SP | Solar | 26 | BOTW_1 | 70.94 | 0 | 1.6 | 50.74
SP | Solar | 26 | BRAC_P | 0.03 | 0 | 0 | 0.02
SP | Solar | 26 | BRAI_1 | 109.24 | 0 | 2.47 | 78.13
SP | Solar | 26 | BRAW_1 | 0.62 | 0 | 0.01 | 0.44
SP | Solar | 26 | BRED_1 | 2.01 | 0 | 0.05 | 1.44
SP | Solar | 26 | BRFO_1 | 149.54 | 0 | 3.38 | 106.95
SP | Solar | 26 | BRIM_1 | 4.99 | 0 | 0.11 | 3.57
SP | Solar | 26 | BRLE_1 | 69.66 | 0 | 1.57 | 49.82
SP | Solar | 26 | BROA_P | 0.01 | 0 | 0 | 0.01
SP | Solar | 26 | BROX | 0.11 | 0 | 0 | 0.08
SP | Solar | 26 | BRWA1 | 280.13 | 0 | 6.33 | 200.35
SP | Solar | 26 | BUMU_P | 0.01 | 0 | 0 | 0.01
SP | Solar | 26 | BURM_1 | 393.81 | 0 | 8.9 | 281.65
SP | Solar | 26 | BUSH_1 | 14.19 | 0 | 0.32 | 10.15
SP | Solar | 26 | BUST_1 | 2.85 | 0 | 0.06 | 2.04
SP | Solar | 26 | CAAD_P | 0.02 | 0 | 0 | 0.01
SP | Solar | 26 | CAFA | 0.11 | 0 | 0 | 0.08
SP | Solar | 26 | CAMB_01 | 20.2 | 0 | 0.46 | 14.45
SP | Solar | 26 | CANTN1 | 124.18 | 0 | 2.81 | 88.81
SP | Solar | 26 | CAPEA1 | 6.73 | 0 | 0.15 | 4.81
SP | Solar | 26 | CARE_1 | 16.17 | 0 | 0.37 | 11.56
SP | Solar | 26 | CARR_1 | 2.63 | 0 | 0.06 | 1.88
SP | Solar | 26 | CASS_P | 0.04 | 0 | 0 | 0.03
SP | Solar | 26 | CATY | 0.11 | 0 | 0 | 0.08
SP | Solar | 26 | CBNK_H | 0.45 | 0 | 0.01 | 0.32
SP | Solar | 26 | CELL_1 | 39.25 | 0 | 0.89 | 28.07
SP | Solar | 26 | CHAP | 0.11 | 0 | 0 | 0.08
SP | Solar | 26 | CHAS | 0.11 | 0 | 0 | 0.08
SP | Solar | 26 | CHIC_1 | 90.9 | 0 | 2.05 | 65.01
SP | Solar | 26 | CHSI_1 | 0.71 | 0 | 0.02 | 0.51
SP | Solar | 26 | CHTE_1 | 154.22 | 0 | 3.49 | 110.3
SP | Solar | 26 | CITR_1 | 0.45 | 0 | 0.01 | 0.32
SP | Solar | 26 | CLAC_P | 0.09 | 0 | 0 | 0.06
SP | Solar | 26 | CLAY_P | 0.01 | 0 | 0 | 0.01
SP | Solar | 26 | CLT03 | 4.46 | 0 | 0.1 | 3.19
SP | Solar | 26 | CLYM | 0.11 | 0 | 0 | 0.08
SP | Solar | 26 | COAT | 0.11 | 0 | 0 | 0.08
SP | Solar | 26 | CONQA1 | 122.47 | 0 | 2.77 | 87.59
SP | Solar | 26 | COUA_P | 0.06 | 0 | 0 | 0.04
SP | Solar | 26 | COVE_1 | 8.69 | 0 | 0.2 | 6.22
SP | Solar | 26 | COWL_1 | 311.15 | 0 | 7.03 | 222.53
SP | Solar | 26 | COYL | 0.11 | 0 | 0 | 0.08
SP | Solar | 26 | CREB_1 | 21.01 | 0 | 0.47 | 15.03
SP | Solar | 26 | CUMB | 0.98 | 0 | 0.02 | 0.7
SP | Solar | 26 | CUPA | 6.62 | 0 | 0.15 | 4.73
SP | Solar | 26 | DALM3 | 0.11 | 0 | 0 | 0.08
SP | Solar | 26 | DEVM | 0.11 | 0 | 0 | 0.08
SP | Solar | 26 | DEVO | 8.03 | 0 | 0.18 | 5.74
SP | Solar | 26 | DOUN_P | 0.11 | 0 | 0 | 0.08
SP | Solar | 26 | DRAK_1 | 98.53 | 0 | 2.23 | 70.47
SP | Solar | 26 | DRAX_1 | 2.5 | 0 | 0.06 | 1.79
SP | Solar | 26 | DRCR | 0.98 | 0 | 0.02 | 0.7
SP | Solar | 26 | DUDH_P | 0.03 | 0 | 0 | 0.02
SP | Solar | 26 | DUGR_P | 0.02 | 0 | 0 | 0.01
SP | Solar | 26 | DUNB | 0.11 | 0 | 0 | 0.08
SP | Solar | 26 | DUNF | 0.98 | 0 | 0.02 | 0.7
SP | Solar | 26 | DUNO_P | 0.98 | 0 | 0.02 | 0.7
SP | Solar | 26 | DYCE_P | 0.15 | 0 | 0 | 0.11
SP | Solar | 26 | EALI_6 | 0.45 | 0 | 0.01 | 0.32
SP | Solar | 26 | EASO_1 | 253.57 | 0 | 5.73 | 181.35
SP | Solar | 26 | EAST | 0.11 | 0 | 0 | 0.08
SP | Solar | 26 | ECCL | 0.11 | 0 | 0 | 0.08
SP | Solar | 26 | ECLA_1 | 141.78 | 0 | 3.2 | 101.4
SP | Solar | 26 | EKIL | 0.11 | 0 | 0 | 0.08
SP | Solar | 26 | EKIS | 0.11 | 0 | 0 | 0.08
SP | Solar | 26 | ELGI_P | 1.38 | 0 | 0.03 | 0.99
SP | Solar | 26 | ELLA_1 | 0.62 | 0 | 0.01 | 0.44
SP | Solar | 26 | ELST_1 | 0.55 | 0 | 0.01 | 0.39
SP | Solar | 26 | ENDE_1 | 58.67 | 0 | 1.33 | 41.96
SP | Solar | 26 | EXET1 | 112.93 | 0 | 2.55 | 80.77
SP | Solar | 26 | FASN_P | 0.02 | 0 | 0 | 0.01
SP | Solar | 26 | FAUG_P | 0.06 | 0 | 0 | 0.04
SP | Solar | 26 | FAWL_1 | 107.94 | 0 | 2.44 | 77.2
SP | Solar | 26 | FECK_6 | 152.58 | 0 | 3.45 | 109.13
SP | Solar | 26 | FERRA2 | 11.23 | 0 | 0.25 | 8.03
SP | Solar | 26 | FERRB1 | 8.4 | 0 | 0.19 | 6.01
SP | Solar | 26 | FIDD_P | 0.29 | 0 | 0.01 | 0.21
SP | Solar | 26 | FLEE_1 | 51.87 | 0 | 1.17 | 37.1
SP | Solar | 26 | FOUR_1 | 3.75 | 0 | 0.08 | 2.68
SP | Solar | 26 | FRAS_P | 0.01 | 0 | 0 | 0.01
SP | Solar | 26 | FROD_1 | 4.81 | 0 | 0.11 | 3.44
SP | Solar | 26 | FWIL_P | 0.25 | 0 | 0.01 | 0.18
SP | Solar | 26 | GALA | 0.11 | 0 | 0 | 0.08
SP | Solar | 26 | GIFF | 0.11 | 0 | 0 | 0.08
SP | Solar | 26 | GLLE | 0.11 | 0 | 0 | 0.08
SP | Solar | 26 | GLLU | 0.11 | 0 | 0 | 0.08
SP | Solar | 26 | GLNI | 0.98 | 0 | 0.02 | 0.7
SP | Solar | 26 | GLRO | 0.98 | 0 | 0.02 | 0.7
SP | Solar | 26 | GREE_H | 0.45 | 0 | 0.01 | 0.32
SP | Solar | 26 | GREN_1 | 295.43 | 0 | 6.68 | 211.29
SP | Solar | 26 | GRIW_1 | 39.84 | 0 | 0.9 | 28.49
SP | Solar | 26 | GRUB_P | 0.17 | 0 | 0 | 0.12
SP | Solar | 26 | G_EXTRA_11 | 0.11 | 0 | 0 | 0.08
SP | Solar | 26 | G_EXTRA_2 | 0.11 | 0 | 0 | 0.08
SP | Solar | 26 | G_EXTRA_5 | 0.11 | 0 | 0 | 0.08
SP | Solar | 26 | G_EXTRA_7 | 0.98 | 0 | 0.02 | 0.7
SP | Solar | 26 | G_EXTRA_9 | 0.11 | 0 | 0 | 0.08
SP | Solar | 26 | HACK_1 | 0.62 | 0 | 0.01 | 0.44
SP | Solar | 26 | HACK_6 | 0.62 | 0 | 0.01 | 0.44
SP | Solar | 26 | HAMHC1 | 32.79 | 0 | 0.74 | 23.45
SP | Solar | 26 | HARK_1 | 60.74 | 0 | 1.37 | 43.44
SP | Solar | 26 | HARM_6 | 0.94 | 0 | 0.02 | 0.67
SP | Solar | 26 | HAWI | 0.11 | 0 | 0 | 0.08
SP | Solar | 26 | HAWP_6 | 6.84 | 0 | 0.15 | 4.89
SP | Solar | 26 | HEYS1 | 3.75 | 0 | 0.08 | 2.68
SP | Solar | 26 | HEYS_1 | 29.76 | 0 | 0.67 | 21.28
SP | Solar | 26 | HUER | 0.11 | 0 | 0 | 0.08
SP | Solar | 26 | HURS_1 | 0.71 | 0 | 0.02 | 0.51
SP | Solar | 26 | HUTT_1 | 21.49 | 0 | 0.49 | 15.37
SP | Solar | 26 | IMPK_1 | 26.6 | 0 | 0.6 | 19.02
SP | Solar | 26 | INDQ1 | 375.39 | 0 | 8.48 | 268.48
SP | Solar | 26 | INKE | 0.98 | 0 | 0.02 | 0.7
SP | Solar | 26 | INNE_P | 0.04 | 0 | 0 | 0.03
SP | Solar | 26 | IROA1 | 127.16 | 0 | 2.87 | 90.94
SP | Solar | 26 | IRONB1 | 46.64 | 0 | 1.05 | 33.36
SP | Solar | 26 | IVER_1 | 0.55 | 0 | 0.01 | 0.39
SP | Solar | 26 | IVER_6 | 0.55 | 0 | 0.01 | 0.39
SP | Solar | 26 | JOHN | 0.11 | 0 | 0 | 0.08
SP | Solar | 26 | JORD_3 | 1 | 0 | 0.02 | 0.72
SP | Solar | 26 | KAIM | 0.11 | 0 | 0 | 0.08
SP | Solar | 26 | KEAD_1 | 55.6 | 0 | 1.26 | 39.77
SP | Solar | 26 | KEAR_1 | 0.62 | 0 | 0.01 | 0.44
SP | Solar | 26 | KEAR_3 | 12.78 | 0 | 0.29 | 9.14
SP | Solar | 26 | KEIT_P | 0.37 | 0 | 0.01 | 0.26
SP | Solar | 26 | KEMS_1 | 90.01 | 0 | 2.03 | 64.38
SP | Solar | 26 | KEOO | 0.11 | 0 | 0 | 0.08
SP | Solar | 26 | KIBY_1 | 1.79 | 0 | 0.04 | 1.28
SP | Solar | 26 | KIER | 0.98 | 0 | 0.02 | 0.7
SP | Solar | 26 | KIIN_P | 0.1 | 0 | 0 | 0.07
SP | Solar | 26 | KILS | 0.11 | 0 | 0 | 0.08
SP | Solar | 26 | KILT | 0.11 | 0 | 0 | 0.08
SP | Solar | 26 | KILW | 7.15 | 0 | 0.16 | 5.11
SP | Solar | 26 | KINO_1 | 29.35 | 0 | 0.66 | 20.99
SP | Solar | 26 | KINT_P | 2.22 | 0 | 0.05 | 1.59
SP | Solar | 26 | KIRKB1 | 0.62 | 0 | 0.01 | 0.44
SP | Solar | 26 | KITW_1 | 2.86 | 0 | 0.06 | 2.05
SP | Solar | 26 | KNAR | 18.92 | 0 | 0.43 | 13.53
SP | Solar | 26 | LACK_6 | 9.65 | 0 | 0.22 | 6.9
SP | Solar | 26 | LAIR_P | 0.1 | 0 | 0 | 0.07
SP | Solar | 26 | LALE1SG003 | 6.27 | 0 | 0.14 | 4.48
SP | Solar | 26 | LAND1 | 261.09 | 0 | 5.9 | 186.73
SP | Solar | 26 | LEGA_1 | 75.89 | 0 | 1.72 | 54.28
SP | Solar | 26 | LEVE | 0.98 | 0 | 0.02 | 0.7
SP | Solar | 26 | LING | 0.11 | 0 | 0 | 0.08
SP | Solar | 26 | LINM | 0.11 | 0 | 0 | 0.08
SP | Solar | 26 | LISD_1 | 2.94 | 0 | 0.07 | 2.1
SP | Solar | 26 | LITT_C | 0.71 | 0 | 0.02 | 0.51
SP | Solar | 26 | LITT_J | 0.71 | 0 | 0.02 | 0.51
SP | Solar | 26 | LODR_6 | 0.45 | 0 | 0.01 | 0.32
SP | Solar | 26 | LOUD_H | 0.55 | 0 | 0.01 | 0.39
SP | Solar | 26 | LOVE_1 | 196.78 | 0 | 4.45 | 140.74
SP | Solar | 26 | LUNA_P | 0.01 | 0 | 0 | 0.01
SP | Solar | 26 | MACC_3 | 14.3 | 0 | 0.32 | 10.23
SP | Solar | 26 | MACD_P | 2.9 | 0 | 0.07 | 2.07
SP | Solar | 26 | MAGA_6 | 32.39 | 0 | 0.73 | 23.17
SP | Solar | 26 | MANN_1 | 339.59 | 0 | 7.67 | 242.87
SP | Solar | 26 | MAYB | 0.11 | 0 | 0 | 0.08
SP | Solar | 26 | MELK_1 | 320.25 | 0 | 7.24 | 229.04
SP | Solar | 26 | MILC_P | 0.12 | 0 | 0 | 0.09
SP | Solar | 26 | MILH_1 | 12.34 | 0 | 0.28 | 8.83
SP | Solar | 26 | MITY_1 | 576.16 | 0 | 13.02 | 412.07
SP | Solar | 26 | MYBS_P | 0.24 | 0 | 0.01 | 0.17
SP | Solar | 26 | NEAR | 0.11 | 0 | 0 | 0.08
SP | Solar | 26 | NECE_1 | 2.85 | 0 | 0.06 | 2.04
SP | Solar | 26 | NEEP_3 | 1 | 0 | 0.02 | 0.72
SP | Solar | 26 | NETS | 0.11 | 0 | 0 | 0.08
SP | Solar | 26 | NEWX_6 | 1.66 | 0 | 0.04 | 1.19
SP | Solar | 26 | NFLE | 51.05 | 0 | 1.15 | 36.51
SP | Solar | 26 | NHYD_6 | 0.55 | 0 | 0.01 | 0.39
SP | Solar | 26 | NINF_1 | 81.12 | 0 | 1.83 | 58.02
SP | Solar | 26 | NORL_3 | 1 | 0 | 0.02 | 0.72
SP | Solar | 26 | NORM_1 | 357.86 | 0 | 8.09 | 255.94
SP | Solar | 26 | NORT_1 | 34.94 | 0 | 0.79 | 24.99
SP | Solar | 26 | NURS_1 | 224.04 | 0 | 5.06 | 160.23
SP | Solar | 26 | OCKH_1 | 1.43 | 0 | 0.03 | 1.02
SP | Solar | 26 | OFFE_3 | 0.94 | 0 | 0.02 | 0.67
SP | Solar | 26 | OLDB_1 | 1.43 | 0 | 0.03 | 1.02
SP | Solar | 26 | OSBA_1 | 3.5 | 0 | 0.08 | 2.5
SP | Solar | 26 | PADIB1 | 8.39 | 0 | 0.19 | 6
SP | Solar | 26 | PELH_1 | 158.71 | 0 | 3.59 | 113.51
SP | Solar | 26 | PEMB_1 | 278.13 | 0 | 6.29 | 198.92
SP | Solar | 26 | PENE_1 | 2.5 | 0 | 0.06 | 1.79
SP | Solar | 26 | PENN_1 | 5.9 | 0 | 0.13 | 4.22
SP | Solar | 26 | PENT_1 | 62.73 | 0 | 1.42 | 44.86
SP | Solar | 26 | PENW_1 | 51.83 | 0 | 1.17 | 37.07
SP | Solar | 26 | PERI_H | 0.45 | 0 | 0.01 | 0.32
SP | Solar | 26 | PERS_P | 0.11 | 0 | 0 | 0.08
SP | Solar | 26 | PITS_3 | 1 | 0 | 0.02 | 0.72
SP | Solar | 26 | POOB | 0.11 | 0 | 0 | 0.08
SP | Solar | 26 | POPP_3 | 13.06 | 0 | 0.3 | 9.34
SP | Solar | 26 | PORA_P | 0.27 | 0 | 0.01 | 0.19
SP | Solar | 26 | PORD | 0.98 | 0 | 0.02 | 0.7
SP | Solar | 26 | PYLE_1 | 42.44 | 0 | 0.96 | 30.35
SP | Solar | 26 | QUOI_P | 0.03 | 0 | 0 | 0.02
SP | Solar | 26 | RAIN_1 | 3.07 | 0 | 0.07 | 2.2
SP | Solar | 26 | RANN_P | 0.13 | 0 | 0 | 0.09
SP | Solar | 26 | RASS_1 | 54.24 | 0 | 1.23 | 38.79
SP | Solar | 26 | RATS_1 | 88.02 | 0 | 1.99 | 62.95
SP | Solar | 26 | RAYL_1 | 38.5 | 0 | 0.87 | 27.54
SP | Solar | 26 | REBR_3 | 0.62 | 0 | 0.01 | 0.44
SP | Solar | 26 | REDH | 12.68 | 0 | 0.29 | 9.07
SP | Solar | 26 | REDM_P | 0.1 | 0 | 0 | 0.07
SP | Solar | 26 | RICH1 | 78.79 | 0 | 1.78 | 56.35
SP | Solar | 26 | ROCH_1 | 3.46 | 0 | 0.08 | 2.47
SP | Solar | 26 | RUGEB1 | 24.31 | 0 | 0.55 | 17.39
SP | Solar | 26 | RYEH_1 | 4.99 | 0 | 0.11 | 3.57
SP | Solar | 26 | SALH_1 | 15.47 | 0 | 0.35 | 11.06
SP | Solar | 26 | SALT_1 | 10.5 | 0 | 0.24 | 7.51
SP | Solar | 26 | SBAR | 57.21 | 0 | 1.29 | 40.92
SP | Solar | 26 | SEAB1 | 116.42 | 0 | 2.63 | 83.26
SP | Solar | 26 | SELL_1 | 64.06 | 0 | 1.45 | 45.82
SP | Solar | 26 | SFEG_P | 0.16 | 0 | 0 | 0.11
SP | Solar | 26 | SFIL_P | 0.06 | 0 | 0 | 0.04
SP | Solar | 26 | SHEC_3 | 1 | 0 | 0.02 | 0.72
SP | Solar | 26 | SHRW_1 | 133.65 | 0 | 3.02 | 95.59
SP | Solar | 26 | SIGH | 0.11 | 0 | 0 | 0.08
SP | Solar | 26 | SJOW_1 | 0.45 | 0 | 0.01 | 0.32
SP | Solar | 26 | SKLGB1 | 6.52 | 0 | 0.15 | 4.66
SP | Solar | 26 | SLOY_P | 0.02 | 0 | 0 | 0.01
SP | Solar | 26 | SMAN_1 | 0.83 | 0 | 0.02 | 0.59
SP | Solar | 26 | SPEN_1 | 10.85 | 0 | 0.25 | 7.76
SP | Solar | 26 | SSHI_3 | 0.94 | 0 | 0.02 | 0.67
SP | Solar | 26 | STAH_1 | 13.66 | 0 | 0.31 | 9.77
SP | Solar | 26 | STAL_1 | 2.5 | 0 | 0.06 | 1.79
SP | Solar | 26 | STAY_1 | 174.05 | 0 | 3.93 | 124.48
SP | Solar | 26 | STEN_1 | 2.5 | 0 | 0.06 | 1.79
SP | Solar | 26 | STES_1 | 8.39 | 0 | 0.19 | 6
SP | Solar | 26 | STHA | 0.11 | 0 | 0 | 0.08
SP | Solar | 26 | STIR | 0.98 | 0 | 0.02 | 0.7
SP | Solar | 26 | STLE | 0.98 | 0 | 0.02 | 0.7
SP | Solar | 26 | STRI_P | 1.95 | 0 | 0.04 | 1.39
SP | Solar | 26 | SUND_1 | 63.14 | 0 | 1.43 | 45.16
SP | Solar | 26 | SWAN_1 | 142.58 | 0 | 3.22 | 101.97
SP | Solar | 26 | TARL_P | 5.42 | 0 | 0.12 | 3.88
SP | Solar | 26 | TAUN1 | 96.2 | 0 | 2.17 | 68.8
SP | Solar | 26 | TAYN_P | 0.21 | 0 | 0 | 0.15
SP | Solar | 26 | TELR | 0.11 | 0 | 0 | 0.08
SP | Solar | 26 | TEMP_3 | 1 | 0 | 0.02 | 0.72
SP | Solar | 26 | THOM_6 | 9.37 | 0 | 0.21 | 6.7
SP | Solar | 26 | THSO_P | 0.46 | 0 | 0.01 | 0.33
SP | Solar | 26 | THUR_6 | 1 | 0 | 0.02 | 0.72
SP | Solar | 26 | TILBB_1 | 17.08 | 0 | 0.39 | 12.22
SP | Solar | 26 | TONG | 0.11 | 0 | 0 | 0.08
SP | Solar | 26 | TOTT_1 | 0.62 | 0 | 0.01 | 0.44
SP | Solar | 26 | TRAW_1 | 20.35 | 0 | 0.46 | 14.55
SP | Solar | 26 | TUMB_P | 0.05 | 0 | 0 | 0.04
SP | Solar | 26 | TYNE_1 | 0.94 | 0 | 0.02 | 0.67
SP | Solar | 26 | TYNE_2 | 0.94 | 0 | 0.02 | 0.67
SP | Solar | 26 | UPPB_1 | 35.07 | 0 | 0.79 | 25.08
SP | Solar | 26 | UPPB_3 | 34.31 | 0 | 0.78 | 24.54
SP | Solar | 26 | USKM_1 | 43.76 | 0 | 0.99 | 31.3
SP | Solar | 26 | WALH_1 | 122.47 | 0 | 2.77 | 87.59
SP | Solar | 26 | WALP_1 | 34.55 | 0 | 0.78 | 24.71
SP | Solar | 26 | WALP_B | 222.76 | 0 | 5.03 | 159.32
SP | Solar | 26 | WARL_1 | 29.93 | 0 | 0.68 | 21.41
SP | Solar | 26 | WASF_1 | 5.89 | 0 | 0.13 | 4.21
SP | Solar | 26 | WATFS_1 | 0.55 | 0 | 0.01 | 0.39
SP | Solar | 26 | WBOL_6 | 6.5 | 0 | 0.15 | 4.65
SP | Solar | 26 | WBUR_1 | 131.06 | 0 | 2.96 | 93.73
SP | Solar | 26 | WFIE | 0.98 | 0 | 0.02 | 0.7
SP | Solar | 26 | WHAM_1 | 0.62 | 0 | 0.01 | 0.44
SP | Solar | 26 | WHGA_1 | 0.62 | 0 | 0.01 | 0.44
SP | Solar | 26 | WIBA_3 | 1 | 0 | 0.02 | 0.72
SP | Solar | 26 | WIEN_1 | 1.43 | 0 | 0.03 | 1.02
SP | Solar | 26 | WILL_1 | 59.29 | 0 | 1.34 | 42.4
SP | Solar | 26 | WIMBN1 | 1.66 | 0 | 0.04 | 1.19
SP | Solar | 26 | WIMBS1 | 1.66 | 0 | 0.04 | 1.19
SP | Solar | 26 | WISD_1 | 0.45 | 0 | 0.01 | 0.32
SP | Solar | 26 | WISD_6 | 0.45 | 0 | 0.01 | 0.32
SP | Solar | 26 | WISH | 0.11 | 0 | 0 | 0.08
SP | Solar | 26 | WMEL_1 | 1 | 0 | 0.02 | 0.72
SP | Solar | 26 | WTHU31 | 0.62 | 0 | 0.01 | 0.44
SP | Solar | 26 | WWEY_1 | 3.08 | 0 | 0.07 | 2.2
SP | Solar | 26 | WYLF_1 | 7.49 | 0 | 0.17 | 5.36
SP | Solar | 26 | WYMOM_1 | 31.82 | 0 | 0.72 | 22.76
SP | Solar | 27 | ABHA1 | 104.98 | 0 | 2.37 | 75.08
SP | Solar | 27 | ABNE_P | 10.92 | 0 | 0.25 | 7.81
SP | Solar | 27 | ABTH_1 | 70.81 | 0 | 1.6 | 50.64
SP | Solar | 27 | ACTL_2 | 0.51 | 0 | 0.01 | 0.36
SP | Solar | 27 | ACTL_C | 0.51 | 0 | 0.01 | 0.36
SP | Solar | 27 | ALNE_P | 0.15 | 0 | 0 | 0.11
SP | Solar | 27 | ALST_3 | 0.94 | 0 | 0.02 | 0.67
SP | Solar | 27 | ALVE1 | 214.4 | 0 | 4.85 | 153.34
SP | Solar | 27 | AMEM_1 | 41.06 | 0 | 0.93 | 29.37
SP | Solar | 27 | ARBR_P | 26.34 | 0 | 0.6 | 18.84
SP | Solar | 27 | ARDK_P | 0.05 | 0 | 0 | 0.04
SP | Solar | 27 | ARMO_P | 0.33 | 0 | 0.01 | 0.24
SP | Solar | 27 | AXMI1 | 121.98 | 0 | 2.76 | 87.24
SP | Solar | 27 | BAGA | 1.66 | 0 | 0.04 | 1.19
SP | Solar | 27 | BAIN | 1.66 | 0 | 0.04 | 1.19
SP | Solar | 27 | BARKC1 | 2.48 | 0 | 0.06 | 1.77
SP | Solar | 27 | BARKW3 | 0.7 | 0 | 0.02 | 0.5
SP | Solar | 27 | BEDDT1 | 0.8 | 0 | 0.02 | 0.57
SP | Solar | 27 | BEDD_1 | 0.8 | 0 | 0.02 | 0.57
SP | Solar | 27 | BERW | 0.19 | 0 | 0 | 0.14
SP | Solar | 27 | BESW_1 | 50.42 | 0 | 1.14 | 36.06
SP | Solar | 27 | BICF_1 | 209.23 | 0 | 4.73 | 149.64
SP | Solar | 27 | BIRK_1 | 0.94 | 0 | 0.02 | 0.67
SP | Solar | 27 | BISW_1 | 20.71 | 0 | 0.47 | 14.81
SP | Solar | 27 | BLYTB1 | 2.82 | 0 | 0.06 | 2.02
SP | Solar | 27 | BLYTH132 | 2.82 | 0 | 0.06 | 2.02
SP | Solar | 27 | BOAG_P | 0.04 | 0 | 0 | 0.03
SP | Solar | 27 | BOLN_1 | 73.96 | 0 | 1.67 | 52.9
SP | Solar | 27 | BONN | 1.66 | 0 | 0.04 | 1.19
SP | Solar | 27 | BOTW_1 | 72.38 | 0 | 1.64 | 51.77
SP | Solar | 27 | BRAC_P | 0.03 | 0 | 0 | 0.02
SP | Solar | 27 | BRAI_1 | 109.88 | 0 | 2.48 | 78.59
SP | Solar | 27 | BRAW_1 | 0.7 | 0 | 0.02 | 0.5
SP | Solar | 27 | BRED_1 | 2.12 | 0 | 0.05 | 1.52
SP | Solar | 27 | BRFO_1 | 150.11 | 0 | 3.39 | 107.36
SP | Solar | 27 | BRIM_1 | 5.63 | 0 | 0.13 | 4.03
SP | Solar | 27 | BRLE_1 | 70.3 | 0 | 1.59 | 50.28
SP | Solar | 27 | BROA_P | 0.01 | 0 | 0 | 0.01
SP | Solar | 27 | BROX | 0.19 | 0 | 0 | 0.14
SP | Solar | 27 | BRWA1 | 282.69 | 0 | 6.39 | 202.18
SP | Solar | 27 | BUMU_P | 0.01 | 0 | 0 | 0.01
SP | Solar | 27 | BURM_1 | 400.85 | 0 | 9.06 | 286.69
SP | Solar | 27 | BUSH_1 | 14.38 | 0 | 0.32 | 10.28
SP | Solar | 27 | BUST_1 | 3.22 | 0 | 0.07 | 2.3
SP | Solar | 27 | CAAD_P | 0.02 | 0 | 0 | 0.01
SP | Solar | 27 | CAFA | 0.19 | 0 | 0 | 0.14
SP | Solar | 27 | CAMB_01 | 20.52 | 0 | 0.46 | 14.68
SP | Solar | 27 | CANTN1 | 124.95 | 0 | 2.82 | 89.36
SP | Solar | 27 | CAPEA1 | 6.84 | 0 | 0.15 | 4.89
SP | Solar | 27 | CARE_1 | 16.27 | 0 | 0.37 | 11.64
SP | Solar | 27 | CARR_1 | 2.74 | 0 | 0.06 | 1.96
SP | Solar | 27 | CASS_P | 0.04 | 0 | 0 | 0.03
SP | Solar | 27 | CATY | 0.19 | 0 | 0 | 0.14
SP | Solar | 27 | CBNK_H | 0.51 | 0 | 0.01 | 0.36
SP | Solar | 27 | CELL_1 | 40.21 | 0 | 0.91 | 28.76
SP | Solar | 27 | CHAP | 0.19 | 0 | 0 | 0.14
SP | Solar | 27 | CHAS | 0.19 | 0 | 0 | 0.14
SP | Solar | 27 | CHIC_1 | 93.24 | 0 | 2.11 | 66.69
SP | Solar | 27 | CHSI_1 | 0.8 | 0 | 0.02 | 0.57
SP | Solar | 27 | CHTE_1 | 154.35 | 0 | 3.49 | 110.39
SP | Solar | 27 | CITR_1 | 0.51 | 0 | 0.01 | 0.36
SP | Solar | 27 | CLAC_P | 0.1 | 0 | 0 | 0.07
SP | Solar | 27 | CLAY_P | 0.01 | 0 | 0 | 0.01
SP | Solar | 27 | CLT03 | 5.03 | 0 | 0.11 | 3.6
SP | Solar | 27 | CLYM | 0.19 | 0 | 0 | 0.14
SP | Solar | 27 | COAT | 0.19 | 0 | 0 | 0.14
SP | Solar | 27 | CONQA1 | 122.79 | 0 | 2.78 | 87.82
SP | Solar | 27 | COUA_P | 0.06 | 0 | 0 | 0.04
SP | Solar | 27 | COVE_1 | 9.05 | 0 | 0.2 | 6.47
SP | Solar | 27 | COWL_1 | 313.71 | 0 | 7.09 | 224.37
SP | Solar | 27 | COYL | 0.19 | 0 | 0 | 0.14
SP | Solar | 27 | CREB_1 | 21.44 | 0 | 0.48 | 15.33
SP | Solar | 27 | CUMB | 1.66 | 0 | 0.04 | 1.19
SP | Solar | 27 | CUPA | 7.3 | 0 | 0.16 | 5.22
SP | Solar | 27 | DALM3 | 0.19 | 0 | 0 | 0.14
SP | Solar | 27 | DEVM | 0.19 | 0 | 0 | 0.14
SP | Solar | 27 | DEVO | 8.7 | 0 | 0.2 | 6.22
SP | Solar | 27 | DOUN_P | 0.13 | 0 | 0 | 0.09
SP | Solar | 27 | DRAK_1 | 98.72 | 0 | 2.23 | 70.6
SP | Solar | 27 | DRAX_1 | 2.82 | 0 | 0.06 | 2.02
SP | Solar | 27 | DRCR | 1.66 | 0 | 0.04 | 1.19
SP | Solar | 27 | DUDH_P | 0.03 | 0 | 0 | 0.02
SP | Solar | 27 | DUGR_P | 0.03 | 0 | 0 | 0.02
SP | Solar | 27 | DUNB | 0.19 | 0 | 0 | 0.14
SP | Solar | 27 | DUNF | 1.66 | 0 | 0.04 | 1.19
SP | Solar | 27 | DUNO_P | 1.66 | 0 | 0.04 | 1.19
SP | Solar | 27 | DYCE_P | 0.17 | 0 | 0 | 0.12
SP | Solar | 27 | EALI_6 | 0.51 | 0 | 0.01 | 0.36
SP | Solar | 27 | EASO_1 | 254.85 | 0 | 5.76 | 182.27
SP | Solar | 27 | EAST | 0.19 | 0 | 0 | 0.14
SP | Solar | 27 | ECCL | 0.19 | 0 | 0 | 0.14
SP | Solar | 27 | ECLA_1 | 143.06 | 0 | 3.23 | 102.32
SP | Solar | 27 | EKIL | 0.19 | 0 | 0 | 0.14
SP | Solar | 27 | EKIS | 0.19 | 0 | 0 | 0.14
SP | Solar | 27 | ELGI_P | 1.38 | 0 | 0.03 | 0.99
SP | Solar | 27 | ELLA_1 | 0.7 | 0 | 0.02 | 0.5
SP | Solar | 27 | ELST_1 | 0.63 | 0 | 0.01 | 0.45
SP | Solar | 27 | ENDE_1 | 59.31 | 0 | 1.34 | 42.42
SP | Solar | 27 | EXET1 | 114.69 | 0 | 2.59 | 82.03
SP | Solar | 27 | FASN_P | 0.02 | 0 | 0 | 0.01
SP | Solar | 27 | FAUG_P | 0.07 | 0 | 0 | 0.05
SP | Solar | 27 | FAWL_1 | 109.38 | 0 | 2.47 | 78.23
SP | Solar | 27 | FECK_6 | 152.94 | 0 | 3.46 | 109.38
SP | Solar | 27 | FERRA2 | 11.55 | 0 | 0.26 | 8.26
SP | Solar | 27 | FERRB1 | 8.72 | 0 | 0.2 | 6.24
SP | Solar | 27 | FIDD_P | 0.33 | 0 | 0.01 | 0.24
SP | Solar | 27 | FLEE_1 | 52.51 | 0 | 1.19 | 37.56
SP | Solar | 27 | FOUR_1 | 4.22 | 0 | 0.1 | 3.02
SP | Solar | 27 | FRAS_P | 0.02 | 0 | 0 | 0.01
SP | Solar | 27 | FROD_1 | 4.92 | 0 | 0.11 | 3.52
SP | Solar | 27 | FWIL_P | 0.28 | 0 | 0.01 | 0.2
SP | Solar | 27 | GALA | 0.19 | 0 | 0 | 0.14
SP | Solar | 27 | GIFF | 0.19 | 0 | 0 | 0.14
SP | Solar | 27 | GLLE | 0.19 | 0 | 0 | 0.14
SP | Solar | 27 | GLLU | 0.19 | 0 | 0 | 0.14
SP | Solar | 27 | GLNI | 1.66 | 0 | 0.04 | 1.19
SP | Solar | 27 | GLRO | 1.66 | 0 | 0.04 | 1.19
SP | Solar | 27 | GREE_H | 0.51 | 0 | 0.01 | 0.36
SP | Solar | 27 | GREN_1 | 299.41 | 0 | 6.77 | 214.14
SP | Solar | 27 | GRIW_1 | 40.8 | 0 | 0.92 | 29.18
SP | Solar | 27 | GRUB_P | 0.2 | 0 | 0 | 0.14
SP | Solar | 27 | G_EXTRA_11 | 0.19 | 0 | 0 | 0.14
SP | Solar | 27 | G_EXTRA_2 | 0.19 | 0 | 0 | 0.14
SP | Solar | 27 | G_EXTRA_5 | 0.19 | 0 | 0 | 0.14
SP | Solar | 27 | G_EXTRA_7 | 1.66 | 0 | 0.04 | 1.19
SP | Solar | 27 | G_EXTRA_9 | 0.19 | 0 | 0 | 0.14
SP | Solar | 27 | HACK_1 | 0.7 | 0 | 0.02 | 0.5
SP | Solar | 27 | HACK_6 | 0.7 | 0 | 0.02 | 0.5
SP | Solar | 27 | HAMHC1 | 33.16 | 0 | 0.75 | 23.72
SP | Solar | 27 | HARK_1 | 61.22 | 0 | 1.38 | 43.78
SP | Solar | 27 | HARM_6 | 1.06 | 0 | 0.02 | 0.76
SP | Solar | 27 | HAWI | 0.19 | 0 | 0 | 0.14
SP | Solar | 27 | HAWP_6 | 6.96 | 0 | 0.16 | 4.98
SP | Solar | 27 | HEYS1 | 4.22 | 0 | 0.1 | 3.02
SP | Solar | 27 | HEYS_1 | 30.24 | 0 | 0.68 | 21.63
SP | Solar | 27 | HUER | 0.19 | 0 | 0 | 0.14
SP | Solar | 27 | HURS_1 | 0.8 | 0 | 0.02 | 0.57
SP | Solar | 27 | HUTT_1 | 22.77 | 0 | 0.51 | 16.29
SP | Solar | 27 | IMPK_1 | 28.52 | 0 | 0.64 | 20.4
SP | Solar | 27 | INDQ1 | 377.15 | 0 | 8.52 | 269.74
SP | Solar | 27 | INKE | 1.66 | 0 | 0.04 | 1.19
SP | Solar | 27 | INNE_P | 0.05 | 0 | 0 | 0.04
SP | Solar | 27 | IROA1 | 129.4 | 0 | 2.92 | 92.55
SP | Solar | 27 | IRONB1 | 47.6 | 0 | 1.08 | 34.04
SP | Solar | 27 | IVER_1 | 0.63 | 0 | 0.01 | 0.45
SP | Solar | 27 | IVER_6 | 0.63 | 0 | 0.01 | 0.45
SP | Solar | 27 | JOHN | 0.19 | 0 | 0 | 0.14
SP | Solar | 27 | JORD_3 | 1.13 | 0 | 0.03 | 0.81
SP | Solar | 27 | KAIM | 0.19 | 0 | 0 | 0.14
SP | Solar | 27 | KEAD_1 | 56.03 | 0 | 1.27 | 40.07
SP | Solar | 27 | KEAR_1 | 0.7 | 0 | 0.02 | 0.5
SP | Solar | 27 | KEAR_3 | 12.86 | 0 | 0.29 | 9.2
SP | Solar | 27 | KEIT_P | 0.42 | 0 | 0.01 | 0.3
SP | Solar | 27 | KEMS_1 | 91.55 | 0 | 2.07 | 65.48
SP | Solar | 27 | KEOO | 0.19 | 0 | 0 | 0.14
SP | Solar | 27 | KIBY_1 | 1.79 | 0 | 0.04 | 1.28
SP | Solar | 27 | KIER | 1.66 | 0 | 0.04 | 1.19
SP | Solar | 27 | KIIN_P | 0.11 | 0 | 0 | 0.08
SP | Solar | 27 | KILS | 0.19 | 0 | 0 | 0.14
SP | Solar | 27 | KILT | 0.19 | 0 | 0 | 0.14
SP | Solar | 27 | KILW | 7.22 | 0 | 0.16 | 5.16
SP | Solar | 27 | KINO_1 | 30.12 | 0 | 0.68 | 21.54
SP | Solar | 27 | KINT_P | 2.26 | 0 | 0.05 | 1.62
SP | Solar | 27 | KIRKB1 | 0.7 | 0 | 0.02 | 0.5
SP | Solar | 27 | KITW_1 | 3.04 | 0 | 0.07 | 2.17
SP | Solar | 27 | KNAR | 19.08 | 0 | 0.43 | 13.65
SP | Solar | 27 | LACK_6 | 10.13 | 0 | 0.23 | 7.24
SP | Solar | 27 | LAIR_P | 0.11 | 0 | 0 | 0.08
SP | Solar | 27 | LALE1SG003 | 6.34 | 0 | 0.14 | 4.53
SP | Solar | 27 | LAND1 | 262.86 | 0 | 5.94 | 188
SP | Solar | 27 | LEGA_1 | 76.53 | 0 | 1.73 | 54.73
SP | Solar | 27 | LEVE | 1.66 | 0 | 0.04 | 1.19
SP | Solar | 27 | LING | 0.19 | 0 | 0 | 0.14
SP | Solar | 27 | LINM | 0.19 | 0 | 0 | 0.14
SP | Solar | 27 | LISD_1 | 2.94 | 0 | 0.07 | 2.1
SP | Solar | 27 | LITT_C | 0.8 | 0 | 0.02 | 0.57
SP | Solar | 27 | LITT_J | 0.8 | 0 | 0.02 | 0.57
SP | Solar | 27 | LODR_6 | 0.51 | 0 | 0.01 | 0.36
SP | Solar | 27 | LOUD_H | 0.63 | 0 | 0.01 | 0.45
SP | Solar | 27 | LOVE_1 | 198.22 | 0 | 4.48 | 141.77
SP | Solar | 27 | LUNA_P | 0.01 | 0 | 0 | 0.01
SP | Solar | 27 | MACC_3 | 14.62 | 0 | 0.33 | 10.46
SP | Solar | 27 | MACD_P | 2.94 | 0 | 0.07 | 2.1
SP | Solar | 27 | MAGA_6 | 32.71 | 0 | 0.74 | 23.39
SP | Solar | 27 | MANN_1 | 341.94 | 0 | 7.73 | 244.56
SP | Solar | 27 | MAYB | 0.19 | 0 | 0 | 0.14
SP | Solar | 27 | MELK_1 | 322.8 | 0 | 7.3 | 230.87
SP | Solar | 27 | MILC_P | 0.13 | 0 | 0 | 0.09
SP | Solar | 27 | MILH_1 | 12.42 | 0 | 0.28 | 8.88
SP | Solar | 27 | MITY_1 | 578.72 | 0 | 13.08 | 413.9
SP | Solar | 27 | MYBS_P | 0.27 | 0 | 0.01 | 0.19
SP | Solar | 27 | NEAR | 0.19 | 0 | 0 | 0.14
SP | Solar | 27 | NECE_1 | 3.22 | 0 | 0.07 | 2.3
SP | Solar | 27 | NEEP_3 | 1.13 | 0 | 0.03 | 0.81
SP | Solar | 27 | NETS | 0.19 | 0 | 0 | 0.14
SP | Solar | 27 | NEWX_6 | 1.88 | 0 | 0.04 | 1.34
SP | Solar | 27 | NFLE | 51.81 | 0 | 1.17 | 37.05
SP | Solar | 27 | NHYD_6 | 0.63 | 0 | 0.01 | 0.45
SP | Solar | 27 | NINF_1 | 81.44 | 0 | 1.84 | 58.25
SP | Solar | 27 | NORL_3 | 1.13 | 0 | 0.03 | 0.81
SP | Solar | 27 | NORM_1 | 362.34 | 0 | 8.19 | 259.15
SP | Solar | 27 | NORT_1 | 35.06 | 0 | 0.79 | 25.07
SP | Solar | 27 | NURS_1 | 225.47 | 0 | 5.1 | 161.26
SP | Solar | 27 | OCKH_1 | 1.61 | 0 | 0.04 | 1.15
SP | Solar | 27 | OFFE_3 | 1.06 | 0 | 0.02 | 0.76
SP | Solar | 27 | OLDB_1 | 1.61 | 0 | 0.04 | 1.15
SP | Solar | 27 | OSBA_1 | 3.94 | 0 | 0.09 | 2.82
SP | Solar | 27 | PADIB1 | 8.71 | 0 | 0.2 | 6.23
SP | Solar | 27 | PELH_1 | 159.35 | 0 | 3.6 | 113.97
SP | Solar | 27 | PEMB_1 | 280.04 | 0 | 6.33 | 200.28
SP | Solar | 27 | PENE_1 | 2.82 | 0 | 0.06 | 2.02
SP | Solar | 27 | PENN_1 | 5.9 | 0 | 0.13 | 4.22
SP | Solar | 27 | PENT_1 | 64.33 | 0 | 1.45 | 46.01
SP | Solar | 27 | PENW_1 | 52.15 | 0 | 1.18 | 37.3
SP | Solar | 27 | PERI_H | 0.51 | 0 | 0.01 | 0.36
SP | Solar | 27 | PERS_P | 0.13 | 0 | 0 | 0.09
SP | Solar | 27 | PITS_3 | 1.13 | 0 | 0.03 | 0.81
SP | Solar | 27 | POOB | 0.19 | 0 | 0 | 0.14
SP | Solar | 27 | POPP_3 | 13.22 | 0 | 0.3 | 9.45
SP | Solar | 27 | PORA_P | 0.31 | 0 | 0.01 | 0.22
SP | Solar | 27 | PORD | 1.66 | 0 | 0.04 | 1.19
SP | Solar | 27 | PYLE_1 | 42.76 | 0 | 0.97 | 30.58
SP | Solar | 27 | QUOI_P | 0.03 | 0 | 0 | 0.02
SP | Solar | 27 | RAIN_1 | 3.07 | 0 | 0.07 | 2.2
SP | Solar | 27 | RANN_P | 0.15 | 0 | 0 | 0.11
SP | Solar | 27 | RASS_1 | 56.16 | 0 | 1.27 | 40.17
SP | Solar | 27 | RATS_1 | 88.66 | 0 | 2 | 63.41
SP | Solar | 27 | RAYL_1 | 40.03 | 0 | 0.9 | 28.63
SP | Solar | 27 | REBR_3 | 0.7 | 0 | 0.02 | 0.5
SP | Solar | 27 | REDH | 13.35 | 0 | 0.3 | 9.55
SP | Solar | 27 | REDM_P | 0.11 | 0 | 0 | 0.08
SP | Solar | 27 | RICH1 | 79.55 | 0 | 1.8 | 56.89
SP | Solar | 27 | ROCH_1 | 3.54 | 0 | 0.08 | 2.53
SP | Solar | 27 | RUGEB1 | 25.27 | 0 | 0.57 | 18.07
SP | Solar | 27 | RYEH_1 | 5.63 | 0 | 0.13 | 4.03
SP | Solar | 27 | SALH_1 | 15.95 | 0 | 0.36 | 11.41
SP | Solar | 27 | SALT_1 | 10.93 | 0 | 0.25 | 7.82
SP | Solar | 27 | SBAR | 57.85 | 0 | 1.31 | 41.37
SP | Solar | 27 | SEAB1 | 118.33 | 0 | 2.67 | 84.63
SP | Solar | 27 | SELL_1 | 65.6 | 0 | 1.48 | 46.92
SP | Solar | 27 | SFEG_P | 0.18 | 0 | 0 | 0.13
SP | Solar | 27 | SFIL_P | 0.07 | 0 | 0 | 0.05
SP | Solar | 27 | SHEC_3 | 1.13 | 0 | 0.03 | 0.81
SP | Solar | 27 | SHRW_1 | 134.61 | 0 | 3.04 | 96.27
SP | Solar | 27 | SIGH | 0.19 | 0 | 0 | 0.14
SP | Solar | 27 | SJOW_1 | 0.51 | 0 | 0.01 | 0.36
SP | Solar | 27 | SKLGB1 | 6.6 | 0 | 0.15 | 4.72
SP | Solar | 27 | SLOY_P | 0.02 | 0 | 0 | 0.01
SP | Solar | 27 | SMAN_1 | 0.94 | 0 | 0.02 | 0.67
SP | Solar | 27 | SPEN_1 | 11.49 | 0 | 0.26 | 8.22
SP | Solar | 27 | SSHI_3 | 1.06 | 0 | 0.02 | 0.76
SP | Solar | 27 | STAH_1 | 13.98 | 0 | 0.32 | 10
SP | Solar | 27 | STAL_1 | 2.82 | 0 | 0.06 | 2.02
SP | Solar | 27 | STAY_1 | 177.25 | 0 | 4.01 | 126.77
SP | Solar | 27 | STEN_1 | 2.82 | 0 | 0.06 | 2.02
SP | Solar | 27 | STES_1 | 8.71 | 0 | 0.2 | 6.23
SP | Solar | 27 | STHA | 0.19 | 0 | 0 | 0.14
SP | Solar | 27 | STIR | 1.66 | 0 | 0.04 | 1.19
SP | Solar | 27 | STLE | 1.66 | 0 | 0.04 | 1.19
SP | Solar | 27 | STRI_P | 1.98 | 0 | 0.04 | 1.42
SP | Solar | 27 | SUND_1 | 64.42 | 0 | 1.46 | 46.07
SP | Solar | 27 | SWAN_1 | 144.5 | 0 | 3.27 | 103.35
SP | Solar | 27 | TARL_P | 5.42 | 0 | 0.12 | 3.88
SP | Solar | 27 | TAUN1 | 96.84 | 0 | 2.19 | 69.26
SP | Solar | 27 | TAYN_P | 0.23 | 0 | 0.01 | 0.16
SP | Solar | 27 | TELR | 0.19 | 0 | 0 | 0.14
SP | Solar | 27 | TEMP_3 | 1.13 | 0 | 0.03 | 0.81
SP | Solar | 27 | THOM_6 | 9.81 | 0 | 0.22 | 7.02
SP | Solar | 27 | THSO_P | 0.52 | 0 | 0.01 | 0.37
SP | Solar | 27 | THUR_6 | 1.13 | 0 | 0.03 | 0.81
SP | Solar | 27 | TILBB_1 | 18.61 | 0 | 0.42 | 13.31
SP | Solar | 27 | TONG | 0.19 | 0 | 0 | 0.14
SP | Solar | 27 | TOTT_1 | 0.7 | 0 | 0.02 | 0.5
SP | Solar | 27 | TRAW_1 | 20.67 | 0 | 0.47 | 14.78
SP | Solar | 27 | TUMB_P | 0.05 | 0 | 0 | 0.04
SP | Solar | 27 | TYNE_1 | 1.06 | 0 | 0.02 | 0.76
SP | Solar | 27 | TYNE_2 | 1.06 | 0 | 0.02 | 0.76
SP | Solar | 27 | UPPB_1 | 35.18 | 0 | 0.8 | 25.16
SP | Solar | 27 | UPPB_3 | 34.42 | 0 | 0.78 | 24.62
SP | Solar | 27 | USKM_1 | 43.87 | 0 | 0.99 | 31.38
SP | Solar | 27 | WALH_1 | 124.06 | 0 | 2.8 | 88.73
SP | Solar | 27 | WALP_1 | 35.83 | 0 | 0.81 | 25.63
SP | Solar | 27 | WALP_B | 224.04 | 0 | 5.06 | 160.23
SP | Solar | 27 | WARL_1 | 31.47 | 0 | 0.71 | 22.51
SP | Solar | 27 | WASF_1 | 5.89 | 0 | 0.13 | 4.21
SP | Solar | 27 | WATFS_1 | 0.63 | 0 | 0.01 | 0.45
SP | Solar | 27 | WBOL_6 | 6.62 | 0 | 0.15 | 4.73
SP | Solar | 27 | WBUR_1 | 132.34 | 0 | 2.99 | 94.65
SP | Solar | 27 | WFIE | 1.66 | 0 | 0.04 | 1.19
SP | Solar | 27 | WHAM_1 | 0.7 | 0 | 0.02 | 0.5
SP | Solar | 27 | WHGA_1 | 0.7 | 0 | 0.02 | 0.5
SP | Solar | 27 | WIBA_3 | 1.13 | 0 | 0.03 | 0.81
SP | Solar | 27 | WIEN_1 | 1.61 | 0 | 0.04 | 1.15
SP | Solar | 27 | WILL_1 | 59.66 | 0 | 1.35 | 42.67
SP | Solar | 27 | WIMBN1 | 1.88 | 0 | 0.04 | 1.34
SP | Solar | 27 | WIMBS1 | 1.88 | 0 | 0.04 | 1.34
SP | Solar | 27 | WISD_1 | 0.51 | 0 | 0.01 | 0.36
SP | Solar | 27 | WISD_6 | 0.51 | 0 | 0.01 | 0.36
SP | Solar | 27 | WISH | 0.19 | 0 | 0 | 0.14
SP | Solar | 27 | WMEL_1 | 1.13 | 0 | 0.03 | 0.81
SP | Solar | 27 | WTHU31 | 0.7 | 0 | 0.02 | 0.5
SP | Solar | 27 | WWEY_1 | 3.17 | 0 | 0.07 | 2.27
SP | Solar | 27 | WYLF_1 | 8.45 | 0 | 0.19 | 6.04
SP | Solar | 27 | WYMOM_1 | 32.46 | 0 | 0.73 | 23.22
SP | Solar | 28 | ABHA1 | 107.24 | 0 | 2.42 | 76.7
SP | Solar | 28 | ABNE_P | 10.94 | 0 | 0.25 | 7.82
SP | Solar | 28 | ABTH_1 | 70.95 | 0 | 1.6 | 50.74
SP | Solar | 28 | ACTL_2 | 0.59 | 0 | 0.01 | 0.42
SP | Solar | 28 | ACTL_C | 0.59 | 0 | 0.01 | 0.42
SP | Solar | 28 | ALNE_P | 0.18 | 0 | 0 | 0.13
SP | Solar | 28 | ALST_3 | 1.07 | 0 | 0.02 | 0.77
SP | Solar | 28 | ALVE1 | 216.65 | 0 | 4.9 | 154.95
SP | Solar | 28 | AMEM_1 | 41.15 | 0 | 0.93 | 29.43
SP | Solar | 28 | ARBR_P | 26.34 | 0 | 0.6 | 18.84
SP | Solar | 28 | ARDK_P | 0.06 | 0 | 0 | 0.04
SP | Solar | 28 | ARMO_P | 0.38 | 0 | 0.01 | 0.27
SP | Solar | 28 | AXMI1 | 124.98 | 0 | 2.82 | 89.39
SP | Solar | 28 | BAGA | 2.37 | 0 | 0.05 | 1.7
SP | Solar | 28 | BAIN | 2.37 | 0 | 0.05 | 1.7
SP | Solar | 28 | BARKC1 | 2.58 | 0 | 0.06 | 1.85
SP | Solar | 28 | BARKW3 | 0.81 | 0 | 0.02 | 0.58
SP | Solar | 28 | BEDDT1 | 0.92 | 0 | 0.02 | 0.66
SP | Solar | 28 | BEDD_1 | 0.92 | 0 | 0.02 | 0.66
SP | Solar | 28 | BERW | 0.28 | 0 | 0.01 | 0.2
SP | Solar | 28 | BESW_1 | 50.89 | 0 | 1.15 | 36.4
SP | Solar | 28 | BICF_1 | 214.94 | 0 | 4.86 | 153.73
SP | Solar | 28 | BIRK_1 | 1.07 | 0 | 0.02 | 0.77
SP | Solar | 28 | BISW_1 | 20.94 | 0 | 0.47 | 14.98
SP | Solar | 28 | BLYTB1 | 3.22 | 0 | 0.07 | 2.3
SP | Solar | 28 | BLYTH132 | 3.22 | 0 | 0.07 | 2.3
SP | Solar | 28 | BOAG_P | 0.04 | 0 | 0 | 0.03
SP | Solar | 28 | BOLN_1 | 74.37 | 0 | 1.68 | 53.19
SP | Solar | 28 | BONN | 2.37 | 0 | 0.05 | 1.7
SP | Solar | 28 | BOTW_1 | 74.22 | 0 | 1.68 | 53.08
SP | Solar | 28 | BRAC_P | 0.03 | 0 | 0 | 0.02
SP | Solar | 28 | BRAI_1 | 110.7 | 0 | 2.5 | 79.17
SP | Solar | 28 | BRAW_1 | 0.81 | 0 | 0.02 | 0.58
SP | Solar | 28 | BRED_1 | 2.25 | 0 | 0.05 | 1.61
SP | Solar | 28 | BRFO_1 | 150.84 | 0 | 3.41 | 107.88
SP | Solar | 28 | BRIM_1 | 6.45 | 0 | 0.15 | 4.61
SP | Solar | 28 | BRLE_1 | 71.12 | 0 | 1.61 | 50.87
SP | Solar | 28 | BROA_P | 0.01 | 0 | 0 | 0.01
SP | Solar | 28 | BROX | 0.28 | 0 | 0.01 | 0.2
SP | Solar | 28 | BRWA1 | 285.96 | 0 | 6.46 | 204.52
SP | Solar | 28 | BUMU_P | 0.01 | 0 | 0 | 0.01
SP | Solar | 28 | BURM_1 | 409.83 | 0 | 9.26 | 293.11
SP | Solar | 28 | BUSH_1 | 14.61 | 0 | 0.33 | 10.45
SP | Solar | 28 | BUST_1 | 3.69 | 0 | 0.08 | 2.64
SP | Solar | 28 | CAAD_P | 0.03 | 0 | 0 | 0.02
SP | Solar | 28 | CAFA | 0.28 | 0 | 0.01 | 0.2
SP | Solar | 28 | CAMB_01 | 20.93 | 0 | 0.47 | 14.97
SP | Solar | 28 | CANTN1 | 125.93 | 0 | 2.85 | 90.07
SP | Solar | 28 | CAPEA1 | 6.98 | 0 | 0.16 | 4.99
SP | Solar | 28 | CARE_1 | 16.41 | 0 | 0.37 | 11.74
SP | Solar | 28 | CARR_1 | 2.87 | 0 | 0.06 | 2.05
SP | Solar | 28 | CASS_P | 0.05 | 0 | 0 | 0.04
SP | Solar | 28 | CATY | 0.28 | 0 | 0.01 | 0.2
SP | Solar | 28 | CBNK_H | 0.59 | 0 | 0.01 | 0.42
SP | Solar | 28 | CELL_1 | 41.43 | 0 | 0.94 | 29.63
SP | Solar | 28 | CHAP | 0.28 | 0 | 0.01 | 0.2
SP | Solar | 28 | CHAS | 0.28 | 0 | 0.01 | 0.2
SP | Solar | 28 | CHIC_1 | 96.24 | 0 | 2.18 | 68.83
SP | Solar | 28 | CHSI_1 | 0.92 | 0 | 0.02 | 0.66
SP | Solar | 28 | CHTE_1 | 154.51 | 0 | 3.49 | 110.51
SP | Solar | 28 | CITR_1 | 0.59 | 0 | 0.01 | 0.42
SP | Solar | 28 | CLAC_P | 0.12 | 0 | 0 | 0.09
SP | Solar | 28 | CLAY_P | 0.01 | 0 | 0 | 0.01
SP | Solar | 28 | CLT03 | 5.76 | 0 | 0.13 | 4.12
SP | Solar | 28 | CLYM | 0.28 | 0 | 0.01 | 0.2
SP | Solar | 28 | COAT | 0.28 | 0 | 0.01 | 0.2
SP | Solar | 28 | CONQA1 | 123.2 | 0 | 2.78 | 88.11
SP | Solar | 28 | COUA_P | 0.07 | 0 | 0 | 0.05
SP | Solar | 28 | COVE_1 | 9.52 | 0 | 0.22 | 6.81
SP | Solar | 28 | COWL_1 | 316.98 | 0 | 7.16 | 226.7
SP | Solar | 28 | COYL | 0.28 | 0 | 0.01 | 0.2
SP | Solar | 28 | CREB_1 | 21.98 | 0 | 0.5 | 15.72
SP | Solar | 28 | CUMB | 2.37 | 0 | 0.05 | 1.7
SP | Solar | 28 | CUPA | 8 | 0 | 0.18 | 5.72
SP | Solar | 28 | DALM3 | 0.28 | 0 | 0.01 | 0.2
SP | Solar | 28 | DEVM | 0.28 | 0 | 0.01 | 0.2
SP | Solar | 28 | DEVO | 9.41 | 0 | 0.21 | 6.73
SP | Solar | 28 | DOUN_P | 0.14 | 0 | 0 | 0.1
SP | Solar | 28 | DRAK_1 | 98.95 | 0 | 2.24 | 70.77
SP | Solar | 28 | DRAX_1 | 3.22 | 0 | 0.07 | 2.3
SP | Solar | 28 | DRCR | 2.37 | 0 | 0.05 | 1.7
SP | Solar | 28 | DUDH_P | 0.03 | 0 | 0 | 0.02
SP | Solar | 28 | DUGR_P | 0.03 | 0 | 0 | 0.02
SP | Solar | 28 | DUNB | 0.28 | 0 | 0.01 | 0.2
SP | Solar | 28 | DUNF | 2.37 | 0 | 0.05 | 1.7
SP | Solar | 28 | DUNO_P | 2.37 | 0 | 0.05 | 1.7
SP | Solar | 28 | DYCE_P | 0.2 | 0 | 0 | 0.14
SP | Solar | 28 | EALI_6 | 0.59 | 0 | 0.01 | 0.42
SP | Solar | 28 | EASO_1 | 256.48 | 0 | 5.8 | 183.43
SP | Solar | 28 | EAST | 0.28 | 0 | 0.01 | 0.2
SP | Solar | 28 | ECCL | 0.28 | 0 | 0.01 | 0.2
SP | Solar | 28 | ECLA_1 | 144.69 | 0 | 3.27 | 103.48
SP | Solar | 28 | EKIL | 0.28 | 0 | 0.01 | 0.2
SP | Solar | 28 | EKIS | 0.28 | 0 | 0.01 | 0.2
SP | Solar | 28 | ELGI_P | 1.38 | 0 | 0.03 | 0.99
SP | Solar | 28 | ELLA_1 | 0.81 | 0 | 0.02 | 0.58
SP | Solar | 28 | ELST_1 | 0.72 | 0 | 0.02 | 0.51
SP | Solar | 28 | ENDE_1 | 60.13 | 0 | 1.36 | 43
SP | Solar | 28 | EXET1 | 116.94 | 0 | 2.64 | 83.64
SP | Solar | 28 | FASN_P | 0.03 | 0 | 0 | 0.02
SP | Solar | 28 | FAUG_P | 0.08 | 0 | 0 | 0.06
SP | Solar | 28 | FAWL_1 | 111.21 | 0 | 2.51 | 79.54
SP | Solar | 28 | FECK_6 | 153.41 | 0 | 3.47 | 109.72
SP | Solar | 28 | FERRA2 | 11.96 | 0 | 0.27 | 8.55
SP | Solar | 28 | FERRB1 | 9.13 | 0 | 0.21 | 6.53
SP | Solar | 28 | FIDD_P | 0.38 | 0 | 0.01 | 0.27
SP | Solar | 28 | FLEE_1 | 53.32 | 0 | 1.21 | 38.13
SP | Solar | 28 | FOUR_1 | 4.84 | 0 | 0.11 | 3.46
SP | Solar | 28 | FRAS_P | 0.02 | 0 | 0 | 0.01
SP | Solar | 28 | FROD_1 | 5.06 | 0 | 0.11 | 3.62
SP | Solar | 28 | FWIL_P | 0.33 | 0 | 0.01 | 0.24
SP | Solar | 28 | GALA | 0.28 | 0 | 0.01 | 0.2
SP | Solar | 28 | GIFF | 0.28 | 0 | 0.01 | 0.2
SP | Solar | 28 | GLLE | 0.28 | 0 | 0.01 | 0.2
SP | Solar | 28 | GLLU | 0.28 | 0 | 0.01 | 0.2
SP | Solar | 28 | GLNI | 2.37 | 0 | 0.05 | 1.7
SP | Solar | 28 | GLRO | 2.37 | 0 | 0.05 | 1.7
SP | Solar | 28 | GREE_H | 0.59 | 0 | 0.01 | 0.42
SP | Solar | 28 | GREN_1 | 304.48 | 0 | 6.88 | 217.76
SP | Solar | 28 | GRIW_1 | 42.03 | 0 | 0.95 | 30.06
SP | Solar | 28 | GRUB_P | 0.23 | 0 | 0.01 | 0.16
SP | Solar | 28 | G_EXTRA_11 | 0.28 | 0 | 0.01 | 0.2
SP | Solar | 28 | G_EXTRA_2 | 0.28 | 0 | 0.01 | 0.2
SP | Solar | 28 | G_EXTRA_5 | 0.28 | 0 | 0.01 | 0.2
SP | Solar | 28 | G_EXTRA_7 | 2.37 | 0 | 0.05 | 1.7
SP | Solar | 28 | G_EXTRA_9 | 0.28 | 0 | 0.01 | 0.2
SP | Solar | 28 | HACK_1 | 0.81 | 0 | 0.02 | 0.58
SP | Solar | 28 | HACK_6 | 0.81 | 0 | 0.02 | 0.58
SP | Solar | 28 | HAMHC1 | 33.63 | 0 | 0.76 | 24.05
SP | Solar | 28 | HARK_1 | 61.83 | 0 | 1.4 | 44.22
SP | Solar | 28 | HARM_6 | 1.21 | 0 | 0.03 | 0.87
SP | Solar | 28 | HAWI | 0.28 | 0 | 0.01 | 0.2
SP | Solar | 28 | HAWP_6 | 7.11 | 0 | 0.16 | 5.09
SP | Solar | 28 | HEYS1 | 4.84 | 0 | 0.11 | 3.46
SP | Solar | 28 | HEYS_1 | 30.85 | 0 | 0.7 | 22.06
SP | Solar | 28 | HUER | 0.28 | 0 | 0.01 | 0.2
SP | Solar | 28 | HURS_1 | 0.92 | 0 | 0.02 | 0.66
SP | Solar | 28 | HUTT_1 | 24.4 | 0 | 0.55 | 17.45
SP | Solar | 28 | IMPK_1 | 30.97 | 0 | 0.7 | 22.15
SP | Solar | 28 | INDQ1 | 379.41 | 0 | 8.57 | 271.35
SP | Solar | 28 | INKE | 2.37 | 0 | 0.05 | 1.7
SP | Solar | 28 | INNE_P | 0.06 | 0 | 0 | 0.04
SP | Solar | 28 | IROA1 | 132.26 | 0 | 2.99 | 94.59
SP | Solar | 28 | IRONB1 | 48.82 | 0 | 1.1 | 34.92
SP | Solar | 28 | IVER_1 | 0.72 | 0 | 0.02 | 0.51
SP | Solar | 28 | IVER_6 | 0.72 | 0 | 0.02 | 0.51
SP | Solar | 28 | JOHN | 0.28 | 0 | 0.01 | 0.2
SP | Solar | 28 | JORD_3 | 1.29 | 0 | 0.03 | 0.92
SP | Solar | 28 | KAIM | 0.28 | 0 | 0.01 | 0.2
SP | Solar | 28 | KEAD_1 | 56.57 | 0 | 1.28 | 40.46
SP | Solar | 28 | KEAR_1 | 0.81 | 0 | 0.02 | 0.58
SP | Solar | 28 | KEAR_3 | 12.96 | 0 | 0.29 | 9.27
SP | Solar | 28 | KEIT_P | 0.48 | 0 | 0.01 | 0.34
SP | Solar | 28 | KEMS_1 | 93.51 | 0 | 2.11 | 66.88
SP | Solar | 28 | KEOO | 0.28 | 0 | 0.01 | 0.2
SP | Solar | 28 | KIBY_1 | 1.79 | 0 | 0.04 | 1.28
SP | Solar | 28 | KIER | 2.37 | 0 | 0.05 | 1.7
SP | Solar | 28 | KIIN_P | 0.13 | 0 | 0 | 0.09
SP | Solar | 28 | KILS | 0.28 | 0 | 0.01 | 0.2
SP | Solar | 28 | KILT | 0.28 | 0 | 0.01 | 0.2
SP | Solar | 28 | KILW | 7.31 | 0 | 0.17 | 5.23
SP | Solar | 28 | KINO_1 | 31.1 | 0 | 0.7 | 22.24
SP | Solar | 28 | KINT_P | 2.3 | 0 | 0.05 | 1.64
SP | Solar | 28 | KIRKB1 | 0.81 | 0 | 0.02 | 0.58
SP | Solar | 28 | KITW_1 | 3.27 | 0 | 0.07 | 2.34
SP | Solar | 28 | KNAR | 19.29 | 0 | 0.44 | 13.8
SP | Solar | 28 | LACK_6 | 10.74 | 0 | 0.24 | 7.68
SP | Solar | 28 | LAIR_P | 0.13 | 0 | 0 | 0.09
SP | Solar | 28 | LALE1SG003 | 6.43 | 0 | 0.15 | 4.6
SP | Solar | 28 | LAND1 | 265.11 | 0 | 5.99 | 189.61
SP | Solar | 28 | LEGA_1 | 77.34 | 0 | 1.75 | 55.31
SP | Solar | 28 | LEVE | 2.37 | 0 | 0.05 | 1.7
SP | Solar | 28 | LING | 0.28 | 0 | 0.01 | 0.2
SP | Solar | 28 | LINM | 0.28 | 0 | 0.01 | 0.2
SP | Solar | 28 | LISD_1 | 2.94 | 0 | 0.07 | 2.1
SP | Solar | 28 | LITT_C | 0.92 | 0 | 0.02 | 0.66
SP | Solar | 28 | LITT_J | 0.92 | 0 | 0.02 | 0.66
SP | Solar | 28 | LODR_6 | 0.59 | 0 | 0.01 | 0.42
SP | Solar | 28 | LOUD_H | 0.72 | 0 | 0.02 | 0.51
SP | Solar | 28 | LOVE_1 | 200.06 | 0 | 4.52 | 143.08
SP | Solar | 28 | LUNA_P | 0.01 | 0 | 0 | 0.01
SP | Solar | 28 | MACC_3 | 15.02 | 0 | 0.34 | 10.74
SP | Solar | 28 | MACD_P | 2.99 | 0 | 0.07 | 2.14
SP | Solar | 28 | MAGA_6 | 33.12 | 0 | 0.75 | 23.69
SP | Solar | 28 | MANN_1 | 344.93 | 0 | 7.8 | 246.69
SP | Solar | 28 | MAYB | 0.28 | 0 | 0.01 | 0.2
SP | Solar | 28 | MELK_1 | 326.07 | 0 | 7.37 | 233.21
SP | Solar | 28 | MILC_P | 0.15 | 0 | 0 | 0.11
SP | Solar | 28 | MILH_1 | 12.51 | 0 | 0.28 | 8.95
SP | Solar | 28 | MITY_1 | 581.99 | 0 | 13.15 | 416.24
SP | Solar | 28 | MYBS_P | 0.31 | 0 | 0.01 | 0.22
SP | Solar | 28 | NEAR | 0.28 | 0 | 0.01 | 0.2
SP | Solar | 28 | NECE_1 | 3.69 | 0 | 0.08 | 2.64
SP | Solar | 28 | NEEP_3 | 1.29 | 0 | 0.03 | 0.92
SP | Solar | 28 | NETS | 0.28 | 0 | 0.01 | 0.2
SP | Solar | 28 | NEWX_6 | 2.15 | 0 | 0.05 | 1.54
SP | Solar | 28 | NFLE | 52.79 | 0 | 1.19 | 37.76
SP | Solar | 28 | NHYD_6 | 0.72 | 0 | 0.02 | 0.51
SP | Solar | 28 | NINF_1 | 81.85 | 0 | 1.85 | 58.54
SP | Solar | 28 | NORL_3 | 1.29 | 0 | 0.03 | 0.92
SP | Solar | 28 | NORM_1 | 368.05 | 0 | 8.32 | 263.23
SP | Solar | 28 | NORT_1 | 35.21 | 0 | 0.8 | 25.18
SP | Solar | 28 | NURS_1 | 227.31 | 0 | 5.14 | 162.57
SP | Solar | 28 | OCKH_1 | 1.84 | 0 | 0.04 | 1.32
SP | Solar | 28 | OFFE_3 | 1.21 | 0 | 0.03 | 0.87
SP | Solar | 28 | OLDB_1 | 1.84 | 0 | 0.04 | 1.32
SP | Solar | 28 | OSBA_1 | 4.51 | 0 | 0.1 | 3.23
SP | Solar | 28 | PADIB1 | 9.12 | 0 | 0.21 | 6.52
SP | Solar | 28 | PELH_1 | 160.17 | 0 | 3.62 | 114.55
SP | Solar | 28 | PEMB_1 | 282.49 | 0 | 6.38 | 202.04
SP | Solar | 28 | PENE_1 | 3.22 | 0 | 0.07 | 2.3
SP | Solar | 28 | PENN_1 | 5.9 | 0 | 0.13 | 4.22
SP | Solar | 28 | PENT_1 | 66.37 | 0 | 1.5 | 47.47
SP | Solar | 28 | PENW_1 | 52.55 | 0 | 1.19 | 37.58
SP | Solar | 28 | PERI_H | 0.59 | 0 | 0.01 | 0.42
SP | Solar | 28 | PERS_P | 0.15 | 0 | 0 | 0.11
SP | Solar | 28 | PITS_3 | 1.29 | 0 | 0.03 | 0.92
SP | Solar | 28 | POOB | 0.28 | 0 | 0.01 | 0.2
SP | Solar | 28 | POPP_3 | 13.42 | 0 | 0.3 | 9.6
SP | Solar | 28 | PORA_P | 0.36 | 0 | 0.01 | 0.26
SP | Solar | 28 | PORD | 2.37 | 0 | 0.05 | 1.7
SP | Solar | 28 | PYLE_1 | 43.16 | 0 | 0.98 | 30.87
SP | Solar | 28 | QUOI_P | 0.04 | 0 | 0 | 0.03
SP | Solar | 28 | RAIN_1 | 3.07 | 0 | 0.07 | 2.2
SP | Solar | 28 | RANN_P | 0.17 | 0 | 0 | 0.12
SP | Solar | 28 | RASS_1 | 58.61 | 0 | 1.32 | 41.92
SP | Solar | 28 | RATS_1 | 89.48 | 0 | 2.02 | 64
SP | Solar | 28 | RAYL_1 | 41.99 | 0 | 0.95 | 30.03
SP | Solar | 28 | REBR_3 | 0.81 | 0 | 0.02 | 0.58
SP | Solar | 28 | REDH | 14.06 | 0 | 0.32 | 10.06
SP | Solar | 28 | REDM_P | 0.13 | 0 | 0 | 0.09
SP | Solar | 28 | RICH1 | 80.53 | 0 | 1.82 | 57.6
SP | Solar | 28 | ROCH_1 | 3.64 | 0 | 0.08 | 2.6
SP | Solar | 28 | RUGEB1 | 26.49 | 0 | 0.6 | 18.95
SP | Solar | 28 | RYEH_1 | 6.45 | 0 | 0.15 | 4.61
SP | Solar | 28 | SALH_1 | 16.56 | 0 | 0.37 | 11.84
SP | Solar | 28 | SALT_1 | 11.47 | 0 | 0.26 | 8.2
SP | Solar | 28 | SBAR | 58.67 | 0 | 1.33 | 41.96
SP | Solar | 28 | SEAB1 | 120.78 | 0 | 2.73 | 86.38
SP | Solar | 28 | SELL_1 | 67.56 | 0 | 1.53 | 48.32
SP | Solar | 28 | SFEG_P | 0.21 | 0 | 0 | 0.15
SP | Solar | 28 | SFIL_P | 0.08 | 0 | 0 | 0.06
SP | Solar | 28 | SHEC_3 | 1.29 | 0 | 0.03 | 0.92
SP | Solar | 28 | SHRW_1 | 135.84 | 0 | 3.07 | 97.15
SP | Solar | 28 | SIGH | 0.28 | 0 | 0.01 | 0.2
SP | Solar | 28 | SJOW_1 | 0.59 | 0 | 0.01 | 0.42
SP | Solar | 28 | SKLGB1 | 6.7 | 0 | 0.15 | 4.79
SP | Solar | 28 | SLOY_P | 0.02 | 0 | 0 | 0.01
SP | Solar | 28 | SMAN_1 | 1.07 | 0 | 0.02 | 0.77
SP | Solar | 28 | SPEN_1 | 12.31 | 0 | 0.28 | 8.8
SP | Solar | 28 | SSHI_3 | 1.21 | 0 | 0.03 | 0.87
SP | Solar | 28 | STAH_1 | 14.39 | 0 | 0.33 | 10.29
SP | Solar | 28 | STAL_1 | 3.22 | 0 | 0.07 | 2.3
SP | Solar | 28 | STAY_1 | 181.33 | 0 | 4.1 | 129.69
SP | Solar | 28 | STEN_1 | 3.22 | 0 | 0.07 | 2.3
SP | Solar | 28 | STES_1 | 9.12 | 0 | 0.21 | 6.52
SP | Solar | 28 | STHA | 0.28 | 0 | 0.01 | 0.2
SP | Solar | 28 | STIR | 2.37 | 0 | 0.05 | 1.7
SP | Solar | 28 | STLE | 2.37 | 0 | 0.05 | 1.7
SP | Solar | 28 | STRI_P | 2.02 | 0 | 0.05 | 1.44
SP | Solar | 28 | SUND_1 | 66.06 | 0 | 1.49 | 47.25
SP | Solar | 28 | SWAN_1 | 146.95 | 0 | 3.32 | 105.1
SP | Solar | 28 | TARL_P | 5.43 | 0 | 0.12 | 3.88
SP | Solar | 28 | TAUN1 | 97.66 | 0 | 2.21 | 69.85
SP | Solar | 28 | TAYN_P | 0.27 | 0 | 0.01 | 0.19
SP | Solar | 28 | TELR | 0.28 | 0 | 0.01 | 0.2
SP | Solar | 28 | TEMP_3 | 1.29 | 0 | 0.03 | 0.92
SP | Solar | 28 | THOM_6 | 10.38 | 0 | 0.23 | 7.42
SP | Solar | 28 | THSO_P | 0.6 | 0 | 0.01 | 0.43
SP | Solar | 28 | THUR_6 | 1.29 | 0 | 0.03 | 0.92
SP | Solar | 28 | TILBB_1 | 20.57 | 0 | 0.46 | 14.71
SP | Solar | 28 | TONG | 0.28 | 0 | 0.01 | 0.2
SP | Solar | 28 | TOTT_1 | 0.81 | 0 | 0.02 | 0.58
SP | Solar | 28 | TRAW_1 | 21.08 | 0 | 0.48 | 15.08
SP | Solar | 28 | TUMB_P | 0.06 | 0 | 0 | 0.04
SP | Solar | 28 | TYNE_1 | 1.21 | 0 | 0.03 | 0.87
SP | Solar | 28 | TYNE_2 | 1.21 | 0 | 0.03 | 0.87
SP | Solar | 28 | UPPB_1 | 35.31 | 0 | 0.8 | 25.25
SP | Solar | 28 | UPPB_3 | 34.55 | 0 | 0.78 | 24.71
SP | Solar | 28 | USKM_1 | 44 | 0 | 0.99 | 31.47
SP | Solar | 28 | WALH_1 | 126.11 | 0 | 2.85 | 90.19
SP | Solar | 28 | WALP_1 | 37.47 | 0 | 0.85 | 26.8
SP | Solar | 28 | WALP_B | 225.67 | 0 | 5.1 | 161.4
SP | Solar | 28 | WARL_1 | 33.43 | 0 | 0.76 | 23.91
SP | Solar | 28 | WASF_1 | 5.89 | 0 | 0.13 | 4.21
SP | Solar | 28 | WATFS_1 | 0.72 | 0 | 0.02 | 0.51
SP | Solar | 28 | WBOL_6 | 6.78 | 0 | 0.15 | 4.85
SP | Solar | 28 | WBUR_1 | 133.97 | 0 | 3.03 | 95.82
SP | Solar | 28 | WFIE | 2.37 | 0 | 0.05 | 1.7
SP | Solar | 28 | WHAM_1 | 0.81 | 0 | 0.02 | 0.58
SP | Solar | 28 | WHGA_1 | 0.81 | 0 | 0.02 | 0.58
SP | Solar | 28 | WIBA_3 | 1.29 | 0 | 0.03 | 0.92
SP | Solar | 28 | WIEN_1 | 1.84 | 0 | 0.04 | 1.32
SP | Solar | 28 | WILL_1 | 60.12 | 0 | 1.36 | 43
SP | Solar | 28 | WIMBN1 | 2.15 | 0 | 0.05 | 1.54
SP | Solar | 28 | WIMBS1 | 2.15 | 0 | 0.05 | 1.54
SP | Solar | 28 | WISD_1 | 0.59 | 0 | 0.01 | 0.42
SP | Solar | 28 | WISD_6 | 0.59 | 0 | 0.01 | 0.42
SP | Solar | 28 | WISH | 0.28 | 0 | 0.01 | 0.2
SP | Solar | 28 | WMEL_1 | 1.29 | 0 | 0.03 | 0.92
SP | Solar | 28 | WTHU31 | 0.81 | 0 | 0.02 | 0.58
SP | Solar | 28 | WWEY_1 | 3.28 | 0 | 0.07 | 2.35
SP | Solar | 28 | WYLF_1 | 9.67 | 0 | 0.22 | 6.92
SP | Solar | 28 | WYMOM_1 | 33.28 | 0 | 0.75 | 23.8
SP | Solar | 29 | ABHA1 | 110.1 | 0 | 2.49 | 78.74
SP | Solar | 29 | ABNE_P | 10.97 | 0 | 0.25 | 7.85
SP | Solar | 29 | ABTH_1 | 71.12 | 0 | 1.61 | 50.87
SP | Solar | 29 | ACTL_2 | 0.68 | 0 | 0.02 | 0.49
SP | Solar | 29 | ACTL_C | 0.68 | 0 | 0.02 | 0.49
SP | Solar | 29 | ALNE_P | 0.21 | 0 | 0 | 0.15
SP | Solar | 29 | ALST_3 | 1.25 | 0 | 0.03 | 0.89
SP | Solar | 29 | ALVE1 | 219.52 | 0 | 4.96 | 157
SP | Solar | 29 | AMEM_1 | 41.26 | 0 | 0.93 | 29.51
SP | Solar | 29 | ARBR_P | 26.34 | 0 | 0.6 | 18.84
SP | Solar | 29 | ARDK_P | 0.07 | 0 | 0 | 0.05
SP | Solar | 29 | ARMO_P | 0.45 | 0 | 0.01 | 0.32
SP | Solar | 29 | AXMI1 | 128.78 | 0 | 2.91 | 92.1
SP | Solar | 29 | BAGA | 3.11 | 0 | 0.07 | 2.22
SP | Solar | 29 | BAIN | 3.11 | 0 | 0.07 | 2.22
SP | Solar | 29 | BARKC1 | 2.71 | 0 | 0.06 | 1.94
SP | Solar | 29 | BARKW3 | 0.94 | 0 | 0.02 | 0.67
SP | Solar | 29 | BEDDT1 | 1.07 | 0 | 0.02 | 0.77
SP | Solar | 29 | BEDD_1 | 1.07 | 0 | 0.02 | 0.77
SP | Solar | 29 | BERW | 0.36 | 0 | 0.01 | 0.26
SP | Solar | 29 | BESW_1 | 51.48 | 0 | 1.16 | 36.82
SP | Solar | 29 | BICF_1 | 222.21 | 0 | 5.02 | 158.92
SP | Solar | 29 | BIRK_1 | 1.25 | 0 | 0.03 | 0.89
SP | Solar | 29 | BISW_1 | 21.24 | 0 | 0.48 | 15.19
SP | Solar | 29 | BLYTB1 | 3.74 | 0 | 0.08 | 2.67
SP | Solar | 29 | BLYTH132 | 3.74 | 0 | 0.08 | 2.67
SP | Solar | 29 | BOAG_P | 0.05 | 0 | 0 | 0.04
SP | Solar | 29 | BOLN_1 | 74.89 | 0 | 1.69 | 53.56
SP | Solar | 29 | BONN | 3.11 | 0 | 0.07 | 2.22
SP | Solar | 29 | BOTW_1 | 76.55 | 0 | 1.73 | 54.75
SP | Solar | 29 | BRAC_P | 0.04 | 0 | 0 | 0.03
SP | Solar | 29 | BRAI_1 | 111.74 | 0 | 2.53 | 79.92
SP | Solar | 29 | BRAW_1 | 0.94 | 0 | 0.02 | 0.67
SP | Solar | 29 | BRED_1 | 2.42 | 0 | 0.05 | 1.73
SP | Solar | 29 | BRFO_1 | 151.76 | 0 | 3.43 | 108.54
SP | Solar | 29 | BRIM_1 | 7.49 | 0 | 0.17 | 5.36
SP | Solar | 29 | BRLE_1 | 72.16 | 0 | 1.63 | 51.61
SP | Solar | 29 | BROA_P | 0.02 | 0 | 0 | 0.01
SP | Solar | 29 | BROX | 0.36 | 0 | 0.01 | 0.26
SP | Solar | 29 | BRWA1 | 290.11 | 0 | 6.56 | 207.49
SP | Solar | 29 | BUMU_P | 0.01 | 0 | 0 | 0.01
SP | Solar | 29 | BURM_1 | 421.24 | 0 | 9.52 | 301.27
SP | Solar | 29 | BUSH_1 | 14.91 | 0 | 0.34 | 10.66
SP | Solar | 29 | BUST_1 | 4.28 | 0 | 0.1 | 3.06
SP | Solar | 29 | CAAD_P | 0.03 | 0 | 0 | 0.02
SP | Solar | 29 | CAFA | 0.36 | 0 | 0.01 | 0.26
SP | Solar | 29 | CAMB_01 | 21.45 | 0 | 0.48 | 15.34
SP | Solar | 29 | CANTN1 | 127.17 | 0 | 2.87 | 90.95
SP | Solar | 29 | CAPEA1 | 7.15 | 0 | 0.16 | 5.11
SP | Solar | 29 | CARE_1 | 16.58 | 0 | 0.37 | 11.86
SP | Solar | 29 | CARR_1 | 3.05 | 0 | 0.07 | 2.18
SP | Solar | 29 | CASS_P | 0.06 | 0 | 0 | 0.04
SP | Solar | 29 | CATY | 0.36 | 0 | 0.01 | 0.26
SP | Solar | 29 | CBNK_H | 0.68 | 0 | 0.02 | 0.49
SP | Solar | 29 | CELL_1 | 42.99 | 0 | 0.97 | 30.75
SP | Solar | 29 | CHAP | 0.36 | 0 | 0.01 | 0.26
SP | Solar | 29 | CHAS | 0.36 | 0 | 0.01 | 0.26
SP | Solar | 29 | CHIC_1 | 100.04 | 0 | 2.26 | 71.55
SP | Solar | 29 | CHSI_1 | 1.07 | 0 | 0.02 | 0.77
SP | Solar | 29 | CHTE_1 | 154.72 | 0 | 3.5 | 110.66
SP | Solar | 29 | CITR_1 | 0.68 | 0 | 0.02 | 0.49
SP | Solar | 29 | CLAC_P | 0.14 | 0 | 0 | 0.1
SP | Solar | 29 | CLAY_P | 0.01 | 0 | 0 | 0.01
SP | Solar | 29 | CLT03 | 6.68 | 0 | 0.15 | 4.78
SP | Solar | 29 | CLYM | 0.36 | 0 | 0.01 | 0.26
SP | Solar | 29 | COAT | 0.36 | 0 | 0.01 | 0.26
SP | Solar | 29 | CONQA1 | 123.72 | 0 | 2.8 | 88.48
SP | Solar | 29 | COUA_P | 0.09 | 0 | 0 | 0.06
SP | Solar | 29 | COVE_1 | 10.11 | 0 | 0.23 | 7.23
SP | Solar | 29 | COWL_1 | 321.13 | 0 | 7.26 | 229.67
SP | Solar | 29 | COYL | 0.36 | 0 | 0.01 | 0.26
SP | Solar | 29 | CREB_1 | 22.67 | 0 | 0.51 | 16.21
SP | Solar | 29 | CUMB | 3.11 | 0 | 0.07 | 2.22
SP | Solar | 29 | CUPA | 8.75 | 0 | 0.2 | 6.26
SP | Solar | 29 | DALM3 | 0.36 | 0 | 0.01 | 0.26
SP | Solar | 29 | DEVM | 0.36 | 0 | 0.01 | 0.26
SP | Solar | 29 | DEVO | 10.16 | 0 | 0.23 | 7.27
SP | Solar | 29 | DOUN_P | 0.17 | 0 | 0 | 0.12
SP | Solar | 29 | DRAK_1 | 99.25 | 0 | 2.24 | 70.98
SP | Solar | 29 | DRAX_1 | 3.74 | 0 | 0.08 | 2.67
SP | Solar | 29 | DRCR | 3.11 | 0 | 0.07 | 2.22
SP | Solar | 29 | DUDH_P | 0.04 | 0 | 0 | 0.03
SP | Solar | 29 | DUGR_P | 0.04 | 0 | 0 | 0.03
SP | Solar | 29 | DUNB | 0.36 | 0 | 0.01 | 0.26
SP | Solar | 29 | DUNF | 3.11 | 0 | 0.07 | 2.22
SP | Solar | 29 | DUNO_P | 3.11 | 0 | 0.07 | 2.22
SP | Solar | 29 | DYCE_P | 0.23 | 0 | 0.01 | 0.16
SP | Solar | 29 | EALI_6 | 0.68 | 0 | 0.02 | 0.49
SP | Solar | 29 | EASO_1 | 258.56 | 0 | 5.84 | 184.92
SP | Solar | 29 | EAST | 0.36 | 0 | 0.01 | 0.26
SP | Solar | 29 | ECCL | 0.36 | 0 | 0.01 | 0.26
SP | Solar | 29 | ECLA_1 | 146.77 | 0 | 3.32 | 104.97
SP | Solar | 29 | EKIL | 0.36 | 0 | 0.01 | 0.26
SP | Solar | 29 | EKIS | 0.36 | 0 | 0.01 | 0.26
SP | Solar | 29 | ELGI_P | 1.38 | 0 | 0.03 | 0.99
SP | Solar | 29 | ELLA_1 | 0.94 | 0 | 0.02 | 0.67
SP | Solar | 29 | ELST_1 | 0.83 | 0 | 0.02 | 0.59
SP | Solar | 29 | ENDE_1 | 61.17 | 0 | 1.38 | 43.75
SP | Solar | 29 | EXET1 | 119.81 | 0 | 2.71 | 85.69
SP | Solar | 29 | FASN_P | 0.03 | 0 | 0 | 0.02
SP | Solar | 29 | FAUG_P | 0.09 | 0 | 0 | 0.06
SP | Solar | 29 | FAWL_1 | 113.55 | 0 | 2.57 | 81.21
SP | Solar | 29 | FECK_6 | 154 | 0 | 3.48 | 110.14
SP | Solar | 29 | FERRA2 | 12.48 | 0 | 0.28 | 8.93
SP | Solar | 29 | FERRB1 | 9.65 | 0 | 0.22 | 6.9
SP | Solar | 29 | FIDD_P | 0.45 | 0 | 0.01 | 0.32
SP | Solar | 29 | FLEE_1 | 54.36 | 0 | 1.23 | 38.88
SP | Solar | 29 | FOUR_1 | 5.62 | 0 | 0.13 | 4.02
SP | Solar | 29 | FRAS_P | 0.02 | 0 | 0 | 0.01
SP | Solar | 29 | FROD_1 | 5.23 | 0 | 0.12 | 3.74
SP | Solar | 29 | FWIL_P | 0.38 | 0 | 0.01 | 0.27
SP | Solar | 29 | GALA | 0.36 | 0 | 0.01 | 0.26
SP | Solar | 29 | GIFF | 0.36 | 0 | 0.01 | 0.26
SP | Solar | 29 | GLLE | 0.36 | 0 | 0.01 | 0.26
SP | Solar | 29 | GLLU | 0.36 | 0 | 0.01 | 0.26
SP | Solar | 29 | GLNI | 3.11 | 0 | 0.07 | 2.22
SP | Solar | 29 | GLRO | 3.11 | 0 | 0.07 | 2.22
SP | Solar | 29 | GREE_H | 0.68 | 0 | 0.02 | 0.49
SP | Solar | 29 | GREN_1 | 310.93 | 0 | 7.03 | 222.38
SP | Solar | 29 | GRIW_1 | 43.58 | 0 | 0.98 | 31.17
SP | Solar | 29 | GRUB_P | 0.27 | 0 | 0.01 | 0.19
SP | Solar | 29 | G_EXTRA_11 | 0.36 | 0 | 0.01 | 0.26
SP | Solar | 29 | G_EXTRA_2 | 0.36 | 0 | 0.01 | 0.26
SP | Solar | 29 | G_EXTRA_5 | 0.36 | 0 | 0.01 | 0.26
SP | Solar | 29 | G_EXTRA_7 | 3.11 | 0 | 0.07 | 2.22
SP | Solar | 29 | G_EXTRA_9 | 0.36 | 0 | 0.01 | 0.26
SP | Solar | 29 | HACK_1 | 0.94 | 0 | 0.02 | 0.67
SP | Solar | 29 | HACK_6 | 0.94 | 0 | 0.02 | 0.67
SP | Solar | 29 | HAMHC1 | 34.22 | 0 | 0.77 | 24.47
SP | Solar | 29 | HARK_1 | 62.61 | 0 | 1.41 | 44.78
SP | Solar | 29 | HARM_6 | 1.4 | 0 | 0.03 | 1
SP | Solar | 29 | HAWI | 0.36 | 0 | 0.01 | 0.26
SP | Solar | 29 | HAWP_6 | 7.31 | 0 | 0.17 | 5.23
SP | Solar | 29 | HEYS1 | 5.62 | 0 | 0.13 | 4.02
SP | Solar | 29 | HEYS_1 | 31.63 | 0 | 0.71 | 22.62
SP | Solar | 29 | HUER | 0.36 | 0 | 0.01 | 0.26
SP | Solar | 29 | HURS_1 | 1.07 | 0 | 0.02 | 0.77
SP | Solar | 29 | HUTT_1 | 26.48 | 0 | 0.6 | 18.94
SP | Solar | 29 | IMPK_1 | 34.08 | 0 | 0.77 | 24.37
SP | Solar | 29 | INDQ1 | 382.27 | 0 | 8.64 | 273.4
SP | Solar | 29 | INKE | 3.11 | 0 | 0.07 | 2.22
SP | Solar | 29 | INNE_P | 0.07 | 0 | 0 | 0.05
SP | Solar | 29 | IROA1 | 135.89 | 0 | 3.07 | 97.19
SP | Solar | 29 | IRONB1 | 50.38 | 0 | 1.14 | 36.03
SP | Solar | 29 | IVER_1 | 0.83 | 0 | 0.02 | 0.59
SP | Solar | 29 | IVER_6 | 0.83 | 0 | 0.02 | 0.59
SP | Solar | 29 | JOHN | 0.36 | 0 | 0.01 | 0.26
SP | Solar | 29 | JORD_3 | 1.5 | 0 | 0.03 | 1.07
SP | Solar | 29 | KAIM | 0.36 | 0 | 0.01 | 0.26
SP | Solar | 29 | KEAD_1 | 57.26 | 0 | 1.29 | 40.95
SP | Solar | 29 | KEAR_1 | 0.94 | 0 | 0.02 | 0.67
SP | Solar | 29 | KEAR_3 | 13.09 | 0 | 0.3 | 9.36
SP | Solar | 29 | KEIT_P | 0.56 | 0 | 0.01 | 0.4
SP | Solar | 29 | KEMS_1 | 96 | 0 | 2.17 | 68.66
SP | Solar | 29 | KEOO | 0.36 | 0 | 0.01 | 0.26
SP | Solar | 29 | KIBY_1 | 1.79 | 0 | 0.04 | 1.28
SP | Solar | 29 | KIER | 3.11 | 0 | 0.07 | 2.22
SP | Solar | 29 | KIIN_P | 0.15 | 0 | 0 | 0.11
SP | Solar | 29 | KILS | 0.36 | 0 | 0.01 | 0.26
SP | Solar | 29 | KILT | 0.36 | 0 | 0.01 | 0.26
SP | Solar | 29 | KILW | 7.39 | 0 | 0.17 | 5.29
SP | Solar | 29 | KINO_1 | 32.35 | 0 | 0.73 | 23.14
SP | Solar | 29 | KINT_P | 2.36 | 0 | 0.05 | 1.69
SP | Solar | 29 | KIRKB1 | 0.94 | 0 | 0.02 | 0.67
SP | Solar | 29 | KITW_1 | 3.57 | 0 | 0.08 | 2.55
SP | Solar | 29 | KNAR | 19.55 | 0 | 0.44 | 13.98
SP | Solar | 29 | LACK_6 | 11.52 | 0 | 0.26 | 8.24
SP | Solar | 29 | LAIR_P | 0.15 | 0 | 0 | 0.11
SP | Solar | 29 | LALE1SG003 | 6.54 | 0 | 0.15 | 4.68
SP | Solar | 29 | LAND1 | 267.97 | 0 | 6.06 | 191.65
SP | Solar | 29 | LEGA_1 | 78.38 | 0 | 1.77 | 56.06
SP | Solar | 29 | LEVE | 3.11 | 0 | 0.07 | 2.22
SP | Solar | 29 | LING | 0.36 | 0 | 0.01 | 0.26
SP | Solar | 29 | LINM | 0.36 | 0 | 0.01 | 0.26
SP | Solar | 29 | LISD_1 | 2.94 | 0 | 0.07 | 2.1
SP | Solar | 29 | LITT_C | 1.07 | 0 | 0.02 | 0.77
SP | Solar | 29 | LITT_J | 1.07 | 0 | 0.02 | 0.77
SP | Solar | 29 | LODR_6 | 0.68 | 0 | 0.02 | 0.49
SP | Solar | 29 | LOUD_H | 0.83 | 0 | 0.02 | 0.59
SP | Solar | 29 | LOVE_1 | 202.39 | 0 | 4.57 | 144.75
SP | Solar | 29 | LUNA_P | 0.01 | 0 | 0 | 0.01
SP | Solar | 29 | MACC_3 | 15.54 | 0 | 0.35 | 11.11
SP | Solar | 29 | MACD_P | 3.06 | 0 | 0.07 | 2.19
SP | Solar | 29 | MAGA_6 | 33.64 | 0 | 0.76 | 24.06
SP | Solar | 29 | MANN_1 | 348.74 | 0 | 7.88 | 249.42
SP | Solar | 29 | MAYB | 0.36 | 0 | 0.01 | 0.26
SP | Solar | 29 | MELK_1 | 330.22 | 0 | 7.46 | 236.17
SP | Solar | 29 | MILC_P | 0.18 | 0 | 0 | 0.13
SP | Solar | 29 | MILH_1 | 12.62 | 0 | 0.29 | 9.03
SP | Solar | 29 | MITY_1 | 586.14 | 0 | 13.25 | 419.21
SP | Solar | 29 | MYBS_P | 0.36 | 0 | 0.01 | 0.26
SP | Solar | 29 | NEAR | 0.36 | 0 | 0.01 | 0.26
SP | Solar | 29 | NECE_1 | 4.28 | 0 | 0.1 | 3.06
SP | Solar | 29 | NEEP_3 | 1.5 | 0 | 0.03 | 1.07
SP | Solar | 29 | NETS | 0.36 | 0 | 0.01 | 0.26
SP | Solar | 29 | NEWX_6 | 2.5 | 0 | 0.06 | 1.79
SP | Solar | 29 | NFLE | 54.04 | 0 | 1.22 | 38.65
SP | Solar | 29 | NHYD_6 | 0.83 | 0 | 0.02 | 0.59
SP | Solar | 29 | NINF_1 | 82.36 | 0 | 1.86 | 58.9
SP | Solar | 29 | NORL_3 | 1.5 | 0 | 0.03 | 1.07
SP | Solar | 29 | NORM_1 | 375.32 | 0 | 8.48 | 268.43
SP | Solar | 29 | NORT_1 | 35.4 | 0 | 0.8 | 25.32
SP | Solar | 29 | NURS_1 | 229.65 | 0 | 5.19 | 164.25
SP | Solar | 29 | OCKH_1 | 2.14 | 0 | 0.05 | 1.53
SP | Solar | 29 | OFFE_3 | 1.4 | 0 | 0.03 | 1
SP | Solar | 29 | OLDB_1 | 2.14 | 0 | 0.05 | 1.53
SP | Solar | 29 | OSBA_1 | 5.24 | 0 | 0.12 | 3.75
SP | Solar | 29 | PADIB1 | 9.64 | 0 | 0.22 | 6.89
SP | Solar | 29 | PELH_1 | 161.2 | 0 | 3.64 | 115.29
SP | Solar | 29 | PEMB_1 | 285.61 | 0 | 6.45 | 204.27
SP | Solar | 29 | PENE_1 | 3.74 | 0 | 0.08 | 2.67
SP | Solar | 29 | PENN_1 | 5.9 | 0 | 0.13 | 4.22
SP | Solar | 29 | PENT_1 | 68.97 | 0 | 1.56 | 49.33
SP | Solar | 29 | PENW_1 | 53.07 | 0 | 1.2 | 37.96
SP | Solar | 29 | PERI_H | 0.68 | 0 | 0.02 | 0.49
SP | Solar | 29 | PERS_P | 0.17 | 0 | 0 | 0.12
SP | Solar | 29 | PITS_3 | 1.5 | 0 | 0.03 | 1.07
SP | Solar | 29 | POOB | 0.36 | 0 | 0.01 | 0.26
SP | Solar | 29 | POPP_3 | 13.68 | 0 | 0.31 | 9.78
SP | Solar | 29 | PORA_P | 0.42 | 0 | 0.01 | 0.3
SP | Solar | 29 | PORD | 3.11 | 0 | 0.07 | 2.22
SP | Solar | 29 | PYLE_1 | 43.68 | 0 | 0.99 | 31.24
SP | Solar | 29 | QUOI_P | 0.05 | 0 | 0 | 0.04
SP | Solar | 29 | RAIN_1 | 3.07 | 0 | 0.07 | 2.2
SP | Solar | 29 | RANN_P | 0.2 | 0 | 0 | 0.14
SP | Solar | 29 | RASS_1 | 61.72 | 0 | 1.39 | 44.14
SP | Solar | 29 | RATS_1 | 90.51 | 0 | 2.05 | 64.73
SP | Solar | 29 | RAYL_1 | 44.48 | 0 | 1.01 | 31.81
SP | Solar | 29 | REBR_3 | 0.94 | 0 | 0.02 | 0.67
SP | Solar | 29 | REDH | 14.81 | 0 | 0.33 | 10.59
SP | Solar | 29 | REDM_P | 0.15 | 0 | 0 | 0.11
SP | Solar | 29 | RICH1 | 81.78 | 0 | 1.85 | 58.49
SP | Solar | 29 | ROCH_1 | 3.77 | 0 | 0.09 | 2.7
SP | Solar | 29 | RUGEB1 | 28.05 | 0 | 0.63 | 20.06
SP | Solar | 29 | RYEH_1 | 7.49 | 0 | 0.17 | 5.36
SP | Solar | 29 | SALH_1 | 17.34 | 0 | 0.39 | 12.4
SP | Solar | 29 | SALT_1 | 12.16 | 0 | 0.27 | 8.7
SP | Solar | 29 | SBAR | 59.7 | 0 | 1.35 | 42.7
SP | Solar | 29 | SEAB1 | 123.9 | 0 | 2.8 | 88.61
SP | Solar | 29 | SELL_1 | 70.05 | 0 | 1.58 | 50.1
SP | Solar | 29 | SFEG_P | 0.25 | 0 | 0.01 | 0.18
SP | Solar | 29 | SFIL_P | 0.1 | 0 | 0 | 0.07
SP | Solar | 29 | SHEC_3 | 1.5 | 0 | 0.03 | 1.07
SP | Solar | 29 | SHRW_1 | 137.4 | 0 | 3.11 | 98.27
SP | Solar | 29 | SIGH | 0.36 | 0 | 0.01 | 0.26
SP | Solar | 29 | SJOW_1 | 0.68 | 0 | 0.02 | 0.49
SP | Solar | 29 | SKLGB1 | 6.83 | 0 | 0.15 | 4.88
SP | Solar | 29 | SLOY_P | 0.03 | 0 | 0 | 0.02
SP | Solar | 29 | SMAN_1 | 1.25 | 0 | 0.03 | 0.89
SP | Solar | 29 | SPEN_1 | 13.35 | 0 | 0.3 | 9.55
SP | Solar | 29 | SSHI_3 | 1.4 | 0 | 0.03 | 1
SP | Solar | 29 | STAH_1 | 14.91 | 0 | 0.34 | 10.66
SP | Solar | 29 | STAL_1 | 3.74 | 0 | 0.08 | 2.67
SP | Solar | 29 | STAY_1 | 186.52 | 0 | 4.22 | 133.4
SP | Solar | 29 | STEN_1 | 3.74 | 0 | 0.08 | 2.67
SP | Solar | 29 | STES_1 | 9.64 | 0 | 0.22 | 6.89
SP | Solar | 29 | STHA | 0.36 | 0 | 0.01 | 0.26
SP | Solar | 29 | STIR | 3.11 | 0 | 0.07 | 2.22
SP | Solar | 29 | STLE | 3.11 | 0 | 0.07 | 2.22
SP | Solar | 29 | STRI_P | 2.06 | 0 | 0.05 | 1.47
SP | Solar | 29 | SUND_1 | 68.13 | 0 | 1.54 | 48.73
SP | Solar | 29 | SWAN_1 | 150.06 | 0 | 3.39 | 107.32
SP | Solar | 29 | TARL_P | 5.44 | 0 | 0.12 | 3.89
SP | Solar | 29 | TAUN1 | 98.7 | 0 | 2.23 | 70.59
SP | Solar | 29 | TAYN_P | 0.32 | 0 | 0.01 | 0.23
SP | Solar | 29 | TELR | 0.36 | 0 | 0.01 | 0.26
SP | Solar | 29 | TEMP_3 | 1.5 | 0 | 0.03 | 1.07
SP | Solar | 29 | THOM_6 | 11.11 | 0 | 0.25 | 7.95
SP | Solar | 29 | THSO_P | 0.7 | 0 | 0.02 | 0.5
SP | Solar | 29 | THUR_6 | 1.5 | 0 | 0.03 | 1.07
SP | Solar | 29 | TILBB_1 | 23.06 | 0 | 0.52 | 16.49
SP | Solar | 29 | TONG | 0.36 | 0 | 0.01 | 0.26
SP | Solar | 29 | TOTT_1 | 0.94 | 0 | 0.02 | 0.67
SP | Solar | 29 | TRAW_1 | 21.6 | 0 | 0.49 | 15.45
SP | Solar | 29 | TUMB_P | 0.07 | 0 | 0 | 0.05
SP | Solar | 29 | TYNE_1 | 1.4 | 0 | 0.03 | 1
SP | Solar | 29 | TYNE_2 | 1.4 | 0 | 0.03 | 1
SP | Solar | 29 | UPPB_1 | 35.49 | 0 | 0.8 | 25.38
SP | Solar | 29 | UPPB_3 | 34.73 | 0 | 0.78 | 24.84
SP | Solar | 29 | USKM_1 | 44.18 | 0 | 1 | 31.6
SP | Solar | 29 | WALH_1 | 128.7 | 0 | 2.91 | 92.05
SP | Solar | 29 | WALP_1 | 39.54 | 0 | 0.89 | 28.28
SP | Solar | 29 | WALP_B | 227.74 | 0 | 5.15 | 162.88
SP | Solar | 29 | WARL_1 | 35.92 | 0 | 0.81 | 25.69
SP | Solar | 29 | WASF_1 | 5.89 | 0 | 0.13 | 4.21
SP | Solar | 29 | WATFS_1 | 0.83 | 0 | 0.02 | 0.59
SP | Solar | 29 | WBOL_6 | 6.97 | 0 | 0.16 | 4.98
SP | Solar | 29 | WBUR_1 | 136.05 | 0 | 3.07 | 97.3
SP | Solar | 29 | WFIE | 3.11 | 0 | 0.07 | 2.22
SP | Solar | 29 | WHAM_1 | 0.94 | 0 | 0.02 | 0.67
SP | Solar | 29 | WHGA_1 | 0.94 | 0 | 0.02 | 0.67
SP | Solar | 29 | WIBA_3 | 1.5 | 0 | 0.03 | 1.07
SP | Solar | 29 | WIEN_1 | 2.14 | 0 | 0.05 | 1.53
SP | Solar | 29 | WILL_1 | 60.72 | 0 | 1.37 | 43.43
SP | Solar | 29 | WIMBN1 | 2.5 | 0 | 0.06 | 1.79
SP | Solar | 29 | WIMBS1 | 2.5 | 0 | 0.06 | 1.79
SP | Solar | 29 | WISD_1 | 0.68 | 0 | 0.02 | 0.49
SP | Solar | 29 | WISD_6 | 0.68 | 0 | 0.02 | 0.49
SP | Solar | 29 | WISH | 0.36 | 0 | 0.01 | 0.26
SP | Solar | 29 | WMEL_1 | 1.5 | 0 | 0.03 | 1.07
SP | Solar | 29 | WTHU31 | 0.94 | 0 | 0.02 | 0.67
SP | Solar | 29 | WWEY_1 | 3.43 | 0 | 0.08 | 2.45
SP | Solar | 29 | WYLF_1 | 11.23 | 0 | 0.25 | 8.03
SP | Solar | 29 | WYMOM_1 | 34.31 | 0 | 0.78 | 24.54
SP | Solar | 30 | ABHA1 | 113.65 | 0 | 2.57 | 81.28
SP | Solar | 30 | ABNE_P | 11.23 | 0 | 0.25 | 8.03
SP | Solar | 30 | ABTH_1 | 71.34 | 0 | 1.61 | 51.02
SP | Solar | 30 | ACTL_2 | 0.8 | 0 | 0.02 | 0.57
SP | Solar | 30 | ACTL_C | 0.8 | 0 | 0.02 | 0.57
SP | Solar | 30 | ALNE_P | 0.47 | 0 | 0.01 | 0.34
SP | Solar | 30 | ALST_3 | 1.46 | 0 | 0.03 | 1.04
SP | Solar | 30 | ALVE1 | 223.06 | 0 | 5.04 | 159.53
SP | Solar | 30 | AMEM_1 | 41.4 | 0 | 0.94 | 29.61
SP | Solar | 30 | ARBR_P | 26.34 | 0 | 0.6 | 18.84
SP | Solar | 30 | ARDK_P | 0.16 | 0 | 0 | 0.11
SP | Solar | 30 | ARMO_P | 1.01 | 0 | 0.02 | 0.72
SP | Solar | 30 | AXMI1 | 133.49 | 0 | 3.02 | 95.47
SP | Solar | 30 | BAGA | 3.79 | 0 | 0.09 | 2.71
SP | Solar | 30 | BAIN | 3.79 | 0 | 0.09 | 2.71
SP | Solar | 30 | BARKC1 | 2.87 | 0 | 0.06 | 2.05
SP | Solar | 30 | BARKW3 | 1.1 | 0 | 0.02 | 0.79
SP | Solar | 30 | BEDDT1 | 1.25 | 0 | 0.03 | 0.89
SP | Solar | 30 | BEDD_1 | 1.25 | 0 | 0.03 | 0.89
SP | Solar | 30 | BERW | 0.44 | 0 | 0.01 | 0.31
SP | Solar | 30 | BESW_1 | 52.21 | 0 | 1.18 | 37.34
SP | Solar | 30 | BICF_1 | 231.21 | 0 | 5.23 | 165.36
SP | Solar | 30 | BIRK_1 | 1.46 | 0 | 0.03 | 1.04
SP | Solar | 30 | BISW_1 | 21.61 | 0 | 0.49 | 15.46
SP | Solar | 30 | BLYTB1 | 4.39 | 0 | 0.1 | 3.14
SP | Solar | 30 | BLYTH132 | 4.39 | 0 | 0.1 | 3.14
SP | Solar | 30 | BOAG_P | 0.12 | 0 | 0 | 0.09
SP | Solar | 30 | BOLN_1 | 75.53 | 0 | 1.71 | 54.02
SP | Solar | 30 | BONN | 3.79 | 0 | 0.09 | 2.71
SP | Solar | 30 | BOTW_1 | 79.44 | 0 | 1.8 | 56.82
SP | Solar | 30 | BRAC_P | 0.09 | 0 | 0 | 0.06
SP | Solar | 30 | BRAI_1 | 113.02 | 0 | 2.55 | 80.83
SP | Solar | 30 | BRAW_1 | 1.1 | 0 | 0.02 | 0.79
SP | Solar | 30 | BRED_1 | 2.64 | 0 | 0.06 | 1.89
SP | Solar | 30 | BRFO_1 | 152.91 | 0 | 3.46 | 109.36
SP | Solar | 30 | BRIM_1 | 8.77 | 0 | 0.2 | 6.27
SP | Solar | 30 | BRLE_1 | 73.44 | 0 | 1.66 | 52.52
SP | Solar | 30 | BROA_P | 0.04 | 0 | 0 | 0.03
SP | Solar | 30 | BROX | 0.44 | 0 | 0.01 | 0.31
SP | Solar | 30 | BRWA1 | 295.25 | 0 | 6.67 | 211.16
SP | Solar | 30 | BUMU_P | 0.03 | 0 | 0 | 0.02
SP | Solar | 30 | BURM_1 | 435.38 | 0 | 9.84 | 311.38
SP | Solar | 30 | BUSH_1 | 15.27 | 0 | 0.35 | 10.92
SP | Solar | 30 | BUST_1 | 5.01 | 0 | 0.11 | 3.58
SP | Solar | 30 | CAAD_P | 0.07 | 0 | 0 | 0.05
SP | Solar | 30 | CAFA | 0.44 | 0 | 0.01 | 0.31
SP | Solar | 30 | CAMB_01 | 22.09 | 0 | 0.5 | 15.8
SP | Solar | 30 | CANTN1 | 128.71 | 0 | 2.91 | 92.05
SP | Solar | 30 | CAPEA1 | 7.36 | 0 | 0.17 | 5.26
SP | Solar | 30 | CARE_1 | 16.8 | 0 | 0.38 | 12.02
SP | Solar | 30 | CARR_1 | 3.26 | 0 | 0.07 | 2.33
SP | Solar | 30 | CASS_P | 0.14 | 0 | 0 | 0.1
SP | Solar | 30 | CATY | 0.44 | 0 | 0.01 | 0.31
SP | Solar | 30 | CBNK_H | 0.8 | 0 | 0.02 | 0.57
SP | Solar | 30 | CELL_1 | 44.92 | 0 | 1.02 | 32.13
SP | Solar | 30 | CHAP | 0.44 | 0 | 0.01 | 0.31
SP | Solar | 30 | CHAS | 0.44 | 0 | 0.01 | 0.31
SP | Solar | 30 | CHIC_1 | 104.76 | 0 | 2.37 | 74.92
SP | Solar | 30 | CHSI_1 | 1.25 | 0 | 0.03 | 0.89
SP | Solar | 30 | CHTE_1 | 154.97 | 0 | 3.5 | 110.83
SP | Solar | 30 | CITR_1 | 0.8 | 0 | 0.02 | 0.57
SP | Solar | 30 | CLAC_P | 0.31 | 0 | 0.01 | 0.22
SP | Solar | 30 | CLAY_P | 0.03 | 0 | 0 | 0.02
SP | Solar | 30 | CLT03 | 7.83 | 0 | 0.18 | 5.6
SP | Solar | 30 | CLYM | 0.44 | 0 | 0.01 | 0.31
SP | Solar | 30 | COAT | 0.44 | 0 | 0.01 | 0.31
SP | Solar | 30 | CONQA1 | 124.36 | 0 | 2.81 | 88.94
SP | Solar | 30 | COUA_P | 0.19 | 0 | 0 | 0.14
SP | Solar | 30 | COVE_1 | 10.85 | 0 | 0.25 | 7.76
SP | Solar | 30 | COWL_1 | 326.27 | 0 | 7.37 | 233.35
SP | Solar | 30 | COYL | 0.44 | 0 | 0.01 | 0.31
SP | Solar | 30 | CREB_1 | 23.53 | 0 | 0.53 | 16.83
SP | Solar | 30 | CUMB | 3.79 | 0 | 0.09 | 2.71
SP | Solar | 30 | CUPA | 9.42 | 0 | 0.21 | 6.74
SP | Solar | 30 | DALM3 | 0.44 | 0 | 0.01 | 0.31
SP | Solar | 30 | DEVM | 0.44 | 0 | 0.01 | 0.31
SP | Solar | 30 | DEVO | 10.83 | 0 | 0.24 | 7.75
SP | Solar | 30 | DOUN_P | 0.38 | 0 | 0.01 | 0.27
SP | Solar | 30 | DRAK_1 | 99.61 | 0 | 2.25 | 71.24
SP | Solar | 30 | DRAX_1 | 4.39 | 0 | 0.1 | 3.14
SP | Solar | 30 | DRCR | 3.79 | 0 | 0.09 | 2.71
SP | Solar | 30 | DUDH_P | 0.09 | 0 | 0 | 0.06
SP | Solar | 30 | DUGR_P | 0.08 | 0 | 0 | 0.06
SP | Solar | 30 | DUNB | 0.44 | 0 | 0.01 | 0.31
SP | Solar | 30 | DUNF | 3.79 | 0 | 0.09 | 2.71
SP | Solar | 30 | DUNO_P | 3.79 | 0 | 0.09 | 2.71
SP | Solar | 30 | DYCE_P | 0.52 | 0 | 0.01 | 0.37
SP | Solar | 30 | EALI_6 | 0.8 | 0 | 0.02 | 0.57
SP | Solar | 30 | EASO_1 | 261.13 | 0 | 5.9 | 186.76
SP | Solar | 30 | EAST | 0.44 | 0 | 0.01 | 0.31
SP | Solar | 30 | ECCL | 0.44 | 0 | 0.01 | 0.31
SP | Solar | 30 | ECLA_1 | 149.34 | 0 | 3.38 | 106.81
SP | Solar | 30 | EKIL | 0.44 | 0 | 0.01 | 0.31
SP | Solar | 30 | EKIS | 0.44 | 0 | 0.01 | 0.31
SP | Solar | 30 | ELGI_P | 1.38 | 0 | 0.03 | 0.99
SP | Solar | 30 | ELLA_1 | 1.1 | 0 | 0.02 | 0.79
SP | Solar | 30 | ELST_1 | 0.97 | 0 | 0.02 | 0.69
SP | Solar | 30 | ENDE_1 | 62.45 | 0 | 1.41 | 44.66
SP | Solar | 30 | EXET1 | 123.35 | 0 | 2.79 | 88.22
SP | Solar | 30 | FASN_P | 0.08 | 0 | 0 | 0.06
SP | Solar | 30 | FAUG_P | 0.21 | 0 | 0 | 0.15
SP | Solar | 30 | FAWL_1 | 116.44 | 0 | 2.63 | 83.28
SP | Solar | 30 | FECK_6 | 154.74 | 0 | 3.5 | 110.67
SP | Solar | 30 | FERRA2 | 13.12 | 0 | 0.3 | 9.38
SP | Solar | 30 | FERRB1 | 10.29 | 0 | 0.23 | 7.36
SP | Solar | 30 | FIDD_P | 1 | 0 | 0.02 | 0.72
SP | Solar | 30 | FLEE_1 | 55.65 | 0 | 1.26 | 39.8
SP | Solar | 30 | FOUR_1 | 6.58 | 0 | 0.15 | 4.71
SP | Solar | 30 | FRAS_P | 0.05 | 0 | 0 | 0.04
SP | Solar | 30 | FROD_1 | 5.44 | 0 | 0.12 | 3.89
SP | Solar | 30 | FWIL_P | 0.86 | 0 | 0.02 | 0.62
SP | Solar | 30 | GALA | 0.44 | 0 | 0.01 | 0.31
SP | Solar | 30 | GIFF | 0.44 | 0 | 0.01 | 0.31
SP | Solar | 30 | GLLE | 0.44 | 0 | 0.01 | 0.31
SP | Solar | 30 | GLLU | 0.44 | 0 | 0.01 | 0.31
SP | Solar | 30 | GLNI | 3.79 | 0 | 0.09 | 2.71
SP | Solar | 30 | GLRO | 3.79 | 0 | 0.09 | 2.71
SP | Solar | 30 | GREE_H | 0.8 | 0 | 0.02 | 0.57
SP | Solar | 30 | GREN_1 | 318.92 | 0 | 7.21 | 228.09
SP | Solar | 30 | GRIW_1 | 45.51 | 0 | 1.03 | 32.55
SP | Solar | 30 | GRUB_P | 0.6 | 0 | 0.01 | 0.43
SP | Solar | 30 | G_EXTRA_11 | 0.44 | 0 | 0.01 | 0.31
SP | Solar | 30 | G_EXTRA_2 | 0.44 | 0 | 0.01 | 0.31
SP | Solar | 30 | G_EXTRA_5 | 0.44 | 0 | 0.01 | 0.31
SP | Solar | 30 | G_EXTRA_7 | 3.79 | 0 | 0.09 | 2.71
SP | Solar | 30 | G_EXTRA_9 | 0.44 | 0 | 0.01 | 0.31
SP | Solar | 30 | HACK_1 | 1.1 | 0 | 0.02 | 0.79
SP | Solar | 30 | HACK_6 | 1.1 | 0 | 0.02 | 0.79
SP | Solar | 30 | HAMHC1 | 34.95 | 0 | 0.79 | 25
SP | Solar | 30 | HARK_1 | 63.57 | 0 | 1.44 | 45.47
SP | Solar | 30 | HARM_6 | 1.64 | 0 | 0.04 | 1.17
SP | Solar | 30 | HAWI | 0.44 | 0 | 0.01 | 0.31
SP | Solar | 30 | HAWP_6 | 7.55 | 0 | 0.17 | 5.4
SP | Solar | 30 | HEYS1 | 6.58 | 0 | 0.15 | 4.71
SP | Solar | 30 | HEYS_1 | 32.59 | 0 | 0.74 | 23.31
SP | Solar | 30 | HUER | 0.44 | 0 | 0.01 | 0.31
SP | Solar | 30 | HURS_1 | 1.25 | 0 | 0.03 | 0.89
SP | Solar | 30 | HUTT_1 | 29.05 | 0 | 0.66 | 20.78
SP | Solar | 30 | IMPK_1 | 37.94 | 0 | 0.86 | 27.13
SP | Solar | 30 | INDQ1 | 385.82 | 0 | 8.72 | 275.94
SP | Solar | 30 | INKE | 3.79 | 0 | 0.09 | 2.71
SP | Solar | 30 | INNE_P | 0.15 | 0 | 0 | 0.11
SP | Solar | 30 | IROA1 | 140.39 | 0 | 3.17 | 100.41
SP | Solar | 30 | IRONB1 | 52.3 | 0 | 1.18 | 37.4
SP | Solar | 30 | IVER_1 | 0.97 | 0 | 0.02 | 0.69
SP | Solar | 30 | IVER_6 | 0.97 | 0 | 0.02 | 0.69
SP | Solar | 30 | JOHN | 0.44 | 0 | 0.01 | 0.31
SP | Solar | 30 | JORD_3 | 1.75 | 0 | 0.04 | 1.25
SP | Solar | 30 | KAIM | 0.44 | 0 | 0.01 | 0.31
SP | Solar | 30 | KEAD_1 | 58.12 | 0 | 1.31 | 41.57
SP | Solar | 30 | KEAR_1 | 1.1 | 0 | 0.02 | 0.79
SP | Solar | 30 | KEAR_3 | 13.25 | 0 | 0.3 | 9.48
SP | Solar | 30 | KEIT_P | 1.26 | 0 | 0.03 | 0.9
SP | Solar | 30 | KEMS_1 | 99.08 | 0 | 2.24 | 70.86
SP | Solar | 30 | KEOO | 0.44 | 0 | 0.01 | 0.31
SP | Solar | 30 | KIBY_1 | 1.79 | 0 | 0.04 | 1.28
SP | Solar | 30 | KIER | 3.79 | 0 | 0.09 | 2.71
SP | Solar | 30 | KIIN_P | 0.35 | 0 | 0.01 | 0.25
SP | Solar | 30 | KILS | 0.44 | 0 | 0.01 | 0.31
SP | Solar | 30 | KILT | 0.44 | 0 | 0.01 | 0.31
SP | Solar | 30 | KILW | 7.47 | 0 | 0.17 | 5.34
SP | Solar | 30 | KINO_1 | 33.89 | 0 | 0.77 | 24.24
SP | Solar | 30 | KINT_P | 2.86 | 0 | 0.06 | 2.05
SP | Solar | 30 | KIRKB1 | 1.1 | 0 | 0.02 | 0.79
SP | Solar | 30 | KITW_1 | 3.94 | 0 | 0.09 | 2.82
SP | Solar | 30 | KNAR | 19.87 | 0 | 0.45 | 14.21
SP | Solar | 30 | LACK_6 | 12.48 | 0 | 0.28 | 8.93
SP | Solar | 30 | LAIR_P | 0.34 | 0 | 0.01 | 0.24
SP | Solar | 30 | LALE1SG003 | 6.69 | 0 | 0.15 | 4.78
SP | Solar | 30 | LAND1 | 271.52 | 0 | 6.14 | 194.19
SP | Solar | 30 | LEGA_1 | 79.67 | 0 | 1.8 | 56.98
SP | Solar | 30 | LEVE | 3.79 | 0 | 0.09 | 2.71
SP | Solar | 30 | LING | 0.44 | 0 | 0.01 | 0.31
SP | Solar | 30 | LINM | 0.44 | 0 | 0.01 | 0.31
SP | Solar | 30 | LISD_1 | 2.94 | 0 | 0.07 | 2.1
SP | Solar | 30 | LITT_C | 1.25 | 0 | 0.03 | 0.89
SP | Solar | 30 | LITT_J | 1.25 | 0 | 0.03 | 0.89
SP | Solar | 30 | LODR_6 | 0.8 | 0 | 0.02 | 0.57
SP | Solar | 30 | LOUD_H | 0.97 | 0 | 0.02 | 0.69
SP | Solar | 30 | LOVE_1 | 205.29 | 0 | 4.64 | 146.82
SP | Solar | 30 | LUNA_P | 0.03 | 0 | 0 | 0.02
SP | Solar | 30 | MACC_3 | 16.19 | 0 | 0.37 | 11.58
SP | Solar | 30 | MACD_P | 3.62 | 0 | 0.08 | 2.59
SP | Solar | 30 | MAGA_6 | 34.28 | 0 | 0.77 | 24.52
SP | Solar | 30 | MANN_1 | 353.45 | 0 | 7.99 | 252.79
SP | Solar | 30 | MAYB | 0.44 | 0 | 0.01 | 0.31
SP | Solar | 30 | MELK_1 | 335.36 | 0 | 7.58 | 239.85
SP | Solar | 30 | MILC_P | 0.4 | 0 | 0.01 | 0.29
SP | Solar | 30 | MILH_1 | 12.76 | 0 | 0.29 | 9.13
SP | Solar | 30 | MITY_1 | 591.28 | 0 | 13.36 | 422.88
SP | Solar | 30 | MYBS_P | 0.82 | 0 | 0.02 | 0.59
SP | Solar | 30 | NEAR | 0.44 | 0 | 0.01 | 0.31
SP | Solar | 30 | NECE_1 | 5.01 | 0 | 0.11 | 3.58
SP | Solar | 30 | NEEP_3 | 1.75 | 0 | 0.04 | 1.25
SP | Solar | 30 | NETS | 0.44 | 0 | 0.01 | 0.31
SP | Solar | 30 | NEWX_6 | 2.92 | 0 | 0.07 | 2.09
SP | Solar | 30 | NFLE | 55.58 | 0 | 1.26 | 39.75
SP | Solar | 30 | NHYD_6 | 0.97 | 0 | 0.02 | 0.69
SP | Solar | 30 | NINF_1 | 83.01 | 0 | 1.88 | 59.37
SP | Solar | 30 | NORL_3 | 1.75 | 0 | 0.04 | 1.25
SP | Solar | 30 | NORM_1 | 384.32 | 0 | 8.69 | 274.87
SP | Solar | 30 | NORT_1 | 35.64 | 0 | 0.81 | 25.49
SP | Solar | 30 | NURS_1 | 232.54 | 0 | 5.26 | 166.31
SP | Solar | 30 | OCKH_1 | 2.51 | 0 | 0.06 | 1.8
SP | Solar | 30 | OFFE_3 | 1.64 | 0 | 0.04 | 1.17
SP | Solar | 30 | OLDB_1 | 2.51 | 0 | 0.06 | 1.8
SP | Solar | 30 | OSBA_1 | 6.14 | 0 | 0.14 | 4.39
SP | Solar | 30 | PADIB1 | 10.28 | 0 | 0.23 | 7.35
SP | Solar | 30 | PELH_1 | 162.49 | 0 | 3.67 | 116.21
SP | Solar | 30 | PEMB_1 | 289.46 | 0 | 6.54 | 207.02
SP | Solar | 30 | PENE_1 | 4.39 | 0 | 0.1 | 3.14
SP | Solar | 30 | PENN_1 | 5.9 | 0 | 0.13 | 4.22
SP | Solar | 30 | PENT_1 | 72.18 | 0 | 1.63 | 51.62
SP | Solar | 30 | PENW_1 | 53.72 | 0 | 1.21 | 38.42
SP | Solar | 30 | PERI_H | 0.8 | 0 | 0.02 | 0.57
SP | Solar | 30 | PERS_P | 0.38 | 0 | 0.01 | 0.27
SP | Solar | 30 | PITS_3 | 1.75 | 0 | 0.04 | 1.25
SP | Solar | 30 | POOB | 0.44 | 0 | 0.01 | 0.31
SP | Solar | 30 | POPP_3 | 14 | 0 | 0.32 | 10.01
SP | Solar | 30 | PORA_P | 0.94 | 0 | 0.02 | 0.67
SP | Solar | 30 | PORD | 3.79 | 0 | 0.09 | 2.71
SP | Solar | 30 | PYLE_1 | 44.33 | 0 | 1 | 31.7
SP | Solar | 30 | QUOI_P | 0.1 | 0 | 0 | 0.07
SP | Solar | 30 | RAIN_1 | 3.07 | 0 | 0.07 | 2.2
SP | Solar | 30 | RANN_P | 0.46 | 0 | 0.01 | 0.33
SP | Solar | 30 | RASS_1 | 65.58 | 0 | 1.48 | 46.9
SP | Solar | 30 | RATS_1 | 91.8 | 0 | 2.07 | 65.66
SP | Solar | 30 | RAYL_1 | 47.57 | 0 | 1.08 | 34.02
SP | Solar | 30 | REBR_3 | 1.1 | 0 | 0.02 | 0.79
SP | Solar | 30 | REDH | 15.48 | 0 | 0.35 | 11.07
SP | Solar | 30 | REDM_P | 0.35 | 0 | 0.01 | 0.25
SP | Solar | 30 | RICH1 | 83.32 | 0 | 1.88 | 59.59
SP | Solar | 30 | ROCH_1 | 3.93 | 0 | 0.09 | 2.81
SP | Solar | 30 | RUGEB1 | 29.98 | 0 | 0.68 | 21.44
SP | Solar | 30 | RYEH_1 | 8.77 | 0 | 0.2 | 6.27
SP | Solar | 30 | SALH_1 | 18.31 | 0 | 0.41 | 13.1
SP | Solar | 30 | SALT_1 | 13.02 | 0 | 0.29 | 9.31
SP | Solar | 30 | SBAR | 60.99 | 0 | 1.38 | 43.62
SP | Solar | 30 | SEAB1 | 127.75 | 0 | 2.89 | 91.37
SP | Solar | 30 | SELL_1 | 73.13 | 0 | 1.65 | 52.3
SP | Solar | 30 | SFEG_P | 0.56 | 0 | 0.01 | 0.4
SP | Solar | 30 | SFIL_P | 0.22 | 0 | 0 | 0.16
SP | Solar | 30 | SHEC_3 | 1.75 | 0 | 0.04 | 1.25
SP | Solar | 30 | SHRW_1 | 139.32 | 0 | 3.15 | 99.64
SP | Solar | 30 | SIGH | 0.44 | 0 | 0.01 | 0.31
SP | Solar | 30 | SJOW_1 | 0.8 | 0 | 0.02 | 0.57
SP | Solar | 30 | SKLGB1 | 6.99 | 0 | 0.16 | 5
SP | Solar | 30 | SLOY_P | 0.06 | 0 | 0 | 0.04
SP | Solar | 30 | SMAN_1 | 1.46 | 0 | 0.03 | 1.04
SP | Solar | 30 | SPEN_1 | 14.63 | 0 | 0.33 | 10.46
SP | Solar | 30 | SSHI_3 | 1.64 | 0 | 0.04 | 1.17
SP | Solar | 30 | STAH_1 | 15.55 | 0 | 0.35 | 11.12
SP | Solar | 30 | STAL_1 | 4.39 | 0 | 0.1 | 3.14
SP | Solar | 30 | STAY_1 | 192.94 | 0 | 4.36 | 137.99
SP | Solar | 30 | STEN_1 | 4.39 | 0 | 0.1 | 3.14
SP | Solar | 30 | STES_1 | 10.28 | 0 | 0.23 | 7.35
SP | Solar | 30 | STHA | 0.44 | 0 | 0.01 | 0.31
SP | Solar | 30 | STIR | 3.79 | 0 | 0.09 | 2.71
SP | Solar | 30 | STLE | 3.79 | 0 | 0.09 | 2.71
SP | Solar | 30 | STRI_P | 2.46 | 0 | 0.06 | 1.76
SP | Solar | 30 | SUND_1 | 70.7 | 0 | 1.6 | 50.56
SP | Solar | 30 | SWAN_1 | 153.92 | 0 | 3.48 | 110.08
SP | Solar | 30 | TARL_P | 5.51 | 0 | 0.12 | 3.94
SP | Solar | 30 | TAUN1 | 99.98 | 0 | 2.26 | 71.51
SP | Solar | 30 | TAYN_P | 0.71 | 0 | 0.02 | 0.51
SP | Solar | 30 | TELR | 0.44 | 0 | 0.01 | 0.31
SP | Solar | 30 | TEMP_3 | 1.75 | 0 | 0.04 | 1.25
SP | Solar | 30 | THOM_6 | 12.01 | 0 | 0.27 | 8.59
SP | Solar | 30 | THSO_P | 1.58 | 0 | 0.04 | 1.13
SP | Solar | 30 | THUR_6 | 1.75 | 0 | 0.04 | 1.25
SP | Solar | 30 | TILBB_1 | 26.14 | 0 | 0.59 | 18.7
SP | Solar | 30 | TONG | 0.44 | 0 | 0.01 | 0.31
SP | Solar | 30 | TOTT_1 | 1.1 | 0 | 0.02 | 0.79
SP | Solar | 30 | TRAW_1 | 22.24 | 0 | 0.5 | 15.91
SP | Solar | 30 | TUMB_P | 0.16 | 0 | 0 | 0.11
SP | Solar | 30 | TYNE_1 | 1.64 | 0 | 0.04 | 1.17
SP | Solar | 30 | TYNE_2 | 1.64 | 0 | 0.04 | 1.17
SP | Solar | 30 | UPPB_1 | 35.7 | 0 | 0.81 | 25.53
SP | Solar | 30 | UPPB_3 | 34.94 | 0 | 0.79 | 24.99
SP | Solar | 30 | USKM_1 | 44.39 | 0 | 1 | 31.75
SP | Solar | 30 | WALH_1 | 131.91 | 0 | 2.98 | 94.34
SP | Solar | 30 | WALP_1 | 42.11 | 0 | 0.95 | 30.12
SP | Solar | 30 | WALP_B | 230.31 | 0 | 5.21 | 164.72
SP | Solar | 30 | WARL_1 | 39 | 0 | 0.88 | 27.89
SP | Solar | 30 | WASF_1 | 5.89 | 0 | 0.13 | 4.21
SP | Solar | 30 | WATFS_1 | 0.97 | 0 | 0.02 | 0.69
SP | Solar | 30 | WBOL_6 | 7.21 | 0 | 0.16 | 5.16
SP | Solar | 30 | WBUR_1 | 138.62 | 0 | 3.13 | 99.14
SP | Solar | 30 | WFIE | 3.79 | 0 | 0.09 | 2.71
SP | Solar | 30 | WHAM_1 | 1.1 | 0 | 0.02 | 0.79
SP | Solar | 30 | WHGA_1 | 1.1 | 0 | 0.02 | 0.79
SP | Solar | 30 | WIBA_3 | 1.75 | 0 | 0.04 | 1.25
SP | Solar | 30 | WIEN_1 | 2.51 | 0 | 0.06 | 1.8
SP | Solar | 30 | WILL_1 | 61.45 | 0 | 1.39 | 43.95
SP | Solar | 30 | WIMBN1 | 2.92 | 0 | 0.07 | 2.09
SP | Solar | 30 | WIMBS1 | 2.92 | 0 | 0.07 | 2.09
SP | Solar | 30 | WISD_1 | 0.8 | 0 | 0.02 | 0.57
SP | Solar | 30 | WISD_6 | 0.8 | 0 | 0.02 | 0.57
SP | Solar | 30 | WISH | 0.44 | 0 | 0.01 | 0.31
SP | Solar | 30 | WMEL_1 | 1.75 | 0 | 0.04 | 1.25
SP | Solar | 30 | WTHU31 | 1.1 | 0 | 0.02 | 0.79
SP | Solar | 30 | WWEY_1 | 3.62 | 0 | 0.08 | 2.59
SP | Solar | 30 | WYLF_1 | 13.16 | 0 | 0.3 | 9.41
SP | Solar | 30 | WYMOM_1 | 35.6 | 0 | 0.8 | 25.46
SP | Solar | 31 | ABHA1 | 118.14 | 0 | 2.67 | 84.49
SP | Solar | 31 | ABNE_P | 11.58 | 0 | 0.26 | 8.28
SP | Solar | 31 | ABTH_1 | 71.61 | 0 | 1.62 | 51.22
SP | Solar | 31 | ACTL_2 | 0.95 | 0 | 0.02 | 0.68
SP | Solar | 31 | ACTL_C | 0.95 | 0 | 0.02 | 0.68
SP | Solar | 31 | ALNE_P | 0.82 | 0 | 0.02 | 0.59
SP | Solar | 31 | ALST_3 | 1.73 | 0 | 0.04 | 1.24
SP | Solar | 31 | ALVE1 | 227.56 | 0 | 5.14 | 162.75
SP | Solar | 31 | AMEM_1 | 41.58 | 0 | 0.94 | 29.74
SP | Solar | 31 | ARBR_P | 26.34 | 0 | 0.6 | 18.84
SP | Solar | 31 | ARDK_P | 0.27 | 0 | 0.01 | 0.19
SP | Solar | 31 | ARMO_P | 1.76 | 0 | 0.04 | 1.26
SP | Solar | 31 | AXMI1 | 139.46 | 0 | 3.15 | 99.74
SP | Solar | 31 | BAGA | 4.42 | 0 | 0.1 | 3.16
SP | Solar | 31 | BAIN | 4.42 | 0 | 0.1 | 3.16
SP | Solar | 31 | BARKC1 | 3.08 | 0 | 0.07 | 2.2
SP | Solar | 31 | BARKW3 | 1.3 | 0 | 0.03 | 0.93
SP | Solar | 31 | BEDDT1 | 1.49 | 0 | 0.03 | 1.07
SP | Solar | 31 | BEDD_1 | 1.49 | 0 | 0.03 | 1.07
SP | Solar | 31 | BERW | 0.51 | 0 | 0.01 | 0.36
SP | Solar | 31 | BESW_1 | 53.14 | 0 | 1.2 | 38.01
SP | Solar | 31 | BICF_1 | 242.6 | 0 | 5.48 | 173.51
SP | Solar | 31 | BIRK_1 | 1.73 | 0 | 0.04 | 1.24
SP | Solar | 31 | BISW_1 | 22.07 | 0 | 0.5 | 15.78
SP | Solar | 31 | BLYTB1 | 5.2 | 0 | 0.12 | 3.72
SP | Solar | 31 | BLYTH132 | 5.2 | 0 | 0.12 | 3.72
SP | Solar | 31 | BOAG_P | 0.2 | 0 | 0 | 0.14
SP | Solar | 31 | BOLN_1 | 76.34 | 0 | 1.73 | 54.6
SP | Solar | 31 | BONN | 4.42 | 0 | 0.1 | 3.16
SP | Solar | 31 | BOTW_1 | 83.11 | 0 | 1.88 | 59.44
SP | Solar | 31 | BRAC_P | 0.16 | 0 | 0 | 0.11
SP | Solar | 31 | BRAI_1 | 114.65 | 0 | 2.59 | 82
SP | Solar | 31 | BRAW_1 | 1.3 | 0 | 0.03 | 0.93
SP | Solar | 31 | BRED_1 | 2.91 | 0 | 0.07 | 2.08
SP | Solar | 31 | BRFO_1 | 154.37 | 0 | 3.49 | 110.41
SP | Solar | 31 | BRIM_1 | 10.4 | 0 | 0.24 | 7.44
SP | Solar | 31 | BRLE_1 | 75.07 | 0 | 1.7 | 53.69
SP | Solar | 31 | BROA_P | 0.06 | 0 | 0 | 0.04
SP | Solar | 31 | BROX | 0.51 | 0 | 0.01 | 0.36
SP | Solar | 31 | BRWA1 | 301.76 | 0 | 6.82 | 215.82
SP | Solar | 31 | BUMU_P | 0.05 | 0 | 0 | 0.04
SP | Solar | 31 | BURM_1 | 453.29 | 0 | 10.24 | 324.19
SP | Solar | 31 | BUSH_1 | 15.74 | 0 | 0.36 | 11.26
SP | Solar | 31 | BUST_1 | 5.94 | 0 | 0.13 | 4.25
SP | Solar | 31 | CAAD_P | 0.13 | 0 | 0 | 0.09
SP | Solar | 31 | CAFA | 0.51 | 0 | 0.01 | 0.36
SP | Solar | 31 | CAMB_01 | 22.9 | 0 | 0.52 | 16.38
SP | Solar | 31 | CANTN1 | 130.67 | 0 | 2.95 | 93.46
SP | Solar | 31 | CAPEA1 | 7.64 | 0 | 0.17 | 5.46
SP | Solar | 31 | CARE_1 | 17.07 | 0 | 0.39 | 12.21
SP | Solar | 31 | CARR_1 | 3.53 | 0 | 0.08 | 2.52
SP | Solar | 31 | CASS_P | 0.24 | 0 | 0.01 | 0.17
SP | Solar | 31 | CATY | 0.51 | 0 | 0.01 | 0.36
SP | Solar | 31 | CBNK_H | 0.95 | 0 | 0.02 | 0.68
SP | Solar | 31 | CELL_1 | 47.36 | 0 | 1.07 | 33.87
SP | Solar | 31 | CHAP | 0.51 | 0 | 0.01 | 0.36
SP | Solar | 31 | CHAS | 0.51 | 0 | 0.01 | 0.36
SP | Solar | 31 | CHIC_1 | 110.73 | 0 | 2.5 | 79.19
SP | Solar | 31 | CHSI_1 | 1.49 | 0 | 0.03 | 1.07
SP | Solar | 31 | CHTE_1 | 155.3 | 0 | 3.51 | 111.07
SP | Solar | 31 | CITR_1 | 0.95 | 0 | 0.02 | 0.68
SP | Solar | 31 | CLAC_P | 0.54 | 0 | 0.01 | 0.39
SP | Solar | 31 | CLAY_P | 0.05 | 0 | 0 | 0.04
SP | Solar | 31 | CLT03 | 9.28 | 0 | 0.21 | 6.64
SP | Solar | 31 | CLYM | 0.51 | 0 | 0.01 | 0.36
SP | Solar | 31 | COAT | 0.51 | 0 | 0.01 | 0.36
SP | Solar | 31 | CONQA1 | 125.17 | 0 | 2.83 | 89.52
SP | Solar | 31 | COUA_P | 0.34 | 0 | 0.01 | 0.24
SP | Solar | 31 | COVE_1 | 11.78 | 0 | 0.27 | 8.43
SP | Solar | 31 | COWL_1 | 332.78 | 0 | 7.52 | 238
SP | Solar | 31 | COYL | 0.51 | 0 | 0.01 | 0.36
SP | Solar | 31 | CREB_1 | 24.61 | 0 | 0.56 | 17.6
SP | Solar | 31 | CUMB | 4.42 | 0 | 0.1 | 3.16
SP | Solar | 31 | CUPA | 10.05 | 0 | 0.23 | 7.19
SP | Solar | 31 | DALM3 | 0.51 | 0 | 0.01 | 0.36
SP | Solar | 31 | DEVM | 0.51 | 0 | 0.01 | 0.36
SP | Solar | 31 | DEVO | 11.46 | 0 | 0.26 | 8.2
SP | Solar | 31 | DOUN_P | 0.66 | 0 | 0.01 | 0.47
SP | Solar | 31 | DRAK_1 | 100.08 | 0 | 2.26 | 71.58
SP | Solar | 31 | DRAX_1 | 5.2 | 0 | 0.12 | 3.72
SP | Solar | 31 | DRCR | 4.42 | 0 | 0.1 | 3.16
SP | Solar | 31 | DUDH_P | 0.16 | 0 | 0 | 0.11
SP | Solar | 31 | DUGR_P | 0.14 | 0 | 0 | 0.1
SP | Solar | 31 | DUNB | 0.51 | 0 | 0.01 | 0.36
SP | Solar | 31 | DUNF | 4.42 | 0 | 0.1 | 3.16
SP | Solar | 31 | DUNO_P | 4.42 | 0 | 0.1 | 3.16
SP | Solar | 31 | DYCE_P | 0.91 | 0 | 0.02 | 0.65
SP | Solar | 31 | EALI_6 | 0.95 | 0 | 0.02 | 0.68
SP | Solar | 31 | EASO_1 | 264.38 | 0 | 5.97 | 189.08
SP | Solar | 31 | EAST | 0.51 | 0 | 0.01 | 0.36
SP | Solar | 31 | ECCL | 0.51 | 0 | 0.01 | 0.36
SP | Solar | 31 | ECLA_1 | 152.59 | 0 | 3.45 | 109.13
SP | Solar | 31 | EKIL | 0.51 | 0 | 0.01 | 0.36
SP | Solar | 31 | EKIS | 0.51 | 0 | 0.01 | 0.36
SP | Solar | 31 | ELGI_P | 1.38 | 0 | 0.03 | 0.99
SP | Solar | 31 | ELLA_1 | 1.3 | 0 | 0.03 | 0.93
SP | Solar | 31 | ELST_1 | 1.16 | 0 | 0.03 | 0.83
SP | Solar | 31 | ENDE_1 | 64.08 | 0 | 1.45 | 45.83
SP | Solar | 31 | EXET1 | 127.85 | 0 | 2.89 | 91.44
SP | Solar | 31 | FASN_P | 0.13 | 0 | 0 | 0.09
SP | Solar | 31 | FAUG_P | 0.37 | 0 | 0.01 | 0.26
SP | Solar | 31 | FAWL_1 | 120.1 | 0 | 2.71 | 85.9
SP | Solar | 31 | FECK_6 | 155.67 | 0 | 3.52 | 111.34
SP | Solar | 31 | FERRA2 | 13.94 | 0 | 0.32 | 9.97
SP | Solar | 31 | FERRB1 | 11.1 | 0 | 0.25 | 7.94
SP | Solar | 31 | FIDD_P | 1.75 | 0 | 0.04 | 1.25
SP | Solar | 31 | FLEE_1 | 57.27 | 0 | 1.29 | 40.96
SP | Solar | 31 | FOUR_1 | 7.8 | 0 | 0.18 | 5.58
SP | Solar | 31 | FRAS_P | 0.08 | 0 | 0 | 0.06
SP | Solar | 31 | FROD_1 | 5.71 | 0 | 0.13 | 4.08
SP | Solar | 31 | FWIL_P | 1.5 | 0 | 0.03 | 1.07
SP | Solar | 31 | GALA | 0.51 | 0 | 0.01 | 0.36
SP | Solar | 31 | GIFF | 0.51 | 0 | 0.01 | 0.36
SP | Solar | 31 | GLLE | 0.51 | 0 | 0.01 | 0.36
SP | Solar | 31 | GLLU | 0.51 | 0 | 0.01 | 0.36
SP | Solar | 31 | GLNI | 4.42 | 0 | 0.1 | 3.16
SP | Solar | 31 | GLRO | 4.42 | 0 | 0.1 | 3.16
SP | Solar | 31 | GREE_H | 0.95 | 0 | 0.02 | 0.68
SP | Solar | 31 | GREN_1 | 329.04 | 0 | 7.44 | 235.33
SP | Solar | 31 | GRIW_1 | 47.95 | 0 | 1.08 | 34.29
SP | Solar | 31 | GRUB_P | 1.04 | 0 | 0.02 | 0.74
SP | Solar | 31 | G_EXTRA_11 | 0.51 | 0 | 0.01 | 0.36
SP | Solar | 31 | G_EXTRA_2 | 0.51 | 0 | 0.01 | 0.36
SP | Solar | 31 | G_EXTRA_5 | 0.51 | 0 | 0.01 | 0.36
SP | Solar | 31 | G_EXTRA_7 | 4.42 | 0 | 0.1 | 3.16
SP | Solar | 31 | G_EXTRA_9 | 0.51 | 0 | 0.01 | 0.36
SP | Solar | 31 | HACK_1 | 1.3 | 0 | 0.03 | 0.93
SP | Solar | 31 | HACK_6 | 1.3 | 0 | 0.03 | 0.93
SP | Solar | 31 | HAMHC1 | 35.88 | 0 | 0.81 | 25.66
SP | Solar | 31 | HARK_1 | 64.79 | 0 | 1.46 | 46.34
SP | Solar | 31 | HARM_6 | 1.95 | 0 | 0.04 | 1.39
SP | Solar | 31 | HAWI | 0.51 | 0 | 0.01 | 0.36
SP | Solar | 31 | HAWP_6 | 7.85 | 0 | 0.18 | 5.61
SP | Solar | 31 | HEYS1 | 7.8 | 0 | 0.18 | 5.58
SP | Solar | 31 | HEYS_1 | 33.81 | 0 | 0.76 | 24.18
SP | Solar | 31 | HUER | 0.51 | 0 | 0.01 | 0.36
SP | Solar | 31 | HURS_1 | 1.49 | 0 | 0.03 | 1.07
SP | Solar | 31 | HUTT_1 | 32.31 | 0 | 0.73 | 23.11
SP | Solar | 31 | IMPK_1 | 42.82 | 0 | 0.97 | 30.62
SP | Solar | 31 | INDQ1 | 390.31 | 0 | 8.82 | 279.15
SP | Solar | 31 | INKE | 4.42 | 0 | 0.1 | 3.16
SP | Solar | 31 | INNE_P | 0.26 | 0 | 0.01 | 0.19
SP | Solar | 31 | IROA1 | 146.09 | 0 | 3.3 | 104.48
SP | Solar | 31 | IRONB1 | 54.75 | 0 | 1.24 | 39.16
SP | Solar | 31 | IVER_1 | 1.16 | 0 | 0.03 | 0.83
SP | Solar | 31 | IVER_6 | 1.16 | 0 | 0.03 | 0.83
SP | Solar | 31 | JOHN | 0.51 | 0 | 0.01 | 0.36
SP | Solar | 31 | JORD_3 | 2.08 | 0 | 0.05 | 1.49
SP | Solar | 31 | KAIM | 0.51 | 0 | 0.01 | 0.36
SP | Solar | 31 | KEAD_1 | 59.21 | 0 | 1.34 | 42.35
SP | Solar | 31 | KEAR_1 | 1.3 | 0 | 0.03 | 0.93
SP | Solar | 31 | KEAR_3 | 13.45 | 0 | 0.3 | 9.62
SP | Solar | 31 | KEIT_P | 2.21 | 0 | 0.05 | 1.58
SP | Solar | 31 | KEMS_1 | 102.99 | 0 | 2.33 | 73.66
SP | Solar | 31 | KEOO | 0.51 | 0 | 0.01 | 0.36
SP | Solar | 31 | KIBY_1 | 1.79 | 0 | 0.04 | 1.28
SP | Solar | 31 | KIER | 4.42 | 0 | 0.1 | 3.16
SP | Solar | 31 | KIIN_P | 0.6 | 0 | 0.01 | 0.43
SP | Solar | 31 | KILS | 0.51 | 0 | 0.01 | 0.36
SP | Solar | 31 | KILT | 0.51 | 0 | 0.01 | 0.36
SP | Solar | 31 | KILW | 7.54 | 0 | 0.17 | 5.39
SP | Solar | 31 | KINO_1 | 35.84 | 0 | 0.81 | 25.63
SP | Solar | 31 | KINT_P | 3.54 | 0 | 0.08 | 2.53
SP | Solar | 31 | KIRKB1 | 1.3 | 0 | 0.03 | 0.93
SP | Solar | 31 | KITW_1 | 4.4 | 0 | 0.1 | 3.15
SP | Solar | 31 | KNAR | 20.27 | 0 | 0.46 | 14.5
SP | Solar | 31 | LACK_6 | 13.7 | 0 | 0.31 | 9.8
SP | Solar | 31 | LAIR_P | 0.59 | 0 | 0.01 | 0.42
SP | Solar | 31 | LALE1SG003 | 6.87 | 0 | 0.16 | 4.91
SP | Solar | 31 | LAND1 | 276.01 | 0 | 6.24 | 197.4
SP | Solar | 31 | LEGA_1 | 81.3 | 0 | 1.84 | 58.15
SP | Solar | 31 | LEVE | 4.42 | 0 | 0.1 | 3.16
SP | Solar | 31 | LING | 0.51 | 0 | 0.01 | 0.36
SP | Solar | 31 | LINM | 0.51 | 0 | 0.01 | 0.36
SP | Solar | 31 | LISD_1 | 2.94 | 0 | 0.07 | 2.1
SP | Solar | 31 | LITT_C | 1.49 | 0 | 0.03 | 1.07
SP | Solar | 31 | LITT_J | 1.49 | 0 | 0.03 | 1.07
SP | Solar | 31 | LODR_6 | 0.95 | 0 | 0.02 | 0.68
SP | Solar | 31 | LOUD_H | 1.16 | 0 | 0.03 | 0.83
SP | Solar | 31 | LOVE_1 | 208.95 | 0 | 4.72 | 149.44
SP | Solar | 31 | LUNA_P | 0.05 | 0 | 0 | 0.04
SP | Solar | 31 | MACC_3 | 17 | 0 | 0.38 | 12.16
SP | Solar | 31 | MACD_P | 4.37 | 0 | 0.1 | 3.13
SP | Solar | 31 | MAGA_6 | 35.09 | 0 | 0.79 | 25.1
SP | Solar | 31 | MANN_1 | 359.42 | 0 | 8.12 | 257.06
SP | Solar | 31 | MAYB | 0.51 | 0 | 0.01 | 0.36
SP | Solar | 31 | MELK_1 | 341.87 | 0 | 7.73 | 244.51
SP | Solar | 31 | MILC_P | 0.7 | 0 | 0.02 | 0.5
SP | Solar | 31 | MILH_1 | 12.95 | 0 | 0.29 | 9.26
SP | Solar | 31 | MITY_1 | 597.79 | 0 | 13.51 | 427.54
SP | Solar | 31 | MYBS_P | 1.43 | 0 | 0.03 | 1.02
SP | Solar | 31 | NEAR | 0.51 | 0 | 0.01 | 0.36
SP | Solar | 31 | NECE_1 | 5.94 | 0 | 0.13 | 4.25
SP | Solar | 31 | NEEP_3 | 2.08 | 0 | 0.05 | 1.49
SP | Solar | 31 | NETS | 0.51 | 0 | 0.01 | 0.36
SP | Solar | 31 | NEWX_6 | 3.47 | 0 | 0.08 | 2.48
SP | Solar | 31 | NFLE | 57.54 | 0 | 1.3 | 41.15
SP | Solar | 31 | NHYD_6 | 1.16 | 0 | 0.03 | 0.83
SP | Solar | 31 | NINF_1 | 83.82 | 0 | 1.89 | 59.95
SP | Solar | 31 | NORL_3 | 2.08 | 0 | 0.05 | 1.49
SP | Solar | 31 | NORM_1 | 395.71 | 0 | 8.94 | 283.01
SP | Solar | 31 | NORT_1 | 35.95 | 0 | 0.81 | 25.71
SP | Solar | 31 | NURS_1 | 236.2 | 0 | 5.34 | 168.93
SP | Solar | 31 | OCKH_1 | 2.97 | 0 | 0.07 | 2.12
SP | Solar | 31 | OFFE_3 | 1.95 | 0 | 0.04 | 1.39
SP | Solar | 31 | OLDB_1 | 2.97 | 0 | 0.07 | 2.12
SP | Solar | 31 | OSBA_1 | 7.28 | 0 | 0.16 | 5.21
SP | Solar | 31 | PADIB1 | 11.09 | 0 | 0.25 | 7.93
SP | Solar | 31 | PELH_1 | 164.12 | 0 | 3.71 | 117.38
SP | Solar | 31 | PEMB_1 | 294.35 | 0 | 6.65 | 210.52
SP | Solar | 31 | PENE_1 | 5.2 | 0 | 0.12 | 3.72
SP | Solar | 31 | PENN_1 | 5.9 | 0 | 0.13 | 4.22
SP | Solar | 31 | PENT_1 | 76.25 | 0 | 1.72 | 54.53
SP | Solar | 31 | PENW_1 | 54.53 | 0 | 1.23 | 39
SP | Solar | 31 | PERI_H | 0.95 | 0 | 0.02 | 0.68
SP | Solar | 31 | PERS_P | 0.67 | 0 | 0.02 | 0.48
SP | Solar | 31 | PITS_3 | 2.08 | 0 | 0.05 | 1.49
SP | Solar | 31 | POOB | 0.51 | 0 | 0.01 | 0.36
SP | Solar | 31 | POPP_3 | 14.41 | 0 | 0.33 | 10.31
SP | Solar | 31 | PORA_P | 1.64 | 0 | 0.04 | 1.17
SP | Solar | 31 | PORD | 4.42 | 0 | 0.1 | 3.16
SP | Solar | 31 | PYLE_1 | 45.14 | 0 | 1.02 | 32.28
SP | Solar | 31 | QUOI_P | 0.18 | 0 | 0 | 0.13
SP | Solar | 31 | RAIN_1 | 3.07 | 0 | 0.07 | 2.2
SP | Solar | 31 | RANN_P | 0.8 | 0 | 0.02 | 0.57
SP | Solar | 31 | RASS_1 | 70.46 | 0 | 1.59 | 50.39
SP | Solar | 31 | RATS_1 | 93.43 | 0 | 2.11 | 66.82
SP | Solar | 31 | RAYL_1 | 51.48 | 0 | 1.16 | 36.82
SP | Solar | 31 | REBR_3 | 1.3 | 0 | 0.03 | 0.93
SP | Solar | 31 | REDH | 16.11 | 0 | 0.36 | 11.52
SP | Solar | 31 | REDM_P | 0.6 | 0 | 0.01 | 0.43
SP | Solar | 31 | RICH1 | 85.27 | 0 | 1.93 | 60.99
SP | Solar | 31 | ROCH_1 | 4.13 | 0 | 0.09 | 2.95
SP | Solar | 31 | RUGEB1 | 32.42 | 0 | 0.73 | 23.19
SP | Solar | 31 | RYEH_1 | 10.4 | 0 | 0.24 | 7.44
SP | Solar | 31 | SALH_1 | 19.53 | 0 | 0.44 | 13.97
SP | Solar | 31 | SALT_1 | 14.11 | 0 | 0.32 | 10.09
SP | Solar | 31 | SBAR | 62.62 | 0 | 1.42 | 44.79
SP | Solar | 31 | SEAB1 | 132.64 | 0 | 3 | 94.86
SP | Solar | 31 | SELL_1 | 77.04 | 0 | 1.74 | 55.1
SP | Solar | 31 | SFEG_P | 0.97 | 0 | 0.02 | 0.69
SP | Solar | 31 | SFIL_P | 0.39 | 0 | 0.01 | 0.28
SP | Solar | 31 | SHEC_3 | 2.08 | 0 | 0.05 | 1.49
SP | Solar | 31 | SHRW_1 | 141.77 | 0 | 3.2 | 101.39
SP | Solar | 31 | SIGH | 0.51 | 0 | 0.01 | 0.36
SP | Solar | 31 | SJOW_1 | 0.95 | 0 | 0.02 | 0.68
SP | Solar | 31 | SKLGB1 | 7.19 | 0 | 0.16 | 5.14
SP | Solar | 31 | SLOY_P | 0.11 | 0 | 0 | 0.08
SP | Solar | 31 | SMAN_1 | 1.73 | 0 | 0.04 | 1.24
SP | Solar | 31 | SPEN_1 | 16.26 | 0 | 0.37 | 11.63
SP | Solar | 31 | SSHI_3 | 1.95 | 0 | 0.04 | 1.39
SP | Solar | 31 | STAH_1 | 16.36 | 0 | 0.37 | 11.7
SP | Solar | 31 | STAL_1 | 5.2 | 0 | 0.12 | 3.72
SP | Solar | 31 | STAY_1 | 201.08 | 0 | 4.54 | 143.81
SP | Solar | 31 | STEN_1 | 5.2 | 0 | 0.12 | 3.72
SP | Solar | 31 | STES_1 | 11.09 | 0 | 0.25 | 7.93
SP | Solar | 31 | STHA | 0.51 | 0 | 0.01 | 0.36
SP | Solar | 31 | STIR | 4.42 | 0 | 0.1 | 3.16
SP | Solar | 31 | STLE | 4.42 | 0 | 0.1 | 3.16
SP | Solar | 31 | STRI_P | 3.01 | 0 | 0.07 | 2.15
SP | Solar | 31 | SUND_1 | 73.96 | 0 | 1.67 | 52.9
SP | Solar | 31 | SWAN_1 | 158.8 | 0 | 3.59 | 113.57
SP | Solar | 31 | TARL_P | 5.61 | 0 | 0.13 | 4.01
SP | Solar | 31 | TAUN1 | 101.61 | 0 | 2.3 | 72.67
SP | Solar | 31 | TAYN_P | 1.24 | 0 | 0.03 | 0.89
SP | Solar | 31 | TELR | 0.51 | 0 | 0.01 | 0.36
SP | Solar | 31 | TEMP_3 | 2.08 | 0 | 0.05 | 1.49
SP | Solar | 31 | THOM_6 | 13.15 | 0 | 0.3 | 9.4
SP | Solar | 31 | THSO_P | 2.76 | 0 | 0.06 | 1.97
SP | Solar | 31 | THUR_6 | 2.08 | 0 | 0.05 | 1.49
SP | Solar | 31 | TILBB_1 | 30.05 | 0 | 0.68 | 21.49
SP | Solar | 31 | TONG | 0.51 | 0 | 0.01 | 0.36
SP | Solar | 31 | TOTT_1 | 1.3 | 0 | 0.03 | 0.93
SP | Solar | 31 | TRAW_1 | 23.06 | 0 | 0.52 | 16.49
SP | Solar | 31 | TUMB_P | 0.28 | 0 | 0.01 | 0.2
SP | Solar | 31 | TYNE_1 | 1.95 | 0 | 0.04 | 1.39
SP | Solar | 31 | TYNE_2 | 1.95 | 0 | 0.04 | 1.39
SP | Solar | 31 | UPPB_1 | 35.97 | 0 | 0.81 | 25.73
SP | Solar | 31 | UPPB_3 | 35.21 | 0 | 0.8 | 25.18
SP | Solar | 31 | USKM_1 | 44.66 | 0 | 1.01 | 31.94
SP | Solar | 31 | WALH_1 | 135.98 | 0 | 3.07 | 97.25
SP | Solar | 31 | WALP_1 | 45.37 | 0 | 1.03 | 32.45
SP | Solar | 31 | WALP_B | 233.57 | 0 | 5.28 | 167.05
SP | Solar | 31 | WARL_1 | 42.91 | 0 | 0.97 | 30.69
SP | Solar | 31 | WASF_1 | 5.89 | 0 | 0.13 | 4.21
SP | Solar | 31 | WATFS_1 | 1.16 | 0 | 0.03 | 0.83
SP | Solar | 31 | WBOL_6 | 7.52 | 0 | 0.17 | 5.38
SP | Solar | 31 | WBUR_1 | 141.87 | 0 | 3.21 | 101.47
SP | Solar | 31 | WFIE | 4.42 | 0 | 0.1 | 3.16
SP | Solar | 31 | WHAM_1 | 1.3 | 0 | 0.03 | 0.93
SP | Solar | 31 | WHGA_1 | 1.3 | 0 | 0.03 | 0.93
SP | Solar | 31 | WIBA_3 | 2.08 | 0 | 0.05 | 1.49
SP | Solar | 31 | WIEN_1 | 2.97 | 0 | 0.07 | 2.12
SP | Solar | 31 | WILL_1 | 62.38 | 0 | 1.41 | 44.61
SP | Solar | 31 | WIMBN1 | 3.47 | 0 | 0.08 | 2.48
SP | Solar | 31 | WIMBS1 | 3.47 | 0 | 0.08 | 2.48
SP | Solar | 31 | WISD_1 | 0.95 | 0 | 0.02 | 0.68
SP | Solar | 31 | WISD_6 | 0.95 | 0 | 0.02 | 0.68
SP | Solar | 31 | WISH | 0.51 | 0 | 0.01 | 0.36
SP | Solar | 31 | WMEL_1 | 2.08 | 0 | 0.05 | 1.49
SP | Solar | 31 | WTHU31 | 1.3 | 0 | 0.03 | 0.93
SP | Solar | 31 | WWEY_1 | 3.85 | 0 | 0.09 | 2.75
SP | Solar | 31 | WYLF_1 | 15.6 | 0 | 0.35 | 11.16
SP | Solar | 31 | WYMOM_1 | 37.23 | 0 | 0.84 | 26.63
SP | Solar | 32 | ABHA1 | 125.33 | 0 | 2.83 | 89.64
SP | Solar | 32 | ABNE_P | 11.98 | 0 | 0.27 | 8.57
SP | Solar | 32 | ABTH_1 | 72.04 | 0 | 1.63 | 51.52
SP | Solar | 32 | ACTL_2 | 1.18 | 0 | 0.03 | 0.84
SP | Solar | 32 | ACTL_C | 1.18 | 0 | 0.03 | 0.84
SP | Solar | 32 | ALNE_P | 1.22 | 0 | 0.03 | 0.87
SP | Solar | 32 | ALST_3 | 2.17 | 0 | 0.05 | 1.55
SP | Solar | 32 | ALVE1 | 234.75 | 0 | 5.31 | 167.89
SP | Solar | 32 | AMEM_1 | 41.87 | 0 | 0.95 | 29.95
SP | Solar | 32 | ARBR_P | 26.34 | 0 | 0.6 | 18.84
SP | Solar | 32 | ARDK_P | 0.41 | 0 | 0.01 | 0.29
SP | Solar | 32 | ARMO_P | 2.64 | 0 | 0.06 | 1.89
SP | Solar | 32 | AXMI1 | 149.02 | 0 | 3.37 | 106.58
SP | Solar | 32 | BAGA | 4.93 | 0 | 0.11 | 3.53
SP | Solar | 32 | BAIN | 4.93 | 0 | 0.11 | 3.53
SP | Solar | 32 | BARKC1 | 3.4 | 0 | 0.08 | 2.43
SP | Solar | 32 | BARKW3 | 1.63 | 0 | 0.04 | 1.17
SP | Solar | 32 | BEDDT1 | 1.86 | 0 | 0.04 | 1.33
SP | Solar | 32 | BEDD_1 | 1.86 | 0 | 0.04 | 1.33
SP | Solar | 32 | BERW | 0.57 | 0 | 0.01 | 0.41
SP | Solar | 32 | BESW_1 | 54.63 | 0 | 1.23 | 39.07
SP | Solar | 32 | BICF_1 | 260.84 | 0 | 5.89 | 186.55
SP | Solar | 32 | BIRK_1 | 2.17 | 0 | 0.05 | 1.55
SP | Solar | 32 | BISW_1 | 22.82 | 0 | 0.52 | 16.32
SP | Solar | 32 | BLYTB1 | 6.5 | 0 | 0.15 | 4.65
SP | Solar | 32 | BLYTH132 | 6.5 | 0 | 0.15 | 4.65
SP | Solar | 32 | BOAG_P | 0.3 | 0 | 0.01 | 0.21
SP | Solar | 32 | BOLN_1 | 77.65 | 0 | 1.75 | 55.54
SP | Solar | 32 | BONN | 4.93 | 0 | 0.11 | 3.53
SP | Solar | 32 | BOTW_1 | 88.97 | 0 | 2.01 | 63.63
SP | Solar | 32 | BRAC_P | 0.24 | 0 | 0.01 | 0.17
SP | Solar | 32 | BRAI_1 | 117.26 | 0 | 2.65 | 83.86
SP | Solar | 32 | BRAW_1 | 1.63 | 0 | 0.04 | 1.17
SP | Solar | 32 | BRED_1 | 3.34 | 0 | 0.08 | 2.39
SP | Solar | 32 | BRFO_1 | 156.69 | 0 | 3.54 | 112.06
SP | Solar | 32 | BRIM_1 | 13.01 | 0 | 0.29 | 9.3
SP | Solar | 32 | BRLE_1 | 77.67 | 0 | 1.76 | 55.55
SP | Solar | 32 | BROA_P | 0.09 | 0 | 0 | 0.06
SP | Solar | 32 | BROX | 0.57 | 0 | 0.01 | 0.41
SP | Solar | 32 | BRWA1 | 312.18 | 0 | 7.06 | 223.27
SP | Solar | 32 | BUMU_P | 0.08 | 0 | 0 | 0.06
SP | Solar | 32 | BURM_1 | 481.95 | 0 | 10.89 | 344.69
SP | Solar | 32 | BUSH_1 | 16.48 | 0 | 0.37 | 11.79
SP | Solar | 32 | BUST_1 | 7.43 | 0 | 0.17 | 5.31
SP | Solar | 32 | CAAD_P | 0.19 | 0 | 0 | 0.14
SP | Solar | 32 | CAFA | 0.57 | 0 | 0.01 | 0.41
SP | Solar | 32 | CAMB_01 | 24.21 | 0 | 0.55 | 17.31
SP | Solar | 32 | CANTN1 | 133.79 | 0 | 3.02 | 95.69
SP | Solar | 32 | CAPEA1 | 8.07 | 0 | 0.18 | 5.77
SP | Solar | 32 | CARE_1 | 17.5 | 0 | 0.4 | 12.52
SP | Solar | 32 | CARR_1 | 3.97 | 0 | 0.09 | 2.84
SP | Solar | 32 | CASS_P | 0.35 | 0 | 0.01 | 0.25
SP | Solar | 32 | CATY | 0.57 | 0 | 0.01 | 0.41
SP | Solar | 32 | CBNK_H | 1.18 | 0 | 0.03 | 0.84
SP | Solar | 32 | CELL_1 | 51.27 | 0 | 1.16 | 36.67
SP | Solar | 32 | CHAP | 0.57 | 0 | 0.01 | 0.41
SP | Solar | 32 | CHAS | 0.57 | 0 | 0.01 | 0.41
SP | Solar | 32 | CHIC_1 | 120.28 | 0 | 2.72 | 86.02
SP | Solar | 32 | CHSI_1 | 1.86 | 0 | 0.04 | 1.33
SP | Solar | 32 | CHTE_1 | 155.82 | 0 | 3.52 | 111.44
SP | Solar | 32 | CITR_1 | 1.18 | 0 | 0.03 | 0.84
SP | Solar | 32 | CLAC_P | 0.82 | 0 | 0.02 | 0.59
SP | Solar | 32 | CLAY_P | 0.08 | 0 | 0 | 0.06
SP | Solar | 32 | CLT03 | 11.61 | 0 | 0.26 | 8.3
SP | Solar | 32 | CLYM | 0.57 | 0 | 0.01 | 0.41
SP | Solar | 32 | COAT | 0.57 | 0 | 0.01 | 0.41
SP | Solar | 32 | CONQA1 | 126.48 | 0 | 2.86 | 90.46
SP | Solar | 32 | COUA_P | 0.5 | 0 | 0.01 | 0.36
SP | Solar | 32 | COVE_1 | 13.27 | 0 | 0.3 | 9.49
SP | Solar | 32 | COWL_1 | 343.2 | 0 | 7.76 | 245.46
SP | Solar | 32 | COYL | 0.57 | 0 | 0.01 | 0.41
SP | Solar | 32 | CREB_1 | 26.35 | 0 | 0.6 | 18.85
SP | Solar | 32 | CUMB | 4.93 | 0 | 0.11 | 3.53
SP | Solar | 32 | CUPA | 10.56 | 0 | 0.24 | 7.55
SP | Solar | 32 | DALM3 | 0.57 | 0 | 0.01 | 0.41
SP | Solar | 32 | DEVM | 0.57 | 0 | 0.01 | 0.41
SP | Solar | 32 | DEVO | 11.97 | 0 | 0.27 | 8.56
SP | Solar | 32 | DOUN_P | 0.99 | 0 | 0.02 | 0.71
SP | Solar | 32 | DRAK_1 | 100.82 | 0 | 2.28 | 72.11
SP | Solar | 32 | DRAX_1 | 6.5 | 0 | 0.15 | 4.65
SP | Solar | 32 | DRCR | 4.93 | 0 | 0.11 | 3.53
SP | Solar | 32 | DUDH_P | 0.24 | 0 | 0.01 | 0.17
SP | Solar | 32 | DUGR_P | 0.21 | 0 | 0 | 0.15
SP | Solar | 32 | DUNB | 0.57 | 0 | 0.01 | 0.41
SP | Solar | 32 | DUNF | 4.93 | 0 | 0.11 | 3.53
SP | Solar | 32 | DUNO_P | 4.93 | 0 | 0.11 | 3.53
SP | Solar | 32 | DYCE_P | 1.37 | 0 | 0.03 | 0.98
SP | Solar | 32 | EALI_6 | 1.18 | 0 | 0.03 | 0.84
SP | Solar | 32 | EASO_1 | 269.59 | 0 | 6.09 | 192.81
SP | Solar | 32 | EAST | 0.57 | 0 | 0.01 | 0.41
SP | Solar | 32 | ECCL | 0.57 | 0 | 0.01 | 0.41
SP | Solar | 32 | ECLA_1 | 157.8 | 0 | 3.57 | 112.86
SP | Solar | 32 | EKIL | 0.57 | 0 | 0.01 | 0.41
SP | Solar | 32 | EKIS | 0.57 | 0 | 0.01 | 0.41
SP | Solar | 32 | ELGI_P | 1.38 | 0 | 0.03 | 0.99
SP | Solar | 32 | ELLA_1 | 1.63 | 0 | 0.04 | 1.17
SP | Solar | 32 | ELST_1 | 1.45 | 0 | 0.03 | 1.04
SP | Solar | 32 | ENDE_1 | 66.69 | 0 | 1.51 | 47.7
SP | Solar | 32 | EXET1 | 135.04 | 0 | 3.05 | 96.58
SP | Solar | 32 | FASN_P | 0.2 | 0 | 0 | 0.14
SP | Solar | 32 | FAUG_P | 0.55 | 0 | 0.01 | 0.39
SP | Solar | 32 | FAWL_1 | 125.97 | 0 | 2.85 | 90.09
SP | Solar | 32 | FECK_6 | 157.15 | 0 | 3.55 | 112.39
SP | Solar | 32 | FERRA2 | 15.24 | 0 | 0.34 | 10.9
SP | Solar | 32 | FERRB1 | 12.41 | 0 | 0.28 | 8.88
SP | Solar | 32 | FIDD_P | 2.62 | 0 | 0.06 | 1.87
SP | Solar | 32 | FLEE_1 | 59.88 | 0 | 1.35 | 42.83
SP | Solar | 32 | FOUR_1 | 9.75 | 0 | 0.22 | 6.97
SP | Solar | 32 | FRAS_P | 0.13 | 0 | 0 | 0.09
SP | Solar | 32 | FROD_1 | 6.15 | 0 | 0.14 | 4.4
SP | Solar | 32 | FWIL_P | 2.25 | 0 | 0.05 | 1.61
SP | Solar | 32 | GALA | 0.57 | 0 | 0.01 | 0.41
SP | Solar | 32 | GIFF | 0.57 | 0 | 0.01 | 0.41
SP | Solar | 32 | GLLE | 0.57 | 0 | 0.01 | 0.41
SP | Solar | 32 | GLLU | 0.57 | 0 | 0.01 | 0.41
SP | Solar | 32 | GLNI | 4.93 | 0 | 0.11 | 3.53
SP | Solar | 32 | GLRO | 4.93 | 0 | 0.11 | 3.53
SP | Solar | 32 | GREE_H | 1.18 | 0 | 0.03 | 0.84
SP | Solar | 32 | GREN_1 | 345.23 | 0 | 7.8 | 246.91
SP | Solar | 32 | GRIW_1 | 51.86 | 0 | 1.17 | 37.09
SP | Solar | 32 | GRUB_P | 1.56 | 0 | 0.04 | 1.12
SP | Solar | 32 | G_EXTRA_11 | 0.57 | 0 | 0.01 | 0.41
SP | Solar | 32 | G_EXTRA_2 | 0.57 | 0 | 0.01 | 0.41
SP | Solar | 32 | G_EXTRA_5 | 0.57 | 0 | 0.01 | 0.41
SP | Solar | 32 | G_EXTRA_7 | 4.93 | 0 | 0.11 | 3.53
SP | Solar | 32 | G_EXTRA_9 | 0.57 | 0 | 0.01 | 0.41
SP | Solar | 32 | HACK_1 | 1.63 | 0 | 0.04 | 1.17
SP | Solar | 32 | HACK_6 | 1.63 | 0 | 0.04 | 1.17
SP | Solar | 32 | HAMHC1 | 37.37 | 0 | 0.84 | 26.73
SP | Solar | 32 | HARK_1 | 66.75 | 0 | 1.51 | 47.74
SP | Solar | 32 | HARM_6 | 2.44 | 0 | 0.06 | 1.75
SP | Solar | 32 | HAWI | 0.57 | 0 | 0.01 | 0.41
SP | Solar | 32 | HAWP_6 | 8.34 | 0 | 0.19 | 5.96
SP | Solar | 32 | HEYS1 | 9.75 | 0 | 0.22 | 6.97
SP | Solar | 32 | HEYS_1 | 35.77 | 0 | 0.81 | 25.58
SP | Solar | 32 | HUER | 0.57 | 0 | 0.01 | 0.41
SP | Solar | 32 | HURS_1 | 1.86 | 0 | 0.04 | 1.33
SP | Solar | 32 | HUTT_1 | 37.52 | 0 | 0.85 | 26.83
SP | Solar | 32 | IMPK_1 | 50.64 | 0 | 1.14 | 36.22
SP | Solar | 32 | INDQ1 | 397.5 | 0 | 8.98 | 284.29
SP | Solar | 32 | INKE | 4.93 | 0 | 0.11 | 3.53
SP | Solar | 32 | INNE_P | 0.39 | 0 | 0.01 | 0.28
SP | Solar | 32 | IROA1 | 155.21 | 0 | 3.51 | 111.01
SP | Solar | 32 | IRONB1 | 58.65 | 0 | 1.33 | 41.95
SP | Solar | 32 | IVER_1 | 1.45 | 0 | 0.03 | 1.04
SP | Solar | 32 | IVER_6 | 1.45 | 0 | 0.03 | 1.04
SP | Solar | 32 | JOHN | 0.57 | 0 | 0.01 | 0.41
SP | Solar | 32 | JORD_3 | 2.6 | 0 | 0.06 | 1.86
SP | Solar | 32 | KAIM | 0.57 | 0 | 0.01 | 0.41
SP | Solar | 32 | KEAD_1 | 60.94 | 0 | 1.38 | 43.58
SP | Solar | 32 | KEAR_1 | 1.63 | 0 | 0.04 | 1.17
SP | Solar | 32 | KEAR_3 | 13.78 | 0 | 0.31 | 9.86
SP | Solar | 32 | KEIT_P | 3.31 | 0 | 0.07 | 2.37
SP | Solar | 32 | KEMS_1 | 109.24 | 0 | 2.47 | 78.13
SP | Solar | 32 | KEOO | 0.57 | 0 | 0.01 | 0.41
SP | Solar | 32 | KIBY_1 | 1.79 | 0 | 0.04 | 1.28
SP | Solar | 32 | KIER | 4.93 | 0 | 0.11 | 3.53
SP | Solar | 32 | KIIN_P | 0.91 | 0 | 0.02 | 0.65
SP | Solar | 32 | KILS | 0.57 | 0 | 0.01 | 0.41
SP | Solar | 32 | KILT | 0.57 | 0 | 0.01 | 0.41
SP | Solar | 32 | KILW | 7.6 | 0 | 0.17 | 5.44
SP | Solar | 32 | KINO_1 | 38.97 | 0 | 0.88 | 27.87
SP | Solar | 32 | KINT_P | 4.33 | 0 | 0.1 | 3.1
SP | Solar | 32 | KIRKB1 | 1.63 | 0 | 0.04 | 1.17
SP | Solar | 32 | KITW_1 | 5.15 | 0 | 0.12 | 3.68
SP | Solar | 32 | KNAR | 20.93 | 0 | 0.47 | 14.97
SP | Solar | 32 | LACK_6 | 15.66 | 0 | 0.35 | 11.2
SP | Solar | 32 | LAIR_P | 0.88 | 0 | 0.02 | 0.63
SP | Solar | 32 | LALE1SG003 | 7.16 | 0 | 0.16 | 5.12
SP | Solar | 32 | LAND1 | 283.2 | 0 | 6.4 | 202.54
SP | Solar | 32 | LEGA_1 | 83.9 | 0 | 1.9 | 60.01
SP | Solar | 32 | LEVE | 4.93 | 0 | 0.11 | 3.53
SP | Solar | 32 | LING | 0.57 | 0 | 0.01 | 0.41
SP | Solar | 32 | LINM | 0.57 | 0 | 0.01 | 0.41
SP | Solar | 32 | LISD_1 | 2.94 | 0 | 0.07 | 2.1
SP | Solar | 32 | LITT_C | 1.86 | 0 | 0.04 | 1.33
SP | Solar | 32 | LITT_J | 1.86 | 0 | 0.04 | 1.33
SP | Solar | 32 | LODR_6 | 1.18 | 0 | 0.03 | 0.84
SP | Solar | 32 | LOUD_H | 1.45 | 0 | 0.03 | 1.04
SP | Solar | 32 | LOVE_1 | 214.81 | 0 | 4.85 | 153.63
SP | Solar | 32 | LUNA_P | 0.08 | 0 | 0 | 0.06
SP | Solar | 32 | MACC_3 | 18.3 | 0 | 0.41 | 13.09
SP | Solar | 32 | MACD_P | 5.25 | 0 | 0.12 | 3.75
SP | Solar | 32 | MAGA_6 | 36.4 | 0 | 0.82 | 26.03
SP | Solar | 32 | MANN_1 | 368.97 | 0 | 8.34 | 263.89
SP | Solar | 32 | MAYB | 0.57 | 0 | 0.01 | 0.41
SP | Solar | 32 | MELK_1 | 352.29 | 0 | 7.96 | 251.96
SP | Solar | 32 | MILC_P | 1.05 | 0 | 0.02 | 0.75
SP | Solar | 32 | MILH_1 | 13.23 | 0 | 0.3 | 9.46
SP | Solar | 32 | MITY_1 | 608.21 | 0 | 13.75 | 434.99
SP | Solar | 32 | MYBS_P | 2.14 | 0 | 0.05 | 1.53
SP | Solar | 32 | NEAR | 0.57 | 0 | 0.01 | 0.41
SP | Solar | 32 | NECE_1 | 7.43 | 0 | 0.17 | 5.31
SP | Solar | 32 | NEEP_3 | 2.6 | 0 | 0.06 | 1.86
SP | Solar | 32 | NETS | 0.57 | 0 | 0.01 | 0.41
SP | Solar | 32 | NEWX_6 | 4.34 | 0 | 0.1 | 3.1
SP | Solar | 32 | NFLE | 60.66 | 0 | 1.37 | 43.38
SP | Solar | 32 | NHYD_6 | 1.45 | 0 | 0.03 | 1.04
SP | Solar | 32 | NINF_1 | 85.12 | 0 | 1.92 | 60.88
SP | Solar | 32 | NORL_3 | 2.6 | 0 | 0.06 | 1.86
SP | Solar | 32 | NORM_1 | 413.95 | 0 | 9.36 | 296.06
SP | Solar | 32 | NORT_1 | 36.44 | 0 | 0.82 | 26.06
SP | Solar | 32 | NURS_1 | 242.06 | 0 | 5.47 | 173.12
SP | Solar | 32 | OCKH_1 | 3.72 | 0 | 0.08 | 2.66
SP | Solar | 32 | OFFE_3 | 2.44 | 0 | 0.06 | 1.75
SP | Solar | 32 | OLDB_1 | 3.72 | 0 | 0.08 | 2.66
SP | Solar | 32 | OSBA_1 | 9.1 | 0 | 0.21 | 6.51
SP | Solar | 32 | PADIB1 | 12.4 | 0 | 0.28 | 8.87
SP | Solar | 32 | PELH_1 | 166.72 | 0 | 3.77 | 119.24
SP | Solar | 32 | PEMB_1 | 302.16 | 0 | 6.83 | 216.1
SP | Solar | 32 | PENE_1 | 6.5 | 0 | 0.15 | 4.65
SP | Solar | 32 | PENN_1 | 5.9 | 0 | 0.13 | 4.22
SP | Solar | 32 | PENT_1 | 82.77 | 0 | 1.87 | 59.2
SP | Solar | 32 | PENW_1 | 55.83 | 0 | 1.26 | 39.93
SP | Solar | 32 | PERI_H | 1.18 | 0 | 0.03 | 0.84
SP | Solar | 32 | PERS_P | 1 | 0 | 0.02 | 0.72
SP | Solar | 32 | PITS_3 | 2.6 | 0 | 0.06 | 1.86
SP | Solar | 32 | POOB | 0.57 | 0 | 0.01 | 0.41
SP | Solar | 32 | POPP_3 | 15.06 | 0 | 0.34 | 10.77
SP | Solar | 32 | PORA_P | 2.46 | 0 | 0.06 | 1.76
SP | Solar | 32 | PORD | 4.93 | 0 | 0.11 | 3.53
SP | Solar | 32 | PYLE_1 | 46.44 | 0 | 1.05 | 33.21
SP | Solar | 32 | QUOI_P | 0.27 | 0 | 0.01 | 0.19
SP | Solar | 32 | RAIN_1 | 3.07 | 0 | 0.07 | 2.2
SP | Solar | 32 | RANN_P | 1.2 | 0 | 0.03 | 0.86
SP | Solar | 32 | RASS_1 | 78.28 | 0 | 1.77 | 55.99
SP | Solar | 32 | RATS_1 | 96.03 | 0 | 2.17 | 68.68
SP | Solar | 32 | RAYL_1 | 57.73 | 0 | 1.3 | 41.29
SP | Solar | 32 | REBR_3 | 1.63 | 0 | 0.04 | 1.17
SP | Solar | 32 | REDH | 16.62 | 0 | 0.38 | 11.89
SP | Solar | 32 | REDM_P | 0.91 | 0 | 0.02 | 0.65
SP | Solar | 32 | RICH1 | 88.4 | 0 | 2 | 63.22
SP | Solar | 32 | ROCH_1 | 4.46 | 0 | 0.1 | 3.19
SP | Solar | 32 | RUGEB1 | 36.33 | 0 | 0.82 | 25.98
SP | Solar | 32 | RYEH_1 | 13.01 | 0 | 0.29 | 9.3
SP | Solar | 32 | SALH_1 | 21.48 | 0 | 0.49 | 15.36
SP | Solar | 32 | SALT_1 | 15.84 | 0 | 0.36 | 11.33
SP | Solar | 32 | SBAR | 65.22 | 0 | 1.47 | 46.65
SP | Solar | 32 | SEAB1 | 140.45 | 0 | 3.17 | 100.45
SP | Solar | 32 | SELL_1 | 83.29 | 0 | 1.88 | 59.57
SP | Solar | 32 | SFEG_P | 1.46 | 0 | 0.03 | 1.04
SP | Solar | 32 | SFIL_P | 0.58 | 0 | 0.01 | 0.41
SP | Solar | 32 | SHEC_3 | 2.6 | 0 | 0.06 | 1.86
SP | Solar | 32 | SHRW_1 | 145.67 | 0 | 3.29 | 104.18
SP | Solar | 32 | SIGH | 0.57 | 0 | 0.01 | 0.41
SP | Solar | 32 | SJOW_1 | 1.18 | 0 | 0.03 | 0.84
SP | Solar | 32 | SKLGB1 | 7.52 | 0 | 0.17 | 5.38
SP | Solar | 32 | SLOY_P | 0.16 | 0 | 0 | 0.11
SP | Solar | 32 | SMAN_1 | 2.17 | 0 | 0.05 | 1.55
SP | Solar | 32 | SPEN_1 | 18.87 | 0 | 0.43 | 13.5
SP | Solar | 32 | SSHI_3 | 2.44 | 0 | 0.06 | 1.75
SP | Solar | 32 | STAH_1 | 17.67 | 0 | 0.4 | 12.64
SP | Solar | 32 | STAL_1 | 6.5 | 0 | 0.15 | 4.65
SP | Solar | 32 | STAY_1 | 214.11 | 0 | 4.84 | 153.13
SP | Solar | 32 | STEN_1 | 6.5 | 0 | 0.15 | 4.65
SP | Solar | 32 | STES_1 | 12.4 | 0 | 0.28 | 8.87
SP | Solar | 32 | STHA | 0.57 | 0 | 0.01 | 0.41
SP | Solar | 32 | STIR | 4.93 | 0 | 0.11 | 3.53
SP | Solar | 32 | STLE | 4.93 | 0 | 0.11 | 3.53
SP | Solar | 32 | STRI_P | 3.64 | 0 | 0.08 | 2.6
SP | Solar | 32 | SUND_1 | 79.17 | 0 | 1.79 | 56.62
SP | Solar | 32 | SWAN_1 | 166.62 | 0 | 3.77 | 119.17
SP | Solar | 32 | TARL_P | 5.73 | 0 | 0.13 | 4.1
SP | Solar | 32 | TAUN1 | 104.21 | 0 | 2.36 | 74.53
SP | Solar | 32 | TAYN_P | 1.86 | 0 | 0.04 | 1.33
SP | Solar | 32 | TELR | 0.57 | 0 | 0.01 | 0.41
SP | Solar | 32 | TEMP_3 | 2.6 | 0 | 0.06 | 1.86
SP | Solar | 32 | THOM_6 | 14.97 | 0 | 0.34 | 10.71
SP | Solar | 32 | THSO_P | 4.14 | 0 | 0.09 | 2.96
SP | Solar | 32 | THUR_6 | 2.6 | 0 | 0.06 | 1.86
SP | Solar | 32 | TILBB_1 | 36.3 | 0 | 0.82 | 25.96
SP | Solar | 32 | TONG | 0.57 | 0 | 0.01 | 0.41
SP | Solar | 32 | TOTT_1 | 1.63 | 0 | 0.04 | 1.17
SP | Solar | 32 | TRAW_1 | 24.36 | 0 | 0.55 | 17.42
SP | Solar | 32 | TUMB_P | 0.43 | 0 | 0.01 | 0.31
SP | Solar | 32 | TYNE_1 | 2.44 | 0 | 0.06 | 1.75
SP | Solar | 32 | TYNE_2 | 2.44 | 0 | 0.06 | 1.75
SP | Solar | 32 | UPPB_1 | 36.41 | 0 | 0.82 | 26.04
SP | Solar | 32 | UPPB_3 | 35.64 | 0 | 0.81 | 25.49
SP | Solar | 32 | USKM_1 | 45.1 | 0 | 1.02 | 32.26
SP | Solar | 32 | WALH_1 | 142.5 | 0 | 3.22 | 101.92
SP | Solar | 32 | WALP_1 | 50.58 | 0 | 1.14 | 36.17
SP | Solar | 32 | WALP_B | 238.78 | 0 | 5.4 | 170.78
SP | Solar | 32 | WARL_1 | 49.16 | 0 | 1.11 | 35.16
SP | Solar | 32 | WASF_1 | 5.89 | 0 | 0.13 | 4.21
SP | Solar | 32 | WATFS_1 | 1.45 | 0 | 0.03 | 1.04
SP | Solar | 32 | WBOL_6 | 8 | 0 | 0.18 | 5.72
SP | Solar | 32 | WBUR_1 | 147.08 | 0 | 3.32 | 105.19
SP | Solar | 32 | WFIE | 4.93 | 0 | 0.11 | 3.53
SP | Solar | 32 | WHAM_1 | 1.63 | 0 | 0.04 | 1.17
SP | Solar | 32 | WHGA_1 | 1.63 | 0 | 0.04 | 1.17
SP | Solar | 32 | WIBA_3 | 2.6 | 0 | 0.06 | 1.86
SP | Solar | 32 | WIEN_1 | 3.72 | 0 | 0.08 | 2.66
SP | Solar | 32 | WILL_1 | 63.87 | 0 | 1.44 | 45.68
SP | Solar | 32 | WIMBN1 | 4.34 | 0 | 0.1 | 3.1
SP | Solar | 32 | WIMBS1 | 4.34 | 0 | 0.1 | 3.1
SP | Solar | 32 | WISD_1 | 1.18 | 0 | 0.03 | 0.84
SP | Solar | 32 | WISD_6 | 1.18 | 0 | 0.03 | 0.84
SP | Solar | 32 | WISH | 0.57 | 0 | 0.01 | 0.41
SP | Solar | 32 | WMEL_1 | 2.6 | 0 | 0.06 | 1.86
SP | Solar | 32 | WTHU31 | 1.63 | 0 | 0.04 | 1.17
SP | Solar | 32 | WWEY_1 | 4.22 | 0 | 0.1 | 3.02
SP | Solar | 32 | WYLF_1 | 19.51 | 0 | 0.44 | 13.95
SP | Solar | 32 | WYMOM_1 | 39.83 | 0 | 0.9 | 28.49
SP | Solar | 33 | ABHA1 | 138.2 | 0 | 3.12 | 98.84
SP | Solar | 33 | ABNE_P | 12.86 | 0 | 0.29 | 9.2
SP | Solar | 33 | ABTH_1 | 72.82 | 0 | 1.65 | 52.08
SP | Solar | 33 | ACTL_2 | 1.61 | 0 | 0.04 | 1.15
SP | Solar | 33 | ACTL_C | 1.61 | 0 | 0.04 | 1.15
SP | Solar | 33 | ALNE_P | 2.1 | 0 | 0.05 | 1.5
SP | Solar | 33 | ALST_3 | 2.94 | 0 | 0.07 | 2.1
SP | Solar | 33 | ALVE1 | 247.62 | 0 | 5.6 | 177.1
SP | Solar | 33 | AMEM_1 | 42.39 | 0 | 0.96 | 30.32
SP | Solar | 33 | ARBR_P | 26.34 | 0 | 0.6 | 18.84
SP | Solar | 33 | ARDK_P | 0.7 | 0 | 0.02 | 0.5
SP | Solar | 33 | ARMO_P | 4.52 | 0 | 0.1 | 3.23
SP | Solar | 33 | AXMI1 | 166.12 | 0 | 3.75 | 118.81
SP | Solar | 33 | BAGA | 6.23 | 0 | 0.14 | 4.46
SP | Solar | 33 | BAIN | 6.23 | 0 | 0.14 | 4.46
SP | Solar | 33 | BARKC1 | 3.99 | 0 | 0.09 | 2.85
SP | Solar | 33 | BARKW3 | 2.21 | 0 | 0.05 | 1.58
SP | Solar | 33 | BEDDT1 | 2.52 | 0 | 0.06 | 1.8
SP | Solar | 33 | BEDD_1 | 2.52 | 0 | 0.06 | 1.8
SP | Solar | 33 | BERW | 0.72 | 0 | 0.02 | 0.51
SP | Solar | 33 | BESW_1 | 57.3 | 0 | 1.29 | 40.98
SP | Solar | 33 | BICF_1 | 293.48 | 0 | 6.63 | 209.9
SP | Solar | 33 | BIRK_1 | 2.94 | 0 | 0.07 | 2.1
SP | Solar | 33 | BISW_1 | 24.15 | 0 | 0.55 | 17.27
SP | Solar | 33 | BLYTB1 | 8.83 | 0 | 0.2 | 6.32
SP | Solar | 33 | BLYTH132 | 8.83 | 0 | 0.2 | 6.32
SP | Solar | 33 | BOAG_P | 0.52 | 0 | 0.01 | 0.37
SP | Solar | 33 | BOLN_1 | 79.98 | 0 | 1.81 | 57.2
SP | Solar | 33 | BONN | 6.23 | 0 | 0.14 | 4.46
SP | Solar | 33 | BOTW_1 | 99.46 | 0 | 2.25 | 71.13
SP | Solar | 33 | BRAC_P | 0.4 | 0 | 0.01 | 0.29
SP | Solar | 33 | BRAI_1 | 121.92 | 0 | 2.76 | 87.2
SP | Solar | 33 | BRAW_1 | 2.21 | 0 | 0.05 | 1.58
SP | Solar | 33 | BRED_1 | 4.12 | 0 | 0.09 | 2.95
SP | Solar | 33 | BRFO_1 | 160.85 | 0 | 3.64 | 115.04
SP | Solar | 33 | BRIM_1 | 17.67 | 0 | 0.4 | 12.64
SP | Solar | 33 | BRLE_1 | 82.34 | 0 | 1.86 | 58.89
SP | Solar | 33 | BROA_P | 0.16 | 0 | 0 | 0.11
SP | Solar | 33 | BROX | 0.72 | 0 | 0.02 | 0.51
SP | Solar | 33 | BRWA1 | 330.84 | 0 | 7.48 | 236.62
SP | Solar | 33 | BUMU_P | 0.13 | 0 | 0 | 0.09
SP | Solar | 33 | BURM_1 | 533.25 | 0 | 12.05 | 381.38
SP | Solar | 33 | BUSH_1 | 17.82 | 0 | 0.4 | 12.74
SP | Solar | 33 | BUST_1 | 10.1 | 0 | 0.23 | 7.22
SP | Solar | 33 | CAAD_P | 0.32 | 0 | 0.01 | 0.23
SP | Solar | 33 | CAFA | 0.72 | 0 | 0.02 | 0.51
SP | Solar | 33 | CAMB_01 | 26.54 | 0 | 0.6 | 18.98
SP | Solar | 33 | CANTN1 | 139.39 | 0 | 3.15 | 99.69
SP | Solar | 33 | CAPEA1 | 8.85 | 0 | 0.2 | 6.33
SP | Solar | 33 | CARE_1 | 18.28 | 0 | 0.41 | 13.07
SP | Solar | 33 | CARR_1 | 4.74 | 0 | 0.11 | 3.39
SP | Solar | 33 | CASS_P | 0.61 | 0 | 0.01 | 0.44
SP | Solar | 33 | CATY | 0.72 | 0 | 0.02 | 0.51
SP | Solar | 33 | CBNK_H | 1.61 | 0 | 0.04 | 1.15
SP | Solar | 33 | CELL_1 | 58.26 | 0 | 1.32 | 41.67
SP | Solar | 33 | CHAP | 0.72 | 0 | 0.02 | 0.51
SP | Solar | 33 | CHAS | 0.72 | 0 | 0.02 | 0.51
SP | Solar | 33 | CHIC_1 | 137.38 | 0 | 3.1 | 98.25
SP | Solar | 33 | CHSI_1 | 2.52 | 0 | 0.06 | 1.8
SP | Solar | 33 | CHTE_1 | 156.75 | 0 | 3.54 | 112.11
SP | Solar | 33 | CITR_1 | 1.61 | 0 | 0.04 | 1.15
SP | Solar | 33 | CLAC_P | 1.4 | 0 | 0.03 | 1
SP | Solar | 33 | CLAY_P | 0.13 | 0 | 0 | 0.09
SP | Solar | 33 | CLT03 | 15.77 | 0 | 0.36 | 11.28
SP | Solar | 33 | CLYM | 0.72 | 0 | 0.02 | 0.51
SP | Solar | 33 | COAT | 0.72 | 0 | 0.02 | 0.51
SP | Solar | 33 | CONQA1 | 128.81 | 0 | 2.91 | 92.12
SP | Solar | 33 | COUA_P | 0.86 | 0 | 0.02 | 0.62
SP | Solar | 33 | COVE_1 | 15.93 | 0 | 0.36 | 11.39
SP | Solar | 33 | COWL_1 | 361.86 | 0 | 8.18 | 258.8
SP | Solar | 33 | COYL | 0.72 | 0 | 0.02 | 0.51
SP | Solar | 33 | CREB_1 | 29.46 | 0 | 0.67 | 21.07
SP | Solar | 33 | CUMB | 6.23 | 0 | 0.14 | 4.46
SP | Solar | 33 | CUPA | 11.86 | 0 | 0.27 | 8.48
SP | Solar | 33 | DALM3 | 0.72 | 0 | 0.02 | 0.51
SP | Solar | 33 | DEVM | 0.72 | 0 | 0.02 | 0.51
SP | Solar | 33 | DEVO | 13.27 | 0 | 0.3 | 9.49
SP | Solar | 33 | DOUN_P | 1.7 | 0 | 0.04 | 1.22
SP | Solar | 33 | DRAK_1 | 102.16 | 0 | 2.31 | 73.06
SP | Solar | 33 | DRAX_1 | 8.83 | 0 | 0.2 | 6.32
SP | Solar | 33 | DRCR | 6.23 | 0 | 0.14 | 4.46
SP | Solar | 33 | DUDH_P | 0.4 | 0 | 0.01 | 0.29
SP | Solar | 33 | DUGR_P | 0.36 | 0 | 0.01 | 0.26
SP | Solar | 33 | DUNB | 0.72 | 0 | 0.02 | 0.51
SP | Solar | 33 | DUNF | 6.23 | 0 | 0.14 | 4.46
SP | Solar | 33 | DUNO_P | 6.23 | 0 | 0.14 | 4.46
SP | Solar | 33 | DYCE_P | 2.35 | 0 | 0.05 | 1.68
SP | Solar | 33 | EALI_6 | 1.61 | 0 | 0.04 | 1.15
SP | Solar | 33 | EASO_1 | 278.92 | 0 | 6.3 | 199.48
SP | Solar | 33 | EAST | 0.72 | 0 | 0.02 | 0.51
SP | Solar | 33 | ECCL | 0.72 | 0 | 0.02 | 0.51
SP | Solar | 33 | ECLA_1 | 167.13 | 0 | 3.78 | 119.53
SP | Solar | 33 | EKIL | 0.72 | 0 | 0.02 | 0.51
SP | Solar | 33 | EKIS | 0.72 | 0 | 0.02 | 0.51
SP | Solar | 33 | ELGI_P | 1.38 | 0 | 0.03 | 0.99
SP | Solar | 33 | ELLA_1 | 2.21 | 0 | 0.05 | 1.58
SP | Solar | 33 | ELST_1 | 1.96 | 0 | 0.04 | 1.4
SP | Solar | 33 | ENDE_1 | 71.35 | 0 | 1.61 | 51.03
SP | Solar | 33 | EXET1 | 147.91 | 0 | 3.34 | 105.79
SP | Solar | 33 | FASN_P | 0.34 | 0 | 0.01 | 0.24
SP | Solar | 33 | FAUG_P | 0.95 | 0 | 0.02 | 0.68
SP | Solar | 33 | FAWL_1 | 136.46 | 0 | 3.08 | 97.6
SP | Solar | 33 | FECK_6 | 159.82 | 0 | 3.61 | 114.3
SP | Solar | 33 | FERRA2 | 17.57 | 0 | 0.4 | 12.57
SP | Solar | 33 | FERRB1 | 14.74 | 0 | 0.33 | 10.54
SP | Solar | 33 | FIDD_P | 4.49 | 0 | 0.1 | 3.21
SP | Solar | 33 | FLEE_1 | 64.54 | 0 | 1.46 | 46.16
SP | Solar | 33 | FOUR_1 | 13.25 | 0 | 0.3 | 9.48
SP | Solar | 33 | FRAS_P | 0.22 | 0 | 0 | 0.16
SP | Solar | 33 | FROD_1 | 6.93 | 0 | 0.16 | 4.96
SP | Solar | 33 | FWIL_P | 3.86 | 0 | 0.09 | 2.76
SP | Solar | 33 | GALA | 0.72 | 0 | 0.02 | 0.51
SP | Solar | 33 | GIFF | 0.72 | 0 | 0.02 | 0.51
SP | Solar | 33 | GLLE | 0.72 | 0 | 0.02 | 0.51
SP | Solar | 33 | GLLU | 0.72 | 0 | 0.02 | 0.51
SP | Solar | 33 | GLNI | 6.23 | 0 | 0.14 | 4.46
SP | Solar | 33 | GLRO | 6.23 | 0 | 0.14 | 4.46
SP | Solar | 33 | GREE_H | 1.61 | 0 | 0.04 | 1.15
SP | Solar | 33 | GREN_1 | 374.21 | 0 | 8.46 | 267.63
SP | Solar | 33 | GRIW_1 | 58.86 | 0 | 1.33 | 42.1
SP | Solar | 33 | GRUB_P | 2.68 | 0 | 0.06 | 1.92
SP | Solar | 33 | G_EXTRA_11 | 0.72 | 0 | 0.02 | 0.51
SP | Solar | 33 | G_EXTRA_2 | 0.72 | 0 | 0.02 | 0.51
SP | Solar | 33 | G_EXTRA_5 | 0.72 | 0 | 0.02 | 0.51
SP | Solar | 33 | G_EXTRA_7 | 6.23 | 0 | 0.14 | 4.46
SP | Solar | 33 | G_EXTRA_9 | 0.72 | 0 | 0.02 | 0.51
SP | Solar | 33 | HACK_1 | 2.21 | 0 | 0.05 | 1.58
SP | Solar | 33 | HACK_6 | 2.21 | 0 | 0.05 | 1.58
SP | Solar | 33 | HAMHC1 | 40.04 | 0 | 0.9 | 28.64
SP | Solar | 33 | HARK_1 | 70.25 | 0 | 1.59 | 50.24
SP | Solar | 33 | HARM_6 | 3.31 | 0 | 0.07 | 2.37
SP | Solar | 33 | HAWI | 0.72 | 0 | 0.02 | 0.51
SP | Solar | 33 | HAWP_6 | 9.22 | 0 | 0.21 | 6.59
SP | Solar | 33 | HEYS1 | 13.25 | 0 | 0.3 | 9.48
SP | Solar | 33 | HEYS_1 | 39.26 | 0 | 0.89 | 28.08
SP | Solar | 33 | HUER | 0.72 | 0 | 0.02 | 0.51
SP | Solar | 33 | HURS_1 | 2.52 | 0 | 0.06 | 1.8
SP | Solar | 33 | HUTT_1 | 46.84 | 0 | 1.06 | 33.5
SP | Solar | 33 | IMPK_1 | 64.63 | 0 | 1.46 | 46.22
SP | Solar | 33 | INDQ1 | 410.37 | 0 | 9.27 | 293.5
SP | Solar | 33 | INKE | 6.23 | 0 | 0.14 | 4.46
SP | Solar | 33 | INNE_P | 0.67 | 0 | 0.02 | 0.48
SP | Solar | 33 | IROA1 | 171.53 | 0 | 3.88 | 122.68
SP | Solar | 33 | IRONB1 | 65.65 | 0 | 1.48 | 46.95
SP | Solar | 33 | IVER_1 | 1.96 | 0 | 0.04 | 1.4
SP | Solar | 33 | IVER_6 | 1.96 | 0 | 0.04 | 1.4
SP | Solar | 33 | JOHN | 0.72 | 0 | 0.02 | 0.51
SP | Solar | 33 | JORD_3 | 3.53 | 0 | 0.08 | 2.52
SP | Solar | 33 | KAIM | 0.72 | 0 | 0.02 | 0.51
SP | Solar | 33 | KEAD_1 | 64.05 | 0 | 1.45 | 45.81
SP | Solar | 33 | KEAR_1 | 2.21 | 0 | 0.05 | 1.58
SP | Solar | 33 | KEAR_3 | 14.36 | 0 | 0.32 | 10.27
SP | Solar | 33 | KEIT_P | 5.67 | 0 | 0.13 | 4.06
SP | Solar | 33 | KEMS_1 | 120.43 | 0 | 2.72 | 86.13
SP | Solar | 33 | KEOO | 0.72 | 0 | 0.02 | 0.51
SP | Solar | 33 | KIBY_1 | 1.79 | 0 | 0.04 | 1.28
SP | Solar | 33 | KIER | 6.23 | 0 | 0.14 | 4.46
SP | Solar | 33 | KIIN_P | 1.55 | 0 | 0.04 | 1.11
SP | Solar | 33 | KILS | 0.72 | 0 | 0.02 | 0.51
SP | Solar | 33 | KILT | 0.72 | 0 | 0.02 | 0.51
SP | Solar | 33 | KILW | 7.76 | 0 | 0.18 | 5.55
SP | Solar | 33 | KINO_1 | 44.57 | 0 | 1.01 | 31.88
SP | Solar | 33 | KINT_P | 6.02 | 0 | 0.14 | 4.31
SP | Solar | 33 | KIRKB1 | 2.21 | 0 | 0.05 | 1.58
SP | Solar | 33 | KITW_1 | 6.48 | 0 | 0.15 | 4.63
SP | Solar | 33 | KNAR | 22.09 | 0 | 0.5 | 15.8
SP | Solar | 33 | LACK_6 | 19.16 | 0 | 0.43 | 13.7
SP | Solar | 33 | LAIR_P | 1.51 | 0 | 0.03 | 1.08
SP | Solar | 33 | LALE1SG003 | 7.68 | 0 | 0.17 | 5.49
SP | Solar | 33 | LAND1 | 296.08 | 0 | 6.69 | 211.76
SP | Solar | 33 | LEGA_1 | 88.56 | 0 | 2 | 63.34
SP | Solar | 33 | LEVE | 6.23 | 0 | 0.14 | 4.46
SP | Solar | 33 | LING | 0.72 | 0 | 0.02 | 0.51
SP | Solar | 33 | LINM | 0.72 | 0 | 0.02 | 0.51
SP | Solar | 33 | LISD_1 | 2.94 | 0 | 0.07 | 2.1
SP | Solar | 33 | LITT_C | 2.52 | 0 | 0.06 | 1.8
SP | Solar | 33 | LITT_J | 2.52 | 0 | 0.06 | 1.8
SP | Solar | 33 | LODR_6 | 1.61 | 0 | 0.04 | 1.15
SP | Solar | 33 | LOUD_H | 1.96 | 0 | 0.04 | 1.4
SP | Solar | 33 | LOVE_1 | 225.3 | 0 | 5.09 | 161.13
SP | Solar | 33 | LUNA_P | 0.13 | 0 | 0 | 0.09
SP | Solar | 33 | MACC_3 | 20.63 | 0 | 0.47 | 14.75
SP | Solar | 33 | MACD_P | 7.13 | 0 | 0.16 | 5.1
SP | Solar | 33 | MAGA_6 | 38.73 | 0 | 0.88 | 27.7
SP | Solar | 33 | MANN_1 | 386.07 | 0 | 8.73 | 276.12
SP | Solar | 33 | MAYB | 0.72 | 0 | 0.02 | 0.51
SP | Solar | 33 | MELK_1 | 370.95 | 0 | 8.38 | 265.3
SP | Solar | 33 | MILC_P | 1.79 | 0 | 0.04 | 1.28
SP | Solar | 33 | MILH_1 | 13.75 | 0 | 0.31 | 9.83
SP | Solar | 33 | MITY_1 | 626.86 | 0 | 14.17 | 448.33
SP | Solar | 33 | MYBS_P | 3.66 | 0 | 0.08 | 2.62
SP | Solar | 33 | NEAR | 0.72 | 0 | 0.02 | 0.51
SP | Solar | 33 | NECE_1 | 10.1 | 0 | 0.23 | 7.22
SP | Solar | 33 | NEEP_3 | 3.53 | 0 | 0.08 | 2.52
SP | Solar | 33 | NETS | 0.72 | 0 | 0.02 | 0.51
SP | Solar | 33 | NEWX_6 | 5.89 | 0 | 0.13 | 4.21
SP | Solar | 33 | NFLE | 66.26 | 0 | 1.5 | 47.39
SP | Solar | 33 | NHYD_6 | 1.96 | 0 | 0.04 | 1.4
SP | Solar | 33 | NINF_1 | 87.46 | 0 | 1.98 | 62.55
SP | Solar | 33 | NORL_3 | 3.53 | 0 | 0.08 | 2.52
SP | Solar | 33 | NORM_1 | 446.59 | 0 | 10.09 | 319.4
SP | Solar | 33 | NORT_1 | 37.31 | 0 | 0.84 | 26.68
SP | Solar | 33 | NURS_1 | 252.56 | 0 | 5.71 | 180.63
SP | Solar | 33 | OCKH_1 | 5.05 | 0 | 0.11 | 3.61
SP | Solar | 33 | OFFE_3 | 3.31 | 0 | 0.07 | 2.37
SP | Solar | 33 | OLDB_1 | 5.05 | 0 | 0.11 | 3.61
SP | Solar | 33 | OSBA_1 | 12.37 | 0 | 0.28 | 8.85
SP | Solar | 33 | PADIB1 | 14.73 | 0 | 0.33 | 10.53
SP | Solar | 33 | PELH_1 | 171.39 | 0 | 3.87 | 122.58
SP | Solar | 33 | PEMB_1 | 316.15 | 0 | 7.14 | 226.11
SP | Solar | 33 | PENE_1 | 8.83 | 0 | 0.2 | 6.32
SP | Solar | 33 | PENN_1 | 5.9 | 0 | 0.13 | 4.22
SP | Solar | 33 | PENT_1 | 94.42 | 0 | 2.13 | 67.53
SP | Solar | 33 | PENW_1 | 58.16 | 0 | 1.31 | 41.6
SP | Solar | 33 | PERI_H | 1.61 | 0 | 0.04 | 1.15
SP | Solar | 33 | PERS_P | 1.72 | 0 | 0.04 | 1.23
SP | Solar | 33 | PITS_3 | 3.53 | 0 | 0.08 | 2.52
SP | Solar | 33 | POOB | 0.72 | 0 | 0.02 | 0.51
SP | Solar | 33 | POPP_3 | 16.22 | 0 | 0.37 | 11.6
SP | Solar | 33 | PORA_P | 4.22 | 0 | 0.1 | 3.02
SP | Solar | 33 | PORD | 6.23 | 0 | 0.14 | 4.46
SP | Solar | 33 | PYLE_1 | 48.77 | 0 | 1.1 | 34.88
SP | Solar | 33 | QUOI_P | 0.47 | 0 | 0.01 | 0.34
SP | Solar | 33 | RAIN_1 | 3.07 | 0 | 0.07 | 2.2
SP | Solar | 33 | RANN_P | 2.05 | 0 | 0.05 | 1.47
SP | Solar | 33 | RASS_1 | 92.27 | 0 | 2.09 | 65.99
SP | Solar | 33 | RATS_1 | 100.7 | 0 | 2.28 | 72.02
SP | Solar | 33 | RAYL_1 | 68.92 | 0 | 1.56 | 49.29
SP | Solar | 33 | REBR_3 | 2.21 | 0 | 0.05 | 1.58
SP | Solar | 33 | REDH | 17.92 | 0 | 0.4 | 12.82
SP | Solar | 33 | REDM_P | 1.55 | 0 | 0.04 | 1.11
SP | Solar | 33 | RICH1 | 94 | 0 | 2.12 | 67.23
SP | Solar | 33 | ROCH_1 | 5.04 | 0 | 0.11 | 3.6
SP | Solar | 33 | RUGEB1 | 43.32 | 0 | 0.98 | 30.98
SP | Solar | 33 | RYEH_1 | 17.67 | 0 | 0.4 | 12.64
SP | Solar | 33 | SALH_1 | 24.98 | 0 | 0.56 | 17.87
SP | Solar | 33 | SALT_1 | 18.95 | 0 | 0.43 | 13.55
SP | Solar | 33 | SBAR | 69.89 | 0 | 1.58 | 49.99
SP | Solar | 33 | SEAB1 | 154.44 | 0 | 3.49 | 110.46
SP | Solar | 33 | SELL_1 | 94.48 | 0 | 2.14 | 67.57
SP | Solar | 33 | SFEG_P | 2.5 | 0 | 0.06 | 1.79
SP | Solar | 33 | SFIL_P | 1 | 0 | 0.02 | 0.72
SP | Solar | 33 | SHEC_3 | 3.53 | 0 | 0.08 | 2.52
SP | Solar | 33 | SHRW_1 | 152.67 | 0 | 3.45 | 109.19
SP | Solar | 33 | SIGH | 0.72 | 0 | 0.02 | 0.51
SP | Solar | 33 | SJOW_1 | 1.61 | 0 | 0.04 | 1.15
SP | Solar | 33 | SKLGB1 | 8.1 | 0 | 0.18 | 5.79
SP | Solar | 33 | SLOY_P | 0.27 | 0 | 0.01 | 0.19
SP | Solar | 33 | SMAN_1 | 2.94 | 0 | 0.07 | 2.1
SP | Solar | 33 | SPEN_1 | 23.53 | 0 | 0.53 | 16.83
SP | Solar | 33 | SSHI_3 | 3.31 | 0 | 0.07 | 2.37
SP | Solar | 33 | STAH_1 | 20 | 0 | 0.45 | 14.3
SP | Solar | 33 | STAL_1 | 8.83 | 0 | 0.2 | 6.32
SP | Solar | 33 | STAY_1 | 237.43 | 0 | 5.37 | 169.81
SP | Solar | 33 | STEN_1 | 8.83 | 0 | 0.2 | 6.32
SP | Solar | 33 | STES_1 | 14.73 | 0 | 0.33 | 10.53
SP | Solar | 33 | STHA | 0.72 | 0 | 0.02 | 0.51
SP | Solar | 33 | STIR | 6.23 | 0 | 0.14 | 4.46
SP | Solar | 33 | STLE | 6.23 | 0 | 0.14 | 4.46
SP | Solar | 33 | STRI_P | 4.99 | 0 | 0.11 | 3.57
SP | Solar | 33 | SUND_1 | 88.5 | 0 | 2 | 63.3
SP | Solar | 33 | SWAN_1 | 180.61 | 0 | 4.08 | 129.17
SP | Solar | 33 | TARL_P | 5.97 | 0 | 0.13 | 4.27
SP | Solar | 33 | TAUN1 | 108.88 | 0 | 2.46 | 77.87
SP | Solar | 33 | TAYN_P | 3.18 | 0 | 0.07 | 2.27
SP | Solar | 33 | TELR | 0.72 | 0 | 0.02 | 0.51
SP | Solar | 33 | TEMP_3 | 3.53 | 0 | 0.08 | 2.52
SP | Solar | 33 | THOM_6 | 18.24 | 0 | 0.41 | 13.05
SP | Solar | 33 | THSO_P | 7.09 | 0 | 0.16 | 5.07
SP | Solar | 33 | THUR_6 | 3.53 | 0 | 0.08 | 2.52
SP | Solar | 33 | TILBB_1 | 47.5 | 0 | 1.07 | 33.97
SP | Solar | 33 | TONG | 0.72 | 0 | 0.02 | 0.51
SP | Solar | 33 | TOTT_1 | 2.21 | 0 | 0.05 | 1.58
SP | Solar | 33 | TRAW_1 | 26.69 | 0 | 0.6 | 19.09
SP | Solar | 33 | TUMB_P | 0.73 | 0 | 0.02 | 0.52
SP | Solar | 33 | TYNE_1 | 3.31 | 0 | 0.07 | 2.37
SP | Solar | 33 | TYNE_2 | 3.31 | 0 | 0.07 | 2.37
SP | Solar | 33 | UPPB_1 | 37.18 | 0 | 0.84 | 26.59
SP | Solar | 33 | UPPB_3 | 36.42 | 0 | 0.82 | 26.05
SP | Solar | 33 | USKM_1 | 45.87 | 0 | 1.04 | 32.81
SP | Solar | 33 | WALH_1 | 154.16 | 0 | 3.48 | 110.26
SP | Solar | 33 | WALP_1 | 59.91 | 0 | 1.35 | 42.85
SP | Solar | 33 | WALP_B | 248.11 | 0 | 5.61 | 177.45
SP | Solar | 33 | WARL_1 | 60.35 | 0 | 1.36 | 43.16
SP | Solar | 33 | WASF_1 | 5.89 | 0 | 0.13 | 4.21
SP | Solar | 33 | WATFS_1 | 1.96 | 0 | 0.04 | 1.4
SP | Solar | 33 | WBOL_6 | 8.88 | 0 | 0.2 | 6.35
SP | Solar | 33 | WBUR_1 | 156.41 | 0 | 3.53 | 111.86
SP | Solar | 33 | WFIE | 6.23 | 0 | 0.14 | 4.46
SP | Solar | 33 | WHAM_1 | 2.21 | 0 | 0.05 | 1.58
SP | Solar | 33 | WHGA_1 | 2.21 | 0 | 0.05 | 1.58
SP | Solar | 33 | WIBA_3 | 3.53 | 0 | 0.08 | 2.52
SP | Solar | 33 | WIEN_1 | 5.05 | 0 | 0.11 | 3.61
SP | Solar | 33 | WILL_1 | 66.54 | 0 | 1.5 | 47.59
SP | Solar | 33 | WIMBN1 | 5.89 | 0 | 0.13 | 4.21
SP | Solar | 33 | WIMBS1 | 5.89 | 0 | 0.13 | 4.21
SP | Solar | 33 | WISD_1 | 1.61 | 0 | 0.04 | 1.15
SP | Solar | 33 | WISD_6 | 1.61 | 0 | 0.04 | 1.15
SP | Solar | 33 | WISH | 0.72 | 0 | 0.02 | 0.51
SP | Solar | 33 | WMEL_1 | 3.53 | 0 | 0.08 | 2.52
SP | Solar | 33 | WTHU31 | 2.21 | 0 | 0.05 | 1.58
SP | Solar | 33 | WWEY_1 | 4.89 | 0 | 0.11 | 3.5
SP | Solar | 33 | WYLF_1 | 26.5 | 0 | 0.6 | 18.95
SP | Solar | 33 | WYMOM_1 | 44.5 | 0 | 1.01 | 31.83
SP | Solar | 34 | ABHA1 | 153.65 | 0 | 3.47 | 109.89
SP | Solar | 34 | ABNE_P | 14.26 | 0 | 0.32 | 10.2
SP | Solar | 34 | ABTH_1 | 73.75 | 0 | 1.67 | 52.75
SP | Solar | 34 | ACTL_2 | 2.12 | 0 | 0.05 | 1.52
SP | Solar | 34 | ACTL_C | 2.12 | 0 | 0.05 | 1.52
SP | Solar | 34 | ALNE_P | 3.51 | 0 | 0.08 | 2.51
SP | Solar | 34 | ALST_3 | 3.88 | 0 | 0.09 | 2.77
SP | Solar | 34 | ALVE1 | 263.07 | 0 | 5.95 | 188.15
SP | Solar | 34 | AMEM_1 | 43.01 | 0 | 0.97 | 30.76
SP | Solar | 34 | ARBR_P | 26.34 | 0 | 0.6 | 18.84
SP | Solar | 34 | ARDK_P | 1.17 | 0 | 0.03 | 0.84
SP | Solar | 34 | ARMO_P | 7.56 | 0 | 0.17 | 5.41
SP | Solar | 34 | AXMI1 | 186.64 | 0 | 4.22 | 133.48
SP | Solar | 34 | BAGA | 8.67 | 0 | 0.2 | 6.2
SP | Solar | 34 | BAIN | 8.67 | 0 | 0.2 | 6.2
SP | Solar | 34 | BARKC1 | 4.68 | 0 | 0.11 | 3.35
SP | Solar | 34 | BARKW3 | 2.91 | 0 | 0.07 | 2.08
SP | Solar | 34 | BEDDT1 | 3.32 | 0 | 0.08 | 2.37
SP | Solar | 34 | BEDD_1 | 3.32 | 0 | 0.08 | 2.37
SP | Solar | 34 | BERW | 1.01 | 0 | 0.02 | 0.72
SP | Solar | 34 | BESW_1 | 60.5 | 0 | 1.37 | 43.27
SP | Solar | 34 | BICF_1 | 332.67 | 0 | 7.52 | 237.93
SP | Solar | 34 | BIRK_1 | 3.88 | 0 | 0.09 | 2.77
SP | Solar | 34 | BISW_1 | 25.75 | 0 | 0.58 | 18.42
SP | Solar | 34 | BLYTB1 | 11.63 | 0 | 0.26 | 8.32
SP | Solar | 34 | BLYTH132 | 11.63 | 0 | 0.26 | 8.32
SP | Solar | 34 | BOAG_P | 0.87 | 0 | 0.02 | 0.62
SP | Solar | 34 | BOLN_1 | 82.78 | 0 | 1.87 | 59.2
SP | Solar | 34 | BONN | 8.67 | 0 | 0.2 | 6.2
SP | Solar | 34 | BOTW_1 | 112.06 | 0 | 2.53 | 80.15
SP | Solar | 34 | BRAC_P | 0.68 | 0 | 0.02 | 0.49
SP | Solar | 34 | BRAI_1 | 127.52 | 0 | 2.88 | 91.2
SP | Solar | 34 | BRAW_1 | 2.91 | 0 | 0.07 | 2.08
SP | Solar | 34 | BRED_1 | 5.05 | 0 | 0.11 | 3.61
SP | Solar | 34 | BRFO_1 | 165.85 | 0 | 3.75 | 118.62
SP | Solar | 34 | BRIM_1 | 23.27 | 0 | 0.53 | 16.64
SP | Solar | 34 | BRLE_1 | 87.93 | 0 | 1.99 | 62.89
SP | Solar | 34 | BROA_P | 0.27 | 0 | 0.01 | 0.19
SP | Solar | 34 | BROX | 1.01 | 0 | 0.02 | 0.72
SP | Solar | 34 | BRWA1 | 353.23 | 0 | 7.98 | 252.63
SP | Solar | 34 | BUMU_P | 0.23 | 0 | 0.01 | 0.16
SP | Solar | 34 | BURM_1 | 594.82 | 0 | 13.44 | 425.42
SP | Solar | 34 | BUSH_1 | 19.42 | 0 | 0.44 | 13.89
SP | Solar | 34 | BUST_1 | 13.3 | 0 | 0.3 | 9.51
SP | Solar | 34 | CAAD_P | 0.54 | 0 | 0.01 | 0.39
SP | Solar | 34 | CAFA | 1.01 | 0 | 0.02 | 0.72
SP | Solar | 34 | CAMB_01 | 29.34 | 0 | 0.66 | 20.98
SP | Solar | 34 | CANTN1 | 146.11 | 0 | 3.3 | 104.5
SP | Solar | 34 | CAPEA1 | 9.78 | 0 | 0.22 | 6.99
SP | Solar | 34 | CARE_1 | 19.21 | 0 | 0.43 | 13.74
SP | Solar | 34 | CARR_1 | 5.68 | 0 | 0.13 | 4.06
SP | Solar | 34 | CASS_P | 1.02 | 0 | 0.02 | 0.73
SP | Solar | 34 | CATY | 1.01 | 0 | 0.02 | 0.72
SP | Solar | 34 | CBNK_H | 2.12 | 0 | 0.05 | 1.52
SP | Solar | 34 | CELL_1 | 66.66 | 0 | 1.51 | 47.68
SP | Solar | 34 | CHAP | 1.01 | 0 | 0.02 | 0.72
SP | Solar | 34 | CHAS | 1.01 | 0 | 0.02 | 0.72
SP | Solar | 34 | CHIC_1 | 157.9 | 0 | 3.57 | 112.93
SP | Solar | 34 | CHSI_1 | 3.32 | 0 | 0.08 | 2.37
SP | Solar | 34 | CHTE_1 | 157.87 | 0 | 3.57 | 112.91
SP | Solar | 34 | CITR_1 | 2.12 | 0 | 0.05 | 1.52
SP | Solar | 34 | CLAC_P | 2.34 | 0 | 0.05 | 1.67
SP | Solar | 34 | CLAY_P | 0.23 | 0 | 0.01 | 0.16
SP | Solar | 34 | CLT03 | 20.77 | 0 | 0.47 | 14.85
SP | Solar | 34 | CLYM | 1.01 | 0 | 0.02 | 0.72
SP | Solar | 34 | COAT | 1.01 | 0 | 0.02 | 0.72
SP | Solar | 34 | CONQA1 | 131.61 | 0 | 2.97 | 94.13
SP | Solar | 34 | COUA_P | 1.44 | 0 | 0.03 | 1.03
SP | Solar | 34 | COVE_1 | 19.13 | 0 | 0.43 | 13.68
SP | Solar | 34 | COWL_1 | 384.25 | 0 | 8.68 | 274.82
SP | Solar | 34 | COYL | 1.01 | 0 | 0.02 | 0.72
SP | Solar | 34 | CREB_1 | 33.19 | 0 | 0.75 | 23.74
SP | Solar | 34 | CUMB | 8.67 | 0 | 0.2 | 6.2
SP | Solar | 34 | CUPA | 14.31 | 0 | 0.32 | 10.23
SP | Solar | 34 | DALM3 | 1.01 | 0 | 0.02 | 0.72
SP | Solar | 34 | DEVM | 1.01 | 0 | 0.02 | 0.72
SP | Solar | 34 | DEVO | 15.72 | 0 | 0.36 | 11.24
SP | Solar | 34 | DOUN_P | 2.85 | 0 | 0.06 | 2.04
SP | Solar | 34 | DRAK_1 | 103.76 | 0 | 2.34 | 74.21
SP | Solar | 34 | DRAX_1 | 11.63 | 0 | 0.26 | 8.32
SP | Solar | 34 | DRCR | 8.67 | 0 | 0.2 | 6.2
SP | Solar | 34 | DUDH_P | 0.68 | 0 | 0.02 | 0.49
SP | Solar | 34 | DUGR_P | 0.61 | 0 | 0.01 | 0.44
SP | Solar | 34 | DUNB | 1.01 | 0 | 0.02 | 0.72
SP | Solar | 34 | DUNF | 8.67 | 0 | 0.2 | 6.2
SP | Solar | 34 | DUNO_P | 8.67 | 0 | 0.2 | 6.2
SP | Solar | 34 | DYCE_P | 3.93 | 0 | 0.09 | 2.81
SP | Solar | 34 | EALI_6 | 2.12 | 0 | 0.05 | 1.52
SP | Solar | 34 | EASO_1 | 290.12 | 0 | 6.56 | 207.49
SP | Solar | 34 | EAST | 1.01 | 0 | 0.02 | 0.72
SP | Solar | 34 | ECCL | 1.01 | 0 | 0.02 | 0.72
SP | Solar | 34 | ECLA_1 | 178.33 | 0 | 4.03 | 127.54
SP | Solar | 34 | EKIL | 1.01 | 0 | 0.02 | 0.72
SP | Solar | 34 | EKIS | 1.01 | 0 | 0.02 | 0.72
SP | Solar | 34 | ELGI_P | 1.38 | 0 | 0.03 | 0.99
SP | Solar | 34 | ELLA_1 | 2.91 | 0 | 0.07 | 2.08
SP | Solar | 34 | ELST_1 | 2.59 | 0 | 0.06 | 1.85
SP | Solar | 34 | ENDE_1 | 76.95 | 0 | 1.74 | 55.03
SP | Solar | 34 | EXET1 | 163.36 | 0 | 3.69 | 116.84
SP | Solar | 34 | FASN_P | 0.56 | 0 | 0.01 | 0.4
SP | Solar | 34 | FAUG_P | 1.59 | 0 | 0.04 | 1.14
SP | Solar | 34 | FAWL_1 | 149.05 | 0 | 3.37 | 106.6
SP | Solar | 34 | FECK_6 | 163.02 | 0 | 3.68 | 116.59
SP | Solar | 34 | FERRA2 | 20.37 | 0 | 0.46 | 14.57
SP | Solar | 34 | FERRB1 | 17.54 | 0 | 0.4 | 12.54
SP | Solar | 34 | FIDD_P | 7.51 | 0 | 0.17 | 5.37
SP | Solar | 34 | FLEE_1 | 70.14 | 0 | 1.59 | 50.16
SP | Solar | 34 | FOUR_1 | 17.45 | 0 | 0.39 | 12.48
SP | Solar | 34 | FRAS_P | 0.36 | 0 | 0.01 | 0.26
SP | Solar | 34 | FROD_1 | 7.86 | 0 | 0.18 | 5.62
SP | Solar | 34 | FWIL_P | 6.45 | 0 | 0.15 | 4.61
SP | Solar | 34 | GALA | 1.01 | 0 | 0.02 | 0.72
SP | Solar | 34 | GIFF | 1.01 | 0 | 0.02 | 0.72
SP | Solar | 34 | GLLE | 1.01 | 0 | 0.02 | 0.72
SP | Solar | 34 | GLLU | 1.01 | 0 | 0.02 | 0.72
SP | Solar | 34 | GLNI | 8.67 | 0 | 0.2 | 6.2
SP | Solar | 34 | GLRO | 8.67 | 0 | 0.2 | 6.2
SP | Solar | 34 | GREE_H | 2.12 | 0 | 0.05 | 1.52
SP | Solar | 34 | GREN_1 | 409 | 0 | 9.24 | 292.52
SP | Solar | 34 | GRIW_1 | 67.25 | 0 | 1.52 | 48.1
SP | Solar | 34 | GRUB_P | 4.48 | 0 | 0.1 | 3.2
SP | Solar | 34 | G_EXTRA_11 | 1.01 | 0 | 0.02 | 0.72
SP | Solar | 34 | G_EXTRA_2 | 1.01 | 0 | 0.02 | 0.72
SP | Solar | 34 | G_EXTRA_5 | 1.01 | 0 | 0.02 | 0.72
SP | Solar | 34 | G_EXTRA_7 | 8.67 | 0 | 0.2 | 6.2
SP | Solar | 34 | G_EXTRA_9 | 1.01 | 0 | 0.02 | 0.72
SP | Solar | 34 | HACK_1 | 2.91 | 0 | 0.07 | 2.08
SP | Solar | 34 | HACK_6 | 2.91 | 0 | 0.07 | 2.08
SP | Solar | 34 | HAMHC1 | 43.24 | 0 | 0.98 | 30.93
SP | Solar | 34 | HARK_1 | 74.44 | 0 | 1.68 | 53.24
SP | Solar | 34 | HARM_6 | 4.36 | 0 | 0.1 | 3.12
SP | Solar | 34 | HAWI | 1.01 | 0 | 0.02 | 0.72
SP | Solar | 34 | HAWP_6 | 10.27 | 0 | 0.23 | 7.35
SP | Solar | 34 | HEYS1 | 17.45 | 0 | 0.39 | 12.48
SP | Solar | 34 | HEYS_1 | 43.46 | 0 | 0.98 | 31.08
SP | Solar | 34 | HUER | 1.01 | 0 | 0.02 | 0.72
SP | Solar | 34 | HURS_1 | 3.32 | 0 | 0.08 | 2.37
SP | Solar | 34 | HUTT_1 | 58.04 | 0 | 1.31 | 41.51
SP | Solar | 34 | IMPK_1 | 81.42 | 0 | 1.84 | 58.23
SP | Solar | 34 | INDQ1 | 425.82 | 0 | 9.62 | 304.55
SP | Solar | 34 | INKE | 8.67 | 0 | 0.2 | 6.2
SP | Solar | 34 | INNE_P | 1.13 | 0 | 0.03 | 0.81
SP | Solar | 34 | IROA1 | 191.12 | 0 | 4.32 | 136.69
SP | Solar | 34 | IRONB1 | 74.05 | 0 | 1.67 | 52.96
SP | Solar | 34 | IVER_1 | 2.59 | 0 | 0.06 | 1.85
SP | Solar | 34 | IVER_6 | 2.59 | 0 | 0.06 | 1.85
SP | Solar | 34 | JOHN | 1.01 | 0 | 0.02 | 0.72
SP | Solar | 34 | JORD_3 | 4.65 | 0 | 0.11 | 3.33
SP | Solar | 34 | KAIM | 1.01 | 0 | 0.02 | 0.72
SP | Solar | 34 | KEAD_1 | 67.78 | 0 | 1.53 | 48.48
SP | Solar | 34 | KEAR_1 | 2.91 | 0 | 0.07 | 2.08
SP | Solar | 34 | KEAR_3 | 15.06 | 0 | 0.34 | 10.77
SP | Solar | 34 | KEIT_P | 9.48 | 0 | 0.21 | 6.78
SP | Solar | 34 | KEMS_1 | 133.87 | 0 | 3.03 | 95.74
SP | Solar | 34 | KEOO | 1.01 | 0 | 0.02 | 0.72
SP | Solar | 34 | KIBY_1 | 1.79 | 0 | 0.04 | 1.28
SP | Solar | 34 | KIER | 8.67 | 0 | 0.2 | 6.2
SP | Solar | 34 | KIIN_P | 2.59 | 0 | 0.06 | 1.85
SP | Solar | 34 | KILS | 1.01 | 0 | 0.02 | 0.72
SP | Solar | 34 | KILT | 1.01 | 0 | 0.02 | 0.72
SP | Solar | 34 | KILW | 8.04 | 0 | 0.18 | 5.75
SP | Solar | 34 | KINO_1 | 51.28 | 0 | 1.16 | 36.68
SP | Solar | 34 | KINT_P | 8.76 | 0 | 0.2 | 6.27
SP | Solar | 34 | KIRKB1 | 2.91 | 0 | 0.07 | 2.08
SP | Solar | 34 | KITW_1 | 8.08 | 0 | 0.18 | 5.78
SP | Solar | 34 | KNAR | 23.49 | 0 | 0.53 | 16.8
SP | Solar | 34 | LACK_6 | 23.35 | 0 | 0.53 | 16.7
SP | Solar | 34 | LAIR_P | 2.53 | 0 | 0.06 | 1.81
SP | Solar | 34 | LALE1SG003 | 8.3 | 0 | 0.19 | 5.94
SP | Solar | 34 | LAND1 | 311.53 | 0 | 7.04 | 222.81
SP | Solar | 34 | LEGA_1 | 94.16 | 0 | 2.13 | 67.34
SP | Solar | 34 | LEVE | 8.67 | 0 | 0.2 | 6.2
SP | Solar | 34 | LING | 1.01 | 0 | 0.02 | 0.72
SP | Solar | 34 | LINM | 1.01 | 0 | 0.02 | 0.72
SP | Solar | 34 | LISD_1 | 2.94 | 0 | 0.07 | 2.1
SP | Solar | 34 | LITT_C | 3.32 | 0 | 0.08 | 2.37
SP | Solar | 34 | LITT_J | 3.32 | 0 | 0.08 | 2.37
SP | Solar | 34 | LODR_6 | 2.12 | 0 | 0.05 | 1.52
SP | Solar | 34 | LOUD_H | 2.59 | 0 | 0.06 | 1.85
SP | Solar | 34 | LOVE_1 | 237.9 | 0 | 5.38 | 170.15
SP | Solar | 34 | LUNA_P | 0.23 | 0 | 0.01 | 0.16
SP | Solar | 34 | MACC_3 | 23.43 | 0 | 0.53 | 16.76
SP | Solar | 34 | MACD_P | 10.17 | 0 | 0.23 | 7.27
SP | Solar | 34 | MAGA_6 | 41.53 | 0 | 0.94 | 29.7
SP | Solar | 34 | MANN_1 | 406.6 | 0 | 9.19 | 290.8
SP | Solar | 34 | MAYB | 1.01 | 0 | 0.02 | 0.72
SP | Solar | 34 | MELK_1 | 393.34 | 0 | 8.89 | 281.32
SP | Solar | 34 | MILC_P | 3 | 0 | 0.07 | 2.15
SP | Solar | 34 | MILH_1 | 14.37 | 0 | 0.32 | 10.28
SP | Solar | 34 | MITY_1 | 649.26 | 0 | 14.67 | 464.35
SP | Solar | 34 | MYBS_P | 6.13 | 0 | 0.14 | 4.38
SP | Solar | 34 | NEAR | 1.01 | 0 | 0.02 | 0.72
SP | Solar | 34 | NECE_1 | 13.3 | 0 | 0.3 | 9.51
SP | Solar | 34 | NEEP_3 | 4.65 | 0 | 0.11 | 3.33
SP | Solar | 34 | NETS | 1.01 | 0 | 0.02 | 0.72
SP | Solar | 34 | NEWX_6 | 7.76 | 0 | 0.18 | 5.55
SP | Solar | 34 | NFLE | 72.97 | 0 | 1.65 | 52.19
SP | Solar | 34 | NHYD_6 | 2.59 | 0 | 0.06 | 1.85
SP | Solar | 34 | NINF_1 | 90.25 | 0 | 2.04 | 64.55
SP | Solar | 34 | NORL_3 | 4.65 | 0 | 0.11 | 3.33
SP | Solar | 34 | NORM_1 | 485.78 | 0 | 10.98 | 347.43
SP | Solar | 34 | NORT_1 | 38.36 | 0 | 0.87 | 27.44
SP | Solar | 34 | NURS_1 | 265.15 | 0 | 5.99 | 189.64
SP | Solar | 34 | OCKH_1 | 6.65 | 0 | 0.15 | 4.76
SP | Solar | 34 | OFFE_3 | 4.36 | 0 | 0.1 | 3.12
SP | Solar | 34 | OLDB_1 | 6.65 | 0 | 0.15 | 4.76
SP | Solar | 34 | OSBA_1 | 16.29 | 0 | 0.37 | 11.65
SP | Solar | 34 | PADIB1 | 17.53 | 0 | 0.4 | 12.54
SP | Solar | 34 | PELH_1 | 176.98 | 0 | 4 | 126.58
SP | Solar | 34 | PEMB_1 | 332.95 | 0 | 7.52 | 238.13
SP | Solar | 34 | PENE_1 | 11.63 | 0 | 0.26 | 8.32
SP | Solar | 34 | PENN_1 | 5.9 | 0 | 0.13 | 4.22
SP | Solar | 34 | PENT_1 | 108.42 | 0 | 2.45 | 77.54
SP | Solar | 34 | PENW_1 | 60.96 | 0 | 1.38 | 43.6
SP | Solar | 34 | PERI_H | 2.12 | 0 | 0.05 | 1.52
SP | Solar | 34 | PERS_P | 2.88 | 0 | 0.07 | 2.06
SP | Solar | 34 | PITS_3 | 4.65 | 0 | 0.11 | 3.33
SP | Solar | 34 | POOB | 1.01 | 0 | 0.02 | 0.72
SP | Solar | 34 | POPP_3 | 17.62 | 0 | 0.4 | 12.6
SP | Solar | 34 | PORA_P | 7.05 | 0 | 0.16 | 5.04
SP | Solar | 34 | PORD | 8.67 | 0 | 0.2 | 6.2
SP | Solar | 34 | PYLE_1 | 51.57 | 0 | 1.17 | 36.88
SP | Solar | 34 | QUOI_P | 0.78 | 0 | 0.02 | 0.56
SP | Solar | 34 | RAIN_1 | 3.07 | 0 | 0.07 | 2.2
SP | Solar | 34 | RANN_P | 3.43 | 0 | 0.08 | 2.45
SP | Solar | 34 | RASS_1 | 109.06 | 0 | 2.46 | 78
SP | Solar | 34 | RATS_1 | 106.29 | 0 | 2.4 | 76.02
SP | Solar | 34 | RAYL_1 | 82.36 | 0 | 1.86 | 58.9
SP | Solar | 34 | REBR_3 | 2.91 | 0 | 0.07 | 2.08
SP | Solar | 34 | REDH | 20.37 | 0 | 0.46 | 14.57
SP | Solar | 34 | REDM_P | 2.59 | 0 | 0.06 | 1.85
SP | Solar | 34 | RICH1 | 100.71 | 0 | 2.28 | 72.03
SP | Solar | 34 | ROCH_1 | 5.74 | 0 | 0.13 | 4.11
SP | Solar | 34 | RUGEB1 | 51.72 | 0 | 1.17 | 36.99
SP | Solar | 34 | RYEH_1 | 23.27 | 0 | 0.53 | 16.64
SP | Solar | 34 | SALH_1 | 29.18 | 0 | 0.66 | 20.87
SP | Solar | 34 | SALT_1 | 22.68 | 0 | 0.51 | 16.22
SP | Solar | 34 | SBAR | 75.48 | 0 | 1.71 | 53.98
SP | Solar | 34 | SEAB1 | 171.24 | 0 | 3.87 | 122.47
SP | Solar | 34 | SELL_1 | 107.92 | 0 | 2.44 | 77.18
SP | Solar | 34 | SFEG_P | 4.17 | 0 | 0.09 | 2.98
SP | Solar | 34 | SFIL_P | 1.67 | 0 | 0.04 | 1.19
SP | Solar | 34 | SHEC_3 | 4.65 | 0 | 0.11 | 3.33
SP | Solar | 34 | SHRW_1 | 161.06 | 0 | 3.64 | 115.19
SP | Solar | 34 | SIGH | 1.01 | 0 | 0.02 | 0.72
SP | Solar | 34 | SJOW_1 | 2.12 | 0 | 0.05 | 1.52
SP | Solar | 34 | SKLGB1 | 8.8 | 0 | 0.2 | 6.29
SP | Solar | 34 | SLOY_P | 0.45 | 0 | 0.01 | 0.32
SP | Solar | 34 | SMAN_1 | 3.88 | 0 | 0.09 | 2.77
SP | Solar | 34 | SPEN_1 | 29.13 | 0 | 0.66 | 20.83
SP | Solar | 34 | SSHI_3 | 4.36 | 0 | 0.1 | 3.12
SP | Solar | 34 | STAH_1 | 22.8 | 0 | 0.52 | 16.31
SP | Solar | 34 | STAL_1 | 11.63 | 0 | 0.26 | 8.32
SP | Solar | 34 | STAY_1 | 265.42 | 0 | 6 | 189.83
SP | Solar | 34 | STEN_1 | 11.63 | 0 | 0.26 | 8.32
SP | Solar | 34 | STES_1 | 17.53 | 0 | 0.4 | 12.54
SP | Solar | 34 | STHA | 1.01 | 0 | 0.02 | 0.72
SP | Solar | 34 | STIR | 8.67 | 0 | 0.2 | 6.2
SP | Solar | 34 | STLE | 8.67 | 0 | 0.2 | 6.2
SP | Solar | 34 | STRI_P | 7.18 | 0 | 0.16 | 5.14
SP | Solar | 34 | SUND_1 | 99.69 | 0 | 2.25 | 71.3
SP | Solar | 34 | SWAN_1 | 197.4 | 0 | 4.46 | 141.18
SP | Solar | 34 | TARL_P | 6.37 | 0 | 0.14 | 4.56
SP | Solar | 34 | TAUN1 | 114.48 | 0 | 2.59 | 81.88
SP | Solar | 34 | TAYN_P | 5.32 | 0 | 0.12 | 3.8
SP | Solar | 34 | TELR | 1.01 | 0 | 0.02 | 0.72
SP | Solar | 34 | TEMP_3 | 4.65 | 0 | 0.11 | 3.33
SP | Solar | 34 | THOM_6 | 22.16 | 0 | 0.5 | 15.85
SP | Solar | 34 | THSO_P | 11.85 | 0 | 0.27 | 8.48
SP | Solar | 34 | THUR_6 | 4.65 | 0 | 0.11 | 3.33
SP | Solar | 34 | TILBB_1 | 60.93 | 0 | 1.38 | 43.58
SP | Solar | 34 | TONG | 1.01 | 0 | 0.02 | 0.72
SP | Solar | 34 | TOTT_1 | 2.91 | 0 | 0.07 | 2.08
SP | Solar | 34 | TRAW_1 | 29.49 | 0 | 0.67 | 21.09
SP | Solar | 34 | TUMB_P | 1.22 | 0 | 0.03 | 0.87
SP | Solar | 34 | TYNE_1 | 4.36 | 0 | 0.1 | 3.12
SP | Solar | 34 | TYNE_2 | 4.36 | 0 | 0.1 | 3.12
SP | Solar | 34 | UPPB_1 | 38.12 | 0 | 0.86 | 27.26
SP | Solar | 34 | UPPB_3 | 37.36 | 0 | 0.84 | 26.72
SP | Solar | 34 | USKM_1 | 46.81 | 0 | 1.06 | 33.48
SP | Solar | 34 | WALH_1 | 168.15 | 0 | 3.8 | 120.26
SP | Solar | 34 | WALP_1 | 71.1 | 0 | 1.61 | 50.85
SP | Solar | 34 | WALP_B | 259.3 | 0 | 5.86 | 185.45
SP | Solar | 34 | WARL_1 | 73.79 | 0 | 1.67 | 52.77
SP | Solar | 34 | WASF_1 | 5.89 | 0 | 0.13 | 4.21
SP | Solar | 34 | WATFS_1 | 2.59 | 0 | 0.06 | 1.85
SP | Solar | 34 | WBOL_6 | 9.93 | 0 | 0.22 | 7.1
SP | Solar | 34 | WBUR_1 | 167.61 | 0 | 3.79 | 119.87
SP | Solar | 34 | WFIE | 8.67 | 0 | 0.2 | 6.2
SP | Solar | 34 | WHAM_1 | 2.91 | 0 | 0.07 | 2.08
SP | Solar | 34 | WHGA_1 | 2.91 | 0 | 0.07 | 2.08
SP | Solar | 34 | WIBA_3 | 4.65 | 0 | 0.11 | 3.33
SP | Solar | 34 | WIEN_1 | 6.65 | 0 | 0.15 | 4.76
SP | Solar | 34 | WILL_1 | 69.73 | 0 | 1.58 | 49.87
SP | Solar | 34 | WIMBN1 | 7.76 | 0 | 0.18 | 5.55
SP | Solar | 34 | WIMBS1 | 7.76 | 0 | 0.18 | 5.55
SP | Solar | 34 | WISD_1 | 2.12 | 0 | 0.05 | 1.52
SP | Solar | 34 | WISD_6 | 2.12 | 0 | 0.05 | 1.52
SP | Solar | 34 | WISH | 1.01 | 0 | 0.02 | 0.72
SP | Solar | 34 | WMEL_1 | 4.65 | 0 | 0.11 | 3.33
SP | Solar | 34 | WTHU31 | 2.91 | 0 | 0.07 | 2.08
SP | Solar | 34 | WWEY_1 | 5.69 | 0 | 0.13 | 4.07
SP | Solar | 34 | WYLF_1 | 34.9 | 0 | 0.79 | 24.96
SP | Solar | 34 | WYMOM_1 | 50.09 | 0 | 1.13 | 35.82
SP | Solar | 35 | ABHA1 | 174.16 | 0 | 3.94 | 124.56
SP | Solar | 35 | ABNE_P | 15.81 | 0 | 0.36 | 11.31
SP | Solar | 35 | ABTH_1 | 74.99 | 0 | 1.69 | 53.63
SP | Solar | 35 | ACTL_2 | 2.79 | 0 | 0.06 | 2
SP | Solar | 35 | ACTL_C | 2.79 | 0 | 0.06 | 2
SP | Solar | 35 | ALNE_P | 5.06 | 0 | 0.11 | 3.62
SP | Solar | 35 | ALST_3 | 5.12 | 0 | 0.12 | 3.66
SP | Solar | 35 | ALVE1 | 283.57 | 0 | 6.41 | 202.81
SP | Solar | 35 | AMEM_1 | 43.84 | 0 | 0.99 | 31.35
SP | Solar | 35 | ARBR_P | 26.34 | 0 | 0.6 | 18.84
SP | Solar | 35 | ARDK_P | 1.69 | 0 | 0.04 | 1.21
SP | Solar | 35 | ARMO_P | 10.89 | 0 | 0.25 | 7.79
SP | Solar | 35 | AXMI1 | 213.88 | 0 | 4.83 | 152.97
SP | Solar | 35 | BAGA | 11.39 | 0 | 0.26 | 8.15
SP | Solar | 35 | BAIN | 11.39 | 0 | 0.26 | 8.15
SP | Solar | 35 | BARKC1 | 5.61 | 0 | 0.13 | 4.01
SP | Solar | 35 | BARKW3 | 3.84 | 0 | 0.09 | 2.75
SP | Solar | 35 | BEDDT1 | 4.39 | 0 | 0.1 | 3.14
SP | Solar | 35 | BEDD_1 | 4.39 | 0 | 0.1 | 3.14
SP | Solar | 35 | BERW | 1.32 | 0 | 0.03 | 0.94
SP | Solar | 35 | BESW_1 | 64.74 | 0 | 1.46 | 46.3
SP | Solar | 35 | BICF_1 | 384.67 | 0 | 8.69 | 275.12
SP | Solar | 35 | BIRK_1 | 5.12 | 0 | 0.12 | 3.66
SP | Solar | 35 | BISW_1 | 27.87 | 0 | 0.63 | 19.93
SP | Solar | 35 | BLYTB1 | 15.35 | 0 | 0.35 | 10.98
SP | Solar | 35 | BLYTH132 | 15.35 | 0 | 0.35 | 10.98
SP | Solar | 35 | BOAG_P | 1.25 | 0 | 0.03 | 0.89
SP | Solar | 35 | BOLN_1 | 86.49 | 0 | 1.95 | 61.86
SP | Solar | 35 | BONN | 11.39 | 0 | 0.26 | 8.15
SP | Solar | 35 | BOTW_1 | 128.77 | 0 | 2.91 | 92.1
SP | Solar | 35 | BRAC_P | 0.98 | 0 | 0.02 | 0.7
SP | Solar | 35 | BRAI_1 | 134.95 | 0 | 3.05 | 96.52
SP | Solar | 35 | BRAW_1 | 3.84 | 0 | 0.09 | 2.75
SP | Solar | 35 | BRED_1 | 6.29 | 0 | 0.14 | 4.5
SP | Solar | 35 | BRFO_1 | 172.48 | 0 | 3.9 | 123.36
SP | Solar | 35 | BRIM_1 | 30.7 | 0 | 0.69 | 21.96
SP | Solar | 35 | BRLE_1 | 95.36 | 0 | 2.16 | 68.2
SP | Solar | 35 | BROA_P | 0.39 | 0 | 0.01 | 0.28
SP | Solar | 35 | BROX | 1.32 | 0 | 0.03 | 0.94
SP | Solar | 35 | BRWA1 | 382.94 | 0 | 8.65 | 273.88
SP | Solar | 35 | BUMU_P | 0.33 | 0 | 0.01 | 0.24
SP | Solar | 35 | BURM_1 | 676.53 | 0 | 15.29 | 483.85
SP | Solar | 35 | BUSH_1 | 21.54 | 0 | 0.49 | 15.41
SP | Solar | 35 | BUST_1 | 17.54 | 0 | 0.4 | 12.54
SP | Solar | 35 | CAAD_P | 0.78 | 0 | 0.02 | 0.56
SP | Solar | 35 | CAFA | 1.32 | 0 | 0.03 | 0.94
SP | Solar | 35 | CAMB_01 | 33.05 | 0 | 0.75 | 23.64
SP | Solar | 35 | CANTN1 | 155.02 | 0 | 3.5 | 110.87
SP | Solar | 35 | CAPEA1 | 11.02 | 0 | 0.25 | 7.88
SP | Solar | 35 | CARE_1 | 20.45 | 0 | 0.46 | 14.63
SP | Solar | 35 | CARR_1 | 6.92 | 0 | 0.16 | 4.95
SP | Solar | 35 | CASS_P | 1.46 | 0 | 0.03 | 1.04
SP | Solar | 35 | CATY | 1.32 | 0 | 0.03 | 0.94
SP | Solar | 35 | CBNK_H | 2.79 | 0 | 0.06 | 2
SP | Solar | 35 | CELL_1 | 77.8 | 0 | 1.76 | 55.64
SP | Solar | 35 | CHAP | 1.32 | 0 | 0.03 | 0.94
SP | Solar | 35 | CHAS | 1.32 | 0 | 0.03 | 0.94
SP | Solar | 35 | CHIC_1 | 185.14 | 0 | 4.18 | 132.41
SP | Solar | 35 | CHSI_1 | 4.39 | 0 | 0.1 | 3.14
SP | Solar | 35 | CHTE_1 | 159.36 | 0 | 3.6 | 113.97
SP | Solar | 35 | CITR_1 | 2.79 | 0 | 0.06 | 2
SP | Solar | 35 | CLAC_P | 3.36 | 0 | 0.08 | 2.4
SP | Solar | 35 | CLAY_P | 0.33 | 0 | 0.01 | 0.24
SP | Solar | 35 | CLT03 | 27.4 | 0 | 0.62 | 19.6
SP | Solar | 35 | CLYM | 1.32 | 0 | 0.03 | 0.94
SP | Solar | 35 | COAT | 1.32 | 0 | 0.03 | 0.94
SP | Solar | 35 | CONQA1 | 135.32 | 0 | 3.06 | 96.78
SP | Solar | 35 | COUA_P | 2.08 | 0 | 0.05 | 1.49
SP | Solar | 35 | COVE_1 | 23.37 | 0 | 0.53 | 16.71
SP | Solar | 35 | COWL_1 | 413.96 | 0 | 9.36 | 296.06
SP | Solar | 35 | COYL | 1.32 | 0 | 0.03 | 0.94
SP | Solar | 35 | CREB_1 | 38.14 | 0 | 0.86 | 27.28
SP | Solar | 35 | CUMB | 11.39 | 0 | 0.26 | 8.15
SP | Solar | 35 | CUPA | 17.03 | 0 | 0.38 | 12.18
SP | Solar | 35 | DALM3 | 1.32 | 0 | 0.03 | 0.94
SP | Solar | 35 | DEVM | 1.32 | 0 | 0.03 | 0.94
SP | Solar | 35 | DEVO | 18.44 | 0 | 0.42 | 13.19
SP | Solar | 35 | DOUN_P | 4.1 | 0 | 0.09 | 2.93
SP | Solar | 35 | DRAK_1 | 105.88 | 0 | 2.39 | 75.73
SP | Solar | 35 | DRAX_1 | 15.35 | 0 | 0.35 | 10.98
SP | Solar | 35 | DRCR | 11.39 | 0 | 0.26 | 8.15
SP | Solar | 35 | DUDH_P | 0.98 | 0 | 0.02 | 0.7
SP | Solar | 35 | DUGR_P | 0.88 | 0 | 0.02 | 0.63
SP | Solar | 35 | DUNB | 1.32 | 0 | 0.03 | 0.94
SP | Solar | 35 | DUNF | 11.39 | 0 | 0.26 | 8.15
SP | Solar | 35 | DUNO_P | 11.39 | 0 | 0.26 | 8.15
SP | Solar | 35 | DYCE_P | 5.66 | 0 | 0.13 | 4.05
SP | Solar | 35 | EALI_6 | 2.79 | 0 | 0.06 | 2
SP | Solar | 35 | EASO_1 | 304.97 | 0 | 6.89 | 218.11
SP | Solar | 35 | EAST | 1.32 | 0 | 0.03 | 0.94
SP | Solar | 35 | ECCL | 1.32 | 0 | 0.03 | 0.94
SP | Solar | 35 | ECLA_1 | 193.18 | 0 | 4.37 | 138.16
SP | Solar | 35 | EKIL | 1.32 | 0 | 0.03 | 0.94
SP | Solar | 35 | EKIS | 1.32 | 0 | 0.03 | 0.94
SP | Solar | 35 | ELGI_P | 1.38 | 0 | 0.03 | 0.99
SP | Solar | 35 | ELLA_1 | 3.84 | 0 | 0.09 | 2.75
SP | Solar | 35 | ELST_1 | 3.41 | 0 | 0.08 | 2.44
SP | Solar | 35 | ENDE_1 | 84.38 | 0 | 1.91 | 60.35
SP | Solar | 35 | EXET1 | 183.86 | 0 | 4.16 | 131.5
SP | Solar | 35 | FASN_P | 0.81 | 0 | 0.02 | 0.58
SP | Solar | 35 | FAUG_P | 2.29 | 0 | 0.05 | 1.64
SP | Solar | 35 | FAWL_1 | 165.77 | 0 | 3.75 | 118.56
SP | Solar | 35 | FECK_6 | 167.26 | 0 | 3.78 | 119.62
SP | Solar | 35 | FERRA2 | 24.09 | 0 | 0.54 | 17.23
SP | Solar | 35 | FERRB1 | 21.25 | 0 | 0.48 | 15.2
SP | Solar | 35 | FIDD_P | 10.82 | 0 | 0.24 | 7.74
SP | Solar | 35 | FLEE_1 | 77.57 | 0 | 1.75 | 55.48
SP | Solar | 35 | FOUR_1 | 23.02 | 0 | 0.52 | 16.46
SP | Solar | 35 | FRAS_P | 0.52 | 0 | 0.01 | 0.37
SP | Solar | 35 | FROD_1 | 9.1 | 0 | 0.21 | 6.51
SP | Solar | 35 | FWIL_P | 9.29 | 0 | 0.21 | 6.64
SP | Solar | 35 | GALA | 1.32 | 0 | 0.03 | 0.94
SP | Solar | 35 | GIFF | 1.32 | 0 | 0.03 | 0.94
SP | Solar | 35 | GLLE | 1.32 | 0 | 0.03 | 0.94
SP | Solar | 35 | GLLU | 1.32 | 0 | 0.03 | 0.94
SP | Solar | 35 | GLNI | 11.39 | 0 | 0.26 | 8.15
SP | Solar | 35 | GLRO | 11.39 | 0 | 0.26 | 8.15
SP | Solar | 35 | GREE_H | 2.79 | 0 | 0.06 | 2
SP | Solar | 35 | GREN_1 | 455.16 | 0 | 10.29 | 325.53
SP | Solar | 35 | GRIW_1 | 78.4 | 0 | 1.77 | 56.07
SP | Solar | 35 | GRUB_P | 6.45 | 0 | 0.15 | 4.61
SP | Solar | 35 | G_EXTRA_11 | 1.32 | 0 | 0.03 | 0.94
SP | Solar | 35 | G_EXTRA_2 | 1.32 | 0 | 0.03 | 0.94
SP | Solar | 35 | G_EXTRA_5 | 1.32 | 0 | 0.03 | 0.94
SP | Solar | 35 | G_EXTRA_7 | 11.39 | 0 | 0.26 | 8.15
SP | Solar | 35 | G_EXTRA_9 | 1.32 | 0 | 0.03 | 0.94
SP | Solar | 35 | HACK_1 | 3.84 | 0 | 0.09 | 2.75
SP | Solar | 35 | HACK_6 | 3.84 | 0 | 0.09 | 2.75
SP | Solar | 35 | HAMHC1 | 47.48 | 0 | 1.07 | 33.96
SP | Solar | 35 | HARK_1 | 80.01 | 0 | 1.81 | 57.22
SP | Solar | 35 | HARM_6 | 5.76 | 0 | 0.13 | 4.12
SP | Solar | 35 | HAWI | 1.32 | 0 | 0.03 | 0.94
SP | Solar | 35 | HAWP_6 | 11.66 | 0 | 0.26 | 8.34
SP | Solar | 35 | HEYS1 | 23.02 | 0 | 0.52 | 16.46
SP | Solar | 35 | HEYS_1 | 49.03 | 0 | 1.11 | 35.07
SP | Solar | 35 | HUER | 1.32 | 0 | 0.03 | 0.94
SP | Solar | 35 | HURS_1 | 4.39 | 0 | 0.1 | 3.14
SP | Solar | 35 | HUTT_1 | 72.89 | 0 | 1.65 | 52.13
SP | Solar | 35 | IMPK_1 | 103.71 | 0 | 2.34 | 74.17
SP | Solar | 35 | INDQ1 | 446.33 | 0 | 10.09 | 319.22
SP | Solar | 35 | INKE | 11.39 | 0 | 0.26 | 8.15
SP | Solar | 35 | INNE_P | 1.63 | 0 | 0.04 | 1.17
SP | Solar | 35 | IROA1 | 217.12 | 0 | 4.91 | 155.28
SP | Solar | 35 | IRONB1 | 85.19 | 0 | 1.93 | 60.93
SP | Solar | 35 | IVER_1 | 3.41 | 0 | 0.08 | 2.44
SP | Solar | 35 | IVER_6 | 3.41 | 0 | 0.08 | 2.44
SP | Solar | 35 | JOHN | 1.32 | 0 | 0.03 | 0.94
SP | Solar | 35 | JORD_3 | 6.14 | 0 | 0.14 | 4.39
SP | Solar | 35 | KAIM | 1.32 | 0 | 0.03 | 0.94
SP | Solar | 35 | KEAD_1 | 72.74 | 0 | 1.64 | 52.02
SP | Solar | 35 | KEAR_1 | 3.84 | 0 | 0.09 | 2.75
SP | Solar | 35 | KEAR_3 | 15.99 | 0 | 0.36 | 11.44
SP | Solar | 35 | KEIT_P | 13.66 | 0 | 0.31 | 9.77
SP | Solar | 35 | KEMS_1 | 151.7 | 0 | 3.43 | 108.5
SP | Solar | 35 | KEOO | 1.32 | 0 | 0.03 | 0.94
SP | Solar | 35 | KIBY_1 | 1.79 | 0 | 0.04 | 1.28
SP | Solar | 35 | KIER | 11.39 | 0 | 0.26 | 8.15
SP | Solar | 35 | KIIN_P | 3.74 | 0 | 0.08 | 2.67
SP | Solar | 35 | KILS | 1.32 | 0 | 0.03 | 0.94
SP | Solar | 35 | KILT | 1.32 | 0 | 0.03 | 0.94
SP | Solar | 35 | KILW | 8.36 | 0 | 0.19 | 5.98
SP | Solar | 35 | KINO_1 | 60.2 | 0 | 1.36 | 43.06
SP | Solar | 35 | KINT_P | 11.76 | 0 | 0.27 | 8.41
SP | Solar | 35 | KIRKB1 | 3.84 | 0 | 0.09 | 2.75
SP | Solar | 35 | KITW_1 | 10.2 | 0 | 0.23 | 7.3
SP | Solar | 35 | KNAR | 25.35 | 0 | 0.57 | 18.13
SP | Solar | 35 | LACK_6 | 28.93 | 0 | 0.65 | 20.69
SP | Solar | 35 | LAIR_P | 3.64 | 0 | 0.08 | 2.6
SP | Solar | 35 | LALE1SG003 | 9.12 | 0 | 0.21 | 6.52
SP | Solar | 35 | LAND1 | 332.03 | 0 | 7.5 | 237.47
SP | Solar | 35 | LEGA_1 | 101.59 | 0 | 2.3 | 72.66
SP | Solar | 35 | LEVE | 11.39 | 0 | 0.26 | 8.15
SP | Solar | 35 | LING | 1.32 | 0 | 0.03 | 0.94
SP | Solar | 35 | LINM | 1.32 | 0 | 0.03 | 0.94
SP | Solar | 35 | LISD_1 | 2.94 | 0 | 0.07 | 2.1
SP | Solar | 35 | LITT_C | 4.39 | 0 | 0.1 | 3.14
SP | Solar | 35 | LITT_J | 4.39 | 0 | 0.1 | 3.14
SP | Solar | 35 | LODR_6 | 2.79 | 0 | 0.06 | 2
SP | Solar | 35 | LOUD_H | 3.41 | 0 | 0.08 | 2.44
SP | Solar | 35 | LOVE_1 | 254.61 | 0 | 5.75 | 182.1
SP | Solar | 35 | LUNA_P | 0.33 | 0 | 0.01 | 0.24
SP | Solar | 35 | MACC_3 | 27.15 | 0 | 0.61 | 19.42
SP | Solar | 35 | MACD_P | 13.5 | 0 | 0.31 | 9.66
SP | Solar | 35 | MAGA_6 | 45.24 | 0 | 1.02 | 32.36
SP | Solar | 35 | MANN_1 | 433.83 | 0 | 9.8 | 310.28
SP | Solar | 35 | MAYB | 1.32 | 0 | 0.03 | 0.94
SP | Solar | 35 | MELK_1 | 423.05 | 0 | 9.56 | 302.57
SP | Solar | 35 | MILC_P | 4.32 | 0 | 0.1 | 3.09
SP | Solar | 35 | MILH_1 | 15.2 | 0 | 0.34 | 10.87
SP | Solar | 35 | MITY_1 | 678.97 | 0 | 15.34 | 485.6
SP | Solar | 35 | MYBS_P | 8.83 | 0 | 0.2 | 6.32
SP | Solar | 35 | NEAR | 1.32 | 0 | 0.03 | 0.94
SP | Solar | 35 | NECE_1 | 17.54 | 0 | 0.4 | 12.54
SP | Solar | 35 | NEEP_3 | 6.14 | 0 | 0.14 | 4.39
SP | Solar | 35 | NETS | 1.32 | 0 | 0.03 | 0.94
SP | Solar | 35 | NEWX_6 | 10.23 | 0 | 0.23 | 7.32
SP | Solar | 35 | NFLE | 81.89 | 0 | 1.85 | 58.57
SP | Solar | 35 | NHYD_6 | 3.41 | 0 | 0.08 | 2.44
SP | Solar | 35 | NINF_1 | 93.97 | 0 | 2.12 | 67.21
SP | Solar | 35 | NORL_3 | 6.14 | 0 | 0.14 | 4.39
SP | Solar | 35 | NORM_1 | 537.78 | 0 | 12.15 | 384.62
SP | Solar | 35 | NORT_1 | 39.76 | 0 | 0.9 | 28.44
SP | Solar | 35 | NURS_1 | 281.86 | 0 | 6.37 | 201.59
SP | Solar | 35 | OCKH_1 | 8.77 | 0 | 0.2 | 6.27
SP | Solar | 35 | OFFE_3 | 5.76 | 0 | 0.13 | 4.12
SP | Solar | 35 | OLDB_1 | 8.77 | 0 | 0.2 | 6.27
SP | Solar | 35 | OSBA_1 | 21.49 | 0 | 0.49 | 15.37
SP | Solar | 35 | PADIB1 | 21.24 | 0 | 0.48 | 15.19
SP | Solar | 35 | PELH_1 | 184.41 | 0 | 4.17 | 131.89
SP | Solar | 35 | PEMB_1 | 355.23 | 0 | 8.03 | 254.06
SP | Solar | 35 | PENE_1 | 15.35 | 0 | 0.35 | 10.98
SP | Solar | 35 | PENN_1 | 5.9 | 0 | 0.13 | 4.22
SP | Solar | 35 | PENT_1 | 126.99 | 0 | 2.87 | 90.82
SP | Solar | 35 | PENW_1 | 64.68 | 0 | 1.46 | 46.26
SP | Solar | 35 | PERI_H | 2.79 | 0 | 0.06 | 2
SP | Solar | 35 | PERS_P | 4.14 | 0 | 0.09 | 2.96
SP | Solar | 35 | PITS_3 | 6.14 | 0 | 0.14 | 4.39
SP | Solar | 35 | POOB | 1.32 | 0 | 0.03 | 0.94
SP | Solar | 35 | POPP_3 | 19.48 | 0 | 0.44 | 13.93
SP | Solar | 35 | PORA_P | 10.16 | 0 | 0.23 | 7.27
SP | Solar | 35 | PORD | 11.39 | 0 | 0.26 | 8.15
SP | Solar | 35 | PYLE_1 | 55.29 | 0 | 1.25 | 39.54
SP | Solar | 35 | QUOI_P | 1.12 | 0 | 0.03 | 0.8
SP | Solar | 35 | RAIN_1 | 3.07 | 0 | 0.07 | 2.2
SP | Solar | 35 | RANN_P | 4.94 | 0 | 0.11 | 3.53
SP | Solar | 35 | RASS_1 | 131.35 | 0 | 2.97 | 93.94
SP | Solar | 35 | RATS_1 | 113.72 | 0 | 2.57 | 81.33
SP | Solar | 35 | RAYL_1 | 100.18 | 0 | 2.26 | 71.65
SP | Solar | 35 | REBR_3 | 3.84 | 0 | 0.09 | 2.75
SP | Solar | 35 | REDH | 23.09 | 0 | 0.52 | 16.51
SP | Solar | 35 | REDM_P | 3.74 | 0 | 0.08 | 2.67
SP | Solar | 35 | RICH1 | 109.63 | 0 | 2.48 | 78.41
SP | Solar | 35 | ROCH_1 | 6.67 | 0 | 0.15 | 4.77
SP | Solar | 35 | RUGEB1 | 62.86 | 0 | 1.42 | 44.96
SP | Solar | 35 | RYEH_1 | 30.7 | 0 | 0.69 | 21.96
SP | Solar | 35 | SALH_1 | 34.75 | 0 | 0.79 | 24.85
SP | Solar | 35 | SALT_1 | 27.64 | 0 | 0.62 | 19.77
SP | Solar | 35 | SBAR | 82.91 | 0 | 1.87 | 59.3
SP | Solar | 35 | SEAB1 | 193.52 | 0 | 4.37 | 138.41
SP | Solar | 35 | SELL_1 | 125.75 | 0 | 2.84 | 89.94
SP | Solar | 35 | SFEG_P | 6.01 | 0 | 0.14 | 4.3
SP | Solar | 35 | SFIL_P | 2.41 | 0 | 0.05 | 1.72
SP | Solar | 35 | SHEC_3 | 6.14 | 0 | 0.14 | 4.39
SP | Solar | 35 | SHRW_1 | 172.21 | 0 | 3.89 | 123.16
SP | Solar | 35 | SIGH | 1.32 | 0 | 0.03 | 0.94
SP | Solar | 35 | SJOW_1 | 2.79 | 0 | 0.06 | 2
SP | Solar | 35 | SKLGB1 | 9.73 | 0 | 0.22 | 6.96
SP | Solar | 35 | SLOY_P | 0.65 | 0 | 0.01 | 0.46
SP | Solar | 35 | SMAN_1 | 5.12 | 0 | 0.12 | 3.66
SP | Solar | 35 | SPEN_1 | 36.56 | 0 | 0.83 | 26.15
SP | Solar | 35 | SSHI_3 | 5.76 | 0 | 0.13 | 4.12
SP | Solar | 35 | STAH_1 | 26.51 | 0 | 0.6 | 18.96
SP | Solar | 35 | STAL_1 | 15.35 | 0 | 0.35 | 10.98
SP | Solar | 35 | STAY_1 | 302.56 | 0 | 6.84 | 216.39
SP | Solar | 35 | STEN_1 | 15.35 | 0 | 0.35 | 10.98
SP | Solar | 35 | STES_1 | 21.24 | 0 | 0.48 | 15.19
SP | Solar | 35 | STHA | 1.32 | 0 | 0.03 | 0.94
SP | Solar | 35 | STIR | 11.39 | 0 | 0.26 | 8.15
SP | Solar | 35 | STLE | 11.39 | 0 | 0.26 | 8.15
SP | Solar | 35 | STRI_P | 9.57 | 0 | 0.22 | 6.84
SP | Solar | 35 | SUND_1 | 114.55 | 0 | 2.59 | 81.93
SP | Solar | 35 | SWAN_1 | 219.69 | 0 | 4.96 | 157.12
SP | Solar | 35 | TARL_P | 6.81 | 0 | 0.15 | 4.87
SP | Solar | 35 | TAUN1 | 121.9 | 0 | 2.75 | 87.18
SP | Solar | 35 | TAYN_P | 7.67 | 0 | 0.17 | 5.49
SP | Solar | 35 | TELR | 1.32 | 0 | 0.03 | 0.94
SP | Solar | 35 | TEMP_3 | 6.14 | 0 | 0.14 | 4.39
SP | Solar | 35 | THOM_6 | 27.36 | 0 | 0.62 | 19.57
SP | Solar | 35 | THSO_P | 17.08 | 0 | 0.39 | 12.22
SP | Solar | 35 | THUR_6 | 6.14 | 0 | 0.14 | 4.39
SP | Solar | 35 | TILBB_1 | 78.76 | 0 | 1.78 | 56.33
SP | Solar | 35 | TONG | 1.32 | 0 | 0.03 | 0.94
SP | Solar | 35 | TOTT_1 | 3.84 | 0 | 0.09 | 2.75
SP | Solar | 35 | TRAW_1 | 33.21 | 0 | 0.75 | 23.75
SP | Solar | 35 | TUMB_P | 1.76 | 0 | 0.04 | 1.26
SP | Solar | 35 | TYNE_1 | 5.76 | 0 | 0.13 | 4.12
SP | Solar | 35 | TYNE_2 | 5.76 | 0 | 0.13 | 4.12
SP | Solar | 35 | UPPB_1 | 39.35 | 0 | 0.89 | 28.14
SP | Solar | 35 | UPPB_3 | 38.59 | 0 | 0.87 | 27.6
SP | Solar | 35 | USKM_1 | 48.05 | 0 | 1.09 | 34.37
SP | Solar | 35 | WALH_1 | 186.72 | 0 | 4.22 | 133.54
SP | Solar | 35 | WALP_1 | 85.96 | 0 | 1.94 | 61.48
SP | Solar | 35 | WALP_B | 274.16 | 0 | 6.2 | 196.08
SP | Solar | 35 | WARL_1 | 91.62 | 0 | 2.07 | 65.53
SP | Solar | 35 | WASF_1 | 5.89 | 0 | 0.13 | 4.21
SP | Solar | 35 | WATFS_1 | 3.41 | 0 | 0.08 | 2.44
SP | Solar | 35 | WBOL_6 | 11.32 | 0 | 0.26 | 8.1
SP | Solar | 35 | WBUR_1 | 182.46 | 0 | 4.12 | 130.5
SP | Solar | 35 | WFIE | 11.39 | 0 | 0.26 | 8.15
SP | Solar | 35 | WHAM_1 | 3.84 | 0 | 0.09 | 2.75
SP | Solar | 35 | WHGA_1 | 3.84 | 0 | 0.09 | 2.75
SP | Solar | 35 | WIBA_3 | 6.14 | 0 | 0.14 | 4.39
SP | Solar | 35 | WIEN_1 | 8.77 | 0 | 0.2 | 6.27
SP | Solar | 35 | WILL_1 | 73.98 | 0 | 1.67 | 52.91
SP | Solar | 35 | WIMBN1 | 10.23 | 0 | 0.23 | 7.32
SP | Solar | 35 | WIMBS1 | 10.23 | 0 | 0.23 | 7.32
SP | Solar | 35 | WISD_1 | 2.79 | 0 | 0.06 | 2
SP | Solar | 35 | WISD_6 | 2.79 | 0 | 0.06 | 2
SP | Solar | 35 | WISH | 1.32 | 0 | 0.03 | 0.94
SP | Solar | 35 | WMEL_1 | 6.14 | 0 | 0.14 | 4.39
SP | Solar | 35 | WTHU31 | 3.84 | 0 | 0.09 | 2.75
SP | Solar | 35 | WWEY_1 | 6.75 | 0 | 0.15 | 4.83
SP | Solar | 35 | WYLF_1 | 46.04 | 0 | 1.04 | 32.93
SP | Solar | 35 | WYMOM_1 | 57.52 | 0 | 1.3 | 41.14
SP | Solar | 36 | ABHA1 | 190.86 | 0 | 4.31 | 136.5
SP | Solar | 36 | ABNE_P | 17.9 | 0 | 0.4 | 12.8
SP | Solar | 36 | ABTH_1 | 76 | 0 | 1.72 | 54.36
SP | Solar | 36 | ACTL_2 | 3.34 | 0 | 0.08 | 2.39
SP | Solar | 36 | ACTL_C | 3.34 | 0 | 0.08 | 2.39
SP | Solar | 36 | ALNE_P | 7.15 | 0 | 0.16 | 5.11
SP | Solar | 36 | ALST_3 | 6.12 | 0 | 0.14 | 4.38
SP | Solar | 36 | ALVE1 | 300.27 | 0 | 6.79 | 214.75
SP | Solar | 36 | AMEM_1 | 44.51 | 0 | 1.01 | 31.83
SP | Solar | 36 | ARBR_P | 26.34 | 0 | 0.6 | 18.84
SP | Solar | 36 | ARDK_P | 2.39 | 0 | 0.05 | 1.71
SP | Solar | 36 | ARMO_P | 15.4 | 0 | 0.35 | 11.01
SP | Solar | 36 | AXMI1 | 236.06 | 0 | 5.33 | 168.83
SP | Solar | 36 | BAGA | 15.66 | 0 | 0.35 | 11.2
SP | Solar | 36 | BAIN | 15.66 | 0 | 0.35 | 11.2
SP | Solar | 36 | BARKC1 | 6.37 | 0 | 0.14 | 4.56
SP | Solar | 36 | BARKW3 | 4.59 | 0 | 0.1 | 3.28
SP | Solar | 36 | BEDDT1 | 5.25 | 0 | 0.12 | 3.75
SP | Solar | 36 | BEDD_1 | 5.25 | 0 | 0.12 | 3.75
SP | Solar | 36 | BERW | 1.82 | 0 | 0.04 | 1.3
SP | Solar | 36 | BESW_1 | 68.2 | 0 | 1.54 | 48.78
SP | Solar | 36 | BICF_1 | 427.02 | 0 | 9.65 | 305.4
SP | Solar | 36 | BIRK_1 | 6.12 | 0 | 0.14 | 4.38
SP | Solar | 36 | BISW_1 | 29.6 | 0 | 0.67 | 21.17
SP | Solar | 36 | BLYTB1 | 18.37 | 0 | 0.42 | 13.14
SP | Solar | 36 | BLYTH132 | 18.37 | 0 | 0.42 | 13.14
SP | Solar | 36 | BOAG_P | 1.77 | 0 | 0.04 | 1.27
SP | Solar | 36 | BOLN_1 | 89.52 | 0 | 2.02 | 64.02
SP | Solar | 36 | BONN | 15.66 | 0 | 0.35 | 11.2
SP | Solar | 36 | BOTW_1 | 142.38 | 0 | 3.22 | 101.83
SP | Solar | 36 | BRAC_P | 1.38 | 0 | 0.03 | 0.99
SP | Solar | 36 | BRAI_1 | 141 | 0 | 3.19 | 100.84
SP | Solar | 36 | BRAW_1 | 4.59 | 0 | 0.1 | 3.28
SP | Solar | 36 | BRED_1 | 7.3 | 0 | 0.16 | 5.22
SP | Solar | 36 | BRFO_1 | 177.88 | 0 | 4.02 | 127.22
SP | Solar | 36 | BRIM_1 | 36.75 | 0 | 0.83 | 26.28
SP | Solar | 36 | BRLE_1 | 101.41 | 0 | 2.29 | 72.53
SP | Solar | 36 | BROA_P | 0.55 | 0 | 0.01 | 0.39
SP | Solar | 36 | BROX | 1.82 | 0 | 0.04 | 1.3
SP | Solar | 36 | BRWA1 | 407.14 | 0 | 9.2 | 291.19
SP | Solar | 36 | BUMU_P | 0.46 | 0 | 0.01 | 0.33
SP | Solar | 36 | BURM_1 | 743.09 | 0 | 16.79 | 531.46
SP | Solar | 36 | BUSH_1 | 23.27 | 0 | 0.53 | 16.64
SP | Solar | 36 | BUST_1 | 21 | 0 | 0.47 | 15.02
SP | Solar | 36 | CAAD_P | 1.1 | 0 | 0.02 | 0.79
SP | Solar | 36 | CAFA | 1.82 | 0 | 0.04 | 1.3
SP | Solar | 36 | CAMB_01 | 36.08 | 0 | 0.82 | 25.8
SP | Solar | 36 | CANTN1 | 162.28 | 0 | 3.67 | 116.06
SP | Solar | 36 | CAPEA1 | 12.03 | 0 | 0.27 | 8.6
SP | Solar | 36 | CARE_1 | 21.46 | 0 | 0.48 | 15.35
SP | Solar | 36 | CARR_1 | 7.92 | 0 | 0.18 | 5.66
SP | Solar | 36 | CASS_P | 2.07 | 0 | 0.05 | 1.48
SP | Solar | 36 | CATY | 1.82 | 0 | 0.04 | 1.3
SP | Solar | 36 | CBNK_H | 3.34 | 0 | 0.08 | 2.39
SP | Solar | 36 | CELL_1 | 86.88 | 0 | 1.96 | 62.14
SP | Solar | 36 | CHAP | 1.82 | 0 | 0.04 | 1.3
SP | Solar | 36 | CHAS | 1.82 | 0 | 0.04 | 1.3
SP | Solar | 36 | CHIC_1 | 207.32 | 0 | 4.69 | 148.28
SP | Solar | 36 | CHSI_1 | 5.25 | 0 | 0.12 | 3.75
SP | Solar | 36 | CHTE_1 | 160.57 | 0 | 3.63 | 114.84
SP | Solar | 36 | CITR_1 | 3.34 | 0 | 0.08 | 2.39
SP | Solar | 36 | CLAC_P | 4.76 | 0 | 0.11 | 3.4
SP | Solar | 36 | CLAY_P | 0.46 | 0 | 0.01 | 0.33
SP | Solar | 36 | CLT03 | 32.8 | 0 | 0.74 | 23.46
SP | Solar | 36 | CLYM | 1.82 | 0 | 0.04 | 1.3
SP | Solar | 36 | COAT | 1.82 | 0 | 0.04 | 1.3
SP | Solar | 36 | CONQA1 | 138.35 | 0 | 3.13 | 98.95
SP | Solar | 36 | COUA_P | 2.94 | 0 | 0.07 | 2.1
SP | Solar | 36 | COVE_1 | 26.83 | 0 | 0.61 | 19.19
SP | Solar | 36 | COWL_1 | 438.16 | 0 | 9.9 | 313.37
SP | Solar | 36 | COYL | 1.82 | 0 | 0.04 | 1.3
SP | Solar | 36 | CREB_1 | 42.18 | 0 | 0.95 | 30.17
SP | Solar | 36 | CUMB | 15.66 | 0 | 0.35 | 11.2
SP | Solar | 36 | CUPA | 21.29 | 0 | 0.48 | 15.23
SP | Solar | 36 | DALM3 | 1.82 | 0 | 0.04 | 1.3
SP | Solar | 36 | DEVM | 1.82 | 0 | 0.04 | 1.3
SP | Solar | 36 | DEVO | 22.7 | 0 | 0.51 | 16.24
SP | Solar | 36 | DOUN_P | 5.8 | 0 | 0.13 | 4.15
SP | Solar | 36 | DRAK_1 | 107.61 | 0 | 2.43 | 76.96
SP | Solar | 36 | DRAX_1 | 18.37 | 0 | 0.42 | 13.14
SP | Solar | 36 | DRCR | 15.66 | 0 | 0.35 | 11.2
SP | Solar | 36 | DUDH_P | 1.38 | 0 | 0.03 | 0.99
SP | Solar | 36 | DUGR_P | 1.24 | 0 | 0.03 | 0.89
SP | Solar | 36 | DUNB | 1.82 | 0 | 0.04 | 1.3
SP | Solar | 36 | DUNF | 15.66 | 0 | 0.35 | 11.2
SP | Solar | 36 | DUNO_P | 15.66 | 0 | 0.35 | 11.2
SP | Solar | 36 | DYCE_P | 8 | 0 | 0.18 | 5.72
SP | Solar | 36 | EALI_6 | 3.34 | 0 | 0.08 | 2.39
SP | Solar | 36 | EASO_1 | 317.07 | 0 | 7.17 | 226.77
SP | Solar | 36 | EAST | 1.82 | 0 | 0.04 | 1.3
SP | Solar | 36 | ECCL | 1.82 | 0 | 0.04 | 1.3
SP | Solar | 36 | ECLA_1 | 205.28 | 0 | 4.64 | 146.82
SP | Solar | 36 | EKIL | 1.82 | 0 | 0.04 | 1.3
SP | Solar | 36 | EKIS | 1.82 | 0 | 0.04 | 1.3
SP | Solar | 36 | ELGI_P | 1.38 | 0 | 0.03 | 0.99
SP | Solar | 36 | ELLA_1 | 4.59 | 0 | 0.1 | 3.28
SP | Solar | 36 | ELST_1 | 4.08 | 0 | 0.09 | 2.92
SP | Solar | 36 | ENDE_1 | 90.43 | 0 | 2.04 | 64.68
SP | Solar | 36 | EXET1 | 200.56 | 0 | 4.53 | 143.44
SP | Solar | 36 | FASN_P | 1.15 | 0 | 0.03 | 0.82
SP | Solar | 36 | FAUG_P | 3.24 | 0 | 0.07 | 2.32
SP | Solar | 36 | FAWL_1 | 179.38 | 0 | 4.05 | 128.29
SP | Solar | 36 | FECK_6 | 170.72 | 0 | 3.86 | 122.1
SP | Solar | 36 | FERRA2 | 27.11 | 0 | 0.61 | 19.39
SP | Solar | 36 | FERRB1 | 24.28 | 0 | 0.55 | 17.37
SP | Solar | 36 | FIDD_P | 15.31 | 0 | 0.35 | 10.95
SP | Solar | 36 | FLEE_1 | 83.62 | 0 | 1.89 | 59.81
SP | Solar | 36 | FOUR_1 | 27.56 | 0 | 0.62 | 19.71
SP | Solar | 36 | FRAS_P | 0.74 | 0 | 0.02 | 0.53
SP | Solar | 36 | FROD_1 | 10.1 | 0 | 0.23 | 7.22
SP | Solar | 36 | FWIL_P | 13.14 | 0 | 0.3 | 9.4
SP | Solar | 36 | GALA | 1.82 | 0 | 0.04 | 1.3
SP | Solar | 36 | GIFF | 1.82 | 0 | 0.04 | 1.3
SP | Solar | 36 | GLLE | 1.82 | 0 | 0.04 | 1.3
SP | Solar | 36 | GLLU | 1.82 | 0 | 0.04 | 1.3
SP | Solar | 36 | GLNI | 15.66 | 0 | 0.35 | 11.2
SP | Solar | 36 | GLRO | 15.66 | 0 | 0.35 | 11.2
SP | Solar | 36 | GREE_H | 3.34 | 0 | 0.08 | 2.39
SP | Solar | 36 | GREN_1 | 492.77 | 0 | 11.14 | 352.43
SP | Solar | 36 | GRIW_1 | 87.47 | 0 | 1.98 | 62.56
SP | Solar | 36 | GRUB_P | 9.13 | 0 | 0.21 | 6.53
SP | Solar | 36 | G_EXTRA_11 | 1.82 | 0 | 0.04 | 1.3
SP | Solar | 36 | G_EXTRA_2 | 1.82 | 0 | 0.04 | 1.3
SP | Solar | 36 | G_EXTRA_5 | 1.82 | 0 | 0.04 | 1.3
SP | Solar | 36 | G_EXTRA_7 | 15.66 | 0 | 0.35 | 11.2
SP | Solar | 36 | G_EXTRA_9 | 1.82 | 0 | 0.04 | 1.3
SP | Solar | 36 | HACK_1 | 4.59 | 0 | 0.1 | 3.28
SP | Solar | 36 | HACK_6 | 4.59 | 0 | 0.1 | 3.28
SP | Solar | 36 | HAMHC1 | 50.94 | 0 | 1.15 | 36.43
SP | Solar | 36 | HARK_1 | 84.55 | 0 | 1.91 | 60.47
SP | Solar | 36 | HARM_6 | 6.89 | 0 | 0.16 | 4.93
SP | Solar | 36 | HAWI | 1.82 | 0 | 0.04 | 1.3
SP | Solar | 36 | HAWP_6 | 12.79 | 0 | 0.29 | 9.15
SP | Solar | 36 | HEYS1 | 27.56 | 0 | 0.62 | 19.71
SP | Solar | 36 | HEYS_1 | 53.57 | 0 | 1.21 | 38.31
SP | Solar | 36 | HUER | 1.82 | 0 | 0.04 | 1.3
SP | Solar | 36 | HURS_1 | 5.25 | 0 | 0.12 | 3.75
SP | Solar | 36 | HUTT_1 | 85 | 0 | 1.92 | 60.79
SP | Solar | 36 | IMPK_1 | 121.86 | 0 | 2.75 | 87.15
SP | Solar | 36 | INDQ1 | 463.02 | 0 | 10.46 | 331.15
SP | Solar | 36 | INKE | 15.66 | 0 | 0.35 | 11.2
SP | Solar | 36 | INNE_P | 2.3 | 0 | 0.05 | 1.64
SP | Solar | 36 | IROA1 | 238.3 | 0 | 5.39 | 170.43
SP | Solar | 36 | IRONB1 | 94.26 | 0 | 2.13 | 67.41
SP | Solar | 36 | IVER_1 | 4.08 | 0 | 0.09 | 2.92
SP | Solar | 36 | IVER_6 | 4.08 | 0 | 0.09 | 2.92
SP | Solar | 36 | JOHN | 1.82 | 0 | 0.04 | 1.3
SP | Solar | 36 | JORD_3 | 7.35 | 0 | 0.17 | 5.26
SP | Solar | 36 | KAIM | 1.82 | 0 | 0.04 | 1.3
SP | Solar | 36 | KEAD_1 | 76.77 | 0 | 1.74 | 54.91
SP | Solar | 36 | KEAR_1 | 4.59 | 0 | 0.1 | 3.28
SP | Solar | 36 | KEAR_3 | 16.75 | 0 | 0.38 | 11.98
SP | Solar | 36 | KEIT_P | 19.32 | 0 | 0.44 | 13.82
SP | Solar | 36 | KEMS_1 | 166.22 | 0 | 3.76 | 118.88
SP | Solar | 36 | KEOO | 1.82 | 0 | 0.04 | 1.3
SP | Solar | 36 | KIBY_1 | 1.79 | 0 | 0.04 | 1.28
SP | Solar | 36 | KIER | 15.66 | 0 | 0.35 | 11.2
SP | Solar | 36 | KIIN_P | 5.29 | 0 | 0.12 | 3.78
SP | Solar | 36 | KILS | 1.82 | 0 | 0.04 | 1.3
SP | Solar | 36 | KILT | 1.82 | 0 | 0.04 | 1.3
SP | Solar | 36 | KILW | 8.85 | 0 | 0.2 | 6.33
SP | Solar | 36 | KINO_1 | 67.46 | 0 | 1.52 | 48.25
SP | Solar | 36 | KINT_P | 15.82 | 0 | 0.36 | 11.31
SP | Solar | 36 | KIRKB1 | 4.59 | 0 | 0.1 | 3.28
SP | Solar | 36 | KITW_1 | 11.93 | 0 | 0.27 | 8.53
SP | Solar | 36 | KNAR | 26.86 | 0 | 0.61 | 19.21
SP | Solar | 36 | LACK_6 | 33.46 | 0 | 0.76 | 23.93
SP | Solar | 36 | LAIR_P | 5.15 | 0 | 0.12 | 3.68
SP | Solar | 36 | LALE1SG003 | 9.8 | 0 | 0.22 | 7.01
SP | Solar | 36 | LAND1 | 348.73 | 0 | 7.88 | 249.41
SP | Solar | 36 | LEGA_1 | 107.64 | 0 | 2.43 | 76.98
SP | Solar | 36 | LEVE | 15.66 | 0 | 0.35 | 11.2
SP | Solar | 36 | LING | 1.82 | 0 | 0.04 | 1.3
SP | Solar | 36 | LINM | 1.82 | 0 | 0.04 | 1.3
SP | Solar | 36 | LISD_1 | 2.94 | 0 | 0.07 | 2.1
SP | Solar | 36 | LITT_C | 5.25 | 0 | 0.12 | 3.75
SP | Solar | 36 | LITT_J | 5.25 | 0 | 0.12 | 3.75
SP | Solar | 36 | LODR_6 | 3.34 | 0 | 0.08 | 2.39
SP | Solar | 36 | LOUD_H | 4.08 | 0 | 0.09 | 2.92
SP | Solar | 36 | LOVE_1 | 268.23 | 0 | 6.06 | 191.84
SP | Solar | 36 | LUNA_P | 0.46 | 0 | 0.01 | 0.33
SP | Solar | 36 | MACC_3 | 30.17 | 0 | 0.68 | 21.58
SP | Solar | 36 | MACD_P | 18.01 | 0 | 0.41 | 12.88
SP | Solar | 36 | MAGA_6 | 48.27 | 0 | 1.09 | 34.52
SP | Solar | 36 | MANN_1 | 456.02 | 0 | 10.31 | 326.15
SP | Solar | 36 | MAYB | 1.82 | 0 | 0.04 | 1.3
SP | Solar | 36 | MELK_1 | 447.25 | 0 | 10.11 | 319.87
SP | Solar | 36 | MILC_P | 6.11 | 0 | 0.14 | 4.37
SP | Solar | 36 | MILH_1 | 15.87 | 0 | 0.36 | 11.35
SP | Solar | 36 | MITY_1 | 703.17 | 0 | 15.89 | 502.91
SP | Solar | 36 | MYBS_P | 12.49 | 0 | 0.28 | 8.93
SP | Solar | 36 | NEAR | 1.82 | 0 | 0.04 | 1.3
SP | Solar | 36 | NECE_1 | 21 | 0 | 0.47 | 15.02
SP | Solar | 36 | NEEP_3 | 7.35 | 0 | 0.17 | 5.26
SP | Solar | 36 | NETS | 1.82 | 0 | 0.04 | 1.3
SP | Solar | 36 | NEWX_6 | 12.25 | 0 | 0.28 | 8.76
SP | Solar | 36 | NFLE | 89.15 | 0 | 2.01 | 63.76
SP | Solar | 36 | NHYD_6 | 4.08 | 0 | 0.09 | 2.92
SP | Solar | 36 | NINF_1 | 96.99 | 0 | 2.19 | 69.37
SP | Solar | 36 | NORL_3 | 7.35 | 0 | 0.17 | 5.26
SP | Solar | 36 | NORM_1 | 580.13 | 0 | 13.11 | 414.91
SP | Solar | 36 | NORT_1 | 40.89 | 0 | 0.92 | 29.24
SP | Solar | 36 | NURS_1 | 295.48 | 0 | 6.68 | 211.33
SP | Solar | 36 | OCKH_1 | 10.5 | 0 | 0.24 | 7.51
SP | Solar | 36 | OFFE_3 | 6.89 | 0 | 0.16 | 4.93
SP | Solar | 36 | OLDB_1 | 10.5 | 0 | 0.24 | 7.51
SP | Solar | 36 | OSBA_1 | 25.72 | 0 | 0.58 | 18.39
SP | Solar | 36 | PADIB1 | 24.27 | 0 | 0.55 | 17.36
SP | Solar | 36 | PELH_1 | 190.46 | 0 | 4.3 | 136.22
SP | Solar | 36 | PEMB_1 | 373.38 | 0 | 8.44 | 267.04
SP | Solar | 36 | PENE_1 | 18.37 | 0 | 0.42 | 13.14
SP | Solar | 36 | PENN_1 | 5.9 | 0 | 0.13 | 4.22
SP | Solar | 36 | PENT_1 | 142.12 | 0 | 3.21 | 101.64
SP | Solar | 36 | PENW_1 | 67.7 | 0 | 1.53 | 48.42
SP | Solar | 36 | PERI_H | 3.34 | 0 | 0.08 | 2.39
SP | Solar | 36 | PERS_P | 5.86 | 0 | 0.13 | 4.19
SP | Solar | 36 | PITS_3 | 7.35 | 0 | 0.17 | 5.26
SP | Solar | 36 | POOB | 1.82 | 0 | 0.04 | 1.3
SP | Solar | 36 | POPP_3 | 20.99 | 0 | 0.47 | 15.01
SP | Solar | 36 | PORA_P | 14.37 | 0 | 0.32 | 10.28
SP | Solar | 36 | PORD | 15.66 | 0 | 0.35 | 11.2
SP | Solar | 36 | PYLE_1 | 58.31 | 0 | 1.32 | 41.7
SP | Solar | 36 | QUOI_P | 1.59 | 0 | 0.04 | 1.14
SP | Solar | 36 | RAIN_1 | 3.07 | 0 | 0.07 | 2.2
SP | Solar | 36 | RANN_P | 6.99 | 0 | 0.16 | 5
SP | Solar | 36 | RASS_1 | 149.5 | 0 | 3.38 | 106.92
SP | Solar | 36 | RATS_1 | 119.77 | 0 | 2.71 | 85.66
SP | Solar | 36 | RAYL_1 | 114.7 | 0 | 2.59 | 82.03
SP | Solar | 36 | REBR_3 | 4.59 | 0 | 0.1 | 3.28
SP | Solar | 36 | REDH | 27.35 | 0 | 0.62 | 19.56
SP | Solar | 36 | REDM_P | 5.28 | 0 | 0.12 | 3.78
SP | Solar | 36 | RICH1 | 116.89 | 0 | 2.64 | 83.6
SP | Solar | 36 | ROCH_1 | 7.43 | 0 | 0.17 | 5.31
SP | Solar | 36 | RUGEB1 | 71.94 | 0 | 1.63 | 51.45
SP | Solar | 36 | RYEH_1 | 36.75 | 0 | 0.83 | 26.28
SP | Solar | 36 | SALH_1 | 39.29 | 0 | 0.89 | 28.1
SP | Solar | 36 | SALT_1 | 31.67 | 0 | 0.72 | 22.65
SP | Solar | 36 | SBAR | 88.96 | 0 | 2.01 | 63.62
SP | Solar | 36 | SEAB1 | 211.67 | 0 | 4.78 | 151.39
SP | Solar | 36 | SELL_1 | 140.27 | 0 | 3.17 | 100.32
SP | Solar | 36 | SFEG_P | 8.51 | 0 | 0.19 | 6.09
SP | Solar | 36 | SFIL_P | 3.4 | 0 | 0.08 | 2.43
SP | Solar | 36 | SHEC_3 | 7.35 | 0 | 0.17 | 5.26
SP | Solar | 36 | SHRW_1 | 181.28 | 0 | 4.1 | 129.65
SP | Solar | 36 | SIGH | 1.82 | 0 | 0.04 | 1.3
SP | Solar | 36 | SJOW_1 | 3.34 | 0 | 0.08 | 2.39
SP | Solar | 36 | SKLGB1 | 10.49 | 0 | 0.24 | 7.5
SP | Solar | 36 | SLOY_P | 0.92 | 0 | 0.02 | 0.66
SP | Solar | 36 | SMAN_1 | 6.12 | 0 | 0.14 | 4.38
SP | Solar | 36 | SPEN_1 | 42.61 | 0 | 0.96 | 30.47
SP | Solar | 36 | SSHI_3 | 6.89 | 0 | 0.16 | 4.93
SP | Solar | 36 | STAH_1 | 29.54 | 0 | 0.67 | 21.13
SP | Solar | 36 | STAL_1 | 18.37 | 0 | 0.42 | 13.14
SP | Solar | 36 | STAY_1 | 332.81 | 0 | 7.52 | 238.03
SP | Solar | 36 | STEN_1 | 18.37 | 0 | 0.42 | 13.14
SP | Solar | 36 | STES_1 | 24.27 | 0 | 0.55 | 17.36
SP | Solar | 36 | STHA | 1.82 | 0 | 0.04 | 1.3
SP | Solar | 36 | STIR | 15.66 | 0 | 0.35 | 11.2
SP | Solar | 36 | STLE | 15.66 | 0 | 0.35 | 11.2
SP | Solar | 36 | STRI_P | 12.82 | 0 | 0.29 | 9.17
SP | Solar | 36 | SUND_1 | 126.65 | 0 | 2.86 | 90.58
SP | Solar | 36 | SWAN_1 | 237.84 | 0 | 5.38 | 170.1
SP | Solar | 36 | TARL_P | 7.4 | 0 | 0.17 | 5.29
SP | Solar | 36 | TAUN1 | 127.96 | 0 | 2.89 | 91.52
SP | Solar | 36 | TAYN_P | 10.84 | 0 | 0.24 | 7.75
SP | Solar | 36 | TELR | 1.82 | 0 | 0.04 | 1.3
SP | Solar | 36 | TEMP_3 | 7.35 | 0 | 0.17 | 5.26
SP | Solar | 36 | THOM_6 | 31.59 | 0 | 0.71 | 22.59
SP | Solar | 36 | THSO_P | 24.15 | 0 | 0.55 | 17.27
SP | Solar | 36 | THUR_6 | 7.35 | 0 | 0.17 | 5.26
SP | Solar | 36 | TILBB_1 | 93.28 | 0 | 2.11 | 66.71
SP | Solar | 36 | TONG | 1.82 | 0 | 0.04 | 1.3
SP | Solar | 36 | TOTT_1 | 4.59 | 0 | 0.1 | 3.28
SP | Solar | 36 | TRAW_1 | 36.23 | 0 | 0.82 | 25.91
SP | Solar | 36 | TUMB_P | 2.48 | 0 | 0.06 | 1.77
SP | Solar | 36 | TYNE_1 | 6.89 | 0 | 0.16 | 4.93
SP | Solar | 36 | TYNE_2 | 6.89 | 0 | 0.16 | 4.93
SP | Solar | 36 | UPPB_1 | 40.36 | 0 | 0.91 | 28.87
SP | Solar | 36 | UPPB_3 | 39.6 | 0 | 0.89 | 28.32
SP | Solar | 36 | USKM_1 | 49.05 | 0 | 1.11 | 35.08
SP | Solar | 36 | WALH_1 | 201.85 | 0 | 4.56 | 144.36
SP | Solar | 36 | WALP_1 | 98.06 | 0 | 2.22 | 70.13
SP | Solar | 36 | WALP_B | 286.26 | 0 | 6.47 | 204.73
SP | Solar | 36 | WARL_1 | 106.14 | 0 | 2.4 | 75.91
SP | Solar | 36 | WASF_1 | 5.89 | 0 | 0.13 | 4.21
SP | Solar | 36 | WATFS_1 | 4.08 | 0 | 0.09 | 2.92
SP | Solar | 36 | WBOL_6 | 12.46 | 0 | 0.28 | 8.91
SP | Solar | 36 | WBUR_1 | 194.56 | 0 | 4.4 | 139.15
SP | Solar | 36 | WFIE | 15.66 | 0 | 0.35 | 11.2
SP | Solar | 36 | WHAM_1 | 4.59 | 0 | 0.1 | 3.28
SP | Solar | 36 | WHGA_1 | 4.59 | 0 | 0.1 | 3.28
SP | Solar | 36 | WIBA_3 | 7.35 | 0 | 0.17 | 5.26
SP | Solar | 36 | WIEN_1 | 10.5 | 0 | 0.24 | 7.51
SP | Solar | 36 | WILL_1 | 77.44 | 0 | 1.75 | 55.39
SP | Solar | 36 | WIMBN1 | 12.25 | 0 | 0.28 | 8.76
SP | Solar | 36 | WIMBS1 | 12.25 | 0 | 0.28 | 8.76
SP | Solar | 36 | WISD_1 | 3.34 | 0 | 0.08 | 2.39
SP | Solar | 36 | WISD_6 | 3.34 | 0 | 0.08 | 2.39
SP | Solar | 36 | WISH | 1.82 | 0 | 0.04 | 1.3
SP | Solar | 36 | WMEL_1 | 7.35 | 0 | 0.17 | 5.26
SP | Solar | 36 | WTHU31 | 4.59 | 0 | 0.1 | 3.28
SP | Solar | 36 | WWEY_1 | 7.61 | 0 | 0.17 | 5.44
SP | Solar | 36 | WYLF_1 | 55.12 | 0 | 1.25 | 39.42
SP | Solar | 36 | WYMOM_1 | 63.57 | 0 | 1.44 | 45.47
SP | Solar | 37 | ABHA1 | 201.75 | 0 | 4.56 | 144.29
SP | Solar | 37 | ABNE_P | 20.24 | 0 | 0.46 | 14.48
SP | Solar | 37 | ABTH_1 | 76.66 | 0 | 1.73 | 54.83
SP | Solar | 37 | ACTL_2 | 3.7 | 0 | 0.08 | 2.65
SP | Solar | 37 | ACTL_C | 3.7 | 0 | 0.08 | 2.65
SP | Solar | 37 | ALNE_P | 9.5 | 0 | 0.21 | 6.79
SP | Solar | 37 | ALST_3 | 6.78 | 0 | 0.15 | 4.85
SP | Solar | 37 | ALVE1 | 311.16 | 0 | 7.03 | 222.54
SP | Solar | 37 | AMEM_1 | 44.95 | 0 | 1.02 | 32.15
SP | Solar | 37 | ARBR_P | 26.34 | 0 | 0.6 | 18.84
SP | Solar | 37 | ARDK_P | 3.18 | 0 | 0.07 | 2.27
SP | Solar | 37 | ARMO_P | 20.46 | 0 | 0.46 | 14.63
SP | Solar | 37 | AXMI1 | 250.54 | 0 | 5.66 | 179.19
SP | Solar | 37 | BAGA | 20.34 | 0 | 0.46 | 14.55
SP | Solar | 37 | BAIN | 20.34 | 0 | 0.46 | 14.55
SP | Solar | 37 | BARKC1 | 6.86 | 0 | 0.16 | 4.91
SP | Solar | 37 | BARKW3 | 5.09 | 0 | 0.12 | 3.64
SP | Solar | 37 | BEDDT1 | 5.81 | 0 | 0.13 | 4.16
SP | Solar | 37 | BEDD_1 | 5.81 | 0 | 0.13 | 4.16
SP | Solar | 37 | BERW | 2.37 | 0 | 0.05 | 1.7
SP | Solar | 37 | BESW_1 | 70.45 | 0 | 1.59 | 50.39
SP | Solar | 37 | BICF_1 | 454.65 | 0 | 10.28 | 325.17
SP | Solar | 37 | BIRK_1 | 6.78 | 0 | 0.15 | 4.85
SP | Solar | 37 | BISW_1 | 30.73 | 0 | 0.69 | 21.98
SP | Solar | 37 | BLYTB1 | 20.35 | 0 | 0.46 | 14.55
SP | Solar | 37 | BLYTH132 | 20.35 | 0 | 0.46 | 14.55
SP | Solar | 37 | BOAG_P | 2.35 | 0 | 0.05 | 1.68
SP | Solar | 37 | BOLN_1 | 91.49 | 0 | 2.07 | 65.43
SP | Solar | 37 | BONN | 20.34 | 0 | 0.46 | 14.55
SP | Solar | 37 | BOTW_1 | 151.26 | 0 | 3.42 | 108.18
SP | Solar | 37 | BRAC_P | 1.83 | 0 | 0.04 | 1.31
SP | Solar | 37 | BRAI_1 | 144.94 | 0 | 3.28 | 103.66
SP | Solar | 37 | BRAW_1 | 5.09 | 0 | 0.12 | 3.64
SP | Solar | 37 | BRED_1 | 7.96 | 0 | 0.18 | 5.69
SP | Solar | 37 | BRFO_1 | 181.4 | 0 | 4.1 | 129.74
SP | Solar | 37 | BRIM_1 | 40.69 | 0 | 0.92 | 29.1
SP | Solar | 37 | BRLE_1 | 105.36 | 0 | 2.38 | 75.35
SP | Solar | 37 | BROA_P | 0.73 | 0 | 0.02 | 0.52
SP | Solar | 37 | BROX | 2.37 | 0 | 0.05 | 1.7
SP | Solar | 37 | BRWA1 | 422.93 | 0 | 9.56 | 302.48
SP | Solar | 37 | BUMU_P | 0.61 | 0 | 0.01 | 0.44
SP | Solar | 37 | BURM_1 | 786.51 | 0 | 17.78 | 562.51
SP | Solar | 37 | BUSH_1 | 24.39 | 0 | 0.55 | 17.44
SP | Solar | 37 | BUST_1 | 23.25 | 0 | 0.53 | 16.63
SP | Solar | 37 | CAAD_P | 1.47 | 0 | 0.03 | 1.05
SP | Solar | 37 | CAFA | 2.37 | 0 | 0.05 | 1.7
SP | Solar | 37 | CAMB_01 | 38.05 | 0 | 0.86 | 27.21
SP | Solar | 37 | CANTN1 | 167.02 | 0 | 3.77 | 119.45
SP | Solar | 37 | CAPEA1 | 12.68 | 0 | 0.29 | 9.07
SP | Solar | 37 | CARE_1 | 22.12 | 0 | 0.5 | 15.82
SP | Solar | 37 | CARR_1 | 8.58 | 0 | 0.19 | 6.14
SP | Solar | 37 | CASS_P | 2.75 | 0 | 0.06 | 1.97
SP | Solar | 37 | CATY | 2.37 | 0 | 0.05 | 1.7
SP | Solar | 37 | CBNK_H | 3.7 | 0 | 0.08 | 2.65
SP | Solar | 37 | CELL_1 | 92.8 | 0 | 2.1 | 66.37
SP | Solar | 37 | CHAP | 2.37 | 0 | 0.05 | 1.7
SP | Solar | 37 | CHAS | 2.37 | 0 | 0.05 | 1.7
SP | Solar | 37 | CHIC_1 | 221.8 | 0 | 5.01 | 158.63
SP | Solar | 37 | CHSI_1 | 5.81 | 0 | 0.13 | 4.16
SP | Solar | 37 | CHTE_1 | 161.36 | 0 | 3.65 | 115.4
SP | Solar | 37 | CITR_1 | 3.7 | 0 | 0.08 | 2.65
SP | Solar | 37 | CLAC_P | 6.32 | 0 | 0.14 | 4.52
SP | Solar | 37 | CLAY_P | 0.61 | 0 | 0.01 | 0.44
SP | Solar | 37 | CLT03 | 36.32 | 0 | 0.82 | 25.98
SP | Solar | 37 | CLYM | 2.37 | 0 | 0.05 | 1.7
SP | Solar | 37 | COAT | 2.37 | 0 | 0.05 | 1.7
SP | Solar | 37 | CONQA1 | 140.32 | 0 | 3.17 | 100.36
SP | Solar | 37 | COUA_P | 3.91 | 0 | 0.09 | 2.8
SP | Solar | 37 | COVE_1 | 29.09 | 0 | 0.66 | 20.81
SP | Solar | 37 | COWL_1 | 453.95 | 0 | 10.26 | 324.67
SP | Solar | 37 | COYL | 2.37 | 0 | 0.05 | 1.7
SP | Solar | 37 | CREB_1 | 44.81 | 0 | 1.01 | 32.05
SP | Solar | 37 | CUMB | 20.34 | 0 | 0.46 | 14.55
SP | Solar | 37 | CUPA | 25.98 | 0 | 0.59 | 18.58
SP | Solar | 37 | DALM3 | 2.37 | 0 | 0.05 | 1.7
SP | Solar | 37 | DEVM | 2.37 | 0 | 0.05 | 1.7
SP | Solar | 37 | DEVO | 27.38 | 0 | 0.62 | 19.58
SP | Solar | 37 | DOUN_P | 7.7 | 0 | 0.17 | 5.51
SP | Solar | 37 | DRAK_1 | 108.73 | 0 | 2.46 | 77.76
SP | Solar | 37 | DRAX_1 | 20.35 | 0 | 0.46 | 14.55
SP | Solar | 37 | DRCR | 20.34 | 0 | 0.46 | 14.55
SP | Solar | 37 | DUDH_P | 1.83 | 0 | 0.04 | 1.31
SP | Solar | 37 | DUGR_P | 1.65 | 0 | 0.04 | 1.18
SP | Solar | 37 | DUNB | 2.37 | 0 | 0.05 | 1.7
SP | Solar | 37 | DUNF | 20.34 | 0 | 0.46 | 14.55
SP | Solar | 37 | DUNO_P | 20.34 | 0 | 0.46 | 14.55
SP | Solar | 37 | DYCE_P | 10.63 | 0 | 0.24 | 7.6
SP | Solar | 37 | EALI_6 | 3.7 | 0 | 0.08 | 2.65
SP | Solar | 37 | EASO_1 | 324.97 | 0 | 7.34 | 232.42
SP | Solar | 37 | EAST | 2.37 | 0 | 0.05 | 1.7
SP | Solar | 37 | ECCL | 2.37 | 0 | 0.05 | 1.7
SP | Solar | 37 | ECLA_1 | 213.18 | 0 | 4.82 | 152.47
SP | Solar | 37 | EKIL | 2.37 | 0 | 0.05 | 1.7
SP | Solar | 37 | EKIS | 2.37 | 0 | 0.05 | 1.7
SP | Solar | 37 | ELGI_P | 1.38 | 0 | 0.03 | 0.99
SP | Solar | 37 | ELLA_1 | 5.09 | 0 | 0.12 | 3.64
SP | Solar | 37 | ELST_1 | 4.52 | 0 | 0.1 | 3.23
SP | Solar | 37 | ENDE_1 | 94.37 | 0 | 2.13 | 67.49
SP | Solar | 37 | EXET1 | 211.46 | 0 | 4.78 | 151.24
SP | Solar | 37 | FASN_P | 1.53 | 0 | 0.03 | 1.09
SP | Solar | 37 | FAUG_P | 4.3 | 0 | 0.1 | 3.08
SP | Solar | 37 | FAWL_1 | 188.26 | 0 | 4.25 | 134.64
SP | Solar | 37 | FECK_6 | 172.98 | 0 | 3.91 | 123.72
SP | Solar | 37 | FERRA2 | 29.08 | 0 | 0.66 | 20.8
SP | Solar | 37 | FERRB1 | 26.25 | 0 | 0.59 | 18.77
SP | Solar | 37 | FIDD_P | 20.33 | 0 | 0.46 | 14.54
SP | Solar | 37 | FLEE_1 | 87.57 | 0 | 1.98 | 62.63
SP | Solar | 37 | FOUR_1 | 30.52 | 0 | 0.69 | 21.83
SP | Solar | 37 | FRAS_P | 0.98 | 0 | 0.02 | 0.7
SP | Solar | 37 | FROD_1 | 10.76 | 0 | 0.24 | 7.7
SP | Solar | 37 | FWIL_P | 17.46 | 0 | 0.39 | 12.49
SP | Solar | 37 | GALA | 2.37 | 0 | 0.05 | 1.7
SP | Solar | 37 | GIFF | 2.37 | 0 | 0.05 | 1.7
SP | Solar | 37 | GLLE | 2.37 | 0 | 0.05 | 1.7
SP | Solar | 37 | GLLU | 2.37 | 0 | 0.05 | 1.7
SP | Solar | 37 | GLNI | 20.34 | 0 | 0.46 | 14.55
SP | Solar | 37 | GLRO | 20.34 | 0 | 0.46 | 14.55
SP | Solar | 37 | GREE_H | 3.7 | 0 | 0.08 | 2.65
SP | Solar | 37 | GREN_1 | 517.3 | 0 | 11.69 | 369.97
SP | Solar | 37 | GRIW_1 | 93.39 | 0 | 2.11 | 66.79
SP | Solar | 37 | GRUB_P | 12.12 | 0 | 0.27 | 8.67
SP | Solar | 37 | G_EXTRA_11 | 2.37 | 0 | 0.05 | 1.7
SP | Solar | 37 | G_EXTRA_2 | 2.37 | 0 | 0.05 | 1.7
SP | Solar | 37 | G_EXTRA_5 | 2.37 | 0 | 0.05 | 1.7
SP | Solar | 37 | G_EXTRA_7 | 20.34 | 0 | 0.46 | 14.55
SP | Solar | 37 | G_EXTRA_9 | 2.37 | 0 | 0.05 | 1.7
SP | Solar | 37 | HACK_1 | 5.09 | 0 | 0.12 | 3.64
SP | Solar | 37 | HACK_6 | 5.09 | 0 | 0.12 | 3.64
SP | Solar | 37 | HAMHC1 | 53.19 | 0 | 1.2 | 38.04
SP | Solar | 37 | HARK_1 | 87.51 | 0 | 1.98 | 62.59
SP | Solar | 37 | HARM_6 | 7.63 | 0 | 0.17 | 5.46
SP | Solar | 37 | HAWI | 2.37 | 0 | 0.05 | 1.7
SP | Solar | 37 | HAWP_6 | 13.53 | 0 | 0.31 | 9.68
SP | Solar | 37 | HEYS1 | 30.52 | 0 | 0.69 | 21.83
SP | Solar | 37 | HEYS_1 | 56.53 | 0 | 1.28 | 40.43
SP | Solar | 37 | HUER | 2.37 | 0 | 0.05 | 1.7
SP | Solar | 37 | HURS_1 | 5.81 | 0 | 0.13 | 4.16
SP | Solar | 37 | HUTT_1 | 92.89 | 0 | 2.1 | 66.43
SP | Solar | 37 | IMPK_1 | 133.7 | 0 | 3.02 | 95.62
SP | Solar | 37 | INDQ1 | 473.92 | 0 | 10.71 | 338.95
SP | Solar | 37 | INKE | 20.34 | 0 | 0.46 | 14.55
SP | Solar | 37 | INNE_P | 3.05 | 0 | 0.07 | 2.18
SP | Solar | 37 | IROA1 | 252.11 | 0 | 5.7 | 180.31
SP | Solar | 37 | IRONB1 | 100.19 | 0 | 2.26 | 71.66
SP | Solar | 37 | IVER_1 | 4.52 | 0 | 0.1 | 3.23
SP | Solar | 37 | IVER_6 | 4.52 | 0 | 0.1 | 3.23
SP | Solar | 37 | JOHN | 2.37 | 0 | 0.05 | 1.7
SP | Solar | 37 | JORD_3 | 8.14 | 0 | 0.18 | 5.82
SP | Solar | 37 | KAIM | 2.37 | 0 | 0.05 | 1.7
SP | Solar | 37 | KEAD_1 | 79.4 | 0 | 1.79 | 56.79
SP | Solar | 37 | KEAR_1 | 5.09 | 0 | 0.12 | 3.64
SP | Solar | 37 | KEAR_3 | 17.24 | 0 | 0.39 | 12.33
SP | Solar | 37 | KEIT_P | 25.67 | 0 | 0.58 | 18.36
SP | Solar | 37 | KEMS_1 | 175.69 | 0 | 3.97 | 125.65
SP | Solar | 37 | KEOO | 2.37 | 0 | 0.05 | 1.7
SP | Solar | 37 | KIBY_1 | 1.79 | 0 | 0.04 | 1.28
SP | Solar | 37 | KIER | 20.34 | 0 | 0.46 | 14.55
SP | Solar | 37 | KIIN_P | 7.02 | 0 | 0.16 | 5.02
SP | Solar | 37 | KILS | 2.37 | 0 | 0.05 | 1.7
SP | Solar | 37 | KILT | 2.37 | 0 | 0.05 | 1.7
SP | Solar | 37 | KILW | 9.4 | 0 | 0.21 | 6.72
SP | Solar | 37 | KINO_1 | 72.19 | 0 | 1.63 | 51.63
SP | Solar | 37 | KINT_P | 20.37 | 0 | 0.46 | 14.57
SP | Solar | 37 | KIRKB1 | 5.09 | 0 | 0.12 | 3.64
SP | Solar | 37 | KITW_1 | 13.06 | 0 | 0.3 | 9.34
SP | Solar | 37 | KNAR | 27.85 | 0 | 0.63 | 19.92
SP | Solar | 37 | LACK_6 | 36.42 | 0 | 0.82 | 26.05
SP | Solar | 37 | LAIR_P | 6.84 | 0 | 0.15 | 4.89
SP | Solar | 37 | LALE1SG003 | 10.23 | 0 | 0.23 | 7.32
SP | Solar | 37 | LAND1 | 359.62 | 0 | 8.13 | 257.2
SP | Solar | 37 | LEGA_1 | 111.59 | 0 | 2.52 | 79.81
SP | Solar | 37 | LEVE | 20.34 | 0 | 0.46 | 14.55
SP | Solar | 37 | LING | 2.37 | 0 | 0.05 | 1.7
SP | Solar | 37 | LINM | 2.37 | 0 | 0.05 | 1.7
SP | Solar | 37 | LISD_1 | 2.94 | 0 | 0.07 | 2.1
SP | Solar | 37 | LITT_C | 5.81 | 0 | 0.13 | 4.16
SP | Solar | 37 | LITT_J | 5.81 | 0 | 0.13 | 4.16
SP | Solar | 37 | LODR_6 | 3.7 | 0 | 0.08 | 2.65
SP | Solar | 37 | LOUD_H | 4.52 | 0 | 0.1 | 3.23
SP | Solar | 37 | LOVE_1 | 277.11 | 0 | 6.26 | 198.19
SP | Solar | 37 | LUNA_P | 0.61 | 0 | 0.01 | 0.44
SP | Solar | 37 | MACC_3 | 32.15 | 0 | 0.73 | 22.99
SP | Solar | 37 | MACD_P | 23.07 | 0 | 0.52 | 16.5
SP | Solar | 37 | MAGA_6 | 50.24 | 0 | 1.14 | 35.93
SP | Solar | 37 | MANN_1 | 470.49 | 0 | 10.63 | 336.49
SP | Solar | 37 | MAYB | 2.37 | 0 | 0.05 | 1.7
SP | Solar | 37 | MELK_1 | 463.04 | 0 | 10.46 | 331.17
SP | Solar | 37 | MILC_P | 8.12 | 0 | 0.18 | 5.81
SP | Solar | 37 | MILH_1 | 16.31 | 0 | 0.37 | 11.66
SP | Solar | 37 | MITY_1 | 718.96 | 0 | 16.25 | 514.2
SP | Solar | 37 | MYBS_P | 16.59 | 0 | 0.37 | 11.87
SP | Solar | 37 | NEAR | 2.37 | 0 | 0.05 | 1.7
SP | Solar | 37 | NECE_1 | 23.25 | 0 | 0.53 | 16.63
SP | Solar | 37 | NEEP_3 | 8.14 | 0 | 0.18 | 5.82
SP | Solar | 37 | NETS | 2.37 | 0 | 0.05 | 1.7
SP | Solar | 37 | NEWX_6 | 13.56 | 0 | 0.31 | 9.7
SP | Solar | 37 | NFLE | 93.89 | 0 | 2.12 | 67.15
SP | Solar | 37 | NHYD_6 | 4.52 | 0 | 0.1 | 3.23
SP | Solar | 37 | NINF_1 | 98.97 | 0 | 2.24 | 70.78
SP | Solar | 37 | NORL_3 | 8.14 | 0 | 0.18 | 5.82
SP | Solar | 37 | NORM_1 | 607.76 | 0 | 13.74 | 434.67
SP | Solar | 37 | NORT_1 | 41.63 | 0 | 0.94 | 29.77
SP | Solar | 37 | NURS_1 | 304.36 | 0 | 6.88 | 217.68
SP | Solar | 37 | OCKH_1 | 11.63 | 0 | 0.26 | 8.32
SP | Solar | 37 | OFFE_3 | 7.63 | 0 | 0.17 | 5.46
SP | Solar | 37 | OLDB_1 | 11.63 | 0 | 0.26 | 8.32
SP | Solar | 37 | OSBA_1 | 28.49 | 0 | 0.64 | 20.38
SP | Solar | 37 | PADIB1 | 26.24 | 0 | 0.59 | 18.77
SP | Solar | 37 | PELH_1 | 194.41 | 0 | 4.39 | 139.04
SP | Solar | 37 | PEMB_1 | 385.22 | 0 | 8.71 | 275.51
SP | Solar | 37 | PENE_1 | 20.35 | 0 | 0.46 | 14.55
SP | Solar | 37 | PENN_1 | 5.9 | 0 | 0.13 | 4.22
SP | Solar | 37 | PENT_1 | 151.98 | 0 | 3.43 | 108.7
SP | Solar | 37 | PENW_1 | 69.68 | 0 | 1.57 | 49.84
SP | Solar | 37 | PERI_H | 3.7 | 0 | 0.08 | 2.65
SP | Solar | 37 | PERS_P | 7.79 | 0 | 0.18 | 5.57
SP | Solar | 37 | PITS_3 | 8.14 | 0 | 0.18 | 5.82
SP | Solar | 37 | POOB | 2.37 | 0 | 0.05 | 1.7
SP | Solar | 37 | POPP_3 | 21.98 | 0 | 0.5 | 15.72
SP | Solar | 37 | PORA_P | 19.09 | 0 | 0.43 | 13.65
SP | Solar | 37 | PORD | 20.34 | 0 | 0.46 | 14.55
SP | Solar | 37 | PYLE_1 | 60.29 | 0 | 1.36 | 43.12
SP | Solar | 37 | QUOI_P | 2.11 | 0 | 0.05 | 1.51
SP | Solar | 37 | RAIN_1 | 3.07 | 0 | 0.07 | 2.2
SP | Solar | 37 | RANN_P | 9.28 | 0 | 0.21 | 6.64
SP | Solar | 37 | RASS_1 | 161.34 | 0 | 3.65 | 115.39
SP | Solar | 37 | RATS_1 | 123.72 | 0 | 2.8 | 88.48
SP | Solar | 37 | RAYL_1 | 124.18 | 0 | 2.81 | 88.81
SP | Solar | 37 | REBR_3 | 5.09 | 0 | 0.12 | 3.64
SP | Solar | 37 | REDH | 32.03 | 0 | 0.72 | 22.91
SP | Solar | 37 | REDM_P | 7.02 | 0 | 0.16 | 5.02
SP | Solar | 37 | RICH1 | 121.62 | 0 | 2.75 | 86.98
SP | Solar | 37 | ROCH_1 | 7.92 | 0 | 0.18 | 5.66
SP | Solar | 37 | RUGEB1 | 77.86 | 0 | 1.76 | 55.69
SP | Solar | 37 | RYEH_1 | 40.69 | 0 | 0.92 | 29.1
SP | Solar | 37 | SALH_1 | 42.25 | 0 | 0.95 | 30.22
SP | Solar | 37 | SALT_1 | 34.3 | 0 | 0.78 | 24.53
SP | Solar | 37 | SBAR | 92.91 | 0 | 2.1 | 66.45
SP | Solar | 37 | SEAB1 | 223.51 | 0 | 5.05 | 159.85
SP | Solar | 37 | SELL_1 | 149.74 | 0 | 3.38 | 107.09
SP | Solar | 37 | SFEG_P | 11.3 | 0 | 0.26 | 8.08
SP | Solar | 37 | SFIL_P | 4.52 | 0 | 0.1 | 3.23
SP | Solar | 37 | SHEC_3 | 8.14 | 0 | 0.18 | 5.82
SP | Solar | 37 | SHRW_1 | 187.2 | 0 | 4.23 | 133.89
SP | Solar | 37 | SIGH | 2.37 | 0 | 0.05 | 1.7
SP | Solar | 37 | SJOW_1 | 3.7 | 0 | 0.08 | 2.65
SP | Solar | 37 | SKLGB1 | 10.98 | 0 | 0.25 | 7.85
SP | Solar | 37 | SLOY_P | 1.22 | 0 | 0.03 | 0.87
SP | Solar | 37 | SMAN_1 | 6.78 | 0 | 0.15 | 4.85
SP | Solar | 37 | SPEN_1 | 46.55 | 0 | 1.05 | 33.29
SP | Solar | 37 | SSHI_3 | 7.63 | 0 | 0.17 | 5.46
SP | Solar | 37 | STAH_1 | 31.51 | 0 | 0.71 | 22.54
SP | Solar | 37 | STAL_1 | 20.35 | 0 | 0.46 | 14.55
SP | Solar | 37 | STAY_1 | 352.55 | 0 | 7.97 | 252.14
SP | Solar | 37 | STEN_1 | 20.35 | 0 | 0.46 | 14.55
SP | Solar | 37 | STES_1 | 26.24 | 0 | 0.59 | 18.77
SP | Solar | 37 | STHA | 2.37 | 0 | 0.05 | 1.7
SP | Solar | 37 | STIR | 20.34 | 0 | 0.46 | 14.55
SP | Solar | 37 | STLE | 20.34 | 0 | 0.46 | 14.55
SP | Solar | 37 | STRI_P | 16.46 | 0 | 0.37 | 11.77
SP | Solar | 37 | SUND_1 | 134.54 | 0 | 3.04 | 96.22
SP | Solar | 37 | SWAN_1 | 249.68 | 0 | 5.64 | 178.57
SP | Solar | 37 | TARL_P | 8.07 | 0 | 0.18 | 5.77
SP | Solar | 37 | TAUN1 | 131.9 | 0 | 2.98 | 94.33
SP | Solar | 37 | TAYN_P | 14.41 | 0 | 0.33 | 10.31
SP | Solar | 37 | TELR | 2.37 | 0 | 0.05 | 1.7
SP | Solar | 37 | TEMP_3 | 8.14 | 0 | 0.18 | 5.82
SP | Solar | 37 | THOM_6 | 34.36 | 0 | 0.78 | 24.57
SP | Solar | 37 | THSO_P | 32.08 | 0 | 0.73 | 22.94
SP | Solar | 37 | THUR_6 | 8.14 | 0 | 0.18 | 5.82
SP | Solar | 37 | TILBB_1 | 102.75 | 0 | 2.32 | 73.49
SP | Solar | 37 | TONG | 2.37 | 0 | 0.05 | 1.7
SP | Solar | 37 | TOTT_1 | 5.09 | 0 | 0.12 | 3.64
SP | Solar | 37 | TRAW_1 | 38.2 | 0 | 0.86 | 27.32
SP | Solar | 37 | TUMB_P | 3.3 | 0 | 0.07 | 2.36
SP | Solar | 37 | TYNE_1 | 7.63 | 0 | 0.17 | 5.46
SP | Solar | 37 | TYNE_2 | 7.63 | 0 | 0.17 | 5.46
SP | Solar | 37 | UPPB_1 | 41.02 | 0 | 0.93 | 29.34
SP | Solar | 37 | UPPB_3 | 40.26 | 0 | 0.91 | 28.79
SP | Solar | 37 | USKM_1 | 49.71 | 0 | 1.12 | 35.55
SP | Solar | 37 | WALH_1 | 211.72 | 0 | 4.78 | 151.42
SP | Solar | 37 | WALP_1 | 105.95 | 0 | 2.39 | 75.78
SP | Solar | 37 | WALP_B | 294.16 | 0 | 6.65 | 210.38
SP | Solar | 37 | WARL_1 | 115.61 | 0 | 2.61 | 82.68
SP | Solar | 37 | WASF_1 | 5.89 | 0 | 0.13 | 4.21
SP | Solar | 37 | WATFS_1 | 4.52 | 0 | 0.1 | 3.23
SP | Solar | 37 | WBOL_6 | 13.2 | 0 | 0.3 | 9.44
SP | Solar | 37 | WBUR_1 | 202.46 | 0 | 4.58 | 144.8
SP | Solar | 37 | WFIE | 20.34 | 0 | 0.46 | 14.55
SP | Solar | 37 | WHAM_1 | 5.09 | 0 | 0.12 | 3.64
SP | Solar | 37 | WHGA_1 | 5.09 | 0 | 0.12 | 3.64
SP | Solar | 37 | WIBA_3 | 8.14 | 0 | 0.18 | 5.82
SP | Solar | 37 | WIEN_1 | 11.63 | 0 | 0.26 | 8.32
SP | Solar | 37 | WILL_1 | 79.69 | 0 | 1.8 | 56.99
SP | Solar | 37 | WIMBN1 | 13.56 | 0 | 0.31 | 9.7
SP | Solar | 37 | WIMBS1 | 13.56 | 0 | 0.31 | 9.7
SP | Solar | 37 | WISD_1 | 3.7 | 0 | 0.08 | 2.65
SP | Solar | 37 | WISD_6 | 3.7 | 0 | 0.08 | 2.65
SP | Solar | 37 | WISH | 2.37 | 0 | 0.05 | 1.7
SP | Solar | 37 | WMEL_1 | 8.14 | 0 | 0.18 | 5.82
SP | Solar | 37 | WTHU31 | 5.09 | 0 | 0.12 | 3.64
SP | Solar | 37 | WWEY_1 | 8.18 | 0 | 0.18 | 5.85
SP | Solar | 37 | WYLF_1 | 61.04 | 0 | 1.38 | 43.66
SP | Solar | 37 | WYMOM_1 | 67.52 | 0 | 1.53 | 48.29
SP | Solar | 38 | ABHA1 | 207.36 | 0 | 4.69 | 148.3
SP | Solar | 38 | ABNE_P | 21.52 | 0 | 0.49 | 15.39
SP | Solar | 38 | ABTH_1 | 77 | 0 | 1.74 | 55.07
SP | Solar | 38 | ACTL_2 | 3.88 | 0 | 0.09 | 2.77
SP | Solar | 38 | ACTL_C | 3.88 | 0 | 0.09 | 2.77
SP | Solar | 38 | ALNE_P | 10.78 | 0 | 0.24 | 7.71
SP | Solar | 38 | ALST_3 | 7.12 | 0 | 0.16 | 5.09
SP | Solar | 38 | ALVE1 | 316.77 | 0 | 7.16 | 226.55
SP | Solar | 38 | AMEM_1 | 45.18 | 0 | 1.02 | 32.31
SP | Solar | 38 | ARBR_P | 26.34 | 0 | 0.6 | 18.84
SP | Solar | 38 | ARDK_P | 3.6 | 0 | 0.08 | 2.57
SP | Solar | 38 | ARMO_P | 23.22 | 0 | 0.52 | 16.61
SP | Solar | 38 | AXMI1 | 257.99 | 0 | 5.83 | 184.51
SP | Solar | 38 | BAGA | 24.04 | 0 | 0.54 | 17.19
SP | Solar | 38 | BAIN | 24.04 | 0 | 0.54 | 17.19
SP | Solar | 38 | BARKC1 | 7.12 | 0 | 0.16 | 5.09
SP | Solar | 38 | BARKW3 | 5.34 | 0 | 0.12 | 3.82
SP | Solar | 38 | BEDDT1 | 6.1 | 0 | 0.14 | 4.36
SP | Solar | 38 | BEDD_1 | 6.1 | 0 | 0.14 | 4.36
SP | Solar | 38 | BERW | 2.8 | 0 | 0.06 | 2
SP | Solar | 38 | BESW_1 | 71.61 | 0 | 1.62 | 51.22
SP | Solar | 38 | BICF_1 | 468.87 | 0 | 10.6 | 335.34
SP | Solar | 38 | BIRK_1 | 7.12 | 0 | 0.16 | 5.09
SP | Solar | 38 | BISW_1 | 31.31 | 0 | 0.71 | 22.39
SP | Solar | 38 | BLYTB1 | 21.36 | 0 | 0.48 | 15.28
SP | Solar | 38 | BLYTH132 | 21.36 | 0 | 0.48 | 15.28
SP | Solar | 38 | BOAG_P | 2.67 | 0 | 0.06 | 1.91
SP | Solar | 38 | BOLN_1 | 92.51 | 0 | 2.09 | 66.16
SP | Solar | 38 | BONN | 24.04 | 0 | 0.54 | 17.19
SP | Solar | 38 | BOTW_1 | 155.84 | 0 | 3.52 | 111.46
SP | Solar | 38 | BRAC_P | 2.08 | 0 | 0.05 | 1.49
SP | Solar | 38 | BRAI_1 | 146.98 | 0 | 3.32 | 105.12
SP | Solar | 38 | BRAW_1 | 5.34 | 0 | 0.12 | 3.82
SP | Solar | 38 | BRED_1 | 8.3 | 0 | 0.19 | 5.94
SP | Solar | 38 | BRFO_1 | 183.22 | 0 | 4.14 | 131.04
SP | Solar | 38 | BRIM_1 | 42.72 | 0 | 0.97 | 30.55
SP | Solar | 38 | BRLE_1 | 107.39 | 0 | 2.43 | 76.81
SP | Solar | 38 | BROA_P | 0.83 | 0 | 0.02 | 0.59
SP | Solar | 38 | BROX | 2.8 | 0 | 0.06 | 2
SP | Solar | 38 | BRWA1 | 431.06 | 0 | 9.74 | 308.29
SP | Solar | 38 | BUMU_P | 0.69 | 0 | 0.02 | 0.49
SP | Solar | 38 | BURM_1 | 808.86 | 0 | 18.28 | 578.5
SP | Solar | 38 | BUSH_1 | 24.97 | 0 | 0.56 | 17.86
SP | Solar | 38 | BUST_1 | 24.41 | 0 | 0.55 | 17.46
SP | Solar | 38 | CAAD_P | 1.66 | 0 | 0.04 | 1.19
SP | Solar | 38 | CAFA | 2.8 | 0 | 0.06 | 2
SP | Solar | 38 | CAMB_01 | 39.07 | 0 | 0.88 | 27.94
SP | Solar | 38 | CANTN1 | 169.46 | 0 | 3.83 | 121.2
SP | Solar | 38 | CAPEA1 | 13.02 | 0 | 0.29 | 9.31
SP | Solar | 38 | CARE_1 | 22.45 | 0 | 0.51 | 16.06
SP | Solar | 38 | CARR_1 | 8.92 | 0 | 0.2 | 6.38
SP | Solar | 38 | CASS_P | 3.12 | 0 | 0.07 | 2.23
SP | Solar | 38 | CATY | 2.8 | 0 | 0.06 | 2
SP | Solar | 38 | CBNK_H | 3.88 | 0 | 0.09 | 2.77
SP | Solar | 38 | CELL_1 | 95.85 | 0 | 2.17 | 68.55
SP | Solar | 38 | CHAP | 2.8 | 0 | 0.06 | 2
SP | Solar | 38 | CHAS | 2.8 | 0 | 0.06 | 2
SP | Solar | 38 | CHIC_1 | 229.25 | 0 | 5.18 | 163.96
SP | Solar | 38 | CHSI_1 | 6.1 | 0 | 0.14 | 4.36
SP | Solar | 38 | CHTE_1 | 161.76 | 0 | 3.66 | 115.69
SP | Solar | 38 | CITR_1 | 3.88 | 0 | 0.09 | 2.77
SP | Solar | 38 | CLAC_P | 7.17 | 0 | 0.16 | 5.13
SP | Solar | 38 | CLAY_P | 0.69 | 0 | 0.02 | 0.49
SP | Solar | 38 | CLT03 | 38.14 | 0 | 0.86 | 27.28
SP | Solar | 38 | CLYM | 2.8 | 0 | 0.06 | 2
SP | Solar | 38 | COAT | 2.8 | 0 | 0.06 | 2
SP | Solar | 38 | CONQA1 | 141.34 | 0 | 3.19 | 101.09
SP | Solar | 38 | COUA_P | 4.44 | 0 | 0.1 | 3.18
SP | Solar | 38 | COVE_1 | 30.25 | 0 | 0.68 | 21.63
SP | Solar | 38 | COWL_1 | 462.08 | 0 | 10.44 | 330.48
SP | Solar | 38 | COYL | 2.8 | 0 | 0.06 | 2
SP | Solar | 38 | CREB_1 | 46.16 | 0 | 1.04 | 33.01
SP | Solar | 38 | CUMB | 24.04 | 0 | 0.54 | 17.19
SP | Solar | 38 | CUPA | 29.68 | 0 | 0.67 | 21.23
SP | Solar | 38 | DALM3 | 2.8 | 0 | 0.06 | 2
SP | Solar | 38 | DEVM | 2.8 | 0 | 0.06 | 2
SP | Solar | 38 | DEVO | 31.09 | 0 | 0.7 | 22.24
SP | Solar | 38 | DOUN_P | 8.74 | 0 | 0.2 | 6.25
SP | Solar | 38 | DRAK_1 | 109.32 | 0 | 2.47 | 78.19
SP | Solar | 38 | DRAX_1 | 21.36 | 0 | 0.48 | 15.28
SP | Solar | 38 | DRCR | 24.04 | 0 | 0.54 | 17.19
SP | Solar | 38 | DUDH_P | 2.08 | 0 | 0.05 | 1.49
SP | Solar | 38 | DUGR_P | 1.87 | 0 | 0.04 | 1.34
SP | Solar | 38 | DUNB | 2.8 | 0 | 0.06 | 2
SP | Solar | 38 | DUNF | 24.04 | 0 | 0.54 | 17.19
SP | Solar | 38 | DUNO_P | 24.04 | 0 | 0.54 | 17.19
SP | Solar | 38 | DYCE_P | 12.06 | 0 | 0.27 | 8.63
SP | Solar | 38 | EALI_6 | 3.88 | 0 | 0.09 | 2.77
SP | Solar | 38 | EASO_1 | 329.03 | 0 | 7.44 | 235.32
SP | Solar | 38 | EAST | 2.8 | 0 | 0.06 | 2
SP | Solar | 38 | ECCL | 2.8 | 0 | 0.06 | 2
SP | Solar | 38 | ECLA_1 | 217.24 | 0 | 4.91 | 155.37
SP | Solar | 38 | EKIL | 2.8 | 0 | 0.06 | 2
SP | Solar | 38 | EKIS | 2.8 | 0 | 0.06 | 2
SP | Solar | 38 | ELGI_P | 1.38 | 0 | 0.03 | 0.99
SP | Solar | 38 | ELLA_1 | 5.34 | 0 | 0.12 | 3.82
SP | Solar | 38 | ELST_1 | 4.75 | 0 | 0.11 | 3.4
SP | Solar | 38 | ENDE_1 | 96.41 | 0 | 2.18 | 68.95
SP | Solar | 38 | EXET1 | 217.06 | 0 | 4.91 | 155.24
SP | Solar | 38 | FASN_P | 1.73 | 0 | 0.04 | 1.24
SP | Solar | 38 | FAUG_P | 4.88 | 0 | 0.11 | 3.49
SP | Solar | 38 | FAWL_1 | 192.83 | 0 | 4.36 | 137.91
SP | Solar | 38 | FECK_6 | 174.14 | 0 | 3.94 | 124.54
SP | Solar | 38 | FERRA2 | 30.1 | 0 | 0.68 | 21.53
SP | Solar | 38 | FERRB1 | 27.27 | 0 | 0.62 | 19.5
SP | Solar | 38 | FIDD_P | 23.08 | 0 | 0.52 | 16.51
SP | Solar | 38 | FLEE_1 | 89.6 | 0 | 2.02 | 64.08
SP | Solar | 38 | FOUR_1 | 32.04 | 0 | 0.72 | 22.92
SP | Solar | 38 | FRAS_P | 1.11 | 0 | 0.03 | 0.79
SP | Solar | 38 | FROD_1 | 11.1 | 0 | 0.25 | 7.94
SP | Solar | 38 | FWIL_P | 19.81 | 0 | 0.45 | 14.17
SP | Solar | 38 | GALA | 2.8 | 0 | 0.06 | 2
SP | Solar | 38 | GIFF | 2.8 | 0 | 0.06 | 2
SP | Solar | 38 | GLLE | 2.8 | 0 | 0.06 | 2
SP | Solar | 38 | GLLU | 2.8 | 0 | 0.06 | 2
SP | Solar | 38 | GLNI | 24.04 | 0 | 0.54 | 17.19
SP | Solar | 38 | GLRO | 24.04 | 0 | 0.54 | 17.19
SP | Solar | 38 | GREE_H | 3.88 | 0 | 0.09 | 2.77
SP | Solar | 38 | GREN_1 | 529.93 | 0 | 11.98 | 379.01
SP | Solar | 38 | GRIW_1 | 96.44 | 0 | 2.18 | 68.97
SP | Solar | 38 | GRUB_P | 13.76 | 0 | 0.31 | 9.84
SP | Solar | 38 | G_EXTRA_11 | 2.8 | 0 | 0.06 | 2
SP | Solar | 38 | G_EXTRA_2 | 2.8 | 0 | 0.06 | 2
SP | Solar | 38 | G_EXTRA_5 | 2.8 | 0 | 0.06 | 2
SP | Solar | 38 | G_EXTRA_7 | 24.04 | 0 | 0.54 | 17.19
SP | Solar | 38 | G_EXTRA_9 | 2.8 | 0 | 0.06 | 2
SP | Solar | 38 | HACK_1 | 5.34 | 0 | 0.12 | 3.82
SP | Solar | 38 | HACK_6 | 5.34 | 0 | 0.12 | 3.82
SP | Solar | 38 | HAMHC1 | 54.35 | 0 | 1.23 | 38.87
SP | Solar | 38 | HARK_1 | 89.04 | 0 | 2.01 | 63.68
SP | Solar | 38 | HARM_6 | 8.01 | 0 | 0.18 | 5.73
SP | Solar | 38 | HAWI | 2.8 | 0 | 0.06 | 2
SP | Solar | 38 | HAWP_6 | 13.92 | 0 | 0.31 | 9.96
SP | Solar | 38 | HEYS1 | 32.04 | 0 | 0.72 | 22.92
SP | Solar | 38 | HEYS_1 | 58.06 | 0 | 1.31 | 41.52
SP | Solar | 38 | HUER | 2.8 | 0 | 0.06 | 2
SP | Solar | 38 | HURS_1 | 6.1 | 0 | 0.14 | 4.36
SP | Solar | 38 | HUTT_1 | 96.95 | 0 | 2.19 | 69.34
SP | Solar | 38 | IMPK_1 | 139.8 | 0 | 3.16 | 99.98
SP | Solar | 38 | INDQ1 | 479.53 | 0 | 10.84 | 342.96
SP | Solar | 38 | INKE | 24.04 | 0 | 0.54 | 17.19
SP | Solar | 38 | INNE_P | 3.47 | 0 | 0.08 | 2.48
SP | Solar | 38 | IROA1 | 259.22 | 0 | 5.86 | 185.39
SP | Solar | 38 | IRONB1 | 103.23 | 0 | 2.33 | 73.83
SP | Solar | 38 | IVER_1 | 4.75 | 0 | 0.11 | 3.4
SP | Solar | 38 | IVER_6 | 4.75 | 0 | 0.11 | 3.4
SP | Solar | 38 | JOHN | 2.8 | 0 | 0.06 | 2
SP | Solar | 38 | JORD_3 | 8.54 | 0 | 0.19 | 6.11
SP | Solar | 38 | KAIM | 2.8 | 0 | 0.06 | 2
SP | Solar | 38 | KEAD_1 | 80.75 | 0 | 1.82 | 57.75
SP | Solar | 38 | KEAR_1 | 5.34 | 0 | 0.12 | 3.82
SP | Solar | 38 | KEAR_3 | 17.49 | 0 | 0.4 | 12.51
SP | Solar | 38 | KEIT_P | 29.13 | 0 | 0.66 | 20.83
SP | Solar | 38 | KEMS_1 | 180.57 | 0 | 4.08 | 129.14
SP | Solar | 38 | KEOO | 2.8 | 0 | 0.06 | 2
SP | Solar | 38 | KIBY_1 | 1.79 | 0 | 0.04 | 1.28
SP | Solar | 38 | KIER | 24.04 | 0 | 0.54 | 17.19
SP | Solar | 38 | KIIN_P | 7.97 | 0 | 0.18 | 5.7
SP | Solar | 38 | KILS | 2.8 | 0 | 0.06 | 2
SP | Solar | 38 | KILT | 2.8 | 0 | 0.06 | 2
SP | Solar | 38 | KILW | 9.83 | 0 | 0.22 | 7.03
SP | Solar | 38 | KINO_1 | 74.63 | 0 | 1.69 | 53.38
SP | Solar | 38 | KINT_P | 22.86 | 0 | 0.52 | 16.35
SP | Solar | 38 | KIRKB1 | 5.34 | 0 | 0.12 | 3.82
SP | Solar | 38 | KITW_1 | 13.64 | 0 | 0.31 | 9.76
SP | Solar | 38 | KNAR | 28.36 | 0 | 0.64 | 20.28
SP | Solar | 38 | LACK_6 | 37.95 | 0 | 0.86 | 27.14
SP | Solar | 38 | LAIR_P | 7.76 | 0 | 0.18 | 5.55
SP | Solar | 38 | LALE1SG003 | 10.46 | 0 | 0.24 | 7.48
SP | Solar | 38 | LAND1 | 365.23 | 0 | 8.25 | 261.21
SP | Solar | 38 | LEGA_1 | 113.62 | 0 | 2.57 | 81.26
SP | Solar | 38 | LEVE | 24.04 | 0 | 0.54 | 17.19
SP | Solar | 38 | LING | 2.8 | 0 | 0.06 | 2
SP | Solar | 38 | LINM | 2.8 | 0 | 0.06 | 2
SP | Solar | 38 | LISD_1 | 2.94 | 0 | 0.07 | 2.1
SP | Solar | 38 | LITT_C | 6.1 | 0 | 0.14 | 4.36
SP | Solar | 38 | LITT_J | 6.1 | 0 | 0.14 | 4.36
SP | Solar | 38 | LODR_6 | 3.88 | 0 | 0.09 | 2.77
SP | Solar | 38 | LOUD_H | 4.75 | 0 | 0.11 | 3.4
SP | Solar | 38 | LOVE_1 | 281.68 | 0 | 6.37 | 201.46
SP | Solar | 38 | LUNA_P | 0.69 | 0 | 0.02 | 0.49
SP | Solar | 38 | MACC_3 | 33.16 | 0 | 0.75 | 23.72
SP | Solar | 38 | MACD_P | 25.83 | 0 | 0.58 | 18.47
SP | Solar | 38 | MAGA_6 | 51.26 | 0 | 1.16 | 36.66
SP | Solar | 38 | MANN_1 | 477.94 | 0 | 10.8 | 341.82
SP | Solar | 38 | MAYB | 2.8 | 0 | 0.06 | 2
SP | Solar | 38 | MELK_1 | 471.17 | 0 | 10.65 | 336.98
SP | Solar | 38 | MILC_P | 9.22 | 0 | 0.21 | 6.59
SP | Solar | 38 | MILH_1 | 16.54 | 0 | 0.37 | 11.83
SP | Solar | 38 | MITY_1 | 727.09 | 0 | 16.43 | 520.01
SP | Solar | 38 | MYBS_P | 18.83 | 0 | 0.43 | 13.47
SP | Solar | 38 | NEAR | 2.8 | 0 | 0.06 | 2
SP | Solar | 38 | NECE_1 | 24.41 | 0 | 0.55 | 17.46
SP | Solar | 38 | NEEP_3 | 8.54 | 0 | 0.19 | 6.11
SP | Solar | 38 | NETS | 2.8 | 0 | 0.06 | 2
SP | Solar | 38 | NEWX_6 | 14.24 | 0 | 0.32 | 10.18
SP | Solar | 38 | NFLE | 96.32 | 0 | 2.18 | 68.89
SP | Solar | 38 | NHYD_6 | 4.75 | 0 | 0.11 | 3.4
SP | Solar | 38 | NINF_1 | 99.98 | 0 | 2.26 | 71.51
SP | Solar | 38 | NORL_3 | 8.54 | 0 | 0.19 | 6.11
SP | Solar | 38 | NORM_1 | 621.98 | 0 | 14.06 | 444.84
SP | Solar | 38 | NORT_1 | 42.01 | 0 | 0.95 | 30.05
SP | Solar | 38 | NURS_1 | 308.93 | 0 | 6.98 | 220.95
SP | Solar | 38 | OCKH_1 | 12.21 | 0 | 0.28 | 8.73
SP | Solar | 38 | OFFE_3 | 8.01 | 0 | 0.18 | 5.73
SP | Solar | 38 | OLDB_1 | 12.21 | 0 | 0.28 | 8.73
SP | Solar | 38 | OSBA_1 | 29.91 | 0 | 0.68 | 21.39
SP | Solar | 38 | PADIB1 | 27.26 | 0 | 0.62 | 19.5
SP | Solar | 38 | PELH_1 | 196.44 | 0 | 4.44 | 140.49
SP | Solar | 38 | PEMB_1 | 391.32 | 0 | 8.84 | 279.87
SP | Solar | 38 | PENE_1 | 21.36 | 0 | 0.48 | 15.28
SP | Solar | 38 | PENN_1 | 5.9 | 0 | 0.13 | 4.22
SP | Solar | 38 | PENT_1 | 157.06 | 0 | 3.55 | 112.33
SP | Solar | 38 | PENW_1 | 70.69 | 0 | 1.6 | 50.56
SP | Solar | 38 | PERI_H | 3.88 | 0 | 0.09 | 2.77
SP | Solar | 38 | PERS_P | 8.84 | 0 | 0.2 | 6.32
SP | Solar | 38 | PITS_3 | 8.54 | 0 | 0.19 | 6.11
SP | Solar | 38 | POOB | 2.8 | 0 | 0.06 | 2
SP | Solar | 38 | POPP_3 | 22.49 | 0 | 0.51 | 16.08
SP | Solar | 38 | PORA_P | 21.66 | 0 | 0.49 | 15.49
SP | Solar | 38 | PORD | 24.04 | 0 | 0.54 | 17.19
SP | Solar | 38 | PYLE_1 | 61.3 | 0 | 1.39 | 43.84
SP | Solar | 38 | QUOI_P | 2.39 | 0 | 0.05 | 1.71
SP | Solar | 38 | RAIN_1 | 3.07 | 0 | 0.07 | 2.2
SP | Solar | 38 | RANN_P | 10.54 | 0 | 0.24 | 7.54
SP | Solar | 38 | RASS_1 | 167.44 | 0 | 3.78 | 119.75
SP | Solar | 38 | RATS_1 | 125.75 | 0 | 2.84 | 89.94
SP | Solar | 38 | RAYL_1 | 129.05 | 0 | 2.92 | 92.3
SP | Solar | 38 | REBR_3 | 5.34 | 0 | 0.12 | 3.82
SP | Solar | 38 | REDH | 35.74 | 0 | 0.81 | 25.56
SP | Solar | 38 | REDM_P | 7.96 | 0 | 0.18 | 5.69
SP | Solar | 38 | RICH1 | 124.06 | 0 | 2.8 | 88.73
SP | Solar | 38 | ROCH_1 | 8.18 | 0 | 0.18 | 5.85
SP | Solar | 38 | RUGEB1 | 80.91 | 0 | 1.83 | 57.87
SP | Solar | 38 | RYEH_1 | 42.72 | 0 | 0.97 | 30.55
SP | Solar | 38 | SALH_1 | 43.77 | 0 | 0.99 | 31.3
SP | Solar | 38 | SALT_1 | 35.66 | 0 | 0.81 | 25.5
SP | Solar | 38 | SBAR | 94.94 | 0 | 2.15 | 67.9
SP | Solar | 38 | SEAB1 | 229.61 | 0 | 5.19 | 164.22
SP | Solar | 38 | SELL_1 | 154.62 | 0 | 3.49 | 110.58
SP | Solar | 38 | SFEG_P | 12.82 | 0 | 0.29 | 9.17
SP | Solar | 38 | SFIL_P | 5.13 | 0 | 0.12 | 3.67
SP | Solar | 38 | SHEC_3 | 8.54 | 0 | 0.19 | 6.11
SP | Solar | 38 | SHRW_1 | 190.25 | 0 | 4.3 | 136.07
SP | Solar | 38 | SIGH | 2.8 | 0 | 0.06 | 2
SP | Solar | 38 | SJOW_1 | 3.88 | 0 | 0.09 | 2.77
SP | Solar | 38 | SKLGB1 | 11.23 | 0 | 0.25 | 8.03
SP | Solar | 38 | SLOY_P | 1.39 | 0 | 0.03 | 0.99
SP | Solar | 38 | SMAN_1 | 7.12 | 0 | 0.16 | 5.09
SP | Solar | 38 | SPEN_1 | 48.59 | 0 | 1.1 | 34.75
SP | Solar | 38 | SSHI_3 | 8.01 | 0 | 0.18 | 5.73
SP | Solar | 38 | STAH_1 | 32.52 | 0 | 0.73 | 23.26
SP | Solar | 38 | STAL_1 | 21.36 | 0 | 0.48 | 15.28
SP | Solar | 38 | STAY_1 | 362.71 | 0 | 8.2 | 259.41
SP | Solar | 38 | STEN_1 | 21.36 | 0 | 0.48 | 15.28
SP | Solar | 38 | STES_1 | 27.26 | 0 | 0.62 | 19.5
SP | Solar | 38 | STHA | 2.8 | 0 | 0.06 | 2
SP | Solar | 38 | STIR | 24.04 | 0 | 0.54 | 17.19
SP | Solar | 38 | STLE | 24.04 | 0 | 0.54 | 17.19
SP | Solar | 38 | STRI_P | 18.44 | 0 | 0.42 | 13.19
SP | Solar | 38 | SUND_1 | 138.61 | 0 | 3.13 | 99.13
SP | Solar | 38 | SWAN_1 | 255.78 | 0 | 5.78 | 182.93
SP | Solar | 38 | TARL_P | 8.43 | 0 | 0.19 | 6.03
SP | Solar | 38 | TAUN1 | 133.93 | 0 | 3.03 | 95.79
SP | Solar | 38 | TAYN_P | 16.35 | 0 | 0.37 | 11.69
SP | Solar | 38 | TELR | 2.8 | 0 | 0.06 | 2
SP | Solar | 38 | TEMP_3 | 8.54 | 0 | 0.19 | 6.11
SP | Solar | 38 | THOM_6 | 35.78 | 0 | 0.81 | 25.59
SP | Solar | 38 | THSO_P | 36.41 | 0 | 0.82 | 26.04
SP | Solar | 38 | THUR_6 | 8.54 | 0 | 0.19 | 6.11
SP | Solar | 38 | TILBB_1 | 107.63 | 0 | 2.43 | 76.98
SP | Solar | 38 | TONG | 2.8 | 0 | 0.06 | 2
SP | Solar | 38 | TOTT_1 | 5.34 | 0 | 0.12 | 3.82
SP | Solar | 38 | TRAW_1 | 39.22 | 0 | 0.89 | 28.05
SP | Solar | 38 | TUMB_P | 3.74 | 0 | 0.08 | 2.67
SP | Solar | 38 | TYNE_1 | 8.01 | 0 | 0.18 | 5.73
SP | Solar | 38 | TYNE_2 | 8.01 | 0 | 0.18 | 5.73
SP | Solar | 38 | UPPB_1 | 41.36 | 0 | 0.93 | 29.58
SP | Solar | 38 | UPPB_3 | 40.6 | 0 | 0.92 | 29.04
SP | Solar | 38 | USKM_1 | 50.05 | 0 | 1.13 | 35.8
SP | Solar | 38 | WALH_1 | 216.8 | 0 | 4.9 | 155.06
SP | Solar | 38 | WALP_1 | 110.02 | 0 | 2.49 | 78.69
SP | Solar | 38 | WALP_B | 298.22 | 0 | 6.74 | 213.29
SP | Solar | 38 | WARL_1 | 120.49 | 0 | 2.72 | 86.17
SP | Solar | 38 | WASF_1 | 5.89 | 0 | 0.13 | 4.21
SP | Solar | 38 | WATFS_1 | 4.75 | 0 | 0.11 | 3.4
SP | Solar | 38 | WBOL_6 | 13.58 | 0 | 0.31 | 9.71
SP | Solar | 38 | WBUR_1 | 206.52 | 0 | 4.67 | 147.7
SP | Solar | 38 | WFIE | 24.04 | 0 | 0.54 | 17.19
SP | Solar | 38 | WHAM_1 | 5.34 | 0 | 0.12 | 3.82
SP | Solar | 38 | WHGA_1 | 5.34 | 0 | 0.12 | 3.82
SP | Solar | 38 | WIBA_3 | 8.54 | 0 | 0.19 | 6.11
SP | Solar | 38 | WIEN_1 | 12.21 | 0 | 0.28 | 8.73
SP | Solar | 38 | WILL_1 | 80.85 | 0 | 1.83 | 57.82
SP | Solar | 38 | WIMBN1 | 14.24 | 0 | 0.32 | 10.18
SP | Solar | 38 | WIMBS1 | 14.24 | 0 | 0.32 | 10.18
SP | Solar | 38 | WISD_1 | 3.88 | 0 | 0.09 | 2.77
SP | Solar | 38 | WISD_6 | 3.88 | 0 | 0.09 | 2.77
SP | Solar | 38 | WISH | 2.8 | 0 | 0.06 | 2
SP | Solar | 38 | WMEL_1 | 8.54 | 0 | 0.19 | 6.11
SP | Solar | 38 | WTHU31 | 5.34 | 0 | 0.12 | 3.82
SP | Solar | 38 | WWEY_1 | 8.47 | 0 | 0.19 | 6.06
SP | Solar | 38 | WYLF_1 | 64.09 | 0 | 1.45 | 45.84
SP | Solar | 38 | WYMOM_1 | 69.55 | 0 | 1.57 | 49.74
SP | Solar | 39 | ABHA1 | 210.36 | 0 | 4.75 | 150.45
SP | Solar | 39 | ABNE_P | 23.21 | 0 | 0.52 | 16.6
SP | Solar | 39 | ABTH_1 | 77.18 | 0 | 1.74 | 55.2
SP | Solar | 39 | ACTL_2 | 3.98 | 0 | 0.09 | 2.85
SP | Solar | 39 | ACTL_C | 3.98 | 0 | 0.09 | 2.85
SP | Solar | 39 | ALNE_P | 12.47 | 0 | 0.28 | 8.92
SP | Solar | 39 | ALST_3 | 7.3 | 0 | 0.16 | 5.22
SP | Solar | 39 | ALVE1 | 319.77 | 0 | 7.23 | 228.7
SP | Solar | 39 | AMEM_1 | 45.3 | 0 | 1.02 | 32.4
SP | Solar | 39 | ARBR_P | 26.34 | 0 | 0.6 | 18.84
SP | Solar | 39 | ARDK_P | 4.17 | 0 | 0.09 | 2.98
SP | Solar | 39 | ARMO_P | 26.87 | 0 | 0.61 | 19.22
SP | Solar | 39 | AXMI1 | 261.97 | 0 | 5.92 | 187.36
SP | Solar | 39 | BAGA | 26.86 | 0 | 0.61 | 19.21
SP | Solar | 39 | BAIN | 26.86 | 0 | 0.61 | 19.21
SP | Solar | 39 | BARKC1 | 7.25 | 0 | 0.16 | 5.19
SP | Solar | 39 | BARKW3 | 5.48 | 0 | 0.12 | 3.92
SP | Solar | 39 | BEDDT1 | 6.26 | 0 | 0.14 | 4.48
SP | Solar | 39 | BEDD_1 | 6.26 | 0 | 0.14 | 4.48
SP | Solar | 39 | BERW | 3.12 | 0 | 0.07 | 2.23
SP | Solar | 39 | BESW_1 | 72.24 | 0 | 1.63 | 51.67
SP | Solar | 39 | BICF_1 | 476.48 | 0 | 10.77 | 340.78
SP | Solar | 39 | BIRK_1 | 7.3 | 0 | 0.16 | 5.22
SP | Solar | 39 | BISW_1 | 31.62 | 0 | 0.71 | 22.61
SP | Solar | 39 | BLYTB1 | 21.91 | 0 | 0.5 | 15.67
SP | Solar | 39 | BLYTH132 | 21.91 | 0 | 0.5 | 15.67
SP | Solar | 39 | BOAG_P | 3.09 | 0 | 0.07 | 2.21
SP | Solar | 39 | BOLN_1 | 93.05 | 0 | 2.1 | 66.55
SP | Solar | 39 | BONN | 26.86 | 0 | 0.61 | 19.21
SP | Solar | 39 | BOTW_1 | 158.28 | 0 | 3.58 | 113.2
SP | Solar | 39 | BRAC_P | 2.41 | 0 | 0.05 | 1.72
SP | Solar | 39 | BRAI_1 | 148.06 | 0 | 3.35 | 105.89
SP | Solar | 39 | BRAW_1 | 5.48 | 0 | 0.12 | 3.92
SP | Solar | 39 | BRED_1 | 8.48 | 0 | 0.19 | 6.06
SP | Solar | 39 | BRFO_1 | 184.19 | 0 | 4.16 | 131.73
SP | Solar | 39 | BRIM_1 | 43.81 | 0 | 0.99 | 31.33
SP | Solar | 39 | BRLE_1 | 108.48 | 0 | 2.45 | 77.58
SP | Solar | 39 | BROA_P | 0.96 | 0 | 0.02 | 0.69
SP | Solar | 39 | BROX | 3.12 | 0 | 0.07 | 2.23
SP | Solar | 39 | BRWA1 | 435.41 | 0 | 9.84 | 311.41
SP | Solar | 39 | BUMU_P | 0.8 | 0 | 0.02 | 0.57
SP | Solar | 39 | BURM_1 | 820.81 | 0 | 18.55 | 587.04
SP | Solar | 39 | BUSH_1 | 25.29 | 0 | 0.57 | 18.09
SP | Solar | 39 | BUST_1 | 25.04 | 0 | 0.57 | 17.91
SP | Solar | 39 | CAAD_P | 1.93 | 0 | 0.04 | 1.38
SP | Solar | 39 | CAFA | 3.12 | 0 | 0.07 | 2.23
SP | Solar | 39 | CAMB_01 | 39.61 | 0 | 0.9 | 28.33
SP | Solar | 39 | CANTN1 | 170.76 | 0 | 3.86 | 122.13
SP | Solar | 39 | CAPEA1 | 13.2 | 0 | 0.3 | 9.44
SP | Solar | 39 | CARE_1 | 22.63 | 0 | 0.51 | 16.18
SP | Solar | 39 | CARR_1 | 9.1 | 0 | 0.21 | 6.51
SP | Solar | 39 | CASS_P | 3.61 | 0 | 0.08 | 2.58
SP | Solar | 39 | CATY | 3.12 | 0 | 0.07 | 2.23
SP | Solar | 39 | CBNK_H | 3.98 | 0 | 0.09 | 2.85
SP | Solar | 39 | CELL_1 | 97.48 | 0 | 2.2 | 69.72
SP | Solar | 39 | CHAP | 3.12 | 0 | 0.07 | 2.23
SP | Solar | 39 | CHAS | 3.12 | 0 | 0.07 | 2.23
SP | Solar | 39 | CHIC_1 | 233.23 | 0 | 5.27 | 166.81
SP | Solar | 39 | CHSI_1 | 6.26 | 0 | 0.14 | 4.48
SP | Solar | 39 | CHTE_1 | 161.98 | 0 | 3.66 | 115.85
SP | Solar | 39 | CITR_1 | 3.98 | 0 | 0.09 | 2.85
SP | Solar | 39 | CLAC_P | 8.3 | 0 | 0.19 | 5.94
SP | Solar | 39 | CLAY_P | 0.8 | 0 | 0.02 | 0.57
SP | Solar | 39 | CLT03 | 39.11 | 0 | 0.88 | 27.97
SP | Solar | 39 | CLYM | 3.12 | 0 | 0.07 | 2.23
SP | Solar | 39 | COAT | 3.12 | 0 | 0.07 | 2.23
SP | Solar | 39 | CONQA1 | 141.88 | 0 | 3.21 | 101.47
SP | Solar | 39 | COUA_P | 5.13 | 0 | 0.12 | 3.67
SP | Solar | 39 | COVE_1 | 30.87 | 0 | 0.7 | 22.08
SP | Solar | 39 | COWL_1 | 466.42 | 0 | 10.54 | 333.58
SP | Solar | 39 | COYL | 3.12 | 0 | 0.07 | 2.23
SP | Solar | 39 | CREB_1 | 46.89 | 0 | 1.06 | 33.54
SP | Solar | 39 | CUMB | 26.86 | 0 | 0.61 | 19.21
SP | Solar | 39 | CUPA | 32.49 | 0 | 0.73 | 23.24
SP | Solar | 39 | DALM3 | 3.12 | 0 | 0.07 | 2.23
SP | Solar | 39 | DEVM | 3.12 | 0 | 0.07 | 2.23
SP | Solar | 39 | DEVO | 33.9 | 0 | 0.77 | 24.25
SP | Solar | 39 | DOUN_P | 10.11 | 0 | 0.23 | 7.23
SP | Solar | 39 | DRAK_1 | 109.63 | 0 | 2.48 | 78.41
SP | Solar | 39 | DRAX_1 | 21.91 | 0 | 0.5 | 15.67
SP | Solar | 39 | DRCR | 26.86 | 0 | 0.61 | 19.21
SP | Solar | 39 | DUDH_P | 2.41 | 0 | 0.05 | 1.72
SP | Solar | 39 | DUGR_P | 2.17 | 0 | 0.05 | 1.55
SP | Solar | 39 | DUNB | 3.12 | 0 | 0.07 | 2.23
SP | Solar | 39 | DUNF | 26.86 | 0 | 0.61 | 19.21
SP | Solar | 39 | DUNO_P | 26.86 | 0 | 0.61 | 19.21
SP | Solar | 39 | DYCE_P | 13.96 | 0 | 0.32 | 9.98
SP | Solar | 39 | EALI_6 | 3.98 | 0 | 0.09 | 2.85
SP | Solar | 39 | EASO_1 | 331.2 | 0 | 7.49 | 236.87
SP | Solar | 39 | EAST | 3.12 | 0 | 0.07 | 2.23
SP | Solar | 39 | ECCL | 3.12 | 0 | 0.07 | 2.23
SP | Solar | 39 | ECLA_1 | 219.42 | 0 | 4.96 | 156.93
SP | Solar | 39 | EKIL | 3.12 | 0 | 0.07 | 2.23
SP | Solar | 39 | EKIS | 3.12 | 0 | 0.07 | 2.23
SP | Solar | 39 | ELGI_P | 1.38 | 0 | 0.03 | 0.99
SP | Solar | 39 | ELLA_1 | 5.48 | 0 | 0.12 | 3.92
SP | Solar | 39 | ELST_1 | 4.87 | 0 | 0.11 | 3.48
SP | Solar | 39 | ENDE_1 | 97.49 | 0 | 2.2 | 69.72
SP | Solar | 39 | EXET1 | 220.06 | 0 | 4.97 | 157.39
SP | Solar | 39 | FASN_P | 2.01 | 0 | 0.05 | 1.44
SP | Solar | 39 | FAUG_P | 5.65 | 0 | 0.13 | 4.04
SP | Solar | 39 | FAWL_1 | 195.28 | 0 | 4.41 | 139.66
SP | Solar | 39 | FECK_6 | 174.76 | 0 | 3.95 | 124.99
SP | Solar | 39 | FERRA2 | 30.64 | 0 | 0.69 | 21.91
SP | Solar | 39 | FERRB1 | 27.81 | 0 | 0.63 | 19.89
SP | Solar | 39 | FIDD_P | 26.7 | 0 | 0.6 | 19.1
SP | Solar | 39 | FLEE_1 | 90.68 | 0 | 2.05 | 64.85
SP | Solar | 39 | FOUR_1 | 32.86 | 0 | 0.74 | 23.5
SP | Solar | 39 | FRAS_P | 1.28 | 0 | 0.03 | 0.92
SP | Solar | 39 | FROD_1 | 11.28 | 0 | 0.25 | 8.07
SP | Solar | 39 | FWIL_P | 22.92 | 0 | 0.52 | 16.39
SP | Solar | 39 | GALA | 3.12 | 0 | 0.07 | 2.23
SP | Solar | 39 | GIFF | 3.12 | 0 | 0.07 | 2.23
SP | Solar | 39 | GLLE | 3.12 | 0 | 0.07 | 2.23
SP | Solar | 39 | GLLU | 3.12 | 0 | 0.07 | 2.23
SP | Solar | 39 | GLNI | 26.86 | 0 | 0.61 | 19.21
SP | Solar | 39 | GLRO | 26.86 | 0 | 0.61 | 19.21
SP | Solar | 39 | GREE_H | 3.98 | 0 | 0.09 | 2.85
SP | Solar | 39 | GREN_1 | 536.68 | 0 | 12.13 | 383.83
SP | Solar | 39 | GRIW_1 | 98.07 | 0 | 2.22 | 70.14
SP | Solar | 39 | GRUB_P | 15.92 | 0 | 0.36 | 11.39
SP | Solar | 39 | G_EXTRA_11 | 3.12 | 0 | 0.07 | 2.23
SP | Solar | 39 | G_EXTRA_2 | 3.12 | 0 | 0.07 | 2.23
SP | Solar | 39 | G_EXTRA_5 | 3.12 | 0 | 0.07 | 2.23
SP | Solar | 39 | G_EXTRA_7 | 26.86 | 0 | 0.61 | 19.21
SP | Solar | 39 | G_EXTRA_9 | 3.12 | 0 | 0.07 | 2.23
SP | Solar | 39 | HACK_1 | 5.48 | 0 | 0.12 | 3.92
SP | Solar | 39 | HACK_6 | 5.48 | 0 | 0.12 | 3.92
SP | Solar | 39 | HAMHC1 | 54.98 | 0 | 1.24 | 39.32
SP | Solar | 39 | HARK_1 | 89.85 | 0 | 2.03 | 64.26
SP | Solar | 39 | HARM_6 | 8.21 | 0 | 0.19 | 5.87
SP | Solar | 39 | HAWI | 3.12 | 0 | 0.07 | 2.23
SP | Solar | 39 | HAWP_6 | 14.12 | 0 | 0.32 | 10.1
SP | Solar | 39 | HEYS1 | 32.86 | 0 | 0.74 | 23.5
SP | Solar | 39 | HEYS_1 | 58.87 | 0 | 1.33 | 42.1
SP | Solar | 39 | HUER | 3.12 | 0 | 0.07 | 2.23
SP | Solar | 39 | HURS_1 | 6.26 | 0 | 0.14 | 4.48
SP | Solar | 39 | HUTT_1 | 99.13 | 0 | 2.24 | 70.9
SP | Solar | 39 | IMPK_1 | 143.06 | 0 | 3.23 | 102.32
SP | Solar | 39 | INDQ1 | 482.52 | 0 | 10.9 | 345.1
SP | Solar | 39 | INKE | 26.86 | 0 | 0.61 | 19.21
SP | Solar | 39 | INNE_P | 4.01 | 0 | 0.09 | 2.87
SP | Solar | 39 | IROA1 | 263.03 | 0 | 5.94 | 188.12
SP | Solar | 39 | IRONB1 | 104.86 | 0 | 2.37 | 75
SP | Solar | 39 | IVER_1 | 4.87 | 0 | 0.11 | 3.48
SP | Solar | 39 | IVER_6 | 4.87 | 0 | 0.11 | 3.48
SP | Solar | 39 | JOHN | 3.12 | 0 | 0.07 | 2.23
SP | Solar | 39 | JORD_3 | 8.76 | 0 | 0.2 | 6.27
SP | Solar | 39 | KAIM | 3.12 | 0 | 0.07 | 2.23
SP | Solar | 39 | KEAD_1 | 81.48 | 0 | 1.84 | 58.27
SP | Solar | 39 | KEAR_1 | 5.48 | 0 | 0.12 | 3.92
SP | Solar | 39 | KEAR_3 | 17.63 | 0 | 0.4 | 12.61
SP | Solar | 39 | KEIT_P | 33.71 | 0 | 0.76 | 24.11
SP | Solar | 39 | KEMS_1 | 183.18 | 0 | 4.14 | 131.01
SP | Solar | 39 | KEOO | 3.12 | 0 | 0.07 | 2.23
SP | Solar | 39 | KIBY_1 | 1.79 | 0 | 0.04 | 1.28
SP | Solar | 39 | KIER | 26.86 | 0 | 0.61 | 19.21
SP | Solar | 39 | KIIN_P | 9.22 | 0 | 0.21 | 6.59
SP | Solar | 39 | KILS | 3.12 | 0 | 0.07 | 2.23
SP | Solar | 39 | KILT | 3.12 | 0 | 0.07 | 2.23
SP | Solar | 39 | KILW | 10.15 | 0 | 0.23 | 7.26
SP | Solar | 39 | KINO_1 | 75.94 | 0 | 1.72 | 54.31
SP | Solar | 39 | KINT_P | 26.14 | 0 | 0.59 | 18.7
SP | Solar | 39 | KIRKB1 | 5.48 | 0 | 0.12 | 3.92
SP | Solar | 39 | KITW_1 | 13.95 | 0 | 0.32 | 9.98
SP | Solar | 39 | KNAR | 28.63 | 0 | 0.65 | 20.48
SP | Solar | 39 | LACK_6 | 38.76 | 0 | 0.88 | 27.72
SP | Solar | 39 | LAIR_P | 8.98 | 0 | 0.2 | 6.42
SP | Solar | 39 | LALE1SG003 | 10.58 | 0 | 0.24 | 7.57
SP | Solar | 39 | LAND1 | 368.23 | 0 | 8.32 | 263.36
SP | Solar | 39 | LEGA_1 | 114.71 | 0 | 2.59 | 82.04
SP | Solar | 39 | LEVE | 26.86 | 0 | 0.61 | 19.21
SP | Solar | 39 | LING | 3.12 | 0 | 0.07 | 2.23
SP | Solar | 39 | LINM | 3.12 | 0 | 0.07 | 2.23
SP | Solar | 39 | LISD_1 | 2.94 | 0 | 0.07 | 2.1
SP | Solar | 39 | LITT_C | 6.26 | 0 | 0.14 | 4.48
SP | Solar | 39 | LITT_J | 6.26 | 0 | 0.14 | 4.48
SP | Solar | 39 | LODR_6 | 3.98 | 0 | 0.09 | 2.85
SP | Solar | 39 | LOUD_H | 4.87 | 0 | 0.11 | 3.48
SP | Solar | 39 | LOVE_1 | 284.12 | 0 | 6.42 | 203.2
SP | Solar | 39 | LUNA_P | 0.8 | 0 | 0.02 | 0.57
SP | Solar | 39 | MACC_3 | 33.7 | 0 | 0.76 | 24.1
SP | Solar | 39 | MACD_P | 29.48 | 0 | 0.67 | 21.08
SP | Solar | 39 | MAGA_6 | 51.8 | 0 | 1.17 | 37.05
SP | Solar | 39 | MANN_1 | 481.93 | 0 | 10.89 | 344.68
SP | Solar | 39 | MAYB | 3.12 | 0 | 0.07 | 2.23
SP | Solar | 39 | MELK_1 | 475.52 | 0 | 10.75 | 340.09
SP | Solar | 39 | MILC_P | 10.67 | 0 | 0.24 | 7.63
SP | Solar | 39 | MILH_1 | 16.66 | 0 | 0.38 | 11.92
SP | Solar | 39 | MITY_1 | 731.43 | 0 | 16.53 | 523.12
SP | Solar | 39 | MYBS_P | 21.79 | 0 | 0.49 | 15.58
SP | Solar | 39 | NEAR | 3.12 | 0 | 0.07 | 2.23
SP | Solar | 39 | NECE_1 | 25.04 | 0 | 0.57 | 17.91
SP | Solar | 39 | NEEP_3 | 8.76 | 0 | 0.2 | 6.27
SP | Solar | 39 | NETS | 3.12 | 0 | 0.07 | 2.23
SP | Solar | 39 | NEWX_6 | 14.6 | 0 | 0.33 | 10.44
SP | Solar | 39 | NFLE | 97.63 | 0 | 2.21 | 69.82
SP | Solar | 39 | NHYD_6 | 4.87 | 0 | 0.11 | 3.48
SP | Solar | 39 | NINF_1 | 100.53 | 0 | 2.27 | 71.9
SP | Solar | 39 | NORL_3 | 8.76 | 0 | 0.2 | 6.27
SP | Solar | 39 | NORM_1 | 629.59 | 0 | 14.23 | 450.28
SP | Solar | 39 | NORT_1 | 42.21 | 0 | 0.95 | 30.19
SP | Solar | 39 | NURS_1 | 311.37 | 0 | 7.04 | 222.69
SP | Solar | 39 | OCKH_1 | 12.52 | 0 | 0.28 | 8.95
SP | Solar | 39 | OFFE_3 | 8.21 | 0 | 0.19 | 5.87
SP | Solar | 39 | OLDB_1 | 12.52 | 0 | 0.28 | 8.95
SP | Solar | 39 | OSBA_1 | 30.67 | 0 | 0.69 | 21.94
SP | Solar | 39 | PADIB1 | 27.8 | 0 | 0.63 | 19.88
SP | Solar | 39 | PELH_1 | 197.53 | 0 | 4.46 | 141.27
SP | Solar | 39 | PEMB_1 | 394.58 | 0 | 8.92 | 282.2
SP | Solar | 39 | PENE_1 | 21.91 | 0 | 0.5 | 15.67
SP | Solar | 39 | PENN_1 | 5.9 | 0 | 0.13 | 4.22
SP | Solar | 39 | PENT_1 | 159.78 | 0 | 3.61 | 114.27
SP | Solar | 39 | PENW_1 | 71.23 | 0 | 1.61 | 50.94
SP | Solar | 39 | PERI_H | 3.98 | 0 | 0.09 | 2.85
SP | Solar | 39 | PERS_P | 10.23 | 0 | 0.23 | 7.32
SP | Solar | 39 | PITS_3 | 8.76 | 0 | 0.2 | 6.27
SP | Solar | 39 | POOB | 3.12 | 0 | 0.07 | 2.23
SP | Solar | 39 | POPP_3 | 22.76 | 0 | 0.51 | 16.28
SP | Solar | 39 | PORA_P | 25.07 | 0 | 0.57 | 17.93
SP | Solar | 39 | PORD | 26.86 | 0 | 0.61 | 19.21
SP | Solar | 39 | PYLE_1 | 61.85 | 0 | 1.4 | 44.24
SP | Solar | 39 | QUOI_P | 2.77 | 0 | 0.06 | 1.98
SP | Solar | 39 | RAIN_1 | 3.07 | 0 | 0.07 | 2.2
SP | Solar | 39 | RANN_P | 12.19 | 0 | 0.28 | 8.72
SP | Solar | 39 | RASS_1 | 170.7 | 0 | 3.86 | 122.08
SP | Solar | 39 | RATS_1 | 126.84 | 0 | 2.87 | 90.72
SP | Solar | 39 | RAYL_1 | 131.66 | 0 | 2.98 | 94.16
SP | Solar | 39 | REBR_3 | 5.48 | 0 | 0.12 | 3.92
SP | Solar | 39 | REDH | 38.55 | 0 | 0.87 | 27.57
SP | Solar | 39 | REDM_P | 9.22 | 0 | 0.21 | 6.59
SP | Solar | 39 | RICH1 | 125.37 | 0 | 2.83 | 89.66
SP | Solar | 39 | ROCH_1 | 8.31 | 0 | 0.19 | 5.94
SP | Solar | 39 | RUGEB1 | 82.54 | 0 | 1.87 | 59.03
SP | Solar | 39 | RYEH_1 | 43.81 | 0 | 0.99 | 31.33
SP | Solar | 39 | SALH_1 | 44.59 | 0 | 1.01 | 31.89
SP | Solar | 39 | SALT_1 | 36.38 | 0 | 0.82 | 26.02
SP | Solar | 39 | SBAR | 96.03 | 0 | 2.17 | 68.68
SP | Solar | 39 | SEAB1 | 232.87 | 0 | 5.26 | 166.55
SP | Solar | 39 | SELL_1 | 157.22 | 0 | 3.55 | 112.44
SP | Solar | 39 | SFEG_P | 14.84 | 0 | 0.34 | 10.61
SP | Solar | 39 | SFIL_P | 5.94 | 0 | 0.13 | 4.25
SP | Solar | 39 | SHEC_3 | 8.76 | 0 | 0.2 | 6.27
SP | Solar | 39 | SHRW_1 | 191.88 | 0 | 4.34 | 137.23
SP | Solar | 39 | SIGH | 3.12 | 0 | 0.07 | 2.23
SP | Solar | 39 | SJOW_1 | 3.98 | 0 | 0.09 | 2.85
SP | Solar | 39 | SKLGB1 | 11.37 | 0 | 0.26 | 8.13
SP | Solar | 39 | SLOY_P | 1.6 | 0 | 0.04 | 1.14
SP | Solar | 39 | SMAN_1 | 7.3 | 0 | 0.16 | 5.22
SP | Solar | 39 | SPEN_1 | 49.67 | 0 | 1.12 | 35.52
SP | Solar | 39 | SSHI_3 | 8.21 | 0 | 0.19 | 5.87
SP | Solar | 39 | STAH_1 | 33.07 | 0 | 0.75 | 23.65
SP | Solar | 39 | STAL_1 | 21.91 | 0 | 0.5 | 15.67
SP | Solar | 39 | STAY_1 | 368.14 | 0 | 8.32 | 263.29
SP | Solar | 39 | STEN_1 | 21.91 | 0 | 0.5 | 15.67
SP | Solar | 39 | STES_1 | 27.8 | 0 | 0.63 | 19.88
SP | Solar | 39 | STHA | 3.12 | 0 | 0.07 | 2.23
SP | Solar | 39 | STIR | 26.86 | 0 | 0.61 | 19.21
SP | Solar | 39 | STLE | 26.86 | 0 | 0.61 | 19.21
SP | Solar | 39 | STRI_P | 21.07 | 0 | 0.48 | 15.07
SP | Solar | 39 | SUND_1 | 140.78 | 0 | 3.18 | 100.69
SP | Solar | 39 | SWAN_1 | 259.04 | 0 | 5.85 | 185.27
SP | Solar | 39 | TARL_P | 8.91 | 0 | 0.2 | 6.37
SP | Solar | 39 | TAUN1 | 135.02 | 0 | 3.05 | 96.57
SP | Solar | 39 | TAYN_P | 18.92 | 0 | 0.43 | 13.53
SP | Solar | 39 | TELR | 3.12 | 0 | 0.07 | 2.23
SP | Solar | 39 | TEMP_3 | 8.76 | 0 | 0.2 | 6.27
SP | Solar | 39 | THOM_6 | 36.54 | 0 | 0.83 | 26.13
SP | Solar | 39 | THSO_P | 42.13 | 0 | 0.95 | 30.13
SP | Solar | 39 | THUR_6 | 8.76 | 0 | 0.2 | 6.27
SP | Solar | 39 | TILBB_1 | 110.24 | 0 | 2.49 | 78.84
SP | Solar | 39 | TONG | 3.12 | 0 | 0.07 | 2.23
SP | Solar | 39 | TOTT_1 | 5.48 | 0 | 0.12 | 3.92
SP | Solar | 39 | TRAW_1 | 39.76 | 0 | 0.9 | 28.44
SP | Solar | 39 | TUMB_P | 4.33 | 0 | 0.1 | 3.1
SP | Solar | 39 | TYNE_1 | 8.21 | 0 | 0.19 | 5.87
SP | Solar | 39 | TYNE_2 | 8.21 | 0 | 0.19 | 5.87
SP | Solar | 39 | UPPB_1 | 41.54 | 0 | 0.94 | 29.71
SP | Solar | 39 | UPPB_3 | 40.78 | 0 | 0.92 | 29.17
SP | Solar | 39 | USKM_1 | 50.23 | 0 | 1.14 | 35.92
SP | Solar | 39 | WALH_1 | 219.51 | 0 | 4.96 | 156.99
SP | Solar | 39 | WALP_1 | 112.19 | 0 | 2.54 | 80.24
SP | Solar | 39 | WALP_B | 300.39 | 0 | 6.79 | 214.84
SP | Solar | 39 | WARL_1 | 123.09 | 0 | 2.78 | 88.03
SP | Solar | 39 | WASF_1 | 5.89 | 0 | 0.13 | 4.21
SP | Solar | 39 | WATFS_1 | 4.87 | 0 | 0.11 | 3.48
SP | Solar | 39 | WBOL_6 | 13.78 | 0 | 0.31 | 9.86
SP | Solar | 39 | WBUR_1 | 208.7 | 0 | 4.72 | 149.26
SP | Solar | 39 | WFIE | 26.86 | 0 | 0.61 | 19.21
SP | Solar | 39 | WHAM_1 | 5.48 | 0 | 0.12 | 3.92
SP | Solar | 39 | WHGA_1 | 5.48 | 0 | 0.12 | 3.92
SP | Solar | 39 | WIBA_3 | 8.76 | 0 | 0.2 | 6.27
SP | Solar | 39 | WIEN_1 | 12.52 | 0 | 0.28 | 8.95
SP | Solar | 39 | WILL_1 | 81.47 | 0 | 1.84 | 58.27
SP | Solar | 39 | WIMBN1 | 14.6 | 0 | 0.33 | 10.44
SP | Solar | 39 | WIMBS1 | 14.6 | 0 | 0.33 | 10.44
SP | Solar | 39 | WISD_1 | 3.98 | 0 | 0.09 | 2.85
SP | Solar | 39 | WISD_6 | 3.98 | 0 | 0.09 | 2.85
SP | Solar | 39 | WISH | 3.12 | 0 | 0.07 | 2.23
SP | Solar | 39 | WMEL_1 | 8.76 | 0 | 0.2 | 6.27
SP | Solar | 39 | WTHU31 | 5.48 | 0 | 0.12 | 3.92
SP | Solar | 39 | WWEY_1 | 8.62 | 0 | 0.19 | 6.17
SP | Solar | 39 | WYLF_1 | 65.72 | 0 | 1.49 | 47
SP | Solar | 39 | WYMOM_1 | 70.64 | 0 | 1.6 | 50.52
SP | Solar | 40 | ABHA1 | 213.48 | 0 | 4.82 | 152.68
SP | Solar | 40 | ABNE_P | 23.91 | 0 | 0.54 | 17.1
SP | Solar | 40 | ABTH_1 | 77.37 | 0 | 1.75 | 55.34
SP | Solar | 40 | ACTL_2 | 4.09 | 0 | 0.09 | 2.93
SP | Solar | 40 | ACTL_C | 4.09 | 0 | 0.09 | 2.93
SP | Solar | 40 | ALNE_P | 13.17 | 0 | 0.3 | 9.42
SP | Solar | 40 | ALST_3 | 7.49 | 0 | 0.17 | 5.36
SP | Solar | 40 | ALVE1 | 322.89 | 0 | 7.3 | 230.93
SP | Solar | 40 | AMEM_1 | 45.42 | 0 | 1.03 | 32.48
SP | Solar | 40 | ARBR_P | 26.34 | 0 | 0.6 | 18.84
SP | Solar | 40 | ARDK_P | 4.4 | 0 | 0.1 | 3.15
SP | Solar | 40 | ARMO_P | 28.37 | 0 | 0.64 | 20.29
SP | Solar | 40 | AXMI1 | 266.12 | 0 | 6.01 | 190.33
SP | Solar | 40 | BAGA | 28.06 | 0 | 0.63 | 20.07
SP | Solar | 40 | BAIN | 28.06 | 0 | 0.63 | 20.07
SP | Solar | 40 | BARKC1 | 7.39 | 0 | 0.17 | 5.29
SP | Solar | 40 | BARKW3 | 5.62 | 0 | 0.13 | 4.02
SP | Solar | 40 | BEDDT1 | 6.42 | 0 | 0.15 | 4.59
SP | Solar | 40 | BEDD_1 | 6.42 | 0 | 0.15 | 4.59
SP | Solar | 40 | BERW | 3.26 | 0 | 0.07 | 2.33
SP | Solar | 40 | BESW_1 | 72.88 | 0 | 1.65 | 52.12
SP | Solar | 40 | BICF_1 | 484.4 | 0 | 10.95 | 346.44
SP | Solar | 40 | BIRK_1 | 7.49 | 0 | 0.17 | 5.36
SP | Solar | 40 | BISW_1 | 31.94 | 0 | 0.72 | 22.84
SP | Solar | 40 | BLYTB1 | 22.47 | 0 | 0.51 | 16.07
SP | Solar | 40 | BLYTH132 | 22.47 | 0 | 0.51 | 16.07
SP | Solar | 40 | BOAG_P | 3.26 | 0 | 0.07 | 2.33
SP | Solar | 40 | BOLN_1 | 93.61 | 0 | 2.12 | 66.95
SP | Solar | 40 | BONN | 28.06 | 0 | 0.63 | 20.07
SP | Solar | 40 | BOTW_1 | 160.83 | 0 | 3.63 | 115.03
SP | Solar | 40 | BRAC_P | 2.54 | 0 | 0.06 | 1.82
SP | Solar | 40 | BRAI_1 | 149.19 | 0 | 3.37 | 106.7
SP | Solar | 40 | BRAW_1 | 5.62 | 0 | 0.13 | 4.02
SP | Solar | 40 | BRED_1 | 8.67 | 0 | 0.2 | 6.2
SP | Solar | 40 | BRFO_1 | 185.2 | 0 | 4.19 | 132.46
SP | Solar | 40 | BRIM_1 | 44.94 | 0 | 1.02 | 32.14
SP | Solar | 40 | BRLE_1 | 109.61 | 0 | 2.48 | 78.39
SP | Solar | 40 | BROA_P | 1.02 | 0 | 0.02 | 0.73
SP | Solar | 40 | BROX | 3.26 | 0 | 0.07 | 2.33
SP | Solar | 40 | BRWA1 | 439.93 | 0 | 9.94 | 314.64
SP | Solar | 40 | BUMU_P | 0.85 | 0 | 0.02 | 0.61
SP | Solar | 40 | BURM_1 | 833.25 | 0 | 18.83 | 595.94
SP | Solar | 40 | BUSH_1 | 25.61 | 0 | 0.58 | 18.32
SP | Solar | 40 | BUST_1 | 25.68 | 0 | 0.58 | 18.37
SP | Solar | 40 | CAAD_P | 2.03 | 0 | 0.05 | 1.45
SP | Solar | 40 | CAFA | 3.26 | 0 | 0.07 | 2.33
SP | Solar | 40 | CAMB_01 | 40.17 | 0 | 0.91 | 28.73
SP | Solar | 40 | CANTN1 | 172.12 | 0 | 3.89 | 123.1
SP | Solar | 40 | CAPEA1 | 13.39 | 0 | 0.3 | 9.58
SP | Solar | 40 | CARE_1 | 22.82 | 0 | 0.52 | 16.32
SP | Solar | 40 | CARR_1 | 9.29 | 0 | 0.21 | 6.64
SP | Solar | 40 | CASS_P | 3.81 | 0 | 0.09 | 2.72
SP | Solar | 40 | CATY | 3.26 | 0 | 0.07 | 2.33
SP | Solar | 40 | CBNK_H | 4.09 | 0 | 0.09 | 2.93
SP | Solar | 40 | CELL_1 | 99.17 | 0 | 2.24 | 70.93
SP | Solar | 40 | CHAP | 3.26 | 0 | 0.07 | 2.33
SP | Solar | 40 | CHAS | 3.26 | 0 | 0.07 | 2.33
SP | Solar | 40 | CHIC_1 | 237.38 | 0 | 5.36 | 169.77
SP | Solar | 40 | CHSI_1 | 6.42 | 0 | 0.15 | 4.59
SP | Solar | 40 | CHTE_1 | 162.21 | 0 | 3.67 | 116.01
SP | Solar | 40 | CITR_1 | 4.09 | 0 | 0.09 | 2.93
SP | Solar | 40 | CLAC_P | 8.77 | 0 | 0.2 | 6.27
SP | Solar | 40 | CLAY_P | 0.85 | 0 | 0.02 | 0.61
SP | Solar | 40 | CLT03 | 40.12 | 0 | 0.91 | 28.69
SP | Solar | 40 | CLYM | 3.26 | 0 | 0.07 | 2.33
SP | Solar | 40 | COAT | 3.26 | 0 | 0.07 | 2.33
SP | Solar | 40 | CONQA1 | 142.45 | 0 | 3.22 | 101.88
SP | Solar | 40 | COUA_P | 5.42 | 0 | 0.12 | 3.88
SP | Solar | 40 | COVE_1 | 31.52 | 0 | 0.71 | 22.54
SP | Solar | 40 | COWL_1 | 470.95 | 0 | 10.64 | 336.82
SP | Solar | 40 | COYL | 3.26 | 0 | 0.07 | 2.33
SP | Solar | 40 | CREB_1 | 47.64 | 0 | 1.08 | 34.07
SP | Solar | 40 | CUMB | 28.06 | 0 | 0.63 | 20.07
SP | Solar | 40 | CUPA | 33.69 | 0 | 0.76 | 24.1
SP | Solar | 40 | DALM3 | 3.26 | 0 | 0.07 | 2.33
SP | Solar | 40 | DEVM | 3.26 | 0 | 0.07 | 2.33
SP | Solar | 40 | DEVO | 35.1 | 0 | 0.79 | 25.1
SP | Solar | 40 | DOUN_P | 10.68 | 0 | 0.24 | 7.64
SP | Solar | 40 | DRAK_1 | 109.95 | 0 | 2.48 | 78.64
SP | Solar | 40 | DRAX_1 | 22.47 | 0 | 0.51 | 16.07
SP | Solar | 40 | DRCR | 28.06 | 0 | 0.63 | 20.07
SP | Solar | 40 | DUDH_P | 2.54 | 0 | 0.06 | 1.82
SP | Solar | 40 | DUGR_P | 2.29 | 0 | 0.05 | 1.64
SP | Solar | 40 | DUNB | 3.26 | 0 | 0.07 | 2.33
SP | Solar | 40 | DUNF | 28.06 | 0 | 0.63 | 20.07
SP | Solar | 40 | DUNO_P | 28.06 | 0 | 0.63 | 20.07
SP | Solar | 40 | DYCE_P | 14.74 | 0 | 0.33 | 10.54
SP | Solar | 40 | EALI_6 | 4.09 | 0 | 0.09 | 2.93
SP | Solar | 40 | EASO_1 | 333.47 | 0 | 7.54 | 238.5
SP | Solar | 40 | EAST | 3.26 | 0 | 0.07 | 2.33
SP | Solar | 40 | ECCL | 3.26 | 0 | 0.07 | 2.33
SP | Solar | 40 | ECLA_1 | 221.68 | 0 | 5.01 | 158.55
SP | Solar | 40 | EKIL | 3.26 | 0 | 0.07 | 2.33
SP | Solar | 40 | EKIS | 3.26 | 0 | 0.07 | 2.33
SP | Solar | 40 | ELGI_P | 1.38 | 0 | 0.03 | 0.99
SP | Solar | 40 | ELLA_1 | 5.62 | 0 | 0.13 | 4.02
SP | Solar | 40 | ELST_1 | 4.99 | 0 | 0.11 | 3.57
SP | Solar | 40 | ENDE_1 | 98.62 | 0 | 2.23 | 70.53
SP | Solar | 40 | EXET1 | 223.18 | 0 | 5.04 | 159.62
SP | Solar | 40 | FASN_P | 2.12 | 0 | 0.05 | 1.52
SP | Solar | 40 | FAUG_P | 5.97 | 0 | 0.13 | 4.27
SP | Solar | 40 | FAWL_1 | 197.82 | 0 | 4.47 | 141.48
SP | Solar | 40 | FECK_6 | 175.4 | 0 | 3.96 | 125.45
SP | Solar | 40 | FERRA2 | 31.21 | 0 | 0.71 | 22.32
SP | Solar | 40 | FERRB1 | 28.37 | 0 | 0.64 | 20.29
SP | Solar | 40 | FIDD_P | 28.2 | 0 | 0.64 | 20.17
SP | Solar | 40 | FLEE_1 | 91.82 | 0 | 2.08 | 65.67
SP | Solar | 40 | FOUR_1 | 33.71 | 0 | 0.76 | 24.11
SP | Solar | 40 | FRAS_P | 1.36 | 0 | 0.03 | 0.97
SP | Solar | 40 | FROD_1 | 11.47 | 0 | 0.26 | 8.2
SP | Solar | 40 | FWIL_P | 24.21 | 0 | 0.55 | 17.31
SP | Solar | 40 | GALA | 3.26 | 0 | 0.07 | 2.33
SP | Solar | 40 | GIFF | 3.26 | 0 | 0.07 | 2.33
SP | Solar | 40 | GLLE | 3.26 | 0 | 0.07 | 2.33
SP | Solar | 40 | GLLU | 3.26 | 0 | 0.07 | 2.33
SP | Solar | 40 | GLNI | 28.06 | 0 | 0.63 | 20.07
SP | Solar | 40 | GLRO | 28.06 | 0 | 0.63 | 20.07
SP | Solar | 40 | GREE_H | 4.09 | 0 | 0.09 | 2.93
SP | Solar | 40 | GREN_1 | 543.71 | 0 | 12.29 | 388.86
SP | Solar | 40 | GRIW_1 | 99.77 | 0 | 2.25 | 71.36
SP | Solar | 40 | GRUB_P | 16.81 | 0 | 0.38 | 12.02
SP | Solar | 40 | G_EXTRA_11 | 3.26 | 0 | 0.07 | 2.33
SP | Solar | 40 | G_EXTRA_2 | 3.26 | 0 | 0.07 | 2.33
SP | Solar | 40 | G_EXTRA_5 | 3.26 | 0 | 0.07 | 2.33
SP | Solar | 40 | G_EXTRA_7 | 28.06 | 0 | 0.63 | 20.07
SP | Solar | 40 | G_EXTRA_9 | 3.26 | 0 | 0.07 | 2.33
SP | Solar | 40 | HACK_1 | 5.62 | 0 | 0.13 | 4.02
SP | Solar | 40 | HACK_6 | 5.62 | 0 | 0.13 | 4.02
SP | Solar | 40 | HAMHC1 | 55.62 | 0 | 1.26 | 39.78
SP | Solar | 40 | HARK_1 | 90.7 | 0 | 2.05 | 64.87
SP | Solar | 40 | HARM_6 | 8.43 | 0 | 0.19 | 6.03
SP | Solar | 40 | HAWI | 3.26 | 0 | 0.07 | 2.33
SP | Solar | 40 | HAWP_6 | 14.33 | 0 | 0.32 | 10.25
SP | Solar | 40 | HEYS1 | 33.71 | 0 | 0.76 | 24.11
SP | Solar | 40 | HEYS_1 | 59.72 | 0 | 1.35 | 42.71
SP | Solar | 40 | HUER | 3.26 | 0 | 0.07 | 2.33
SP | Solar | 40 | HURS_1 | 6.42 | 0 | 0.15 | 4.59
SP | Solar | 40 | HUTT_1 | 101.39 | 0 | 2.29 | 72.51
SP | Solar | 40 | IMPK_1 | 146.45 | 0 | 3.31 | 104.74
SP | Solar | 40 | INDQ1 | 485.65 | 0 | 10.98 | 347.34
SP | Solar | 40 | INKE | 28.06 | 0 | 0.63 | 20.07
SP | Solar | 40 | INNE_P | 4.23 | 0 | 0.1 | 3.03
SP | Solar | 40 | IROA1 | 266.98 | 0 | 6.03 | 190.94
SP | Solar | 40 | IRONB1 | 106.56 | 0 | 2.41 | 76.21
SP | Solar | 40 | IVER_1 | 4.99 | 0 | 0.11 | 3.57
SP | Solar | 40 | IVER_6 | 4.99 | 0 | 0.11 | 3.57
SP | Solar | 40 | JOHN | 3.26 | 0 | 0.07 | 2.33
SP | Solar | 40 | JORD_3 | 8.99 | 0 | 0.2 | 6.43
SP | Solar | 40 | KAIM | 3.26 | 0 | 0.07 | 2.33
SP | Solar | 40 | KEAD_1 | 82.23 | 0 | 1.86 | 58.81
SP | Solar | 40 | KEAR_1 | 5.62 | 0 | 0.13 | 4.02
SP | Solar | 40 | KEAR_3 | 17.77 | 0 | 0.4 | 12.71
SP | Solar | 40 | KEIT_P | 35.6 | 0 | 0.8 | 25.46
SP | Solar | 40 | KEMS_1 | 185.89 | 0 | 4.2 | 132.95
SP | Solar | 40 | KEOO | 3.26 | 0 | 0.07 | 2.33
SP | Solar | 40 | KIBY_1 | 1.79 | 0 | 0.04 | 1.28
SP | Solar | 40 | KIER | 28.06 | 0 | 0.63 | 20.07
SP | Solar | 40 | KIIN_P | 9.74 | 0 | 0.22 | 6.97
SP | Solar | 40 | KILS | 3.26 | 0 | 0.07 | 2.33
SP | Solar | 40 | KILT | 3.26 | 0 | 0.07 | 2.33
SP | Solar | 40 | KILW | 10.29 | 0 | 0.23 | 7.36
SP | Solar | 40 | KINO_1 | 77.29 | 0 | 1.75 | 55.28
SP | Solar | 40 | KINT_P | 27.49 | 0 | 0.62 | 19.66
SP | Solar | 40 | KIRKB1 | 5.62 | 0 | 0.13 | 4.02
SP | Solar | 40 | KITW_1 | 14.27 | 0 | 0.32 | 10.21
SP | Solar | 40 | KNAR | 28.91 | 0 | 0.65 | 20.68
SP | Solar | 40 | LACK_6 | 39.61 | 0 | 0.9 | 28.33
SP | Solar | 40 | LAIR_P | 9.49 | 0 | 0.21 | 6.79
SP | Solar | 40 | LALE1SG003 | 10.71 | 0 | 0.24 | 7.66
SP | Solar | 40 | LAND1 | 371.35 | 0 | 8.39 | 265.59
SP | Solar | 40 | LEGA_1 | 115.84 | 0 | 2.62 | 82.85
SP | Solar | 40 | LEVE | 28.06 | 0 | 0.63 | 20.07
SP | Solar | 40 | LING | 3.26 | 0 | 0.07 | 2.33
SP | Solar | 40 | LINM | 3.26 | 0 | 0.07 | 2.33
SP | Solar | 40 | LISD_1 | 2.94 | 0 | 0.07 | 2.1
SP | Solar | 40 | LITT_C | 6.42 | 0 | 0.15 | 4.59
SP | Solar | 40 | LITT_J | 6.42 | 0 | 0.15 | 4.59
SP | Solar | 40 | LODR_6 | 4.09 | 0 | 0.09 | 2.93
SP | Solar | 40 | LOUD_H | 4.99 | 0 | 0.11 | 3.57
SP | Solar | 40 | LOVE_1 | 286.67 | 0 | 6.48 | 205.03
SP | Solar | 40 | LUNA_P | 0.85 | 0 | 0.02 | 0.61
SP | Solar | 40 | MACC_3 | 34.27 | 0 | 0.77 | 24.51
SP | Solar | 40 | MACD_P | 30.98 | 0 | 0.7 | 22.16
SP | Solar | 40 | MAGA_6 | 52.36 | 0 | 1.18 | 37.45
SP | Solar | 40 | MANN_1 | 486.07 | 0 | 10.99 | 347.64
SP | Solar | 40 | MAYB | 3.26 | 0 | 0.07 | 2.33
SP | Solar | 40 | MELK_1 | 480.04 | 0 | 10.85 | 343.32
SP | Solar | 40 | MILC_P | 11.26 | 0 | 0.25 | 8.05
SP | Solar | 40 | MILH_1 | 16.78 | 0 | 0.38 | 12
SP | Solar | 40 | MITY_1 | 735.96 | 0 | 16.63 | 526.36
SP | Solar | 40 | MYBS_P | 23 | 0 | 0.52 | 16.45
SP | Solar | 40 | NEAR | 3.26 | 0 | 0.07 | 2.33
SP | Solar | 40 | NECE_1 | 25.68 | 0 | 0.58 | 18.37
SP | Solar | 40 | NEEP_3 | 8.99 | 0 | 0.2 | 6.43
SP | Solar | 40 | NETS | 3.26 | 0 | 0.07 | 2.33
SP | Solar | 40 | NEWX_6 | 14.98 | 0 | 0.34 | 10.71
SP | Solar | 40 | NFLE | 98.99 | 0 | 2.24 | 70.8
SP | Solar | 40 | NHYD_6 | 4.99 | 0 | 0.11 | 3.57
SP | Solar | 40 | NINF_1 | 101.09 | 0 | 2.28 | 72.3
SP | Solar | 40 | NORL_3 | 8.99 | 0 | 0.2 | 6.43
SP | Solar | 40 | NORM_1 | 637.5 | 0 | 14.41 | 455.94
SP | Solar | 40 | NORT_1 | 42.43 | 0 | 0.96 | 30.35
SP | Solar | 40 | NURS_1 | 313.92 | 0 | 7.09 | 224.52
SP | Solar | 40 | OCKH_1 | 12.84 | 0 | 0.29 | 9.18
SP | Solar | 40 | OFFE_3 | 8.43 | 0 | 0.19 | 6.03
SP | Solar | 40 | OLDB_1 | 12.84 | 0 | 0.29 | 9.18
SP | Solar | 40 | OSBA_1 | 31.46 | 0 | 0.71 | 22.5
SP | Solar | 40 | PADIB1 | 28.36 | 0 | 0.64 | 20.28
SP | Solar | 40 | PELH_1 | 198.66 | 0 | 4.49 | 142.08
SP | Solar | 40 | PEMB_1 | 397.97 | 0 | 8.99 | 284.63
SP | Solar | 40 | PENE_1 | 22.47 | 0 | 0.51 | 16.07
SP | Solar | 40 | PENN_1 | 5.9 | 0 | 0.13 | 4.22
SP | Solar | 40 | PENT_1 | 162.61 | 0 | 3.67 | 116.3
SP | Solar | 40 | PENW_1 | 71.8 | 0 | 1.62 | 51.35
SP | Solar | 40 | PERI_H | 4.09 | 0 | 0.09 | 2.93
SP | Solar | 40 | PERS_P | 10.8 | 0 | 0.24 | 7.72
SP | Solar | 40 | PITS_3 | 8.99 | 0 | 0.2 | 6.43
SP | Solar | 40 | POOB | 3.26 | 0 | 0.07 | 2.33
SP | Solar | 40 | POPP_3 | 23.04 | 0 | 0.52 | 16.48
SP | Solar | 40 | PORA_P | 26.47 | 0 | 0.6 | 18.93
SP | Solar | 40 | PORD | 28.06 | 0 | 0.63 | 20.07
SP | Solar | 40 | PYLE_1 | 62.41 | 0 | 1.41 | 44.64
SP | Solar | 40 | QUOI_P | 2.92 | 0 | 0.07 | 2.09
SP | Solar | 40 | RAIN_1 | 3.07 | 0 | 0.07 | 2.2
SP | Solar | 40 | RANN_P | 12.87 | 0 | 0.29 | 9.2
SP | Solar | 40 | RASS_1 | 174.09 | 0 | 3.93 | 124.51
SP | Solar | 40 | RATS_1 | 127.97 | 0 | 2.89 | 91.52
SP | Solar | 40 | RAYL_1 | 134.38 | 0 | 3.04 | 96.11
SP | Solar | 40 | REBR_3 | 5.62 | 0 | 0.13 | 4.02
SP | Solar | 40 | REDH | 39.75 | 0 | 0.9 | 28.43
SP | Solar | 40 | REDM_P | 9.73 | 0 | 0.22 | 6.96
SP | Solar | 40 | RICH1 | 126.72 | 0 | 2.86 | 90.63
SP | Solar | 40 | ROCH_1 | 8.45 | 0 | 0.19 | 6.04
SP | Solar | 40 | RUGEB1 | 84.23 | 0 | 1.9 | 60.24
SP | Solar | 40 | RYEH_1 | 44.94 | 0 | 1.02 | 32.14
SP | Solar | 40 | SALH_1 | 45.43 | 0 | 1.03 | 32.49
SP | Solar | 40 | SALT_1 | 37.13 | 0 | 0.84 | 26.56
SP | Solar | 40 | SBAR | 97.16 | 0 | 2.2 | 69.49
SP | Solar | 40 | SEAB1 | 236.26 | 0 | 5.34 | 168.97
SP | Solar | 40 | SELL_1 | 159.94 | 0 | 3.61 | 114.39
SP | Solar | 40 | SFEG_P | 15.67 | 0 | 0.35 | 11.21
SP | Solar | 40 | SFIL_P | 6.27 | 0 | 0.14 | 4.48
SP | Solar | 40 | SHEC_3 | 8.99 | 0 | 0.2 | 6.43
SP | Solar | 40 | SHRW_1 | 193.58 | 0 | 4.37 | 138.45
SP | Solar | 40 | SIGH | 3.26 | 0 | 0.07 | 2.33
SP | Solar | 40 | SJOW_1 | 4.09 | 0 | 0.09 | 2.93
SP | Solar | 40 | SKLGB1 | 11.51 | 0 | 0.26 | 8.23
SP | Solar | 40 | SLOY_P | 1.69 | 0 | 0.04 | 1.21
SP | Solar | 40 | SMAN_1 | 7.49 | 0 | 0.17 | 5.36
SP | Solar | 40 | SPEN_1 | 50.8 | 0 | 1.15 | 36.33
SP | Solar | 40 | SSHI_3 | 8.43 | 0 | 0.19 | 6.03
SP | Solar | 40 | STAH_1 | 33.63 | 0 | 0.76 | 24.05
SP | Solar | 40 | STAL_1 | 22.47 | 0 | 0.51 | 16.07
SP | Solar | 40 | STAY_1 | 373.79 | 0 | 8.45 | 267.33
SP | Solar | 40 | STEN_1 | 22.47 | 0 | 0.51 | 16.07
SP | Solar | 40 | STES_1 | 28.36 | 0 | 0.64 | 20.28
SP | Solar | 40 | STHA | 3.26 | 0 | 0.07 | 2.33
SP | Solar | 40 | STIR | 28.06 | 0 | 0.63 | 20.07
SP | Solar | 40 | STLE | 28.06 | 0 | 0.63 | 20.07
SP | Solar | 40 | STRI_P | 22.15 | 0 | 0.5 | 15.84
SP | Solar | 40 | SUND_1 | 143.04 | 0 | 3.23 | 102.3
SP | Solar | 40 | SWAN_1 | 262.43 | 0 | 5.93 | 187.69
SP | Solar | 40 | TARL_P | 9.11 | 0 | 0.21 | 6.52
SP | Solar | 40 | TAUN1 | 136.15 | 0 | 3.08 | 97.37
SP | Solar | 40 | TAYN_P | 19.98 | 0 | 0.45 | 14.29
SP | Solar | 40 | TELR | 3.26 | 0 | 0.07 | 2.33
SP | Solar | 40 | TEMP_3 | 8.99 | 0 | 0.2 | 6.43
SP | Solar | 40 | THOM_6 | 37.33 | 0 | 0.84 | 26.7
SP | Solar | 40 | THSO_P | 44.49 | 0 | 1.01 | 31.82
SP | Solar | 40 | THUR_6 | 8.99 | 0 | 0.2 | 6.43
SP | Solar | 40 | TILBB_1 | 112.95 | 0 | 2.55 | 80.78
SP | Solar | 40 | TONG | 3.26 | 0 | 0.07 | 2.33
SP | Solar | 40 | TOTT_1 | 5.62 | 0 | 0.13 | 4.02
SP | Solar | 40 | TRAW_1 | 40.33 | 0 | 0.91 | 28.84
SP | Solar | 40 | TUMB_P | 4.57 | 0 | 0.1 | 3.27
SP | Solar | 40 | TYNE_1 | 8.43 | 0 | 0.19 | 6.03
SP | Solar | 40 | TYNE_2 | 8.43 | 0 | 0.19 | 6.03
SP | Solar | 40 | UPPB_1 | 41.73 | 0 | 0.94 | 29.85
SP | Solar | 40 | UPPB_3 | 40.97 | 0 | 0.93 | 29.3
SP | Solar | 40 | USKM_1 | 50.42 | 0 | 1.14 | 36.06
SP | Solar | 40 | WALH_1 | 222.34 | 0 | 5.02 | 159.02
SP | Solar | 40 | WALP_1 | 114.45 | 0 | 2.59 | 81.85
SP | Solar | 40 | WALP_B | 302.65 | 0 | 6.84 | 216.46
SP | Solar | 40 | WARL_1 | 125.81 | 0 | 2.84 | 89.98
SP | Solar | 40 | WASF_1 | 5.89 | 0 | 0.13 | 4.21
SP | Solar | 40 | WATFS_1 | 4.99 | 0 | 0.11 | 3.57
SP | Solar | 40 | WBOL_6 | 13.99 | 0 | 0.32 | 10.01
SP | Solar | 40 | WBUR_1 | 210.96 | 0 | 4.77 | 150.88
SP | Solar | 40 | WFIE | 28.06 | 0 | 0.63 | 20.07
SP | Solar | 40 | WHAM_1 | 5.62 | 0 | 0.13 | 4.02
SP | Solar | 40 | WHGA_1 | 5.62 | 0 | 0.13 | 4.02
SP | Solar | 40 | WIBA_3 | 8.99 | 0 | 0.2 | 6.43
SP | Solar | 40 | WIEN_1 | 12.84 | 0 | 0.29 | 9.18
SP | Solar | 40 | WILL_1 | 82.12 | 0 | 1.86 | 58.73
SP | Solar | 40 | WIMBN1 | 14.98 | 0 | 0.34 | 10.71
SP | Solar | 40 | WIMBS1 | 14.98 | 0 | 0.34 | 10.71
SP | Solar | 40 | WISD_1 | 4.09 | 0 | 0.09 | 2.93
SP | Solar | 40 | WISD_6 | 4.09 | 0 | 0.09 | 2.93
SP | Solar | 40 | WISH | 3.26 | 0 | 0.07 | 2.33
SP | Solar | 40 | WMEL_1 | 8.99 | 0 | 0.2 | 6.43
SP | Solar | 40 | WTHU31 | 5.62 | 0 | 0.13 | 4.02
SP | Solar | 40 | WWEY_1 | 8.78 | 0 | 0.2 | 6.28
SP | Solar | 40 | WYLF_1 | 67.41 | 0 | 1.52 | 48.21
SP | Solar | 40 | WYMOM_1 | 71.77 | 0 | 1.62 | 51.33
SP | Wind | 17 | ABNE_P | 9.95 | 2.45 | 3.89 | 5.83
SP | Wind | 17 | ALNE_P | 4.6 | 1.13 | 1.8 | 2.7
SP | Wind | 17 | ALVE1 | 96.66 | 23.78 | 37.79 | 56.65
SP | Wind | 17 | ARMO_P | 24.6 | 6.05 | 9.62 | 14.42
SP | Wind | 17 | BAGA | 49.94 | 12.29 | 19.53 | 29.27
SP | Wind | 17 | BARKC1 | 10.89 | 2.68 | 4.26 | 6.38
SP | Wind | 17 | BERW | 105.24 | 25.89 | 41.15 | 61.68
SP | Wind | 17 | BICF_1 | 239.8 | 58.99 | 151.27 | 175.48
SP | Wind | 17 | BIRK_1 | 180 | 44.28 | 123.62 | 137.84
SP | Wind | 17 | BLYTB1 | 91.48 | 22.5 | 48.05 | 61.08
SP | Wind | 17 | BLYTH132 | 104.85 | 25.79 | 41 | 61.45
SP | Wind | 17 | BONN | 16.37 | 4.03 | 6.4 | 9.6
SP | Wind | 17 | BRAW_1 | 18.32 | 4.51 | 7.16 | 10.74
SP | Wind | 17 | BRFO_1 | 27.52 | 6.77 | 14.31 | 18.29
SP | Wind | 17 | BRLE_1 | 2.04 | 0.5 | 0.8 | 1.19
SP | Wind | 17 | BURM_1 | 26.47 | 6.51 | 10.35 | 15.51
SP | Wind | 17 | BUSH_1 | 4.07 | 1 | 1.59 | 2.39
SP | Wind | 17 | CANTN1 | 143.3 | 35.25 | 98.42 | 109.74
SP | Wind | 17 | CARE_1 | 2.34 | 0.58 | 0.92 | 1.37
SP | Wind | 17 | CHAP | 25.35 | 6.24 | 9.91 | 14.86
SP | Wind | 17 | CHTE_1 | 13.79 | 3.39 | 5.39 | 8.08
SP | Wind | 17 | CONQA1 | 40.06 | 9.85 | 15.66 | 23.48
SP | Wind | 17 | COUA_P | 6.4 | 1.57 | 2.5 | 3.75
SP | Wind | 17 | COVE_1 | 14.25 | 3.51 | 5.57 | 8.35
SP | Wind | 17 | COYL | 66.73 | 16.42 | 26.09 | 39.11
SP | Wind | 17 | CREB_1 | 130.71 | 32.15 | 51.11 | 76.61
SP | Wind | 17 | CUMB | 4.12 | 1.01 | 1.61 | 2.41
SP | Wind | 17 | DEVO | 71.36 | 17.56 | 27.9 | 41.83
SP | Wind | 17 | DOUN_P | 12.61 | 3.1 | 4.93 | 7.39
SP | Wind | 17 | DRAX_1 | 96.15 | 23.65 | 37.59 | 56.35
SP | Wind | 17 | DUNB | 14.23 | 3.5 | 5.56 | 8.34
SP | Wind | 17 | DYCE_P | 17.4 | 4.28 | 6.8 | 10.2
SP | Wind | 17 | EASO_1 | 109.23 | 26.87 | 42.71 | 64.02
SP | Wind | 17 | ECCL | 29.45 | 7.25 | 11.52 | 17.26
SP | Wind | 17 | ECLA_1 | 2.04 | 0.5 | 0.8 | 1.19
SP | Wind | 17 | EKIS | 69.41 | 17.07 | 27.14 | 40.68
SP | Wind | 17 | ELLA_1 | 7.63 | 1.88 | 2.99 | 4.47
SP | Wind | 17 | ENDE_1 | 34.71 | 8.54 | 13.57 | 20.35
SP | Wind | 17 | FECK_6 | 1.32 | 0.33 | 0.52 | 0.78
SP | Wind | 17 | FIDD_P | 45.39 | 11.17 | 17.75 | 26.6
SP | Wind | 17 | FOUR_1 | 111.52 | 27.43 | 43.6 | 65.36
SP | Wind | 17 | FRAS_P | 1.6 | 0.39 | 0.63 | 0.94
SP | Wind | 17 | FROD_1 | 51.26 | 12.61 | 20.04 | 30.04
SP | Wind | 17 | GALA | 17.71 | 4.36 | 6.93 | 10.38
SP | Wind | 17 | GIFF | 4.53 | 1.11 | 1.77 | 2.66
SP | Wind | 17 | GLLU | 76.31 | 18.77 | 29.84 | 44.72
SP | Wind | 17 | GLNI | 34.14 | 8.4 | 13.35 | 20.01
SP | Wind | 17 | GREN_1 | 166.85 | 41.04 | 65.24 | 97.79
SP | Wind | 17 | GRIW_1 | 77.37 | 19.03 | 30.25 | 45.35
SP | Wind | 17 | G_EXTRA_11 | 22.66 | 5.57 | 8.86 | 13.28
SP | Wind | 17 | G_EXTRA_12 | 11.18 | 2.75 | 4.37 | 6.55
SP | Wind | 17 | G_EXTRA_2 | 18.54 | 4.56 | 7.25 | 10.86
SP | Wind | 17 | G_EXTRA_8 | 55.51 | 13.65 | 21.7 | 32.53
SP | Wind | 17 | G_EXTRA_9 | 47.37 | 11.65 | 18.52 | 27.76
SP | Wind | 17 | HARK_1 | 75.39 | 18.55 | 29.48 | 44.19
SP | Wind | 17 | HARM_6 | 25.89 | 6.37 | 10.12 | 15.17
SP | Wind | 17 | HAWI | 16.48 | 4.05 | 6.44 | 9.66
SP | Wind | 17 | HAWP_6 | 36.14 | 8.89 | 14.13 | 21.18
SP | Wind | 17 | HEYS_1 | 60.79 | 14.96 | 23.77 | 35.63
SP | Wind | 17 | HUER | 24 | 5.9 | 16.48 | 18.38
SP | Wind | 17 | HUTT_1 | 79.81 | 19.63 | 31.21 | 46.78
SP | Wind | 17 | INDQ1 | 91.11 | 22.41 | 35.62 | 53.4
SP | Wind | 17 | INKE | 1.65 | 0.41 | 0.64 | 0.97
SP | Wind | 17 | IROA1 | 7.02 | 1.73 | 2.75 | 4.12
SP | Wind | 17 | KEAD_1 | 127.25 | 31.3 | 49.75 | 74.58
SP | Wind | 17 | KEIT_P | 23.09 | 5.68 | 9.03 | 13.53
SP | Wind | 17 | KEMS_1 | 13.03 | 3.21 | 5.09 | 7.64
SP | Wind | 17 | KILS | 14.73 | 3.62 | 5.76 | 8.63
SP | Wind | 17 | KILT | 5.15 | 1.27 | 2.01 | 3.02
SP | Wind | 17 | KINT_P | 28.2 | 6.94 | 11.03 | 16.53
SP | Wind | 17 | KIRKB1 | 16.29 | 4.01 | 6.37 | 9.55
SP | Wind | 17 | LACK_6 | 62.1 | 15.28 | 42.65 | 47.56
SP | Wind | 17 | LAIR_P | 7.5 | 1.85 | 2.93 | 4.4
SP | Wind | 17 | LAND1 | 7.74 | 1.9 | 3.03 | 4.53
SP | Wind | 17 | LEVE | 8.54 | 2.1 | 5.41 | 6.27
SP | Wind | 17 | LING | 62.35 | 15.34 | 24.38 | 36.55
SP | Wind | 17 | LINM | 82.28 | 20.24 | 32.17 | 48.22
SP | Wind | 17 | LISD_1 | 13.84 | 3.41 | 5.41 | 8.11
SP | Wind | 17 | MACD_P | 34 | 8.36 | 13.29 | 19.93
SP | Wind | 17 | MAGA_6 | 8.14 | 2 | 3.18 | 4.77
SP | Wind | 17 | MELK_1 | 2.04 | 0.5 | 0.8 | 1.19
SP | Wind | 17 | MILC_P | 4 | 0.98 | 1.56 | 2.34
SP | Wind | 17 | MITY_1 | 6.62 | 1.63 | 2.59 | 3.88
SP | Wind | 17 | MYBS_P | 25.59 | 6.3 | 10.01 | 15
SP | Wind | 17 | NEAR | 2.37 | 0.58 | 0.93 | 1.39
SP | Wind | 17 | NEEP_3 | 19.75 | 4.86 | 7.72 | 11.57
SP | Wind | 17 | NINF_1 | 7.63 | 1.88 | 2.99 | 4.47
SP | Wind | 17 | NORM_1 | 85.3 | 20.98 | 51.1 | 60.77
SP | Wind | 17 | NORT_1 | 49.68 | 12.22 | 19.42 | 29.12
SP | Wind | 17 | OFFE_3 | 5.25 | 1.29 | 2.05 | 3.08
SP | Wind | 17 | PADIB1 | 53.55 | 13.17 | 20.94 | 31.38
SP | Wind | 17 | PEMB_1 | 28.4 | 6.99 | 11.11 | 16.65
SP | Wind | 17 | PENT_1 | 75.88 | 18.67 | 47.42 | 55.26
SP | Wind | 17 | POOB | 6.18 | 1.52 | 2.42 | 3.62
SP | Wind | 17 | PORA_P | 15.9 | 3.91 | 6.22 | 9.32
SP | Wind | 17 | PYLE_1 | 124.45 | 30.61 | 48.66 | 72.94
SP | Wind | 17 | RAIN_1 | 1.02 | 0.25 | 0.4 | 0.6
SP | Wind | 17 | RASS_1 | 14.15 | 3.48 | 5.53 | 8.29
SP | Wind | 17 | RATS_1 | 10.79 | 2.65 | 4.22 | 6.32
SP | Wind | 17 | RAYL_1 | 59.76 | 14.7 | 23.36 | 35.02
SP | Wind | 17 | REDH | 26.16 | 6.43 | 10.23 | 15.33
SP | Wind | 17 | REDM_P | 11.49 | 2.83 | 4.49 | 6.73
SP | Wind | 17 | ROCH_1 | 116.97 | 28.77 | 45.73 | 68.55
SP | Wind | 17 | SALH_1 | 14.25 | 3.51 | 5.57 | 8.35
SP | Wind | 17 | SALT_1 | 63.22 | 15.55 | 24.72 | 37.05
SP | Wind | 17 | SBAR | 1.53 | 0.38 | 0.6 | 0.89
SP | Wind | 17 | SEAB1 | 28.71 | 7.06 | 11.22 | 16.83
SP | Wind | 17 | SELL_1 | 60.88 | 14.98 | 23.8 | 35.68
SP | Wind | 17 | SFEG_P | 18.5 | 4.55 | 7.23 | 10.84
SP | Wind | 17 | SHRW_1 | 65.2 | 16.04 | 25.49 | 38.22
SP | Wind | 17 | SKLGB1 | 10.43 | 2.57 | 4.08 | 6.12
SP | Wind | 17 | SPEN_1 | 32.58 | 8.01 | 12.74 | 19.09
SP | Wind | 17 | STAY_1 | 31.05 | 7.64 | 12.14 | 18.2
SP | Wind | 17 | STES_1 | 29.4 | 7.23 | 11.5 | 17.23
SP | Wind | 17 | STHA | 12.56 | 3.09 | 4.91 | 7.36
SP | Wind | 17 | STIR | 20.6 | 5.07 | 8.05 | 12.07
SP | Wind | 17 | STLE | 23.17 | 5.7 | 9.06 | 13.58
SP | Wind | 17 | STRI_P | 21.7 | 5.34 | 8.48 | 12.72
SP | Wind | 17 | SUND_1 | 3.87 | 0.95 | 1.51 | 2.27
SP | Wind | 17 | SWAN_1 | 96.3 | 23.69 | 37.65 | 56.44
SP | Wind | 17 | TARL_P | 4.4 | 1.08 | 1.72 | 2.58
SP | Wind | 17 | TAYN_P | 8 | 1.97 | 3.13 | 4.69
SP | Wind | 17 | THOM_6 | 61.28 | 15.08 | 23.96 | 35.92
SP | Wind | 17 | THSO_P | 47.2 | 11.61 | 18.46 | 27.66
SP | Wind | 17 | THUR_6 | 27.38 | 6.74 | 10.71 | 16.05
SP | Wind | 17 | TILBB_1 | 9.37 | 2.3 | 3.66 | 5.49
SP | Wind | 17 | TONG | 2.47 | 0.61 | 0.97 | 1.45
SP | Wind | 17 | TRAW_1 | 158.81 | 39.07 | 62.09 | 93.08
SP | Wind | 17 | UPPB_1 | 76.96 | 18.93 | 30.09 | 45.11
SP | Wind | 17 | UPPB_3 | 27.89 | 6.86 | 10.91 | 16.35
SP | Wind | 17 | USKM_1 | 6.41 | 1.58 | 2.51 | 3.76
SP | Wind | 17 | WALP_1 | 179.42 | 44.14 | 70.15 | 105.16
SP | Wind | 17 | WALP_B | 17.1 | 4.21 | 6.69 | 10.02
SP | Wind | 17 | WARL_1 | 1.02 | 0.25 | 0.4 | 0.6
SP | Wind | 17 | WASF_1 | 2.29 | 0.56 | 0.9 | 1.34
SP | Wind | 17 | WFIE | 17.61 | 4.33 | 6.89 | 10.32
SP | Wind | 17 | WILL_1 | 5.09 | 1.25 | 1.99 | 2.98
SP | Wind | 17 | WISH | 12.98 | 3.19 | 5.07 | 7.6
SP | Wind | 17 | WMEL_1 | 8.7 | 2.14 | 3.4 | 5.1
SP | Wind | 17 | WYLF_1 | 38.48 | 9.47 | 15.05 | 22.55
SP | Wind | 18 | ABNE_P | 10.13 | 2.49 | 3.96 | 5.94
SP | Wind | 18 | ALNE_P | 4.68 | 1.15 | 1.83 | 2.74
SP | Wind | 18 | ALVE1 | 100.04 | 24.61 | 39.12 | 58.63
SP | Wind | 18 | ARMO_P | 25.04 | 6.16 | 9.79 | 14.68
SP | Wind | 18 | BAGA | 50.48 | 12.42 | 19.74 | 29.58
SP | Wind | 18 | BARKC1 | 11.27 | 2.77 | 4.41 | 6.61
SP | Wind | 18 | BERW | 106.36 | 26.17 | 41.59 | 62.34
SP | Wind | 18 | BICF_1 | 241.39 | 59.38 | 151.89 | 176.41
SP | Wind | 18 | BIRK_1 | 180 | 44.28 | 123.62 | 137.84
SP | Wind | 18 | BLYTB1 | 93.23 | 22.94 | 48.73 | 62.1
SP | Wind | 18 | BLYTH132 | 108.52 | 26.7 | 42.43 | 63.61
SP | Wind | 18 | BONN | 16.55 | 4.07 | 6.47 | 9.7
SP | Wind | 18 | BRAW_1 | 18.97 | 4.67 | 7.42 | 11.12
SP | Wind | 18 | BRFO_1 | 28.07 | 6.9 | 14.52 | 18.61
SP | Wind | 18 | BRLE_1 | 2.11 | 0.52 | 0.82 | 1.24
SP | Wind | 18 | BURM_1 | 27.39 | 6.74 | 10.71 | 16.06
SP | Wind | 18 | BUSH_1 | 4.21 | 1.04 | 1.65 | 2.47
SP | Wind | 18 | CANTN1 | 143.3 | 35.25 | 98.42 | 109.74
SP | Wind | 18 | CARE_1 | 2.42 | 0.6 | 0.95 | 1.42
SP | Wind | 18 | CHAP | 25.62 | 6.3 | 10.02 | 15.01
SP | Wind | 18 | CHTE_1 | 14.28 | 3.51 | 5.58 | 8.37
SP | Wind | 18 | CONQA1 | 41.46 | 10.2 | 16.21 | 24.3
SP | Wind | 18 | COUA_P | 6.52 | 1.6 | 2.55 | 3.82
SP | Wind | 18 | COVE_1 | 14.75 | 3.63 | 5.77 | 8.65
SP | Wind | 18 | COYL | 67.44 | 16.59 | 26.37 | 39.53
SP | Wind | 18 | CREB_1 | 135.29 | 33.28 | 52.9 | 79.29
SP | Wind | 18 | CUMB | 4.16 | 1.02 | 1.63 | 2.44
SP | Wind | 18 | DEVO | 72.12 | 17.74 | 28.2 | 42.27
SP | Wind | 18 | DOUN_P | 12.84 | 3.16 | 5.02 | 7.52
SP | Wind | 18 | DRAX_1 | 99.52 | 24.48 | 38.91 | 58.33
SP | Wind | 18 | DUNB | 14.38 | 3.54 | 5.62 | 8.43
SP | Wind | 18 | DYCE_P | 17.71 | 4.36 | 6.93 | 10.38
SP | Wind | 18 | EASO_1 | 113.05 | 27.81 | 44.2 | 66.26
SP | Wind | 18 | ECCL | 29.77 | 7.32 | 11.64 | 17.45
SP | Wind | 18 | ECLA_1 | 2.11 | 0.52 | 0.82 | 1.24
SP | Wind | 18 | EKIS | 70.15 | 17.26 | 27.43 | 41.11
SP | Wind | 18 | ELLA_1 | 7.9 | 1.94 | 3.09 | 4.63
SP | Wind | 18 | ENDE_1 | 35.93 | 8.84 | 14.05 | 21.06
SP | Wind | 18 | FECK_6 | 1.37 | 0.34 | 0.54 | 0.8
SP | Wind | 18 | FIDD_P | 46.21 | 11.37 | 18.07 | 27.08
SP | Wind | 18 | FOUR_1 | 115.43 | 28.39 | 45.13 | 67.65
SP | Wind | 18 | FRAS_P | 1.63 | 0.4 | 0.64 | 0.95
SP | Wind | 18 | FROD_1 | 53.05 | 13.05 | 20.74 | 31.09
SP | Wind | 18 | GALA | 17.9 | 4.4 | 7 | 10.49
SP | Wind | 18 | GIFF | 4.58 | 1.13 | 1.79 | 2.68
SP | Wind | 18 | GLLU | 77.12 | 18.97 | 30.15 | 45.2
SP | Wind | 18 | GLNI | 34.5 | 8.49 | 13.49 | 20.22
SP | Wind | 18 | GREN_1 | 172.69 | 42.48 | 67.52 | 101.21
SP | Wind | 18 | GRIW_1 | 80.08 | 19.7 | 31.31 | 46.93
SP | Wind | 18 | G_EXTRA_11 | 22.9 | 5.63 | 8.95 | 13.42
SP | Wind | 18 | G_EXTRA_12 | 11.38 | 2.8 | 4.45 | 6.67
SP | Wind | 18 | G_EXTRA_2 | 18.73 | 4.61 | 7.32 | 10.98
SP | Wind | 18 | G_EXTRA_8 | 56.1 | 13.8 | 21.93 | 32.88
SP | Wind | 18 | G_EXTRA_9 | 47.87 | 11.78 | 18.72 | 28.06
SP | Wind | 18 | HARK_1 | 78.03 | 19.2 | 30.51 | 45.73
SP | Wind | 18 | HARM_6 | 26.79 | 6.59 | 10.48 | 15.7
SP | Wind | 18 | HAWI | 16.65 | 4.1 | 6.51 | 9.76
SP | Wind | 18 | HAWP_6 | 37.4 | 9.2 | 14.62 | 21.92
SP | Wind | 18 | HEYS_1 | 62.92 | 15.48 | 24.6 | 36.88
SP | Wind | 18 | HUER | 24 | 5.9 | 16.48 | 18.38
SP | Wind | 18 | HUTT_1 | 82.6 | 20.32 | 32.3 | 48.41
SP | Wind | 18 | INDQ1 | 94.3 | 23.2 | 36.87 | 55.27
SP | Wind | 18 | INKE | 1.67 | 0.41 | 0.65 | 0.98
SP | Wind | 18 | IROA1 | 7.27 | 1.79 | 2.84 | 4.26
SP | Wind | 18 | KEAD_1 | 131.7 | 32.4 | 51.5 | 77.19
SP | Wind | 18 | KEIT_P | 23.51 | 5.78 | 9.19 | 13.78
SP | Wind | 18 | KEMS_1 | 13.49 | 3.32 | 5.27 | 7.9
SP | Wind | 18 | KILS | 14.88 | 3.66 | 5.82 | 8.72
SP | Wind | 18 | KILT | 5.2 | 1.28 | 2.03 | 3.05
SP | Wind | 18 | KINT_P | 28.71 | 7.06 | 11.22 | 16.83
SP | Wind | 18 | KIRKB1 | 16.86 | 4.15 | 6.59 | 9.88
SP | Wind | 18 | LACK_6 | 62.1 | 15.28 | 42.65 | 47.56
SP | Wind | 18 | LAIR_P | 7.64 | 1.88 | 2.99 | 4.47
SP | Wind | 18 | LAND1 | 8.01 | 1.97 | 3.13 | 4.69
SP | Wind | 18 | LEVE | 8.56 | 2.11 | 5.42 | 6.28
SP | Wind | 18 | LING | 63.02 | 15.5 | 24.64 | 36.93
SP | Wind | 18 | LINM | 83.16 | 20.46 | 32.51 | 48.74
SP | Wind | 18 | LISD_1 | 14.33 | 3.53 | 5.6 | 8.4
SP | Wind | 18 | MACD_P | 34.61 | 8.51 | 13.53 | 20.29
SP | Wind | 18 | MAGA_6 | 8.43 | 2.07 | 3.3 | 4.94
SP | Wind | 18 | MELK_1 | 2.11 | 0.52 | 0.82 | 1.24
SP | Wind | 18 | MILC_P | 4.07 | 1 | 1.59 | 2.39
SP | Wind | 18 | MITY_1 | 6.85 | 1.68 | 2.68 | 4.01
SP | Wind | 18 | MYBS_P | 26.05 | 6.41 | 10.19 | 15.27
SP | Wind | 18 | NEAR | 2.39 | 0.59 | 0.94 | 1.4
SP | Wind | 18 | NEEP_3 | 20.44 | 5.03 | 7.99 | 11.98
SP | Wind | 18 | NINF_1 | 7.9 | 1.94 | 3.09 | 4.63
SP | Wind | 18 | NORM_1 | 86.18 | 21.2 | 51.45 | 61.29
SP | Wind | 18 | NORT_1 | 51.42 | 12.65 | 20.1 | 30.14
SP | Wind | 18 | OFFE_3 | 5.44 | 1.34 | 2.13 | 3.19
SP | Wind | 18 | PADIB1 | 55.42 | 13.63 | 21.67 | 32.48
SP | Wind | 18 | PEMB_1 | 29.4 | 7.23 | 11.49 | 17.23
SP | Wind | 18 | PENT_1 | 76.44 | 18.8 | 47.63 | 55.58
SP | Wind | 18 | POOB | 6.24 | 1.54 | 2.44 | 3.66
SP | Wind | 18 | PORA_P | 16.19 | 3.98 | 6.33 | 9.49
SP | Wind | 18 | PYLE_1 | 128.81 | 31.69 | 50.36 | 75.49
SP | Wind | 18 | RAIN_1 | 1.05 | 0.26 | 0.41 | 0.62
SP | Wind | 18 | RASS_1 | 14.65 | 3.6 | 5.73 | 8.58
SP | Wind | 18 | RATS_1 | 11.17 | 2.75 | 4.37 | 6.55
SP | Wind | 18 | RAYL_1 | 61.85 | 15.21 | 24.18 | 36.25
SP | Wind | 18 | REDH | 26.44 | 6.5 | 10.34 | 15.49
SP | Wind | 18 | REDM_P | 11.7 | 2.88 | 4.57 | 6.86
SP | Wind | 18 | ROCH_1 | 121.06 | 29.78 | 47.34 | 70.95
SP | Wind | 18 | SALH_1 | 14.75 | 3.63 | 5.77 | 8.65
SP | Wind | 18 | SALT_1 | 65.43 | 16.1 | 25.58 | 38.35
SP | Wind | 18 | SBAR | 1.58 | 0.39 | 0.62 | 0.93
SP | Wind | 18 | SEAB1 | 29.71 | 7.31 | 11.62 | 17.41
SP | Wind | 18 | SELL_1 | 63.01 | 15.5 | 24.64 | 36.93
SP | Wind | 18 | SFEG_P | 18.83 | 4.63 | 7.36 | 11.04
SP | Wind | 18 | SHRW_1 | 67.49 | 16.6 | 26.39 | 39.55
SP | Wind | 18 | SKLGB1 | 10.8 | 2.66 | 4.22 | 6.33
SP | Wind | 18 | SPEN_1 | 33.72 | 8.29 | 13.18 | 19.76
SP | Wind | 18 | STAY_1 | 32.14 | 7.91 | 12.57 | 18.83
SP | Wind | 18 | STES_1 | 30.43 | 7.49 | 11.9 | 17.83
SP | Wind | 18 | STHA | 12.7 | 3.12 | 4.96 | 7.44
SP | Wind | 18 | STIR | 20.82 | 5.12 | 8.14 | 12.2
SP | Wind | 18 | STLE | 23.42 | 5.76 | 9.16 | 13.72
SP | Wind | 18 | STRI_P | 22.09 | 5.43 | 8.64 | 12.95
SP | Wind | 18 | SUND_1 | 4 | 0.98 | 1.57 | 2.35
SP | Wind | 18 | SWAN_1 | 99.67 | 24.52 | 38.97 | 58.42
SP | Wind | 18 | TARL_P | 4.48 | 1.1 | 1.75 | 2.63
SP | Wind | 18 | TAYN_P | 8.14 | 2 | 3.18 | 4.77
SP | Wind | 18 | THOM_6 | 63.43 | 15.6 | 24.8 | 37.18
SP | Wind | 18 | THSO_P | 48.05 | 11.82 | 18.79 | 28.16
SP | Wind | 18 | THUR_6 | 28.34 | 6.97 | 11.08 | 16.61
SP | Wind | 18 | TILBB_1 | 9.69 | 2.38 | 3.79 | 5.68
SP | Wind | 18 | TONG | 2.5 | 0.61 | 0.98 | 1.46
SP | Wind | 18 | TRAW_1 | 164.37 | 40.43 | 64.27 | 96.34
SP | Wind | 18 | UPPB_1 | 79.65 | 19.6 | 31.14 | 46.69
SP | Wind | 18 | UPPB_3 | 28.87 | 7.1 | 11.29 | 16.92
SP | Wind | 18 | USKM_1 | 6.64 | 1.63 | 2.6 | 3.89
SP | Wind | 18 | WALP_1 | 185.7 | 45.68 | 72.61 | 108.84
SP | Wind | 18 | WALP_B | 17.7 | 4.35 | 6.92 | 10.37
SP | Wind | 18 | WARL_1 | 1.05 | 0.26 | 0.41 | 0.62
SP | Wind | 18 | WASF_1 | 2.37 | 0.58 | 0.93 | 1.39
SP | Wind | 18 | WFIE | 17.8 | 4.38 | 6.96 | 10.43
SP | Wind | 18 | WILL_1 | 5.27 | 1.3 | 2.06 | 3.09
SP | Wind | 18 | WISH | 13.11 | 3.23 | 5.13 | 7.69
SP | Wind | 18 | WMEL_1 | 9.01 | 2.22 | 3.52 | 5.28
SP | Wind | 18 | WYLF_1 | 39.83 | 9.8 | 15.57 | 23.34
SP | Wind | 19 | ABNE_P | 10.13 | 2.49 | 3.96 | 5.94
SP | Wind | 19 | ALNE_P | 4.68 | 1.15 | 1.83 | 2.74
SP | Wind | 19 | ALVE1 | 104.1 | 25.61 | 40.7 | 61.01
SP | Wind | 19 | ARMO_P | 25.04 | 6.16 | 9.79 | 14.68
SP | Wind | 19 | BAGA | 50.48 | 12.42 | 19.74 | 29.58
SP | Wind | 19 | BARKC1 | 11.73 | 2.89 | 4.59 | 6.88
SP | Wind | 19 | BERW | 106.36 | 26.17 | 41.59 | 62.34
SP | Wind | 19 | BICF_1 | 243.3 | 59.85 | 152.63 | 177.53
SP | Wind | 19 | BIRK_1 | 180 | 44.28 | 123.62 | 137.84
SP | Wind | 19 | BLYTB1 | 95.33 | 23.45 | 49.55 | 63.33
SP | Wind | 19 | BLYTH132 | 112.93 | 27.78 | 44.16 | 66.19
SP | Wind | 19 | BONN | 16.55 | 4.07 | 6.47 | 9.7
SP | Wind | 19 | BRAW_1 | 19.74 | 4.85 | 7.72 | 11.57
SP | Wind | 19 | BRFO_1 | 28.72 | 7.07 | 14.78 | 18.99
SP | Wind | 19 | BRLE_1 | 2.19 | 0.54 | 0.86 | 1.29
SP | Wind | 19 | BURM_1 | 28.51 | 7.01 | 11.15 | 16.71
SP | Wind | 19 | BUSH_1 | 4.39 | 1.08 | 1.71 | 2.57
SP | Wind | 19 | CANTN1 | 143.3 | 35.25 | 98.42 | 109.74
SP | Wind | 19 | CARE_1 | 2.52 | 0.62 | 0.99 | 1.48
SP | Wind | 19 | CHAP | 25.62 | 6.3 | 10.02 | 15.01
SP | Wind | 19 | CHTE_1 | 14.86 | 3.65 | 5.81 | 8.71
SP | Wind | 19 | CONQA1 | 43.14 | 10.61 | 16.87 | 25.29
SP | Wind | 19 | COUA_P | 6.52 | 1.6 | 2.55 | 3.82
SP | Wind | 19 | COVE_1 | 15.35 | 3.78 | 6 | 9
SP | Wind | 19 | COYL | 67.44 | 16.59 | 26.37 | 39.53
SP | Wind | 19 | CREB_1 | 140.78 | 34.63 | 55.04 | 82.51
SP | Wind | 19 | CUMB | 4.16 | 1.02 | 1.63 | 2.44
SP | Wind | 19 | DEVO | 72.12 | 17.74 | 28.2 | 42.27
SP | Wind | 19 | DOUN_P | 12.84 | 3.16 | 5.02 | 7.52
SP | Wind | 19 | DRAX_1 | 103.55 | 25.47 | 40.49 | 60.69
SP | Wind | 19 | DUNB | 14.38 | 3.54 | 5.62 | 8.43
SP | Wind | 19 | DYCE_P | 17.71 | 4.36 | 6.93 | 10.38
SP | Wind | 19 | EASO_1 | 117.64 | 28.94 | 46 | 68.95
SP | Wind | 19 | ECCL | 29.77 | 7.32 | 11.64 | 17.45
SP | Wind | 19 | ECLA_1 | 2.19 | 0.54 | 0.86 | 1.29
SP | Wind | 19 | EKIS | 70.15 | 17.26 | 27.43 | 41.11
SP | Wind | 19 | ELLA_1 | 8.22 | 2.02 | 3.22 | 4.82
SP | Wind | 19 | ENDE_1 | 37.39 | 9.2 | 14.62 | 21.91
SP | Wind | 19 | FECK_6 | 1.43 | 0.35 | 0.56 | 0.84
SP | Wind | 19 | FIDD_P | 46.21 | 11.37 | 18.07 | 27.08
SP | Wind | 19 | FOUR_1 | 120.11 | 29.55 | 46.96 | 70.4
SP | Wind | 19 | FRAS_P | 1.63 | 0.4 | 0.64 | 0.95
SP | Wind | 19 | FROD_1 | 55.2 | 13.58 | 21.58 | 32.35
SP | Wind | 19 | GALA | 17.9 | 4.4 | 7 | 10.49
SP | Wind | 19 | GIFF | 4.58 | 1.13 | 1.79 | 2.68
SP | Wind | 19 | GLLU | 77.12 | 18.97 | 30.15 | 45.2
SP | Wind | 19 | GLNI | 34.5 | 8.49 | 13.49 | 20.22
SP | Wind | 19 | GREN_1 | 179.7 | 44.21 | 70.26 | 105.32
SP | Wind | 19 | GRIW_1 | 83.33 | 20.5 | 32.58 | 48.84
SP | Wind | 19 | G_EXTRA_11 | 22.9 | 5.63 | 8.95 | 13.42
SP | Wind | 19 | G_EXTRA_12 | 11.38 | 2.8 | 4.45 | 6.67
SP | Wind | 19 | G_EXTRA_2 | 18.73 | 4.61 | 7.32 | 10.98
SP | Wind | 19 | G_EXTRA_8 | 56.1 | 13.8 | 21.93 | 32.88
SP | Wind | 19 | G_EXTRA_9 | 47.87 | 11.78 | 18.72 | 28.06
SP | Wind | 19 | HARK_1 | 81.2 | 19.97 | 31.75 | 47.59
SP | Wind | 19 | HARM_6 | 27.88 | 6.86 | 10.9 | 16.34
SP | Wind | 19 | HAWI | 16.65 | 4.1 | 6.51 | 9.76
SP | Wind | 19 | HAWP_6 | 38.92 | 9.57 | 15.22 | 22.81
SP | Wind | 19 | HEYS_1 | 65.48 | 16.11 | 25.6 | 38.38
SP | Wind | 19 | HUER | 24 | 5.9 | 16.48 | 18.38
SP | Wind | 19 | HUTT_1 | 85.96 | 21.15 | 33.61 | 50.38
SP | Wind | 19 | INDQ1 | 98.13 | 24.14 | 38.37 | 57.51
SP | Wind | 19 | INKE | 1.67 | 0.41 | 0.65 | 0.98
SP | Wind | 19 | IROA1 | 7.57 | 1.86 | 2.96 | 4.43
SP | Wind | 19 | KEAD_1 | 137.05 | 33.71 | 53.59 | 80.32
SP | Wind | 19 | KEIT_P | 23.51 | 5.78 | 9.19 | 13.78
SP | Wind | 19 | KEMS_1 | 14.03 | 3.45 | 5.49 | 8.23
SP | Wind | 19 | KILS | 14.88 | 3.66 | 5.82 | 8.72
SP | Wind | 19 | KILT | 5.2 | 1.28 | 2.03 | 3.05
SP | Wind | 19 | KINT_P | 28.71 | 7.06 | 11.22 | 16.83
SP | Wind | 19 | KIRKB1 | 17.54 | 4.32 | 6.86 | 10.28
SP | Wind | 19 | LACK_6 | 62.1 | 15.28 | 42.65 | 47.56
SP | Wind | 19 | LAIR_P | 7.64 | 1.88 | 2.99 | 4.47
SP | Wind | 19 | LAND1 | 8.33 | 2.05 | 3.26 | 4.88
SP | Wind | 19 | LEVE | 8.56 | 2.11 | 5.42 | 6.28
SP | Wind | 19 | LING | 63.02 | 15.5 | 24.64 | 36.93
SP | Wind | 19 | LINM | 83.16 | 20.46 | 32.51 | 48.74
SP | Wind | 19 | LISD_1 | 14.91 | 3.67 | 5.83 | 8.74
SP | Wind | 19 | MACD_P | 34.61 | 8.51 | 13.53 | 20.29
SP | Wind | 19 | MAGA_6 | 8.77 | 2.16 | 3.43 | 5.14
SP | Wind | 19 | MELK_1 | 2.19 | 0.54 | 0.86 | 1.29
SP | Wind | 19 | MILC_P | 4.07 | 1 | 1.59 | 2.39
SP | Wind | 19 | MITY_1 | 7.13 | 1.75 | 2.79 | 4.18
SP | Wind | 19 | MYBS_P | 26.05 | 6.41 | 10.19 | 15.27
SP | Wind | 19 | NEAR | 2.39 | 0.59 | 0.94 | 1.4
SP | Wind | 19 | NEEP_3 | 21.27 | 5.23 | 8.32 | 12.47
SP | Wind | 19 | NINF_1 | 8.22 | 2.02 | 3.22 | 4.82
SP | Wind | 19 | NORM_1 | 87.25 | 21.46 | 51.86 | 61.92
SP | Wind | 19 | NORT_1 | 53.5 | 13.16 | 20.92 | 31.36
SP | Wind | 19 | OFFE_3 | 5.66 | 1.39 | 2.21 | 3.32
SP | Wind | 19 | PADIB1 | 57.67 | 14.19 | 22.55 | 33.8
SP | Wind | 19 | PEMB_1 | 30.59 | 7.52 | 11.96 | 17.93
SP | Wind | 19 | PENT_1 | 77.1 | 18.97 | 47.9 | 55.97
SP | Wind | 19 | POOB | 6.24 | 1.54 | 2.44 | 3.66
SP | Wind | 19 | PORA_P | 16.19 | 3.98 | 6.33 | 9.49
SP | Wind | 19 | PYLE_1 | 134.03 | 32.97 | 52.41 | 78.56
SP | Wind | 19 | RAIN_1 | 1.1 | 0.27 | 0.43 | 0.64
SP | Wind | 19 | RASS_1 | 15.24 | 3.75 | 5.96 | 8.93
SP | Wind | 19 | RATS_1 | 11.62 | 2.86 | 4.54 | 6.81
SP | Wind | 19 | RAYL_1 | 64.36 | 15.83 | 25.16 | 37.72
SP | Wind | 19 | REDH | 26.44 | 6.5 | 10.34 | 15.49
SP | Wind | 19 | REDM_P | 11.7 | 2.88 | 4.57 | 6.86
SP | Wind | 19 | ROCH_1 | 125.98 | 30.99 | 49.26 | 73.83
SP | Wind | 19 | SALH_1 | 15.35 | 3.78 | 6 | 9
SP | Wind | 19 | SALT_1 | 68.09 | 16.75 | 26.62 | 39.91
SP | Wind | 19 | SBAR | 1.64 | 0.4 | 0.64 | 0.96
SP | Wind | 19 | SEAB1 | 30.92 | 7.61 | 12.09 | 18.12
SP | Wind | 19 | SELL_1 | 65.56 | 16.13 | 25.64 | 38.43
SP | Wind | 19 | SFEG_P | 18.83 | 4.63 | 7.36 | 11.04
SP | Wind | 19 | SHRW_1 | 70.22 | 17.28 | 27.46 | 41.16
SP | Wind | 19 | SKLGB1 | 11.24 | 2.76 | 4.39 | 6.59
SP | Wind | 19 | SPEN_1 | 35.08 | 8.63 | 13.72 | 20.56
SP | Wind | 19 | STAY_1 | 33.44 | 8.23 | 13.08 | 19.6
SP | Wind | 19 | STES_1 | 31.66 | 7.79 | 12.38 | 18.56
SP | Wind | 19 | STHA | 12.7 | 3.12 | 4.96 | 7.44
SP | Wind | 19 | STIR | 20.82 | 5.12 | 8.14 | 12.2
SP | Wind | 19 | STLE | 23.42 | 5.76 | 9.16 | 13.72
SP | Wind | 19 | STRI_P | 22.09 | 5.43 | 8.64 | 12.95
SP | Wind | 19 | SUND_1 | 4.17 | 1.02 | 1.63 | 2.44
SP | Wind | 19 | SWAN_1 | 103.72 | 25.51 | 40.55 | 60.79
SP | Wind | 19 | TARL_P | 4.48 | 1.1 | 1.75 | 2.63
SP | Wind | 19 | TAYN_P | 8.14 | 2 | 3.18 | 4.77
SP | Wind | 19 | THOM_6 | 66 | 16.24 | 25.81 | 38.68
SP | Wind | 19 | THSO_P | 48.05 | 11.82 | 18.79 | 28.16
SP | Wind | 19 | THUR_6 | 29.49 | 7.26 | 11.53 | 17.29
SP | Wind | 19 | TILBB_1 | 10.09 | 2.48 | 3.94 | 5.91
SP | Wind | 19 | TONG | 2.5 | 0.61 | 0.98 | 1.46
SP | Wind | 19 | TRAW_1 | 171.04 | 42.08 | 66.88 | 100.25
SP | Wind | 19 | UPPB_1 | 82.89 | 20.39 | 32.41 | 48.58
SP | Wind | 19 | UPPB_3 | 30.04 | 7.39 | 11.75 | 17.61
SP | Wind | 19 | USKM_1 | 6.91 | 1.7 | 2.7 | 4.05
SP | Wind | 19 | WALP_1 | 193.24 | 47.54 | 75.56 | 113.26
SP | Wind | 19 | WALP_B | 18.42 | 4.53 | 7.2 | 10.8
SP | Wind | 19 | WARL_1 | 1.1 | 0.27 | 0.43 | 0.64
SP | Wind | 19 | WASF_1 | 2.47 | 0.61 | 0.96 | 1.45
SP | Wind | 19 | WFIE | 17.8 | 4.38 | 6.96 | 10.43
SP | Wind | 19 | WILL_1 | 5.48 | 1.35 | 2.14 | 3.21
SP | Wind | 19 | WISH | 13.11 | 3.23 | 5.13 | 7.69
SP | Wind | 19 | WMEL_1 | 9.37 | 2.31 | 3.67 | 5.49
SP | Wind | 19 | WYLF_1 | 41.44 | 10.2 | 16.2 | 24.29
SP | Wind | 20 | ABNE_P | 10.14 | 2.49 | 3.96 | 5.94
SP | Wind | 20 | ALNE_P | 4.69 | 1.15 | 1.83 | 2.75
SP | Wind | 20 | ALVE1 | 104.07 | 25.6 | 40.69 | 60.99
SP | Wind | 20 | ARMO_P | 25.06 | 6.17 | 9.8 | 14.69
SP | Wind | 20 | BAGA | 50.52 | 12.43 | 19.75 | 29.61
SP | Wind | 20 | BARKC1 | 11.73 | 2.88 | 4.59 | 6.87
SP | Wind | 20 | BERW | 106.46 | 26.19 | 41.62 | 62.39
SP | Wind | 20 | BICF_1 | 243.28 | 59.85 | 152.63 | 177.52
SP | Wind | 20 | BIRK_1 | 180 | 44.28 | 123.62 | 137.84
SP | Wind | 20 | BLYTB1 | 95.32 | 23.45 | 49.54 | 63.32
SP | Wind | 20 | BLYTH132 | 112.89 | 27.77 | 44.14 | 66.17
SP | Wind | 20 | BONN | 16.56 | 4.07 | 6.48 | 9.71
SP | Wind | 20 | BRAW_1 | 19.73 | 4.85 | 7.71 | 11.56
SP | Wind | 20 | BRFO_1 | 28.71 | 7.06 | 14.78 | 18.99
SP | Wind | 20 | BRLE_1 | 2.19 | 0.54 | 0.86 | 1.28
SP | Wind | 20 | BURM_1 | 28.5 | 7.01 | 11.14 | 16.7
SP | Wind | 20 | BUSH_1 | 4.38 | 1.08 | 1.71 | 2.57
SP | Wind | 20 | CANTN1 | 143.3 | 35.25 | 98.42 | 109.74
SP | Wind | 20 | CARE_1 | 2.52 | 0.62 | 0.99 | 1.48
SP | Wind | 20 | CHAP | 25.64 | 6.31 | 10.02 | 15.03
SP | Wind | 20 | CHTE_1 | 14.85 | 3.65 | 5.81 | 8.7
SP | Wind | 20 | CONQA1 | 43.13 | 10.61 | 16.86 | 25.28
SP | Wind | 20 | COUA_P | 6.52 | 1.6 | 2.55 | 3.82
SP | Wind | 20 | COVE_1 | 15.34 | 3.77 | 6 | 8.99
SP | Wind | 20 | COYL | 67.5 | 16.6 | 26.39 | 39.56
SP | Wind | 20 | CREB_1 | 140.73 | 34.62 | 55.03 | 82.48
SP | Wind | 20 | CUMB | 4.17 | 1.02 | 1.63 | 2.44
SP | Wind | 20 | DEVO | 72.19 | 17.76 | 28.22 | 42.31
SP | Wind | 20 | DOUN_P | 12.85 | 3.16 | 5.02 | 7.53
SP | Wind | 20 | DRAX_1 | 103.52 | 25.47 | 40.48 | 60.67
SP | Wind | 20 | DUNB | 14.4 | 3.54 | 5.63 | 8.44
SP | Wind | 20 | DYCE_P | 17.73 | 4.36 | 6.93 | 10.39
SP | Wind | 20 | EASO_1 | 117.6 | 28.93 | 45.98 | 68.93
SP | Wind | 20 | ECCL | 29.79 | 7.33 | 11.65 | 17.46
SP | Wind | 20 | ECLA_1 | 2.19 | 0.54 | 0.86 | 1.28
SP | Wind | 20 | EKIS | 70.21 | 17.27 | 27.45 | 41.15
SP | Wind | 20 | ELLA_1 | 8.22 | 2.02 | 3.21 | 4.82
SP | Wind | 20 | ENDE_1 | 37.37 | 9.19 | 14.61 | 21.91
SP | Wind | 20 | FECK_6 | 1.42 | 0.35 | 0.56 | 0.84
SP | Wind | 20 | FIDD_P | 46.24 | 11.38 | 18.08 | 27.1
SP | Wind | 20 | FOUR_1 | 120.07 | 29.54 | 46.95 | 70.37
SP | Wind | 20 | FRAS_P | 1.63 | 0.4 | 0.64 | 0.96
SP | Wind | 20 | FROD_1 | 55.19 | 13.58 | 21.58 | 32.34
SP | Wind | 20 | GALA | 17.92 | 4.41 | 7.01 | 10.5
SP | Wind | 20 | GIFF | 4.58 | 1.13 | 1.79 | 2.69
SP | Wind | 20 | GLLU | 77.19 | 18.99 | 30.18 | 45.24
SP | Wind | 20 | GLNI | 34.53 | 8.49 | 13.5 | 20.24
SP | Wind | 20 | GREN_1 | 179.64 | 44.19 | 70.24 | 105.29
SP | Wind | 20 | GRIW_1 | 83.3 | 20.49 | 32.57 | 48.82
SP | Wind | 20 | G_EXTRA_11 | 22.92 | 5.64 | 8.96 | 13.43
SP | Wind | 20 | G_EXTRA_12 | 11.39 | 2.8 | 4.45 | 6.68
SP | Wind | 20 | G_EXTRA_13 | 32.28 | 7.94 | 12.62 | 18.92
SP | Wind | 20 | G_EXTRA_2 | 18.75 | 4.61 | 7.33 | 10.99
SP | Wind | 20 | G_EXTRA_8 | 56.14 | 13.81 | 21.95 | 32.91
SP | Wind | 20 | G_EXTRA_9 | 47.92 | 11.79 | 18.74 | 28.08
SP | Wind | 20 | HARK_1 | 81.17 | 19.97 | 31.74 | 47.58
SP | Wind | 20 | HARM_6 | 27.87 | 6.86 | 10.9 | 16.34
SP | Wind | 20 | HAWI | 16.67 | 4.1 | 6.52 | 9.77
SP | Wind | 20 | HAWP_6 | 38.91 | 9.57 | 15.21 | 22.8
SP | Wind | 20 | HEYS_1 | 65.46 | 16.1 | 25.59 | 38.36
SP | Wind | 20 | HUER | 24 | 5.9 | 16.48 | 18.38
SP | Wind | 20 | HUTT_1 | 85.93 | 21.14 | 33.6 | 50.36
SP | Wind | 20 | INDQ1 | 98.1 | 24.13 | 38.36 | 57.49
SP | Wind | 20 | INKE | 1.67 | 0.41 | 0.65 | 0.98
SP | Wind | 20 | IROA1 | 7.56 | 1.86 | 2.96 | 4.43
SP | Wind | 20 | KEAD_1 | 137 | 33.7 | 53.57 | 80.3
SP | Wind | 20 | KEIT_P | 23.52 | 5.79 | 9.2 | 13.79
SP | Wind | 20 | KEMS_1 | 14.03 | 3.45 | 5.49 | 8.22
SP | Wind | 20 | KILS | 14.9 | 3.66 | 5.82 | 8.73
SP | Wind | 20 | KILT | 5.21 | 1.28 | 2.04 | 3.05
SP | Wind | 20 | KINT_P | 5.46 | 1.34 | 2.13 | 3.2
SP | Wind | 20 | KIRKB1 | 17.54 | 4.31 | 6.86 | 10.28
SP | Wind | 20 | LACK_6 | 62.1 | 15.28 | 42.65 | 47.56
SP | Wind | 20 | LAIR_P | 7.64 | 1.88 | 2.99 | 4.48
SP | Wind | 20 | LAND1 | 8.33 | 2.05 | 3.26 | 4.88
SP | Wind | 20 | LEVE | 8.56 | 2.11 | 5.42 | 6.28
SP | Wind | 20 | LING | 63.07 | 15.52 | 24.66 | 36.97
SP | Wind | 20 | LINM | 83.23 | 20.47 | 32.54 | 48.78
SP | Wind | 20 | LISD_1 | 14.91 | 3.67 | 5.83 | 8.74
SP | Wind | 20 | MACD_P | 25.63 | 6.31 | 10.02 | 15.02
SP | Wind | 20 | MAGA_6 | 8.77 | 2.16 | 3.43 | 5.14
SP | Wind | 20 | MELK_1 | 2.19 | 0.54 | 0.86 | 1.28
SP | Wind | 20 | MILC_P | 4.08 | 1 | 1.59 | 2.39
SP | Wind | 20 | MITY_1 | 7.12 | 1.75 | 2.79 | 4.18
SP | Wind | 20 | MYBS_P | 26.07 | 6.41 | 10.19 | 15.28
SP | Wind | 20 | NEAR | 2.4 | 0.59 | 0.94 | 1.4
SP | Wind | 20 | NEEP_3 | 21.26 | 5.23 | 8.31 | 12.46
SP | Wind | 20 | NINF_1 | 8.22 | 2.02 | 3.21 | 4.82
SP | Wind | 20 | NORM_1 | 87.24 | 21.46 | 51.86 | 61.91
SP | Wind | 20 | NORT_1 | 53.49 | 13.16 | 20.91 | 31.35
SP | Wind | 20 | OFFE_3 | 5.66 | 1.39 | 2.21 | 3.31
SP | Wind | 20 | PADIB1 | 57.65 | 14.18 | 22.54 | 33.79
SP | Wind | 20 | PEMB_1 | 30.58 | 7.52 | 11.96 | 17.92
SP | Wind | 20 | PENT_1 | 77.1 | 18.97 | 47.89 | 55.97
SP | Wind | 20 | POOB | 6.25 | 1.54 | 2.44 | 3.66
SP | Wind | 20 | PORA_P | 16.2 | 3.98 | 6.33 | 9.49
SP | Wind | 20 | PYLE_1 | 133.99 | 32.96 | 52.39 | 78.53
SP | Wind | 20 | RAIN_1 | 1.1 | 0.27 | 0.43 | 0.64
SP | Wind | 20 | RASS_1 | 15.23 | 3.75 | 5.96 | 8.93
SP | Wind | 20 | RATS_1 | 11.62 | 2.86 | 4.54 | 6.81
SP | Wind | 20 | RAYL_1 | 64.34 | 15.83 | 25.16 | 37.71
SP | Wind | 20 | REDH | 26.46 | 6.51 | 10.34 | 15.51
SP | Wind | 20 | REDM_P | 11.71 | 2.88 | 4.58 | 6.86
SP | Wind | 20 | ROCH_1 | 125.93 | 30.98 | 49.24 | 73.81
SP | Wind | 20 | SALH_1 | 15.34 | 3.77 | 6 | 8.99
SP | Wind | 20 | SALT_1 | 68.06 | 16.74 | 26.61 | 39.89
SP | Wind | 20 | SBAR | 1.64 | 0.4 | 0.64 | 0.96
SP | Wind | 20 | SEAB1 | 30.91 | 7.6 | 12.09 | 18.12
SP | Wind | 20 | SELL_1 | 65.54 | 16.12 | 25.63 | 38.41
SP | Wind | 20 | SFEG_P | 18.85 | 4.64 | 7.37 | 11.05
SP | Wind | 20 | SHRW_1 | 70.2 | 17.27 | 27.45 | 41.14
SP | Wind | 20 | SKLGB1 | 11.23 | 2.76 | 4.39 | 6.58
SP | Wind | 20 | SPEN_1 | 35.07 | 8.63 | 13.71 | 20.56
SP | Wind | 20 | STAY_1 | 33.43 | 8.22 | 13.07 | 19.59
SP | Wind | 20 | STES_1 | 31.65 | 7.79 | 12.38 | 18.55
SP | Wind | 20 | STHA | 12.71 | 3.13 | 4.97 | 7.45
SP | Wind | 20 | STIR | 20.83 | 5.12 | 8.15 | 12.21
SP | Wind | 20 | STLE | 23.44 | 5.77 | 9.16 | 13.74
SP | Wind | 20 | STRI_P | 22.11 | 5.44 | 8.64 | 12.96
SP | Wind | 20 | SUND_1 | 4.16 | 1.02 | 1.63 | 2.44
SP | Wind | 20 | SWAN_1 | 103.68 | 25.51 | 40.54 | 60.77
SP | Wind | 20 | TARL_P | 4.48 | 1.1 | 1.75 | 2.63
SP | Wind | 20 | TAYN_P | 8.15 | 2 | 3.19 | 4.78
SP | Wind | 20 | THOM_6 | 65.98 | 16.23 | 25.8 | 38.67
SP | Wind | 20 | THSO_P | 48.09 | 11.83 | 18.8 | 28.18
SP | Wind | 20 | THUR_6 | 29.48 | 7.25 | 11.53 | 17.28
SP | Wind | 20 | TILBB_1 | 10.08 | 2.48 | 3.94 | 5.91
SP | Wind | 20 | TONG | 2.5 | 0.61 | 0.98 | 1.47
SP | Wind | 20 | TRAW_1 | 170.98 | 42.06 | 66.85 | 100.21
SP | Wind | 20 | UPPB_1 | 82.86 | 20.38 | 32.4 | 48.56
SP | Wind | 20 | UPPB_3 | 30.03 | 7.39 | 11.74 | 17.6
SP | Wind | 20 | USKM_1 | 6.91 | 1.7 | 2.7 | 4.05
SP | Wind | 20 | WALP_1 | 193.18 | 47.52 | 75.53 | 113.22
SP | Wind | 20 | WALP_B | 18.41 | 4.53 | 7.2 | 10.79
SP | Wind | 20 | WARL_1 | 1.1 | 0.27 | 0.43 | 0.64
SP | Wind | 20 | WASF_1 | 2.47 | 0.61 | 0.96 | 1.45
SP | Wind | 20 | WFIE | 17.81 | 4.38 | 6.96 | 10.44
SP | Wind | 20 | WILL_1 | 5.48 | 1.35 | 2.14 | 3.21
SP | Wind | 20 | WISH | 13.12 | 3.23 | 5.13 | 7.69
SP | Wind | 20 | WMEL_1 | 9.37 | 2.31 | 3.66 | 5.49
SP | Wind | 20 | WYLF_1 | 41.43 | 10.19 | 16.2 | 24.28
SP | Wind | 21 | ABNE_P | 10.14 | 2.49 | 3.96 | 5.94
SP | Wind | 21 | ALNE_P | 4.69 | 1.15 | 1.83 | 2.75
SP | Wind | 21 | ALVE1 | 104.07 | 25.6 | 40.69 | 60.99
SP | Wind | 21 | ARMO_P | 25.06 | 6.17 | 9.8 | 14.69
SP | Wind | 21 | BAGA | 50.52 | 12.43 | 19.75 | 29.61
SP | Wind | 21 | BARKC1 | 11.73 | 2.88 | 4.59 | 6.87
SP | Wind | 21 | BERW | 106.46 | 26.19 | 41.62 | 62.39
SP | Wind | 21 | BICF_1 | 243.28 | 59.85 | 152.63 | 177.52
SP | Wind | 21 | BIRK_1 | 180 | 44.28 | 123.62 | 137.84
SP | Wind | 21 | BLYTB1 | 95.32 | 23.45 | 49.54 | 63.32
SP | Wind | 21 | BLYTH132 | 112.89 | 27.77 | 44.14 | 66.17
SP | Wind | 21 | BONN | 16.56 | 4.07 | 6.48 | 9.71
SP | Wind | 21 | BRAW_1 | 19.73 | 4.85 | 7.71 | 11.56
SP | Wind | 21 | BRFO_1 | 28.71 | 7.06 | 14.78 | 18.99
SP | Wind | 21 | BRLE_1 | 2.19 | 0.54 | 0.86 | 1.28
SP | Wind | 21 | BURM_1 | 28.5 | 7.01 | 11.14 | 16.7
SP | Wind | 21 | BUSH_1 | 4.38 | 1.08 | 1.71 | 2.57
SP | Wind | 21 | CANTN1 | 143.3 | 35.25 | 98.42 | 109.74
SP | Wind | 21 | CARE_1 | 2.52 | 0.62 | 0.99 | 1.48
SP | Wind | 21 | CHAP | 25.64 | 6.31 | 10.02 | 15.03
SP | Wind | 21 | CHTE_1 | 14.85 | 3.65 | 5.81 | 8.7
SP | Wind | 21 | CONQA1 | 43.13 | 10.61 | 16.86 | 25.28
SP | Wind | 21 | COUA_P | 6.52 | 1.6 | 2.55 | 3.82
SP | Wind | 21 | COVE_1 | 15.34 | 3.77 | 6 | 8.99
SP | Wind | 21 | COYL | 67.5 | 16.6 | 26.39 | 39.56
SP | Wind | 21 | CREB_1 | 140.73 | 34.62 | 55.03 | 82.48
SP | Wind | 21 | CUMB | 4.17 | 1.02 | 1.63 | 2.44
SP | Wind | 21 | DEVO | 72.19 | 17.76 | 28.22 | 42.31
SP | Wind | 21 | DOUN_P | 12.85 | 3.16 | 5.02 | 7.53
SP | Wind | 21 | DRAX_1 | 103.52 | 25.47 | 40.48 | 60.67
SP | Wind | 21 | DUNB | 14.4 | 3.54 | 5.63 | 8.44
SP | Wind | 21 | DYCE_P | 17.73 | 4.36 | 6.93 | 10.39
SP | Wind | 21 | EASO_1 | 117.6 | 28.93 | 45.98 | 68.93
SP | Wind | 21 | ECCL | 29.79 | 7.33 | 11.65 | 17.46
SP | Wind | 21 | ECLA_1 | 2.19 | 0.54 | 0.86 | 1.28
SP | Wind | 21 | EKIS | 70.21 | 17.27 | 27.45 | 41.15
SP | Wind | 21 | ELLA_1 | 8.22 | 2.02 | 3.21 | 4.82
SP | Wind | 21 | ENDE_1 | 37.37 | 9.19 | 14.61 | 21.91
SP | Wind | 21 | FECK_6 | 1.42 | 0.35 | 0.56 | 0.84
SP | Wind | 21 | FIDD_P | 46.24 | 11.38 | 18.08 | 27.1
SP | Wind | 21 | FOUR_1 | 120.07 | 29.54 | 46.95 | 70.37
SP | Wind | 21 | FRAS_P | 1.63 | 0.4 | 0.64 | 0.96
SP | Wind | 21 | FROD_1 | 55.19 | 13.58 | 21.58 | 32.34
SP | Wind | 21 | GALA | 17.92 | 4.41 | 7.01 | 10.5
SP | Wind | 21 | GIFF | 4.58 | 1.13 | 1.79 | 2.69
SP | Wind | 21 | GLLU | 77.19 | 18.99 | 30.18 | 45.24
SP | Wind | 21 | GLNI | 34.53 | 8.49 | 13.5 | 20.24
SP | Wind | 21 | GREN_1 | 179.64 | 44.19 | 70.24 | 105.29
SP | Wind | 21 | GRIW_1 | 83.3 | 20.49 | 32.57 | 48.82
SP | Wind | 21 | G_EXTRA_11 | 22.92 | 5.64 | 8.96 | 13.43
SP | Wind | 21 | G_EXTRA_12 | 11.39 | 2.8 | 4.45 | 6.68
SP | Wind | 21 | G_EXTRA_13 | 32.28 | 7.94 | 12.62 | 18.92
SP | Wind | 21 | G_EXTRA_2 | 18.75 | 4.61 | 7.33 | 10.99
SP | Wind | 21 | G_EXTRA_8 | 56.14 | 13.81 | 21.95 | 32.91
SP | Wind | 21 | G_EXTRA_9 | 47.92 | 11.79 | 18.74 | 28.08
SP | Wind | 21 | HARK_1 | 81.17 | 19.97 | 31.74 | 47.58
SP | Wind | 21 | HARM_6 | 27.87 | 6.86 | 10.9 | 16.34
SP | Wind | 21 | HAWI | 16.67 | 4.1 | 6.52 | 9.77
SP | Wind | 21 | HAWP_6 | 38.91 | 9.57 | 15.21 | 22.8
SP | Wind | 21 | HEYS_1 | 65.46 | 16.1 | 25.59 | 38.36
SP | Wind | 21 | HUER | 24 | 5.9 | 16.48 | 18.38
SP | Wind | 21 | HUTT_1 | 85.93 | 21.14 | 33.6 | 50.36
SP | Wind | 21 | INDQ1 | 98.1 | 24.13 | 38.36 | 57.49
SP | Wind | 21 | INKE | 1.67 | 0.41 | 0.65 | 0.98
SP | Wind | 21 | IROA1 | 7.56 | 1.86 | 2.96 | 4.43
SP | Wind | 21 | KEAD_1 | 137 | 33.7 | 53.57 | 80.3
SP | Wind | 21 | KEIT_P | 23.52 | 5.79 | 9.2 | 13.79
SP | Wind | 21 | KEMS_1 | 14.03 | 3.45 | 5.49 | 8.22
SP | Wind | 21 | KILS | 14.9 | 3.66 | 5.82 | 8.73
SP | Wind | 21 | KILT | 5.21 | 1.28 | 2.04 | 3.05
SP | Wind | 21 | KINT_P | 5.46 | 1.34 | 2.13 | 3.2
SP | Wind | 21 | KIRKB1 | 17.54 | 4.31 | 6.86 | 10.28
SP | Wind | 21 | LACK_6 | 62.1 | 15.28 | 42.65 | 47.56
SP | Wind | 21 | LAIR_P | 7.64 | 1.88 | 2.99 | 4.48
SP | Wind | 21 | LAND1 | 8.33 | 2.05 | 3.26 | 4.88
SP | Wind | 21 | LEVE | 8.56 | 2.11 | 5.42 | 6.28
SP | Wind | 21 | LING | 63.07 | 15.52 | 24.66 | 36.97
SP | Wind | 21 | LINM | 83.23 | 20.47 | 32.54 | 48.78
SP | Wind | 21 | LISD_1 | 14.91 | 3.67 | 5.83 | 8.74
SP | Wind | 21 | MACD_P | 25.63 | 6.31 | 10.02 | 15.02
SP | Wind | 21 | MAGA_6 | 8.77 | 2.16 | 3.43 | 5.14
SP | Wind | 21 | MELK_1 | 2.19 | 0.54 | 0.86 | 1.28
SP | Wind | 21 | MILC_P | 4.08 | 1 | 1.59 | 2.39
SP | Wind | 21 | MITY_1 | 7.12 | 1.75 | 2.79 | 4.18
SP | Wind | 21 | MYBS_P | 26.07 | 6.41 | 10.19 | 15.28
SP | Wind | 21 | NEAR | 2.4 | 0.59 | 0.94 | 1.4
SP | Wind | 21 | NEEP_3 | 21.26 | 5.23 | 8.31 | 12.46
SP | Wind | 21 | NINF_1 | 8.22 | 2.02 | 3.21 | 4.82
SP | Wind | 21 | NORM_1 | 87.24 | 21.46 | 51.86 | 61.91
SP | Wind | 21 | NORT_1 | 53.49 | 13.16 | 20.91 | 31.35
SP | Wind | 21 | OFFE_3 | 5.66 | 1.39 | 2.21 | 3.31
SP | Wind | 21 | PADIB1 | 57.65 | 14.18 | 22.54 | 33.79
SP | Wind | 21 | PEMB_1 | 30.58 | 7.52 | 11.96 | 17.92
SP | Wind | 21 | PENT_1 | 77.1 | 18.97 | 47.89 | 55.97
SP | Wind | 21 | POOB | 6.25 | 1.54 | 2.44 | 3.66
SP | Wind | 21 | PORA_P | 16.2 | 3.98 | 6.33 | 9.49
SP | Wind | 21 | PYLE_1 | 133.99 | 32.96 | 52.39 | 78.53
SP | Wind | 21 | RAIN_1 | 1.1 | 0.27 | 0.43 | 0.64
SP | Wind | 21 | RASS_1 | 15.23 | 3.75 | 5.96 | 8.93
SP | Wind | 21 | RATS_1 | 11.62 | 2.86 | 4.54 | 6.81
SP | Wind | 21 | RAYL_1 | 64.34 | 15.83 | 25.16 | 37.71
SP | Wind | 21 | REDH | 26.46 | 6.51 | 10.34 | 15.51
SP | Wind | 21 | REDM_P | 11.71 | 2.88 | 4.58 | 6.86
SP | Wind | 21 | ROCH_1 | 125.93 | 30.98 | 49.24 | 73.81
SP | Wind | 21 | SALH_1 | 15.34 | 3.77 | 6 | 8.99
SP | Wind | 21 | SALT_1 | 68.06 | 16.74 | 26.61 | 39.89
SP | Wind | 21 | SBAR | 1.64 | 0.4 | 0.64 | 0.96
SP | Wind | 21 | SEAB1 | 30.91 | 7.6 | 12.09 | 18.12
SP | Wind | 21 | SELL_1 | 65.54 | 16.12 | 25.63 | 38.41
SP | Wind | 21 | SFEG_P | 18.85 | 4.64 | 7.37 | 11.05
SP | Wind | 21 | SHRW_1 | 70.2 | 17.27 | 27.45 | 41.14
SP | Wind | 21 | SKLGB1 | 11.23 | 2.76 | 4.39 | 6.58
SP | Wind | 21 | SPEN_1 | 35.07 | 8.63 | 13.71 | 20.56
SP | Wind | 21 | STAY_1 | 33.43 | 8.22 | 13.07 | 19.59
SP | Wind | 21 | STES_1 | 31.65 | 7.79 | 12.38 | 18.55
SP | Wind | 21 | STHA | 12.71 | 3.13 | 4.97 | 7.45
SP | Wind | 21 | STIR | 20.83 | 5.12 | 8.15 | 12.21
SP | Wind | 21 | STLE | 23.44 | 5.77 | 9.16 | 13.74
SP | Wind | 21 | STRI_P | 22.11 | 5.44 | 8.64 | 12.96
SP | Wind | 21 | SUND_1 | 4.16 | 1.02 | 1.63 | 2.44
SP | Wind | 21 | SWAN_1 | 103.68 | 25.51 | 40.54 | 60.77
SP | Wind | 21 | TARL_P | 4.48 | 1.1 | 1.75 | 2.63
SP | Wind | 21 | TAYN_P | 8.15 | 2 | 3.19 | 4.78
SP | Wind | 21 | THOM_6 | 65.98 | 16.23 | 25.8 | 38.67
SP | Wind | 21 | THSO_P | 48.09 | 11.83 | 18.8 | 28.18
SP | Wind | 21 | THUR_6 | 29.48 | 7.25 | 11.53 | 17.28
SP | Wind | 21 | TILBB_1 | 10.08 | 2.48 | 3.94 | 5.91
SP | Wind | 21 | TONG | 2.5 | 0.61 | 0.98 | 1.47
SP | Wind | 21 | TRAW_1 | 170.98 | 42.06 | 66.85 | 100.21
SP | Wind | 21 | UPPB_1 | 82.86 | 20.38 | 32.4 | 48.56
SP | Wind | 21 | UPPB_3 | 30.03 | 7.39 | 11.74 | 17.6
SP | Wind | 21 | USKM_1 | 6.91 | 1.7 | 2.7 | 4.05
SP | Wind | 21 | WALP_1 | 193.18 | 47.52 | 75.53 | 113.22
SP | Wind | 21 | WALP_B | 18.41 | 4.53 | 7.2 | 10.79
SP | Wind | 21 | WARL_1 | 1.1 | 0.27 | 0.43 | 0.64
SP | Wind | 21 | WASF_1 | 2.47 | 0.61 | 0.96 | 1.45
SP | Wind | 21 | WFIE | 17.81 | 4.38 | 6.96 | 10.44
SP | Wind | 21 | WILL_1 | 5.48 | 1.35 | 2.14 | 3.21
SP | Wind | 21 | WISH | 13.12 | 3.23 | 5.13 | 7.69
SP | Wind | 21 | WMEL_1 | 9.37 | 2.31 | 3.66 | 5.49
SP | Wind | 21 | WYLF_1 | 41.43 | 10.19 | 16.2 | 24.28
SP | Wind | 22 | ABNE_P | 10.14 | 2.49 | 3.96 | 5.94
SP | Wind | 22 | ALNE_P | 4.69 | 1.15 | 1.83 | 2.75
SP | Wind | 22 | ALVE1 | 104.07 | 25.6 | 40.69 | 60.99
SP | Wind | 22 | ARMO_P | 25.06 | 6.17 | 9.8 | 14.69
SP | Wind | 22 | BAGA | 50.52 | 12.43 | 19.75 | 29.61
SP | Wind | 22 | BARKC1 | 11.73 | 2.88 | 4.59 | 6.87
SP | Wind | 22 | BERW | 106.46 | 26.19 | 41.62 | 62.39
SP | Wind | 22 | BICF_1 | 243.28 | 59.85 | 152.63 | 177.52
SP | Wind | 22 | BIRK_1 | 180 | 44.28 | 123.62 | 137.84
SP | Wind | 22 | BLYTB1 | 95.32 | 23.45 | 49.54 | 63.32
SP | Wind | 22 | BLYTH132 | 112.89 | 27.77 | 44.14 | 66.17
SP | Wind | 22 | BONN | 16.56 | 4.07 | 6.48 | 9.71
SP | Wind | 22 | BRAW_1 | 19.73 | 4.85 | 7.71 | 11.56
SP | Wind | 22 | BRFO_1 | 28.71 | 7.06 | 14.78 | 18.99
SP | Wind | 22 | BRLE_1 | 2.19 | 0.54 | 0.86 | 1.28
SP | Wind | 22 | BURM_1 | 28.5 | 7.01 | 11.14 | 16.7
SP | Wind | 22 | BUSH_1 | 4.38 | 1.08 | 1.71 | 2.57
SP | Wind | 22 | CANTN1 | 143.3 | 35.25 | 98.42 | 109.74
SP | Wind | 22 | CARE_1 | 2.52 | 0.62 | 0.99 | 1.48
SP | Wind | 22 | CHAP | 25.64 | 6.31 | 10.02 | 15.03
SP | Wind | 22 | CHTE_1 | 14.85 | 3.65 | 5.81 | 8.7
SP | Wind | 22 | CONQA1 | 43.13 | 10.61 | 16.86 | 25.28
SP | Wind | 22 | COUA_P | 6.52 | 1.6 | 2.55 | 3.82
SP | Wind | 22 | COVE_1 | 15.34 | 3.77 | 6 | 8.99
SP | Wind | 22 | COYL | 67.5 | 16.6 | 26.39 | 39.56
SP | Wind | 22 | CREB_1 | 140.73 | 34.62 | 55.03 | 82.48
SP | Wind | 22 | CUMB | 4.17 | 1.02 | 1.63 | 2.44
SP | Wind | 22 | DEVO | 72.19 | 17.76 | 28.22 | 42.31
SP | Wind | 22 | DOUN_P | 12.85 | 3.16 | 5.02 | 7.53
SP | Wind | 22 | DRAX_1 | 103.52 | 25.47 | 40.48 | 60.67
SP | Wind | 22 | DUNB | 14.4 | 3.54 | 5.63 | 8.44
SP | Wind | 22 | DYCE_P | 17.73 | 4.36 | 6.93 | 10.39
SP | Wind | 22 | EASO_1 | 117.6 | 28.93 | 45.98 | 68.93
SP | Wind | 22 | ECCL | 29.79 | 7.33 | 11.65 | 17.46
SP | Wind | 22 | ECLA_1 | 2.19 | 0.54 | 0.86 | 1.28
SP | Wind | 22 | EKIS | 70.21 | 17.27 | 27.45 | 41.15
SP | Wind | 22 | ELLA_1 | 8.22 | 2.02 | 3.21 | 4.82
SP | Wind | 22 | ENDE_1 | 37.37 | 9.19 | 14.61 | 21.91
SP | Wind | 22 | FECK_6 | 1.42 | 0.35 | 0.56 | 0.84
SP | Wind | 22 | FIDD_P | 46.24 | 11.38 | 18.08 | 27.1
SP | Wind | 22 | FOUR_1 | 120.07 | 29.54 | 46.95 | 70.37
SP | Wind | 22 | FRAS_P | 1.63 | 0.4 | 0.64 | 0.96
SP | Wind | 22 | FROD_1 | 55.19 | 13.58 | 21.58 | 32.34
SP | Wind | 22 | GALA | 17.92 | 4.41 | 7.01 | 10.5
SP | Wind | 22 | GIFF | 4.58 | 1.13 | 1.79 | 2.69
SP | Wind | 22 | GLLU | 77.19 | 18.99 | 30.18 | 45.24
SP | Wind | 22 | GLNI | 34.53 | 8.49 | 13.5 | 20.24
SP | Wind | 22 | GREN_1 | 179.64 | 44.19 | 70.24 | 105.29
SP | Wind | 22 | GRIW_1 | 83.3 | 20.49 | 32.57 | 48.82
SP | Wind | 22 | G_EXTRA_11 | 22.92 | 5.64 | 8.96 | 13.43
SP | Wind | 22 | G_EXTRA_12 | 11.39 | 2.8 | 4.45 | 6.68
SP | Wind | 22 | G_EXTRA_13 | 32.28 | 7.94 | 12.62 | 18.92
SP | Wind | 22 | G_EXTRA_2 | 18.75 | 4.61 | 7.33 | 10.99
SP | Wind | 22 | G_EXTRA_8 | 56.14 | 13.81 | 21.95 | 32.91
SP | Wind | 22 | G_EXTRA_9 | 47.92 | 11.79 | 18.74 | 28.08
SP | Wind | 22 | HARK_1 | 81.17 | 19.97 | 31.74 | 47.58
SP | Wind | 22 | HARM_6 | 27.87 | 6.86 | 10.9 | 16.34
SP | Wind | 22 | HAWI | 16.67 | 4.1 | 6.52 | 9.77
SP | Wind | 22 | HAWP_6 | 38.91 | 9.57 | 15.21 | 22.8
SP | Wind | 22 | HEYS_1 | 65.46 | 16.1 | 25.59 | 38.36
SP | Wind | 22 | HUER | 24 | 5.9 | 16.48 | 18.38
SP | Wind | 22 | HUTT_1 | 85.93 | 21.14 | 33.6 | 50.36
SP | Wind | 22 | INDQ1 | 98.1 | 24.13 | 38.36 | 57.49
SP | Wind | 22 | INKE | 1.67 | 0.41 | 0.65 | 0.98
SP | Wind | 22 | IROA1 | 7.56 | 1.86 | 2.96 | 4.43
SP | Wind | 22 | KEAD_1 | 137 | 33.7 | 53.57 | 80.3
SP | Wind | 22 | KEIT_P | 23.52 | 5.79 | 9.2 | 13.79
SP | Wind | 22 | KEMS_1 | 14.03 | 3.45 | 5.49 | 8.22
SP | Wind | 22 | KILS | 14.9 | 3.66 | 5.82 | 8.73
SP | Wind | 22 | KILT | 5.21 | 1.28 | 2.04 | 3.05
SP | Wind | 22 | KINT_P | 5.46 | 1.34 | 2.13 | 3.2
SP | Wind | 22 | KIRKB1 | 17.54 | 4.31 | 6.86 | 10.28
SP | Wind | 22 | LACK_6 | 62.1 | 15.28 | 42.65 | 47.56
SP | Wind | 22 | LAIR_P | 7.64 | 1.88 | 2.99 | 4.48
SP | Wind | 22 | LAND1 | 8.33 | 2.05 | 3.26 | 4.88
SP | Wind | 22 | LEVE | 8.56 | 2.11 | 5.42 | 6.28
SP | Wind | 22 | LING | 63.07 | 15.52 | 24.66 | 36.97
SP | Wind | 22 | LINM | 83.23 | 20.47 | 32.54 | 48.78
SP | Wind | 22 | LISD_1 | 14.91 | 3.67 | 5.83 | 8.74
SP | Wind | 22 | MACD_P | 25.63 | 6.31 | 10.02 | 15.02
SP | Wind | 22 | MAGA_6 | 8.77 | 2.16 | 3.43 | 5.14
SP | Wind | 22 | MELK_1 | 2.19 | 0.54 | 0.86 | 1.28
SP | Wind | 22 | MILC_P | 4.08 | 1 | 1.59 | 2.39
SP | Wind | 22 | MITY_1 | 7.12 | 1.75 | 2.79 | 4.18
SP | Wind | 22 | MYBS_P | 26.07 | 6.41 | 10.19 | 15.28
SP | Wind | 22 | NEAR | 2.4 | 0.59 | 0.94 | 1.4
SP | Wind | 22 | NEEP_3 | 21.26 | 5.23 | 8.31 | 12.46
SP | Wind | 22 | NINF_1 | 8.22 | 2.02 | 3.21 | 4.82
SP | Wind | 22 | NORM_1 | 87.24 | 21.46 | 51.86 | 61.91
SP | Wind | 22 | NORT_1 | 53.49 | 13.16 | 20.91 | 31.35
SP | Wind | 22 | OFFE_3 | 5.66 | 1.39 | 2.21 | 3.31
SP | Wind | 22 | PADIB1 | 57.65 | 14.18 | 22.54 | 33.79
SP | Wind | 22 | PEMB_1 | 30.58 | 7.52 | 11.96 | 17.92
SP | Wind | 22 | PENT_1 | 77.1 | 18.97 | 47.89 | 55.97
SP | Wind | 22 | POOB | 6.25 | 1.54 | 2.44 | 3.66
SP | Wind | 22 | PORA_P | 16.2 | 3.98 | 6.33 | 9.49
SP | Wind | 22 | PYLE_1 | 133.99 | 32.96 | 52.39 | 78.53
SP | Wind | 22 | RAIN_1 | 1.1 | 0.27 | 0.43 | 0.64
SP | Wind | 22 | RASS_1 | 15.23 | 3.75 | 5.96 | 8.93
SP | Wind | 22 | RATS_1 | 11.62 | 2.86 | 4.54 | 6.81
SP | Wind | 22 | RAYL_1 | 64.34 | 15.83 | 25.16 | 37.71
SP | Wind | 22 | REDH | 26.46 | 6.51 | 10.34 | 15.51
SP | Wind | 22 | REDM_P | 11.71 | 2.88 | 4.58 | 6.86
SP | Wind | 22 | ROCH_1 | 125.93 | 30.98 | 49.24 | 73.81
SP | Wind | 22 | SALH_1 | 15.34 | 3.77 | 6 | 8.99
SP | Wind | 22 | SALT_1 | 68.06 | 16.74 | 26.61 | 39.89
SP | Wind | 22 | SBAR | 1.64 | 0.4 | 0.64 | 0.96
SP | Wind | 22 | SEAB1 | 30.91 | 7.6 | 12.09 | 18.12
SP | Wind | 22 | SELL_1 | 65.54 | 16.12 | 25.63 | 38.41
SP | Wind | 22 | SFEG_P | 18.85 | 4.64 | 7.37 | 11.05
SP | Wind | 22 | SHRW_1 | 70.2 | 17.27 | 27.45 | 41.14
SP | Wind | 22 | SKLGB1 | 11.23 | 2.76 | 4.39 | 6.58
SP | Wind | 22 | SPEN_1 | 35.07 | 8.63 | 13.71 | 20.56
SP | Wind | 22 | STAY_1 | 33.43 | 8.22 | 13.07 | 19.59
SP | Wind | 22 | STES_1 | 31.65 | 7.79 | 12.38 | 18.55
SP | Wind | 22 | STHA | 12.71 | 3.13 | 4.97 | 7.45
SP | Wind | 22 | STIR | 20.83 | 5.12 | 8.15 | 12.21
SP | Wind | 22 | STLE | 23.44 | 5.77 | 9.16 | 13.74
SP | Wind | 22 | STRI_P | 22.11 | 5.44 | 8.64 | 12.96
SP | Wind | 22 | SUND_1 | 4.16 | 1.02 | 1.63 | 2.44
SP | Wind | 22 | SWAN_1 | 103.68 | 25.51 | 40.54 | 60.77
SP | Wind | 22 | TARL_P | 4.48 | 1.1 | 1.75 | 2.63
SP | Wind | 22 | TAYN_P | 8.15 | 2 | 3.19 | 4.78
SP | Wind | 22 | THOM_6 | 65.98 | 16.23 | 25.8 | 38.67
SP | Wind | 22 | THSO_P | 48.09 | 11.83 | 18.8 | 28.18
SP | Wind | 22 | THUR_6 | 29.48 | 7.25 | 11.53 | 17.28
SP | Wind | 22 | TILBB_1 | 10.08 | 2.48 | 3.94 | 5.91
SP | Wind | 22 | TONG | 2.5 | 0.61 | 0.98 | 1.47
SP | Wind | 22 | TRAW_1 | 170.98 | 42.06 | 66.85 | 100.21
SP | Wind | 22 | UPPB_1 | 82.86 | 20.38 | 32.4 | 48.56
SP | Wind | 22 | UPPB_3 | 30.03 | 7.39 | 11.74 | 17.6
SP | Wind | 22 | USKM_1 | 6.91 | 1.7 | 2.7 | 4.05
SP | Wind | 22 | WALP_1 | 193.18 | 47.52 | 75.53 | 113.22
SP | Wind | 22 | WALP_B | 18.41 | 4.53 | 7.2 | 10.79
SP | Wind | 22 | WARL_1 | 1.1 | 0.27 | 0.43 | 0.64
SP | Wind | 22 | WASF_1 | 2.47 | 0.61 | 0.96 | 1.45
SP | Wind | 22 | WFIE | 17.81 | 4.38 | 6.96 | 10.44
SP | Wind | 22 | WILL_1 | 5.48 | 1.35 | 2.14 | 3.21
SP | Wind | 22 | WISH | 13.12 | 3.23 | 5.13 | 7.69
SP | Wind | 22 | WMEL_1 | 9.37 | 2.31 | 3.66 | 5.49
SP | Wind | 22 | WYLF_1 | 41.43 | 10.19 | 16.2 | 24.28
SP | Wind | 23 | ABNE_P | 10.17 | 2.5 | 3.98 | 5.96
SP | Wind | 23 | ALNE_P | 4.7 | 1.16 | 1.84 | 2.76
SP | Wind | 23 | ALVE1 | 104.41 | 25.69 | 40.83 | 61.2
SP | Wind | 23 | ARMO_P | 25.14 | 6.19 | 9.83 | 14.74
SP | Wind | 23 | BAGA | 50.69 | 12.47 | 19.82 | 29.71
SP | Wind | 23 | BARKC1 | 11.77 | 2.89 | 4.6 | 6.9
SP | Wind | 23 | BERW | 106.81 | 26.28 | 41.76 | 62.6
SP | Wind | 23 | BICF_1 | 243.45 | 59.89 | 152.69 | 177.62
SP | Wind | 23 | BIRK_1 | 180 | 44.28 | 123.62 | 137.84
SP | Wind | 23 | BLYTB1 | 95.49 | 23.49 | 49.61 | 63.43
SP | Wind | 23 | BLYTH132 | 113.27 | 27.86 | 44.29 | 66.39
SP | Wind | 23 | BONN | 16.62 | 4.09 | 6.5 | 9.74
SP | Wind | 23 | BRAW_1 | 19.79 | 4.87 | 7.74 | 11.6
SP | Wind | 23 | BRFO_1 | 28.77 | 7.08 | 14.8 | 19.02
SP | Wind | 23 | BRLE_1 | 2.2 | 0.54 | 0.86 | 1.29
SP | Wind | 23 | BURM_1 | 28.59 | 7.03 | 11.18 | 16.76
SP | Wind | 23 | BUSH_1 | 4.4 | 1.08 | 1.72 | 2.58
SP | Wind | 23 | CANTN1 | 143.3 | 35.25 | 98.42 | 109.74
SP | Wind | 23 | CARE_1 | 2.53 | 0.62 | 0.99 | 1.48
SP | Wind | 23 | CHAP | 25.72 | 6.33 | 10.06 | 15.08
SP | Wind | 23 | CHTE_1 | 14.9 | 3.67 | 5.83 | 8.73
SP | Wind | 23 | CONQA1 | 43.27 | 10.64 | 16.92 | 25.36
SP | Wind | 23 | COUA_P | 6.54 | 1.61 | 2.56 | 3.83
SP | Wind | 23 | COVE_1 | 15.4 | 3.79 | 6.02 | 9.02
SP | Wind | 23 | COYL | 67.72 | 16.66 | 26.48 | 39.69
SP | Wind | 23 | CREB_1 | 141.2 | 34.73 | 55.21 | 82.76
SP | Wind | 23 | CUMB | 4.18 | 1.03 | 1.63 | 2.45
SP | Wind | 23 | DEVO | 72.43 | 17.82 | 28.32 | 42.45
SP | Wind | 23 | DOUN_P | 12.89 | 3.17 | 5.04 | 7.55
SP | Wind | 23 | DRAX_1 | 103.86 | 25.55 | 40.61 | 60.87
SP | Wind | 23 | DUNB | 14.44 | 3.55 | 5.65 | 8.47
SP | Wind | 23 | DYCE_P | 17.79 | 4.38 | 6.95 | 10.42
SP | Wind | 23 | EASO_1 | 117.99 | 29.03 | 46.14 | 69.16
SP | Wind | 23 | ECCL | 29.89 | 7.35 | 11.69 | 17.52
SP | Wind | 23 | ECLA_1 | 2.2 | 0.54 | 0.86 | 1.29
SP | Wind | 23 | EKIS | 70.44 | 17.33 | 27.54 | 41.28
SP | Wind | 23 | ELLA_1 | 8.25 | 2.03 | 3.22 | 4.83
SP | Wind | 23 | ENDE_1 | 37.5 | 9.22 | 14.66 | 21.98
SP | Wind | 23 | FECK_6 | 1.43 | 0.35 | 0.56 | 0.84
SP | Wind | 23 | FIDD_P | 46.4 | 11.41 | 18.14 | 27.19
SP | Wind | 23 | FOUR_1 | 120.47 | 29.64 | 47.1 | 70.61
SP | Wind | 23 | FRAS_P | 1.64 | 0.4 | 0.64 | 0.96
SP | Wind | 23 | FROD_1 | 55.37 | 13.62 | 21.65 | 32.45
SP | Wind | 23 | GALA | 17.98 | 4.42 | 7.03 | 10.54
SP | Wind | 23 | GIFF | 4.6 | 1.13 | 1.8 | 2.7
SP | Wind | 23 | GLLU | 77.44 | 19.05 | 30.28 | 45.39
SP | Wind | 23 | GLNI | 34.65 | 8.52 | 13.55 | 20.31
SP | Wind | 23 | GREN_1 | 180.24 | 44.34 | 70.47 | 105.64
SP | Wind | 23 | GRIW_1 | 83.58 | 20.56 | 32.68 | 48.98
SP | Wind | 23 | G_EXTRA_11 | 22.99 | 5.66 | 8.99 | 13.48
SP | Wind | 23 | G_EXTRA_12 | 11.43 | 2.81 | 4.47 | 6.7
SP | Wind | 23 | G_EXTRA_13 | 32.38 | 7.97 | 12.66 | 18.98
SP | Wind | 23 | G_EXTRA_2 | 18.81 | 4.63 | 7.36 | 11.03
SP | Wind | 23 | G_EXTRA_8 | 56.33 | 13.86 | 22.03 | 33.02
SP | Wind | 23 | G_EXTRA_9 | 48.07 | 11.83 | 18.8 | 28.18
SP | Wind | 23 | HARK_1 | 81.44 | 20.03 | 31.84 | 47.73
SP | Wind | 23 | HARM_6 | 27.96 | 6.88 | 10.93 | 16.39
SP | Wind | 23 | HAWI | 16.72 | 4.11 | 6.54 | 9.8
SP | Wind | 23 | HAWP_6 | 39.04 | 9.6 | 15.26 | 22.88
SP | Wind | 23 | HEYS_1 | 65.67 | 16.16 | 25.68 | 38.49
SP | Wind | 23 | HUER | 24 | 5.9 | 16.48 | 18.38
SP | Wind | 23 | HUTT_1 | 86.21 | 21.21 | 33.71 | 50.53
SP | Wind | 23 | INDQ1 | 98.42 | 24.21 | 38.48 | 57.68
SP | Wind | 23 | INKE | 1.67 | 0.41 | 0.65 | 0.98
SP | Wind | 23 | IROA1 | 7.59 | 1.87 | 2.97 | 4.45
SP | Wind | 23 | KEAD_1 | 137.46 | 33.81 | 53.75 | 80.56
SP | Wind | 23 | KEIT_P | 23.6 | 5.81 | 9.23 | 13.83
SP | Wind | 23 | KEMS_1 | 14.08 | 3.46 | 5.5 | 8.25
SP | Wind | 23 | KILS | 14.94 | 3.68 | 5.84 | 8.76
SP | Wind | 23 | KILT | 5.23 | 1.29 | 2.04 | 3.06
SP | Wind | 23 | KINT_P | 5.48 | 1.35 | 2.14 | 3.21
SP | Wind | 23 | KIRKB1 | 17.59 | 4.33 | 6.88 | 10.31
SP | Wind | 23 | LACK_6 | 62.1 | 15.28 | 42.65 | 47.56
SP | Wind | 23 | LAIR_P | 7.67 | 1.89 | 3 | 4.49
SP | Wind | 23 | LAND1 | 8.36 | 2.06 | 3.27 | 4.9
SP | Wind | 23 | LEVE | 8.57 | 2.11 | 5.42 | 6.28
SP | Wind | 23 | LING | 63.28 | 15.57 | 24.74 | 37.09
SP | Wind | 23 | LINM | 83.5 | 20.54 | 32.65 | 48.94
SP | Wind | 23 | LISD_1 | 14.96 | 3.68 | 5.85 | 8.77
SP | Wind | 23 | MACD_P | 25.72 | 6.33 | 10.06 | 15.07
SP | Wind | 23 | MAGA_6 | 8.8 | 2.16 | 3.44 | 5.16
SP | Wind | 23 | MELK_1 | 2.2 | 0.54 | 0.86 | 1.29
SP | Wind | 23 | MILC_P | 4.09 | 1.01 | 1.6 | 2.4
SP | Wind | 23 | MITY_1 | 7.15 | 1.76 | 2.79 | 4.19
SP | Wind | 23 | MYBS_P | 26.16 | 6.43 | 10.23 | 15.33
SP | Wind | 23 | NEAR | 2.4 | 0.59 | 0.94 | 1.41
SP | Wind | 23 | NEEP_3 | 21.33 | 5.25 | 8.34 | 12.5
SP | Wind | 23 | NINF_1 | 8.25 | 2.03 | 3.22 | 4.83
SP | Wind | 23 | NORM_1 | 87.33 | 21.48 | 51.89 | 61.96
SP | Wind | 23 | NORT_1 | 53.66 | 13.2 | 20.98 | 31.45
SP | Wind | 23 | OFFE_3 | 5.67 | 1.4 | 2.22 | 3.33
SP | Wind | 23 | PADIB1 | 57.84 | 14.23 | 22.62 | 33.9
SP | Wind | 23 | PEMB_1 | 30.68 | 7.55 | 12 | 17.98
SP | Wind | 23 | PENT_1 | 77.15 | 18.98 | 47.92 | 56
SP | Wind | 23 | POOB | 6.27 | 1.54 | 2.45 | 3.68
SP | Wind | 23 | PORA_P | 16.25 | 4 | 6.35 | 9.53
SP | Wind | 23 | PYLE_1 | 134.43 | 33.07 | 52.56 | 78.79
SP | Wind | 23 | RAIN_1 | 1.1 | 0.27 | 0.43 | 0.64
SP | Wind | 23 | RASS_1 | 15.29 | 3.76 | 5.98 | 8.96
SP | Wind | 23 | RATS_1 | 11.66 | 2.87 | 4.56 | 6.83
SP | Wind | 23 | RAYL_1 | 64.55 | 15.88 | 25.24 | 37.83
SP | Wind | 23 | REDH | 26.55 | 6.53 | 10.38 | 15.56
SP | Wind | 23 | REDM_P | 11.74 | 2.89 | 4.59 | 6.88
SP | Wind | 23 | ROCH_1 | 126.35 | 31.08 | 49.4 | 74.06
SP | Wind | 23 | SALH_1 | 15.4 | 3.79 | 6.02 | 9.02
SP | Wind | 23 | SALT_1 | 68.29 | 16.8 | 26.7 | 40.02
SP | Wind | 23 | SBAR | 1.65 | 0.41 | 0.64 | 0.97
SP | Wind | 23 | SEAB1 | 31.01 | 7.63 | 12.13 | 18.18
SP | Wind | 23 | SELL_1 | 65.76 | 16.18 | 25.71 | 38.54
SP | Wind | 23 | SFEG_P | 18.91 | 4.65 | 7.39 | 11.08
SP | Wind | 23 | SHRW_1 | 70.43 | 17.33 | 27.54 | 41.28
SP | Wind | 23 | SKLGB1 | 11.27 | 2.77 | 4.41 | 6.61
SP | Wind | 23 | SPEN_1 | 35.19 | 8.66 | 13.76 | 20.62
SP | Wind | 23 | STAY_1 | 33.54 | 8.25 | 13.11 | 19.66
SP | Wind | 23 | STES_1 | 31.76 | 7.81 | 12.42 | 18.61
SP | Wind | 23 | STHA | 12.75 | 3.14 | 4.99 | 7.47
SP | Wind | 23 | STIR | 20.9 | 5.14 | 8.17 | 12.25
SP | Wind | 23 | STLE | 23.51 | 5.78 | 9.19 | 13.78
SP | Wind | 23 | STRI_P | 22.18 | 5.46 | 8.67 | 13
SP | Wind | 23 | SUND_1 | 4.18 | 1.03 | 1.63 | 2.45
SP | Wind | 23 | SWAN_1 | 104.03 | 25.59 | 40.68 | 60.97
SP | Wind | 23 | TARL_P | 4.5 | 1.11 | 1.76 | 2.64
SP | Wind | 23 | TAYN_P | 8.18 | 2.01 | 3.2 | 4.79
SP | Wind | 23 | THOM_6 | 66.2 | 16.29 | 25.88 | 38.8
SP | Wind | 23 | THSO_P | 48.25 | 11.87 | 18.86 | 28.28
SP | Wind | 23 | THUR_6 | 29.58 | 7.28 | 11.57 | 17.34
SP | Wind | 23 | TILBB_1 | 10.12 | 2.49 | 3.96 | 5.93
SP | Wind | 23 | TONG | 2.51 | 0.62 | 0.98 | 1.47
SP | Wind | 23 | TRAW_1 | 171.55 | 42.2 | 67.08 | 100.54
SP | Wind | 23 | UPPB_1 | 83.14 | 20.45 | 32.51 | 48.73
SP | Wind | 23 | UPPB_3 | 30.13 | 7.41 | 11.78 | 17.66
SP | Wind | 23 | USKM_1 | 6.93 | 1.7 | 2.71 | 4.06
SP | Wind | 23 | WALP_1 | 193.82 | 47.68 | 75.78 | 113.6
SP | Wind | 23 | WALP_B | 18.47 | 4.54 | 7.22 | 10.83
SP | Wind | 23 | WARL_1 | 1.1 | 0.27 | 0.43 | 0.64
SP | Wind | 23 | WASF_1 | 2.47 | 0.61 | 0.97 | 1.45
SP | Wind | 23 | WFIE | 17.87 | 4.4 | 6.99 | 10.47
SP | Wind | 23 | WILL_1 | 5.5 | 1.35 | 2.15 | 3.22
SP | Wind | 23 | WISH | 13.17 | 3.24 | 5.15 | 7.72
SP | Wind | 23 | WMEL_1 | 9.4 | 2.31 | 3.68 | 5.51
SP | Wind | 23 | WYLF_1 | 41.57 | 10.23 | 16.25 | 24.36
SP | Wind | 24 | ABNE_P | 10.2 | 2.51 | 3.99 | 5.98
SP | Wind | 24 | ALNE_P | 4.72 | 1.16 | 1.84 | 2.76
SP | Wind | 24 | ALVE1 | 104.75 | 25.77 | 40.96 | 61.39
SP | Wind | 24 | ARMO_P | 25.23 | 6.21 | 9.86 | 14.78
SP | Wind | 24 | BAGA | 50.85 | 12.51 | 19.88 | 29.8
SP | Wind | 24 | BARKC1 | 11.8 | 2.9 | 4.62 | 6.92
SP | Wind | 24 | BERW | 107.15 | 26.36 | 41.9 | 62.8
SP | Wind | 24 | BICF_1 | 243.6 | 59.93 | 152.75 | 177.71
SP | Wind | 24 | BIRK_1 | 180 | 44.28 | 123.62 | 137.84
SP | Wind | 24 | BLYTB1 | 95.67 | 23.53 | 49.68 | 63.53
SP | Wind | 24 | BLYTH132 | 113.63 | 27.95 | 44.43 | 66.6
SP | Wind | 24 | BONN | 16.67 | 4.1 | 6.52 | 9.77
SP | Wind | 24 | BRAW_1 | 19.86 | 4.88 | 7.76 | 11.64
SP | Wind | 24 | BRFO_1 | 28.82 | 7.09 | 14.82 | 19.05
SP | Wind | 24 | BRLE_1 | 2.21 | 0.54 | 0.86 | 1.29
SP | Wind | 24 | BURM_1 | 28.68 | 7.06 | 11.21 | 16.81
SP | Wind | 24 | BUSH_1 | 4.41 | 1.09 | 1.73 | 2.59
SP | Wind | 24 | CANTN1 | 143.3 | 35.25 | 98.42 | 109.74
SP | Wind | 24 | CARE_1 | 2.54 | 0.62 | 0.99 | 1.49
SP | Wind | 24 | CHAP | 25.81 | 6.35 | 10.09 | 15.13
SP | Wind | 24 | CHTE_1 | 14.95 | 3.68 | 5.84 | 8.76
SP | Wind | 24 | CONQA1 | 43.41 | 10.68 | 16.97 | 25.44
SP | Wind | 24 | COUA_P | 6.56 | 1.61 | 2.57 | 3.85
SP | Wind | 24 | COVE_1 | 15.44 | 3.8 | 6.04 | 9.05
SP | Wind | 24 | COYL | 67.94 | 16.71 | 26.56 | 39.82
SP | Wind | 24 | CREB_1 | 141.65 | 34.85 | 55.38 | 83.02
SP | Wind | 24 | CUMB | 4.19 | 1.03 | 1.64 | 2.46
SP | Wind | 24 | DEVO | 72.66 | 17.87 | 28.41 | 42.58
SP | Wind | 24 | DOUN_P | 12.93 | 3.18 | 5.06 | 7.58
SP | Wind | 24 | DRAX_1 | 104.2 | 25.63 | 40.74 | 61.07
SP | Wind | 24 | DUNB | 14.49 | 3.56 | 5.67 | 8.49
SP | Wind | 24 | DYCE_P | 17.84 | 4.39 | 6.98 | 10.46
SP | Wind | 24 | EASO_1 | 118.37 | 29.12 | 46.28 | 69.38
SP | Wind | 24 | ECCL | 29.99 | 7.38 | 11.72 | 17.57
SP | Wind | 24 | ECLA_1 | 2.21 | 0.54 | 0.86 | 1.29
SP | Wind | 24 | EKIS | 70.66 | 17.38 | 27.63 | 41.42
SP | Wind | 24 | ELLA_1 | 8.27 | 2.04 | 3.24 | 4.85
SP | Wind | 24 | ENDE_1 | 37.62 | 9.25 | 14.71 | 22.05
SP | Wind | 24 | FECK_6 | 1.43 | 0.35 | 0.56 | 0.84
SP | Wind | 24 | FIDD_P | 46.54 | 11.45 | 18.2 | 27.28
SP | Wind | 24 | FOUR_1 | 120.85 | 29.73 | 47.25 | 70.83
SP | Wind | 24 | FRAS_P | 1.64 | 0.4 | 0.64 | 0.96
SP | Wind | 24 | FROD_1 | 55.55 | 13.66 | 21.72 | 32.56
SP | Wind | 24 | GALA | 18.03 | 4.44 | 7.05 | 10.57
SP | Wind | 24 | GIFF | 4.61 | 1.13 | 1.8 | 2.7
SP | Wind | 24 | GLLU | 77.69 | 19.11 | 30.38 | 45.53
SP | Wind | 24 | GLNI | 34.76 | 8.55 | 13.59 | 20.37
SP | Wind | 24 | GREN_1 | 180.81 | 44.48 | 70.7 | 105.97
SP | Wind | 24 | GRIW_1 | 83.84 | 20.63 | 32.78 | 49.14
SP | Wind | 24 | G_EXTRA_11 | 23.07 | 5.67 | 9.02 | 13.52
SP | Wind | 24 | G_EXTRA_12 | 11.46 | 2.82 | 4.48 | 6.72
SP | Wind | 24 | G_EXTRA_13 | 32.49 | 7.99 | 12.7 | 19.04
SP | Wind | 24 | G_EXTRA_2 | 18.87 | 4.64 | 7.38 | 11.06
SP | Wind | 24 | G_EXTRA_8 | 56.51 | 13.9 | 22.1 | 33.12
SP | Wind | 24 | G_EXTRA_9 | 48.23 | 11.86 | 18.86 | 28.27
SP | Wind | 24 | HARK_1 | 81.7 | 20.1 | 31.95 | 47.89
SP | Wind | 24 | HARM_6 | 28.05 | 6.9 | 10.97 | 16.44
SP | Wind | 24 | HAWI | 16.77 | 4.13 | 6.56 | 9.83
SP | Wind | 24 | HAWP_6 | 39.16 | 9.63 | 15.31 | 22.95
SP | Wind | 24 | HEYS_1 | 65.88 | 16.21 | 25.76 | 38.61
SP | Wind | 24 | HUER | 24 | 5.9 | 16.48 | 18.38
SP | Wind | 24 | HUTT_1 | 86.49 | 21.28 | 33.82 | 50.69
SP | Wind | 24 | INDQ1 | 98.74 | 24.29 | 38.61 | 57.87
SP | Wind | 24 | INKE | 1.68 | 0.41 | 0.66 | 0.98
SP | Wind | 24 | IROA1 | 7.61 | 1.87 | 2.98 | 4.46
SP | Wind | 24 | KEAD_1 | 137.9 | 33.92 | 53.92 | 80.82
SP | Wind | 24 | KEIT_P | 23.68 | 5.82 | 9.26 | 13.88
SP | Wind | 24 | KEMS_1 | 14.12 | 3.47 | 5.52 | 8.28
SP | Wind | 24 | KILS | 14.99 | 3.69 | 5.86 | 8.79
SP | Wind | 24 | KILT | 5.24 | 1.29 | 2.05 | 3.07
SP | Wind | 24 | KINT_P | 5.49 | 1.35 | 2.15 | 3.22
SP | Wind | 24 | KIRKB1 | 17.65 | 4.34 | 6.9 | 10.35
SP | Wind | 24 | LACK_6 | 62.1 | 15.28 | 42.65 | 47.56
SP | Wind | 24 | LAIR_P | 7.69 | 1.89 | 3.01 | 4.51
SP | Wind | 24 | LAND1 | 8.38 | 2.06 | 3.28 | 4.91
SP | Wind | 24 | LEVE | 8.57 | 2.11 | 5.42 | 6.28
SP | Wind | 24 | LING | 63.48 | 15.62 | 24.82 | 37.21
SP | Wind | 24 | LINM | 83.77 | 20.61 | 32.75 | 49.1
SP | Wind | 24 | LISD_1 | 15 | 3.69 | 5.87 | 8.79
SP | Wind | 24 | MACD_P | 25.8 | 6.35 | 10.09 | 15.12
SP | Wind | 24 | MAGA_6 | 8.83 | 2.17 | 3.45 | 5.17
SP | Wind | 24 | MELK_1 | 2.21 | 0.54 | 0.86 | 1.29
SP | Wind | 24 | MILC_P | 4.1 | 1.01 | 1.6 | 2.4
SP | Wind | 24 | MITY_1 | 7.17 | 1.76 | 2.8 | 4.2
SP | Wind | 24 | MYBS_P | 26.24 | 6.46 | 10.26 | 15.38
SP | Wind | 24 | NEAR | 2.41 | 0.59 | 0.94 | 1.41
SP | Wind | 24 | NEEP_3 | 21.4 | 5.26 | 8.37 | 12.54
SP | Wind | 24 | NINF_1 | 8.27 | 2.04 | 3.24 | 4.85
SP | Wind | 24 | NORM_1 | 87.41 | 21.5 | 51.93 | 62.02
SP | Wind | 24 | NORT_1 | 53.84 | 13.24 | 21.05 | 31.55
SP | Wind | 24 | OFFE_3 | 5.69 | 1.4 | 2.23 | 3.34
SP | Wind | 24 | PADIB1 | 58.03 | 14.27 | 22.69 | 34.01
SP | Wind | 24 | PEMB_1 | 30.78 | 7.57 | 12.03 | 18.04
SP | Wind | 24 | PENT_1 | 77.21 | 18.99 | 47.94 | 56.03
SP | Wind | 24 | POOB | 6.29 | 1.55 | 2.46 | 3.69
SP | Wind | 24 | PORA_P | 16.3 | 4.01 | 6.38 | 9.56
SP | Wind | 24 | PYLE_1 | 134.86 | 33.18 | 52.73 | 79.04
SP | Wind | 24 | RAIN_1 | 1.1 | 0.27 | 0.43 | 0.65
SP | Wind | 24 | RASS_1 | 15.33 | 3.77 | 6 | 8.99
SP | Wind | 24 | RATS_1 | 11.69 | 2.88 | 4.57 | 6.85
SP | Wind | 24 | RAYL_1 | 64.76 | 15.93 | 25.32 | 37.95
SP | Wind | 24 | REDH | 26.63 | 6.55 | 10.41 | 15.61
SP | Wind | 24 | REDM_P | 11.78 | 2.9 | 4.61 | 6.91
SP | Wind | 24 | ROCH_1 | 126.76 | 31.18 | 49.56 | 74.29
SP | Wind | 24 | SALH_1 | 15.44 | 3.8 | 6.04 | 9.05
SP | Wind | 24 | SALT_1 | 68.51 | 16.85 | 26.79 | 40.15
SP | Wind | 24 | SBAR | 1.65 | 0.41 | 0.65 | 0.97
SP | Wind | 24 | SEAB1 | 31.11 | 7.65 | 12.16 | 18.23
SP | Wind | 24 | SELL_1 | 65.97 | 16.23 | 25.79 | 38.67
SP | Wind | 24 | SFEG_P | 18.97 | 4.67 | 7.42 | 11.12
SP | Wind | 24 | SHRW_1 | 70.66 | 17.38 | 27.63 | 41.41
SP | Wind | 24 | SKLGB1 | 11.31 | 2.78 | 4.42 | 6.63
SP | Wind | 24 | SPEN_1 | 35.3 | 8.68 | 13.8 | 20.69
SP | Wind | 24 | STAY_1 | 33.65 | 8.28 | 13.16 | 19.72
SP | Wind | 24 | STES_1 | 31.86 | 7.84 | 12.46 | 18.67
SP | Wind | 24 | STHA | 12.79 | 3.15 | 5 | 7.5
SP | Wind | 24 | STIR | 20.97 | 5.16 | 8.2 | 12.29
SP | Wind | 24 | STLE | 23.59 | 5.8 | 9.22 | 13.83
SP | Wind | 24 | STRI_P | 22.25 | 5.47 | 8.7 | 13.04
SP | Wind | 24 | SUND_1 | 4.19 | 1.03 | 1.64 | 2.46
SP | Wind | 24 | SWAN_1 | 104.36 | 25.67 | 40.81 | 61.17
SP | Wind | 24 | TARL_P | 4.51 | 1.11 | 1.76 | 2.64
SP | Wind | 24 | TAYN_P | 8.2 | 2.02 | 3.21 | 4.81
SP | Wind | 24 | THOM_6 | 66.41 | 16.34 | 25.97 | 38.92
SP | Wind | 24 | THSO_P | 48.4 | 11.91 | 18.92 | 28.37
SP | Wind | 24 | THUR_6 | 29.68 | 7.3 | 11.6 | 17.39
SP | Wind | 24 | TILBB_1 | 10.15 | 2.5 | 3.97 | 5.95
SP | Wind | 24 | TONG | 2.52 | 0.62 | 0.98 | 1.47
SP | Wind | 24 | TRAW_1 | 172.1 | 42.34 | 67.29 | 100.87
SP | Wind | 24 | UPPB_1 | 83.4 | 20.52 | 32.61 | 48.88
SP | Wind | 24 | UPPB_3 | 30.23 | 7.44 | 11.82 | 17.72
SP | Wind | 24 | USKM_1 | 6.95 | 1.71 | 2.72 | 4.07
SP | Wind | 24 | WALP_1 | 194.44 | 47.83 | 76.02 | 113.96
SP | Wind | 24 | WALP_B | 18.53 | 4.56 | 7.25 | 10.86
SP | Wind | 24 | WARL_1 | 1.1 | 0.27 | 0.43 | 0.65
SP | Wind | 24 | WASF_1 | 2.48 | 0.61 | 0.97 | 1.45
SP | Wind | 24 | WFIE | 17.93 | 4.41 | 7.01 | 10.51
SP | Wind | 24 | WILL_1 | 5.52 | 1.36 | 2.16 | 3.23
SP | Wind | 24 | WISH | 13.21 | 3.25 | 5.17 | 7.74
SP | Wind | 24 | WMEL_1 | 9.43 | 2.32 | 3.69 | 5.53
SP | Wind | 24 | WYLF_1 | 41.7 | 10.26 | 16.3 | 24.44
SP | Wind | 25 | ABNE_P | 10.23 | 2.52 | 4 | 6
SP | Wind | 25 | ALNE_P | 4.73 | 1.16 | 1.85 | 2.77
SP | Wind | 25 | ALVE1 | 105.07 | 25.85 | 41.08 | 61.58
SP | Wind | 25 | ARMO_P | 25.3 | 6.22 | 9.89 | 14.83
SP | Wind | 25 | BAGA | 51.01 | 12.55 | 19.94 | 29.89
SP | Wind | 25 | BARKC1 | 11.84 | 2.91 | 4.63 | 6.94
SP | Wind | 25 | BERW | 107.48 | 26.44 | 42.03 | 62.99
SP | Wind | 25 | BICF_1 | 243.75 | 59.96 | 152.81 | 177.8
SP | Wind | 25 | BIRK_1 | 180 | 44.28 | 123.62 | 137.84
SP | Wind | 25 | BLYTB1 | 95.83 | 23.58 | 49.75 | 63.63
SP | Wind | 25 | BLYTH132 | 113.98 | 28.04 | 44.57 | 66.8
SP | Wind | 25 | BONN | 16.72 | 4.11 | 6.54 | 9.8
SP | Wind | 25 | BRAW_1 | 19.92 | 4.9 | 7.79 | 11.67
SP | Wind | 25 | BRFO_1 | 28.88 | 7.1 | 14.84 | 19.08
SP | Wind | 25 | BRLE_1 | 2.21 | 0.54 | 0.87 | 1.3
SP | Wind | 25 | BURM_1 | 28.77 | 7.08 | 11.25 | 16.86
SP | Wind | 25 | BUSH_1 | 4.43 | 1.09 | 1.73 | 2.59
SP | Wind | 25 | CANTN1 | 143.3 | 35.25 | 98.42 | 109.74
SP | Wind | 25 | CARE_1 | 2.55 | 0.63 | 1 | 1.49
SP | Wind | 25 | CHAP | 25.89 | 6.37 | 10.12 | 15.17
SP | Wind | 25 | CHTE_1 | 14.99 | 3.69 | 5.86 | 8.79
SP | Wind | 25 | CONQA1 | 43.54 | 10.71 | 17.03 | 25.52
SP | Wind | 25 | COUA_P | 6.58 | 1.62 | 2.57 | 3.86
SP | Wind | 25 | COVE_1 | 15.49 | 3.81 | 6.06 | 9.08
SP | Wind | 25 | COYL | 68.15 | 16.76 | 26.65 | 39.94
SP | Wind | 25 | CREB_1 | 142.09 | 34.95 | 55.56 | 83.28
SP | Wind | 25 | CUMB | 4.21 | 1.03 | 1.64 | 2.47
SP | Wind | 25 | DEVO | 72.88 | 17.93 | 28.5 | 42.72
SP | Wind | 25 | DOUN_P | 12.97 | 3.19 | 5.07 | 7.6
SP | Wind | 25 | DRAX_1 | 104.52 | 25.71 | 40.87 | 61.26
SP | Wind | 25 | DUNB | 14.53 | 3.58 | 5.68 | 8.52
SP | Wind | 25 | DYCE_P | 17.9 | 4.4 | 7 | 10.49
SP | Wind | 25 | EASO_1 | 118.74 | 29.21 | 46.43 | 69.59
SP | Wind | 25 | ECCL | 30.08 | 7.4 | 11.76 | 17.63
SP | Wind | 25 | ECLA_1 | 2.21 | 0.54 | 0.87 | 1.3
SP | Wind | 25 | EKIS | 70.88 | 17.44 | 27.72 | 41.54
SP | Wind | 25 | ELLA_1 | 8.3 | 2.04 | 3.25 | 4.86
SP | Wind | 25 | ENDE_1 | 37.73 | 9.28 | 14.75 | 22.12
SP | Wind | 25 | FECK_6 | 1.44 | 0.35 | 0.56 | 0.84
SP | Wind | 25 | FIDD_P | 46.69 | 11.49 | 18.26 | 27.36
SP | Wind | 25 | FOUR_1 | 121.23 | 29.82 | 47.4 | 71.05
SP | Wind | 25 | FRAS_P | 1.65 | 0.4 | 0.64 | 0.96
SP | Wind | 25 | FROD_1 | 55.72 | 13.71 | 21.79 | 32.66
SP | Wind | 25 | GALA | 18.09 | 4.45 | 7.07 | 10.6
SP | Wind | 25 | GIFF | 4.63 | 1.14 | 1.81 | 2.71
SP | Wind | 25 | GLLU | 77.93 | 19.17 | 30.47 | 45.67
SP | Wind | 25 | GLNI | 34.86 | 8.58 | 13.63 | 20.43
SP | Wind | 25 | GREN_1 | 181.37 | 44.62 | 70.92 | 106.3
SP | Wind | 25 | GRIW_1 | 84.1 | 20.69 | 32.88 | 49.29
SP | Wind | 25 | G_EXTRA_11 | 23.14 | 5.69 | 9.05 | 13.56
SP | Wind | 25 | G_EXTRA_12 | 11.5 | 2.83 | 4.5 | 6.74
SP | Wind | 25 | G_EXTRA_13 | 32.59 | 8.02 | 12.74 | 19.1
SP | Wind | 25 | G_EXTRA_2 | 18.93 | 4.66 | 7.4 | 11.09
SP | Wind | 25 | G_EXTRA_8 | 56.69 | 13.94 | 22.16 | 33.22
SP | Wind | 25 | G_EXTRA_9 | 48.38 | 11.9 | 18.92 | 28.35
SP | Wind | 25 | HARK_1 | 81.95 | 20.16 | 32.04 | 48.03
SP | Wind | 25 | HARM_6 | 28.14 | 6.92 | 11 | 16.49
SP | Wind | 25 | HAWI | 16.83 | 4.14 | 6.58 | 9.86
SP | Wind | 25 | HAWP_6 | 39.28 | 9.66 | 15.36 | 23.02
SP | Wind | 25 | HEYS_1 | 66.09 | 16.26 | 25.84 | 38.73
SP | Wind | 25 | HUER | 24 | 5.9 | 16.48 | 18.38
SP | Wind | 25 | HUTT_1 | 86.76 | 21.34 | 33.92 | 50.85
SP | Wind | 25 | INDQ1 | 99.04 | 24.36 | 38.72 | 58.05
SP | Wind | 25 | INKE | 1.68 | 0.41 | 0.66 | 0.99
SP | Wind | 25 | IROA1 | 7.64 | 1.88 | 2.99 | 4.48
SP | Wind | 25 | KEAD_1 | 138.32 | 34.03 | 54.08 | 81.07
SP | Wind | 25 | KEIT_P | 23.75 | 5.84 | 9.29 | 13.92
SP | Wind | 25 | KEMS_1 | 14.16 | 3.48 | 5.54 | 8.3
SP | Wind | 25 | KILS | 15.04 | 3.7 | 5.88 | 8.81
SP | Wind | 25 | KILT | 5.26 | 1.29 | 2.06 | 3.08
SP | Wind | 25 | KINT_P | 5.51 | 1.36 | 2.15 | 3.23
SP | Wind | 25 | KIRKB1 | 17.71 | 4.36 | 6.92 | 10.38
SP | Wind | 25 | LACK_6 | 62.1 | 15.28 | 42.65 | 47.56
SP | Wind | 25 | LAIR_P | 7.71 | 1.9 | 3.02 | 4.52
SP | Wind | 25 | LAND1 | 8.41 | 2.07 | 3.29 | 4.93
SP | Wind | 25 | LEVE | 8.58 | 2.11 | 5.42 | 6.29
SP | Wind | 25 | LING | 63.68 | 15.66 | 24.9 | 37.32
SP | Wind | 25 | LINM | 84.03 | 20.67 | 32.86 | 49.25
SP | Wind | 25 | LISD_1 | 15.05 | 3.7 | 5.88 | 8.82
SP | Wind | 25 | MACD_P | 25.88 | 6.37 | 10.12 | 15.17
SP | Wind | 25 | MAGA_6 | 8.85 | 2.18 | 3.46 | 5.19
SP | Wind | 25 | MELK_1 | 2.21 | 0.54 | 0.87 | 1.3
SP | Wind | 25 | MILC_P | 4.11 | 1.01 | 1.61 | 2.41
SP | Wind | 25 | MITY_1 | 7.19 | 1.77 | 2.81 | 4.22
SP | Wind | 25 | MYBS_P | 26.32 | 6.48 | 10.29 | 15.43
SP | Wind | 25 | NEAR | 2.42 | 0.6 | 0.95 | 1.42
SP | Wind | 25 | NEEP_3 | 21.47 | 5.28 | 8.39 | 12.58
SP | Wind | 25 | NINF_1 | 8.3 | 2.04 | 3.25 | 4.86
SP | Wind | 25 | NORM_1 | 87.5 | 21.52 | 51.96 | 62.07
SP | Wind | 25 | NORT_1 | 54 | 13.28 | 21.11 | 31.65
SP | Wind | 25 | OFFE_3 | 5.71 | 1.4 | 2.23 | 3.35
SP | Wind | 25 | PADIB1 | 58.21 | 14.32 | 22.76 | 34.11
SP | Wind | 25 | PEMB_1 | 30.87 | 7.59 | 12.07 | 18.1
SP | Wind | 25 | PENT_1 | 77.26 | 19.01 | 47.96 | 56.07
SP | Wind | 25 | POOB | 6.31 | 1.55 | 2.47 | 3.7
SP | Wind | 25 | PORA_P | 16.35 | 4.02 | 6.39 | 9.59
SP | Wind | 25 | PYLE_1 | 135.28 | 33.28 | 52.89 | 79.29
SP | Wind | 25 | RAIN_1 | 1.11 | 0.27 | 0.43 | 0.65
SP | Wind | 25 | RASS_1 | 15.38 | 3.78 | 6.01 | 9.02
SP | Wind | 25 | RATS_1 | 11.73 | 2.89 | 4.59 | 6.87
SP | Wind | 25 | RAYL_1 | 64.96 | 15.98 | 25.4 | 38.07
SP | Wind | 25 | REDH | 26.71 | 6.57 | 10.44 | 15.66
SP | Wind | 25 | REDM_P | 11.82 | 2.91 | 4.62 | 6.93
SP | Wind | 25 | ROCH_1 | 127.15 | 31.28 | 49.71 | 74.52
SP | Wind | 25 | SALH_1 | 15.49 | 3.81 | 6.06 | 9.08
SP | Wind | 25 | SALT_1 | 68.72 | 16.9 | 26.87 | 40.28
SP | Wind | 25 | SBAR | 1.66 | 0.41 | 0.65 | 0.97
SP | Wind | 25 | SEAB1 | 31.21 | 7.68 | 12.2 | 18.29
SP | Wind | 25 | SELL_1 | 66.17 | 16.28 | 25.87 | 38.78
SP | Wind | 25 | SFEG_P | 19.03 | 4.68 | 7.44 | 11.15
SP | Wind | 25 | SHRW_1 | 70.88 | 17.44 | 27.71 | 41.54
SP | Wind | 25 | SKLGB1 | 11.34 | 2.79 | 4.43 | 6.65
SP | Wind | 25 | SPEN_1 | 35.41 | 8.71 | 13.85 | 20.75
SP | Wind | 25 | STAY_1 | 33.75 | 8.3 | 13.2 | 19.78
SP | Wind | 25 | STES_1 | 31.96 | 7.86 | 12.5 | 18.73
SP | Wind | 25 | STHA | 12.83 | 3.16 | 5.02 | 7.52
SP | Wind | 25 | STIR | 21.03 | 5.17 | 8.22 | 12.33
SP | Wind | 25 | STLE | 23.66 | 5.82 | 9.25 | 13.87
SP | Wind | 25 | STRI_P | 22.32 | 5.49 | 8.73 | 13.08
SP | Wind | 25 | SUND_1 | 4.21 | 1.03 | 1.64 | 2.46
SP | Wind | 25 | SWAN_1 | 104.68 | 25.75 | 40.93 | 61.35
SP | Wind | 25 | TARL_P | 4.53 | 1.11 | 1.77 | 2.65
SP | Wind | 25 | TAYN_P | 8.23 | 2.02 | 3.22 | 4.82
SP | Wind | 25 | THOM_6 | 66.62 | 16.39 | 26.05 | 39.04
SP | Wind | 25 | THSO_P | 48.55 | 11.94 | 18.98 | 28.46
SP | Wind | 25 | THUR_6 | 29.77 | 7.32 | 11.64 | 17.45
SP | Wind | 25 | TILBB_1 | 10.18 | 2.5 | 3.98 | 5.97
SP | Wind | 25 | TONG | 2.52 | 0.62 | 0.99 | 1.48
SP | Wind | 25 | TRAW_1 | 172.63 | 42.47 | 67.5 | 101.18
SP | Wind | 25 | UPPB_1 | 83.66 | 20.58 | 32.71 | 49.03
SP | Wind | 25 | UPPB_3 | 30.32 | 7.46 | 11.86 | 17.77
SP | Wind | 25 | USKM_1 | 6.97 | 1.71 | 2.73 | 4.09
SP | Wind | 25 | WALP_1 | 195.04 | 47.98 | 76.26 | 114.31
SP | Wind | 25 | WALP_B | 18.59 | 4.57 | 7.27 | 10.9
SP | Wind | 25 | WARL_1 | 1.11 | 0.27 | 0.43 | 0.65
SP | Wind | 25 | WASF_1 | 2.49 | 0.61 | 0.97 | 1.46
SP | Wind | 25 | WFIE | 17.98 | 4.42 | 7.03 | 10.54
SP | Wind | 25 | WILL_1 | 5.53 | 1.36 | 2.16 | 3.24
SP | Wind | 25 | WISH | 13.25 | 3.26 | 5.18 | 7.77
SP | Wind | 25 | WMEL_1 | 9.46 | 2.33 | 3.7 | 5.55
SP | Wind | 25 | WYLF_1 | 41.83 | 10.29 | 16.36 | 24.52
SP | Wind | 26 | ABNE_P | 10.26 | 2.52 | 4.01 | 6.02
SP | Wind | 26 | ALNE_P | 4.75 | 1.17 | 1.86 | 2.78
SP | Wind | 26 | ALVE1 | 105.38 | 25.92 | 41.2 | 61.77
SP | Wind | 26 | ARMO_P | 25.38 | 6.24 | 9.92 | 14.87
SP | Wind | 26 | BAGA | 51.16 | 12.58 | 20 | 29.98
SP | Wind | 26 | BARKC1 | 11.88 | 2.92 | 4.64 | 6.96
SP | Wind | 26 | BERW | 107.8 | 26.52 | 42.15 | 63.18
SP | Wind | 26 | BICF_1 | 243.9 | 60 | 152.87 | 177.88
SP | Wind | 26 | BIRK_1 | 180 | 44.28 | 123.62 | 137.84
SP | Wind | 26 | BLYTB1 | 96 | 23.61 | 49.81 | 63.72
SP | Wind | 26 | BLYTH132 | 114.32 | 28.12 | 44.7 | 67
SP | Wind | 26 | BONN | 16.77 | 4.13 | 6.56 | 9.83
SP | Wind | 26 | BRAW_1 | 19.98 | 4.91 | 7.81 | 11.71
SP | Wind | 26 | BRFO_1 | 28.93 | 7.12 | 14.86 | 19.11
SP | Wind | 26 | BRLE_1 | 2.22 | 0.55 | 0.87 | 1.3
SP | Wind | 26 | BURM_1 | 28.86 | 7.1 | 11.28 | 16.91
SP | Wind | 26 | BUSH_1 | 4.44 | 1.09 | 1.74 | 2.6
SP | Wind | 26 | CANTN1 | 143.3 | 35.25 | 98.42 | 109.74
SP | Wind | 26 | CARE_1 | 2.55 | 0.63 | 1 | 1.5
SP | Wind | 26 | CHAP | 25.96 | 6.39 | 10.15 | 15.22
SP | Wind | 26 | CHTE_1 | 15.04 | 3.7 | 5.88 | 8.81
SP | Wind | 26 | CONQA1 | 43.67 | 10.74 | 17.08 | 25.6
SP | Wind | 26 | COUA_P | 6.6 | 1.62 | 2.58 | 3.87
SP | Wind | 26 | COVE_1 | 15.54 | 3.82 | 6.08 | 9.11
SP | Wind | 26 | COYL | 68.35 | 16.81 | 26.73 | 40.06
SP | Wind | 26 | CREB_1 | 142.51 | 35.06 | 55.72 | 83.52
SP | Wind | 26 | CUMB | 4.22 | 1.04 | 1.65 | 2.47
SP | Wind | 26 | DEVO | 73.1 | 17.98 | 28.58 | 42.84
SP | Wind | 26 | DOUN_P | 13.01 | 3.2 | 5.09 | 7.62
SP | Wind | 26 | DRAX_1 | 104.83 | 25.79 | 40.99 | 61.44
SP | Wind | 26 | DUNB | 14.58 | 3.59 | 5.7 | 8.54
SP | Wind | 26 | DYCE_P | 17.95 | 4.42 | 7.02 | 10.52
SP | Wind | 26 | EASO_1 | 119.09 | 29.3 | 46.56 | 69.8
SP | Wind | 26 | ECCL | 30.17 | 7.42 | 11.8 | 17.68
SP | Wind | 26 | ECLA_1 | 2.22 | 0.55 | 0.87 | 1.3
SP | Wind | 26 | EKIS | 71.09 | 17.49 | 27.8 | 41.67
SP | Wind | 26 | ELLA_1 | 8.32 | 2.05 | 3.25 | 4.88
SP | Wind | 26 | ENDE_1 | 37.85 | 9.31 | 14.8 | 22.18
SP | Wind | 26 | FECK_6 | 1.44 | 0.35 | 0.56 | 0.85
SP | Wind | 26 | FIDD_P | 46.83 | 11.52 | 18.31 | 27.45
SP | Wind | 26 | FOUR_1 | 121.59 | 29.91 | 47.54 | 71.26
SP | Wind | 26 | FRAS_P | 1.65 | 0.41 | 0.65 | 0.97
SP | Wind | 26 | FROD_1 | 55.88 | 13.75 | 21.85 | 32.75
SP | Wind | 26 | GALA | 18.14 | 4.46 | 7.09 | 10.63
SP | Wind | 26 | GIFF | 4.64 | 1.14 | 1.81 | 2.72
SP | Wind | 26 | GLLU | 78.16 | 19.23 | 30.56 | 45.81
SP | Wind | 26 | GLNI | 34.97 | 8.6 | 13.67 | 20.49
SP | Wind | 26 | GREN_1 | 181.91 | 44.75 | 71.13 | 106.62
SP | Wind | 26 | GRIW_1 | 84.35 | 20.75 | 32.98 | 49.44
SP | Wind | 26 | G_EXTRA_11 | 23.21 | 5.71 | 9.07 | 13.6
SP | Wind | 26 | G_EXTRA_12 | 11.53 | 2.84 | 4.51 | 6.76
SP | Wind | 26 | G_EXTRA_13 | 32.68 | 8.04 | 12.78 | 19.16
SP | Wind | 26 | G_EXTRA_2 | 18.99 | 4.67 | 7.42 | 11.13
SP | Wind | 26 | G_EXTRA_8 | 56.85 | 13.99 | 22.23 | 33.32
SP | Wind | 26 | G_EXTRA_9 | 48.52 | 11.94 | 18.97 | 28.44
SP | Wind | 26 | HARK_1 | 82.2 | 20.22 | 32.14 | 48.18
SP | Wind | 26 | HARM_6 | 28.22 | 6.94 | 11.04 | 16.54
SP | Wind | 26 | HAWI | 16.88 | 4.15 | 6.6 | 9.89
SP | Wind | 26 | HAWP_6 | 39.4 | 9.69 | 15.41 | 23.09
SP | Wind | 26 | HEYS_1 | 66.28 | 16.31 | 25.92 | 38.85
SP | Wind | 26 | HUER | 24 | 5.9 | 16.48 | 18.38
SP | Wind | 26 | HUTT_1 | 87.02 | 21.41 | 34.02 | 51
SP | Wind | 26 | INDQ1 | 99.33 | 24.44 | 38.84 | 58.22
SP | Wind | 26 | INKE | 1.69 | 0.42 | 0.66 | 0.99
SP | Wind | 26 | IROA1 | 7.66 | 1.88 | 2.99 | 4.49
SP | Wind | 26 | KEAD_1 | 138.74 | 34.13 | 54.25 | 81.31
SP | Wind | 26 | KEIT_P | 23.82 | 5.86 | 9.31 | 13.96
SP | Wind | 26 | KEMS_1 | 14.21 | 3.49 | 5.55 | 8.33
SP | Wind | 26 | KILS | 15.08 | 3.71 | 5.9 | 8.84
SP | Wind | 26 | KILT | 5.27 | 1.3 | 2.06 | 3.09
SP | Wind | 26 | KINT_P | 5.53 | 1.36 | 2.16 | 3.24
SP | Wind | 26 | KIRKB1 | 17.76 | 4.37 | 6.94 | 10.41
SP | Wind | 26 | LACK_6 | 62.1 | 15.28 | 42.65 | 47.56
SP | Wind | 26 | LAIR_P | 7.74 | 1.9 | 3.03 | 4.53
SP | Wind | 26 | LAND1 | 8.44 | 2.08 | 3.3 | 4.94
SP | Wind | 26 | LEVE | 8.58 | 2.11 | 5.43 | 6.29
SP | Wind | 26 | LING | 63.87 | 15.71 | 24.97 | 37.43
SP | Wind | 26 | LINM | 84.28 | 20.73 | 32.95 | 49.4
SP | Wind | 26 | LISD_1 | 15.09 | 3.71 | 5.9 | 8.85
SP | Wind | 26 | MACD_P | 25.96 | 6.39 | 10.15 | 15.21
SP | Wind | 26 | MAGA_6 | 8.88 | 2.18 | 3.47 | 5.2
SP | Wind | 26 | MELK_1 | 2.22 | 0.55 | 0.87 | 1.3
SP | Wind | 26 | MILC_P | 4.13 | 1.02 | 1.61 | 2.42
SP | Wind | 26 | MITY_1 | 7.21 | 1.77 | 2.82 | 4.23
SP | Wind | 26 | MYBS_P | 26.4 | 6.49 | 10.32 | 15.47
SP | Wind | 26 | NEAR | 2.43 | 0.6 | 0.95 | 1.42
SP | Wind | 26 | NEEP_3 | 21.53 | 5.3 | 8.42 | 12.62
SP | Wind | 26 | NINF_1 | 8.32 | 2.05 | 3.25 | 4.88
SP | Wind | 26 | NORM_1 | 87.58 | 21.54 | 51.99 | 62.11
SP | Wind | 26 | NORT_1 | 54.16 | 13.32 | 21.18 | 31.74
SP | Wind | 26 | OFFE_3 | 5.73 | 1.41 | 2.24 | 3.36
SP | Wind | 26 | PADIB1 | 58.38 | 14.36 | 22.83 | 34.22
SP | Wind | 26 | PEMB_1 | 30.97 | 7.62 | 12.11 | 18.15
SP | Wind | 26 | PENT_1 | 77.31 | 19.02 | 47.98 | 56.1
SP | Wind | 26 | POOB | 6.33 | 1.56 | 2.47 | 3.71
SP | Wind | 26 | PORA_P | 16.4 | 4.04 | 6.41 | 9.61
SP | Wind | 26 | PYLE_1 | 135.68 | 33.38 | 53.05 | 79.52
SP | Wind | 26 | RAIN_1 | 1.11 | 0.27 | 0.43 | 0.65
SP | Wind | 26 | RASS_1 | 15.43 | 3.8 | 6.03 | 9.04
SP | Wind | 26 | RATS_1 | 11.76 | 2.89 | 4.6 | 6.9
SP | Wind | 26 | RAYL_1 | 65.15 | 16.03 | 25.47 | 38.18
SP | Wind | 26 | REDH | 26.79 | 6.59 | 10.48 | 15.7
SP | Wind | 26 | REDM_P | 11.85 | 2.92 | 4.63 | 6.95
SP | Wind | 26 | ROCH_1 | 127.53 | 31.37 | 49.86 | 74.74
SP | Wind | 26 | SALH_1 | 15.54 | 3.82 | 6.08 | 9.11
SP | Wind | 26 | SALT_1 | 68.92 | 16.96 | 26.95 | 40.4
SP | Wind | 26 | SBAR | 1.66 | 0.41 | 0.65 | 0.98
SP | Wind | 26 | SEAB1 | 31.3 | 7.7 | 12.24 | 18.34
SP | Wind | 26 | SELL_1 | 66.37 | 16.33 | 25.95 | 38.9
SP | Wind | 26 | SFEG_P | 19.09 | 4.7 | 7.46 | 11.19
SP | Wind | 26 | SHRW_1 | 71.09 | 17.49 | 27.8 | 41.66
SP | Wind | 26 | SKLGB1 | 11.38 | 2.8 | 4.45 | 6.67
SP | Wind | 26 | SPEN_1 | 35.52 | 8.74 | 13.89 | 20.82
SP | Wind | 26 | STAY_1 | 33.85 | 8.33 | 13.24 | 19.84
SP | Wind | 26 | STES_1 | 32.05 | 7.89 | 12.53 | 18.79
SP | Wind | 26 | STHA | 12.87 | 3.17 | 5.03 | 7.54
SP | Wind | 26 | STIR | 21.1 | 5.19 | 8.25 | 12.36
SP | Wind | 26 | STLE | 23.73 | 5.84 | 9.28 | 13.91
SP | Wind | 26 | STRI_P | 22.39 | 5.51 | 8.75 | 13.12
SP | Wind | 26 | SUND_1 | 4.22 | 1.04 | 1.65 | 2.47
SP | Wind | 26 | SWAN_1 | 105 | 25.83 | 41.05 | 61.54
SP | Wind | 26 | TARL_P | 4.54 | 1.12 | 1.77 | 2.66
SP | Wind | 26 | TAYN_P | 8.25 | 2.03 | 3.23 | 4.84
SP | Wind | 26 | THOM_6 | 66.82 | 16.44 | 26.12 | 39.16
SP | Wind | 26 | THSO_P | 48.69 | 11.98 | 19.04 | 28.54
SP | Wind | 26 | THUR_6 | 29.86 | 7.34 | 11.67 | 17.5
SP | Wind | 26 | TILBB_1 | 10.21 | 2.51 | 3.99 | 5.98
SP | Wind | 26 | TONG | 2.53 | 0.62 | 0.99 | 1.48
SP | Wind | 26 | TRAW_1 | 173.14 | 42.59 | 67.7 | 101.48
SP | Wind | 26 | UPPB_1 | 83.91 | 20.64 | 32.81 | 49.18
SP | Wind | 26 | UPPB_3 | 30.41 | 7.48 | 11.89 | 17.82
SP | Wind | 26 | USKM_1 | 6.99 | 1.72 | 2.73 | 4.1
SP | Wind | 26 | WALP_1 | 195.62 | 48.12 | 76.49 | 114.65
SP | Wind | 26 | WALP_B | 18.65 | 4.59 | 7.29 | 10.93
SP | Wind | 26 | WARL_1 | 1.11 | 0.27 | 0.43 | 0.65
SP | Wind | 26 | WASF_1 | 2.5 | 0.61 | 0.98 | 1.46
SP | Wind | 26 | WFIE | 18.04 | 4.44 | 7.05 | 10.57
SP | Wind | 26 | WILL_1 | 5.55 | 1.37 | 2.17 | 3.25
SP | Wind | 26 | WISH | 13.29 | 3.27 | 5.2 | 7.79
SP | Wind | 26 | WMEL_1 | 9.49 | 2.33 | 3.71 | 5.56
SP | Wind | 26 | WYLF_1 | 41.95 | 10.32 | 16.4 | 24.59
SP | Wind | 27 | ABNE_P | 10.29 | 2.53 | 4.02 | 6.03
SP | Wind | 27 | ALNE_P | 4.76 | 1.17 | 1.86 | 2.79
SP | Wind | 27 | ALVE1 | 105.69 | 26 | 41.32 | 61.94
SP | Wind | 27 | ARMO_P | 25.45 | 6.26 | 9.95 | 14.92
SP | Wind | 27 | BAGA | 51.31 | 12.62 | 20.06 | 30.07
SP | Wind | 27 | BARKC1 | 11.91 | 2.93 | 4.66 | 6.98
SP | Wind | 27 | BERW | 108.11 | 26.6 | 42.27 | 63.36
SP | Wind | 27 | BICF_1 | 244.04 | 60.03 | 152.92 | 177.97
SP | Wind | 27 | BIRK_1 | 180 | 44.28 | 123.62 | 137.84
SP | Wind | 27 | BLYTB1 | 96.15 | 23.65 | 49.87 | 63.81
SP | Wind | 27 | BLYTH132 | 114.65 | 28.2 | 44.83 | 67.2
SP | Wind | 27 | BONN | 16.82 | 4.14 | 6.58 | 9.86
SP | Wind | 27 | BRAW_1 | 20.04 | 4.93 | 7.83 | 11.74
SP | Wind | 27 | BRFO_1 | 28.97 | 7.13 | 14.88 | 19.14
SP | Wind | 27 | BRLE_1 | 2.23 | 0.55 | 0.87 | 1.3
SP | Wind | 27 | BURM_1 | 28.94 | 7.12 | 11.32 | 16.96
SP | Wind | 27 | BUSH_1 | 4.45 | 1.1 | 1.74 | 2.61
SP | Wind | 27 | CANTN1 | 143.3 | 35.25 | 98.42 | 109.74
SP | Wind | 27 | CARE_1 | 2.56 | 0.63 | 1 | 1.5
SP | Wind | 27 | CHAP | 26.04 | 6.41 | 10.18 | 15.26
SP | Wind | 27 | CHTE_1 | 15.08 | 3.71 | 5.9 | 8.84
SP | Wind | 27 | CONQA1 | 43.8 | 10.77 | 17.13 | 25.67
SP | Wind | 27 | COUA_P | 6.62 | 1.63 | 2.59 | 3.88
SP | Wind | 27 | COVE_1 | 15.58 | 3.83 | 6.09 | 9.13
SP | Wind | 27 | COYL | 68.55 | 16.86 | 26.8 | 40.18
SP | Wind | 27 | CREB_1 | 142.92 | 35.16 | 55.88 | 83.77
SP | Wind | 27 | CUMB | 4.23 | 1.04 | 1.65 | 2.48
SP | Wind | 27 | DEVO | 73.31 | 18.03 | 28.66 | 42.97
SP | Wind | 27 | DOUN_P | 13.05 | 3.21 | 5.1 | 7.65
SP | Wind | 27 | DRAX_1 | 105.13 | 25.86 | 41.11 | 61.62
SP | Wind | 27 | DUNB | 14.62 | 3.6 | 5.72 | 8.57
SP | Wind | 27 | DYCE_P | 18 | 4.43 | 7.04 | 10.55
SP | Wind | 27 | EASO_1 | 119.43 | 29.38 | 46.7 | 70
SP | Wind | 27 | ECCL | 30.25 | 7.44 | 11.83 | 17.73
SP | Wind | 27 | ECLA_1 | 2.23 | 0.55 | 0.87 | 1.3
SP | Wind | 27 | EKIS | 71.3 | 17.54 | 27.88 | 41.79
SP | Wind | 27 | ELLA_1 | 8.35 | 2.05 | 3.26 | 4.89
SP | Wind | 27 | ENDE_1 | 37.96 | 9.34 | 14.84 | 22.25
SP | Wind | 27 | FECK_6 | 1.45 | 0.36 | 0.57 | 0.85
SP | Wind | 27 | FIDD_P | 46.96 | 11.55 | 18.36 | 27.52
SP | Wind | 27 | FOUR_1 | 121.94 | 30 | 47.68 | 71.47
SP | Wind | 27 | FRAS_P | 1.66 | 0.41 | 0.65 | 0.97
SP | Wind | 27 | FROD_1 | 56.04 | 13.79 | 21.91 | 32.85
SP | Wind | 27 | GALA | 18.19 | 4.48 | 7.11 | 10.66
SP | Wind | 27 | GIFF | 4.65 | 1.15 | 1.82 | 2.73
SP | Wind | 27 | GLLU | 78.39 | 19.28 | 30.65 | 45.94
SP | Wind | 27 | GLNI | 35.07 | 8.63 | 13.71 | 20.55
SP | Wind | 27 | GREN_1 | 182.43 | 44.88 | 71.33 | 106.92
SP | Wind | 27 | GRIW_1 | 84.59 | 20.81 | 33.08 | 49.58
SP | Wind | 27 | G_EXTRA_11 | 23.27 | 5.73 | 9.1 | 13.64
SP | Wind | 27 | G_EXTRA_12 | 11.57 | 2.85 | 4.52 | 6.78
SP | Wind | 27 | G_EXTRA_13 | 32.78 | 8.06 | 12.82 | 19.21
SP | Wind | 27 | G_EXTRA_2 | 19.04 | 4.68 | 7.45 | 11.16
SP | Wind | 27 | G_EXTRA_8 | 57.02 | 14.03 | 22.29 | 33.42
SP | Wind | 27 | G_EXTRA_9 | 48.66 | 11.97 | 19.03 | 28.52
SP | Wind | 27 | HARK_1 | 82.44 | 20.28 | 32.23 | 48.32
SP | Wind | 27 | HARM_6 | 28.31 | 6.96 | 11.07 | 16.59
SP | Wind | 27 | HAWI | 16.93 | 4.16 | 6.62 | 9.92
SP | Wind | 27 | HAWP_6 | 39.51 | 9.72 | 15.45 | 23.16
SP | Wind | 27 | HEYS_1 | 66.47 | 16.35 | 25.99 | 38.96
SP | Wind | 27 | HUER | 24 | 5.9 | 16.48 | 18.38
SP | Wind | 27 | HUTT_1 | 87.27 | 21.47 | 34.12 | 51.15
SP | Wind | 27 | INDQ1 | 99.62 | 24.51 | 38.95 | 58.39
SP | Wind | 27 | INKE | 1.69 | 0.42 | 0.66 | 0.99
SP | Wind | 27 | IROA1 | 7.68 | 1.89 | 3 | 4.5
SP | Wind | 27 | KEAD_1 | 139.14 | 34.23 | 54.4 | 81.55
SP | Wind | 27 | KEIT_P | 23.89 | 5.88 | 9.34 | 14
SP | Wind | 27 | KEMS_1 | 14.25 | 3.5 | 5.57 | 8.35
SP | Wind | 27 | KILS | 15.13 | 3.72 | 5.91 | 8.87
SP | Wind | 27 | KILT | 5.29 | 1.3 | 2.07 | 3.1
SP | Wind | 27 | KINT_P | 5.54 | 1.36 | 2.17 | 3.25
SP | Wind | 27 | KIRKB1 | 17.81 | 4.38 | 6.96 | 10.44
SP | Wind | 27 | LACK_6 | 62.1 | 15.28 | 42.65 | 47.56
SP | Wind | 27 | LAIR_P | 7.76 | 1.91 | 3.03 | 4.55
SP | Wind | 27 | LAND1 | 8.46 | 2.08 | 3.31 | 4.96
SP | Wind | 27 | LEVE | 8.59 | 2.11 | 5.43 | 6.29
SP | Wind | 27 | LING | 64.05 | 15.76 | 25.04 | 37.54
SP | Wind | 27 | LINM | 84.52 | 20.79 | 33.05 | 49.54
SP | Wind | 27 | LISD_1 | 15.14 | 3.72 | 5.92 | 8.87
SP | Wind | 27 | MACD_P | 26.03 | 6.4 | 10.18 | 15.26
SP | Wind | 27 | MAGA_6 | 8.9 | 2.19 | 3.48 | 5.22
SP | Wind | 27 | MELK_1 | 2.23 | 0.55 | 0.87 | 1.3
SP | Wind | 27 | MILC_P | 4.14 | 1.02 | 1.62 | 2.43
SP | Wind | 27 | MITY_1 | 7.24 | 1.78 | 2.83 | 4.24
SP | Wind | 27 | MYBS_P | 26.48 | 6.51 | 10.35 | 15.52
SP | Wind | 27 | NEAR | 2.43 | 0.6 | 0.95 | 1.43
SP | Wind | 27 | NEEP_3 | 21.59 | 5.31 | 8.44 | 12.66
SP | Wind | 27 | NINF_1 | 8.35 | 2.05 | 3.26 | 4.89
SP | Wind | 27 | NORM_1 | 87.66 | 21.56 | 52.02 | 62.16
SP | Wind | 27 | NORT_1 | 54.32 | 13.36 | 21.24 | 31.84
SP | Wind | 27 | OFFE_3 | 5.74 | 1.41 | 2.25 | 3.37
SP | Wind | 27 | PADIB1 | 58.55 | 14.4 | 22.89 | 34.32
SP | Wind | 27 | PEMB_1 | 31.06 | 7.64 | 12.14 | 18.2
SP | Wind | 27 | PENT_1 | 77.36 | 19.03 | 48 | 56.13
SP | Wind | 27 | POOB | 6.35 | 1.56 | 2.48 | 3.72
SP | Wind | 27 | PORA_P | 16.45 | 4.05 | 6.43 | 9.64
SP | Wind | 27 | PYLE_1 | 136.07 | 33.47 | 53.21 | 79.75
SP | Wind | 27 | RAIN_1 | 1.11 | 0.27 | 0.44 | 0.65
SP | Wind | 27 | RASS_1 | 15.47 | 3.81 | 6.05 | 9.07
SP | Wind | 27 | RATS_1 | 11.8 | 2.9 | 4.61 | 6.92
SP | Wind | 27 | RAYL_1 | 65.34 | 16.07 | 25.55 | 38.29
SP | Wind | 27 | REDH | 26.87 | 6.61 | 10.51 | 15.75
SP | Wind | 27 | REDM_P | 11.89 | 2.92 | 4.65 | 6.97
SP | Wind | 27 | ROCH_1 | 127.89 | 31.46 | 50.01 | 74.96
SP | Wind | 27 | SALH_1 | 15.58 | 3.83 | 6.09 | 9.13
SP | Wind | 27 | SALT_1 | 69.12 | 17 | 27.03 | 40.51
SP | Wind | 27 | SBAR | 1.67 | 0.41 | 0.65 | 0.98
SP | Wind | 27 | SEAB1 | 31.39 | 7.72 | 12.27 | 18.4
SP | Wind | 27 | SELL_1 | 66.56 | 16.37 | 26.03 | 39.01
SP | Wind | 27 | SFEG_P | 19.14 | 4.71 | 7.48 | 11.22
SP | Wind | 27 | SHRW_1 | 71.29 | 17.54 | 27.88 | 41.78
SP | Wind | 27 | SKLGB1 | 11.41 | 2.81 | 4.46 | 6.69
SP | Wind | 27 | SPEN_1 | 35.62 | 8.76 | 13.93 | 20.88
SP | Wind | 27 | STAY_1 | 33.95 | 8.35 | 13.27 | 19.9
SP | Wind | 27 | STES_1 | 32.15 | 7.91 | 12.57 | 18.84
SP | Wind | 27 | STHA | 12.91 | 3.17 | 5.05 | 7.56
SP | Wind | 27 | STIR | 21.16 | 5.2 | 8.27 | 12.4
SP | Wind | 27 | STLE | 23.8 | 5.86 | 9.31 | 13.95
SP | Wind | 27 | STRI_P | 22.45 | 5.52 | 8.78 | 13.16
SP | Wind | 27 | SUND_1 | 4.23 | 1.04 | 1.65 | 2.48
SP | Wind | 27 | SWAN_1 | 105.3 | 25.9 | 41.17 | 61.72
SP | Wind | 27 | TARL_P | 4.55 | 1.12 | 1.78 | 2.67
SP | Wind | 27 | TAYN_P | 8.28 | 2.04 | 3.24 | 4.85
SP | Wind | 27 | THOM_6 | 67.01 | 16.48 | 26.2 | 39.27
SP | Wind | 27 | THSO_P | 48.83 | 12.01 | 19.09 | 28.62
SP | Wind | 27 | THUR_6 | 29.94 | 7.37 | 11.71 | 17.55
SP | Wind | 27 | TILBB_1 | 10.24 | 2.52 | 4 | 6
SP | Wind | 27 | TONG | 2.54 | 0.62 | 0.99 | 1.49
SP | Wind | 27 | TRAW_1 | 173.64 | 42.72 | 67.89 | 101.77
SP | Wind | 27 | UPPB_1 | 84.15 | 20.7 | 32.9 | 49.32
SP | Wind | 27 | UPPB_3 | 30.5 | 7.5 | 11.92 | 17.88
SP | Wind | 27 | USKM_1 | 7.01 | 1.73 | 2.74 | 4.11
SP | Wind | 27 | WALP_1 | 196.18 | 48.26 | 76.71 | 114.98
SP | Wind | 27 | WALP_B | 18.7 | 4.6 | 7.31 | 10.96
SP | Wind | 27 | WARL_1 | 1.11 | 0.27 | 0.44 | 0.65
SP | Wind | 27 | WASF_1 | 2.5 | 0.62 | 0.98 | 1.47
SP | Wind | 27 | WFIE | 18.09 | 4.45 | 7.07 | 10.6
SP | Wind | 27 | WILL_1 | 5.57 | 1.37 | 2.18 | 3.26
SP | Wind | 27 | WISH | 13.33 | 3.28 | 5.21 | 7.81
SP | Wind | 27 | WMEL_1 | 9.52 | 2.34 | 3.72 | 5.58
SP | Wind | 27 | WYLF_1 | 42.07 | 10.35 | 16.45 | 24.66
SP | Wind | 28 | ABNE_P | 10.32 | 2.54 | 4.04 | 6.05
SP | Wind | 28 | ALNE_P | 4.77 | 1.17 | 1.87 | 2.8
SP | Wind | 28 | ALVE1 | 105.98 | 26.07 | 41.44 | 62.12
SP | Wind | 28 | ARMO_P | 25.52 | 6.28 | 9.98 | 14.96
SP | Wind | 28 | BAGA | 51.45 | 12.66 | 20.12 | 30.15
SP | Wind | 28 | BARKC1 | 11.94 | 2.94 | 4.67 | 7
SP | Wind | 28 | BERW | 108.41 | 26.67 | 42.39 | 63.54
SP | Wind | 28 | BICF_1 | 244.18 | 60.07 | 152.98 | 178.05
SP | Wind | 28 | BIRK_1 | 180 | 44.28 | 123.62 | 137.84
SP | Wind | 28 | BLYTB1 | 96.3 | 23.69 | 49.93 | 63.9
SP | Wind | 28 | BLYTH132 | 114.97 | 28.28 | 44.95 | 67.38
SP | Wind | 28 | BONN | 16.87 | 4.15 | 6.59 | 9.89
SP | Wind | 28 | BRAW_1 | 20.09 | 4.94 | 7.86 | 11.78
SP | Wind | 28 | BRFO_1 | 29.02 | 7.14 | 14.9 | 19.17
SP | Wind | 28 | BRLE_1 | 2.23 | 0.55 | 0.87 | 1.31
SP | Wind | 28 | BURM_1 | 29.02 | 7.14 | 11.35 | 17.01
SP | Wind | 28 | BUSH_1 | 4.46 | 1.1 | 1.75 | 2.62
SP | Wind | 28 | CANTN1 | 143.3 | 35.25 | 98.42 | 109.74
SP | Wind | 28 | CARE_1 | 2.57 | 0.63 | 1 | 1.5
SP | Wind | 28 | CHAP | 26.11 | 6.42 | 10.21 | 15.3
SP | Wind | 28 | CHTE_1 | 15.12 | 3.72 | 5.91 | 8.86
SP | Wind | 28 | CONQA1 | 43.92 | 10.8 | 17.17 | 25.74
SP | Wind | 28 | COUA_P | 6.64 | 1.63 | 2.6 | 3.89
SP | Wind | 28 | COVE_1 | 15.63 | 3.84 | 6.11 | 9.16
SP | Wind | 28 | COYL | 68.74 | 16.91 | 26.88 | 40.29
SP | Wind | 28 | CREB_1 | 143.32 | 35.26 | 56.04 | 84
SP | Wind | 28 | CUMB | 4.24 | 1.04 | 1.66 | 2.49
SP | Wind | 28 | DEVO | 73.51 | 18.08 | 28.74 | 43.09
SP | Wind | 28 | DOUN_P | 13.08 | 3.22 | 5.12 | 7.67
SP | Wind | 28 | DRAX_1 | 105.42 | 25.93 | 41.22 | 61.79
SP | Wind | 28 | DUNB | 14.66 | 3.61 | 5.73 | 8.59
SP | Wind | 28 | DYCE_P | 18.05 | 4.44 | 7.06 | 10.58
SP | Wind | 28 | EASO_1 | 119.77 | 29.46 | 46.83 | 70.2
SP | Wind | 28 | ECCL | 30.34 | 7.46 | 11.86 | 17.78
SP | Wind | 28 | ECLA_1 | 2.23 | 0.55 | 0.87 | 1.31
SP | Wind | 28 | EKIS | 71.5 | 17.59 | 27.96 | 41.9
SP | Wind | 28 | ELLA_1 | 8.37 | 2.06 | 3.27 | 4.91
SP | Wind | 28 | ENDE_1 | 38.06 | 9.36 | 14.88 | 22.31
SP | Wind | 28 | FECK_6 | 1.45 | 0.36 | 0.57 | 0.85
SP | Wind | 28 | FIDD_P | 47.09 | 11.58 | 18.41 | 27.6
SP | Wind | 28 | FOUR_1 | 122.28 | 30.08 | 47.81 | 71.67
SP | Wind | 28 | FRAS_P | 1.66 | 0.41 | 0.65 | 0.97
SP | Wind | 28 | FROD_1 | 56.2 | 13.83 | 21.97 | 32.94
SP | Wind | 28 | GALA | 18.25 | 4.49 | 7.13 | 10.69
SP | Wind | 28 | GIFF | 4.67 | 1.15 | 1.82 | 2.74
SP | Wind | 28 | GLLU | 78.6 | 19.34 | 30.73 | 46.07
SP | Wind | 28 | GLNI | 35.17 | 8.65 | 13.75 | 20.61
SP | Wind | 28 | GREN_1 | 182.94 | 45 | 71.53 | 107.22
SP | Wind | 28 | GRIW_1 | 84.83 | 20.87 | 33.17 | 49.72
SP | Wind | 28 | G_EXTRA_11 | 23.34 | 5.74 | 9.12 | 13.68
SP | Wind | 28 | G_EXTRA_12 | 11.6 | 2.85 | 4.54 | 6.8
SP | Wind | 28 | G_EXTRA_13 | 32.87 | 8.09 | 12.85 | 19.27
SP | Wind | 28 | G_EXTRA_2 | 19.09 | 4.7 | 7.47 | 11.19
SP | Wind | 28 | G_EXTRA_8 | 57.18 | 14.07 | 22.36 | 33.51
SP | Wind | 28 | G_EXTRA_9 | 48.8 | 12 | 19.08 | 28.6
SP | Wind | 28 | HARK_1 | 82.66 | 20.34 | 32.32 | 48.45
SP | Wind | 28 | HARM_6 | 28.38 | 6.98 | 11.1 | 16.64
SP | Wind | 28 | HAWI | 16.97 | 4.18 | 6.64 | 9.95
SP | Wind | 28 | HAWP_6 | 39.62 | 9.75 | 15.49 | 23.22
SP | Wind | 28 | HEYS_1 | 66.66 | 16.4 | 26.06 | 39.07
SP | Wind | 28 | HUER | 24 | 5.9 | 16.48 | 18.38
SP | Wind | 28 | HUTT_1 | 87.51 | 21.53 | 34.22 | 51.29
SP | Wind | 28 | INDQ1 | 99.9 | 24.58 | 39.06 | 58.55
SP | Wind | 28 | INKE | 1.7 | 0.42 | 0.66 | 0.99
SP | Wind | 28 | IROA1 | 7.7 | 1.89 | 3.01 | 4.51
SP | Wind | 28 | KEAD_1 | 139.52 | 34.32 | 54.55 | 81.77
SP | Wind | 28 | KEIT_P | 23.96 | 5.89 | 9.37 | 14.04
SP | Wind | 28 | KEMS_1 | 14.29 | 3.51 | 5.59 | 8.37
SP | Wind | 28 | KILS | 15.17 | 3.73 | 5.93 | 8.89
SP | Wind | 28 | KILT | 5.3 | 1.3 | 2.07 | 3.11
SP | Wind | 28 | KINT_P | 5.56 | 1.37 | 2.17 | 3.26
SP | Wind | 28 | KIRKB1 | 17.86 | 4.39 | 6.98 | 10.47
SP | Wind | 28 | LACK_6 | 62.1 | 15.28 | 42.65 | 47.56
SP | Wind | 28 | LAIR_P | 7.78 | 1.91 | 3.04 | 4.56
SP | Wind | 28 | LAND1 | 8.48 | 2.09 | 3.32 | 4.97
SP | Wind | 28 | LEVE | 8.59 | 2.11 | 5.43 | 6.29
SP | Wind | 28 | LING | 64.23 | 15.8 | 25.11 | 37.65
SP | Wind | 28 | LINM | 84.76 | 20.85 | 33.14 | 49.68
SP | Wind | 28 | LISD_1 | 15.18 | 3.73 | 5.94 | 8.9
SP | Wind | 28 | MACD_P | 26.1 | 6.42 | 10.21 | 15.3
SP | Wind | 28 | MAGA_6 | 8.93 | 2.2 | 3.49 | 5.23
SP | Wind | 28 | MELK_1 | 2.23 | 0.55 | 0.87 | 1.31
SP | Wind | 28 | MILC_P | 4.15 | 1.02 | 1.62 | 2.43
SP | Wind | 28 | MITY_1 | 7.26 | 1.78 | 2.84 | 4.25
SP | Wind | 28 | MYBS_P | 26.55 | 6.53 | 10.38 | 15.56
SP | Wind | 28 | NEAR | 2.44 | 0.6 | 0.95 | 1.43
SP | Wind | 28 | NEEP_3 | 21.65 | 5.33 | 8.47 | 12.69
SP | Wind | 28 | NINF_1 | 8.37 | 2.06 | 3.27 | 4.91
SP | Wind | 28 | NORM_1 | 87.74 | 21.58 | 52.05 | 62.2
SP | Wind | 28 | NORT_1 | 54.47 | 13.4 | 21.3 | 31.92
SP | Wind | 28 | OFFE_3 | 5.76 | 1.42 | 2.25 | 3.38
SP | Wind | 28 | PADIB1 | 58.71 | 14.44 | 22.96 | 34.41
SP | Wind | 28 | PEMB_1 | 31.14 | 7.66 | 12.18 | 18.25
SP | Wind | 28 | PENT_1 | 77.41 | 19.04 | 48.02 | 56.15
SP | Wind | 28 | POOB | 6.36 | 1.57 | 2.49 | 3.73
SP | Wind | 28 | PORA_P | 16.5 | 4.06 | 6.45 | 9.67
SP | Wind | 28 | PYLE_1 | 136.45 | 33.57 | 53.35 | 79.98
SP | Wind | 28 | RAIN_1 | 1.12 | 0.27 | 0.44 | 0.65
SP | Wind | 28 | RASS_1 | 15.51 | 3.82 | 6.07 | 9.09
SP | Wind | 28 | RATS_1 | 11.83 | 2.91 | 4.63 | 6.93
SP | Wind | 28 | RAYL_1 | 65.52 | 16.12 | 25.62 | 38.4
SP | Wind | 28 | REDH | 26.94 | 6.63 | 10.54 | 15.79
SP | Wind | 28 | REDM_P | 11.92 | 2.93 | 4.66 | 6.99
SP | Wind | 28 | ROCH_1 | 128.25 | 31.55 | 50.15 | 75.17
SP | Wind | 28 | SALH_1 | 15.63 | 3.84 | 6.11 | 9.16
SP | Wind | 28 | SALT_1 | 69.32 | 17.05 | 27.1 | 40.63
SP | Wind | 28 | SBAR | 1.67 | 0.41 | 0.65 | 0.98
SP | Wind | 28 | SEAB1 | 31.48 | 7.74 | 12.31 | 18.45
SP | Wind | 28 | SELL_1 | 66.75 | 16.42 | 26.1 | 39.12
SP | Wind | 28 | SFEG_P | 19.19 | 4.72 | 7.5 | 11.25
SP | Wind | 28 | SHRW_1 | 71.49 | 17.59 | 27.95 | 41.9
SP | Wind | 28 | SKLGB1 | 11.44 | 2.81 | 4.47 | 6.71
SP | Wind | 28 | SPEN_1 | 35.72 | 8.79 | 13.97 | 20.93
SP | Wind | 28 | STAY_1 | 34.04 | 8.37 | 13.31 | 19.95
SP | Wind | 28 | STES_1 | 32.24 | 7.93 | 12.6 | 18.89
SP | Wind | 28 | STHA | 12.94 | 3.18 | 5.06 | 7.59
SP | Wind | 28 | STIR | 21.22 | 5.22 | 8.3 | 12.43
SP | Wind | 28 | STLE | 23.87 | 5.87 | 9.33 | 13.99
SP | Wind | 28 | STRI_P | 22.51 | 5.54 | 8.8 | 13.2
SP | Wind | 28 | SUND_1 | 4.24 | 1.04 | 1.66 | 2.49
SP | Wind | 28 | SWAN_1 | 105.59 | 25.98 | 41.29 | 61.89
SP | Wind | 28 | TARL_P | 4.57 | 1.12 | 1.78 | 2.68
SP | Wind | 28 | TAYN_P | 8.3 | 2.04 | 3.25 | 4.86
SP | Wind | 28 | THOM_6 | 67.19 | 16.53 | 26.27 | 39.38
SP | Wind | 28 | THSO_P | 48.97 | 12.05 | 19.15 | 28.7
SP | Wind | 28 | THUR_6 | 30.03 | 7.39 | 11.74 | 17.6
SP | Wind | 28 | TILBB_1 | 10.27 | 2.53 | 4.02 | 6.02
SP | Wind | 28 | TONG | 2.55 | 0.63 | 1 | 1.49
SP | Wind | 28 | TRAW_1 | 174.12 | 42.83 | 68.08 | 102.05
SP | Wind | 28 | UPPB_1 | 84.38 | 20.76 | 32.99 | 49.46
SP | Wind | 28 | UPPB_3 | 30.58 | 7.52 | 11.96 | 17.92
SP | Wind | 28 | USKM_1 | 7.03 | 1.73 | 2.75 | 4.12
SP | Wind | 28 | WALP_1 | 196.73 | 48.4 | 76.92 | 115.3
SP | Wind | 28 | WALP_B | 18.75 | 4.61 | 7.33 | 10.99
SP | Wind | 28 | WARL_1 | 1.12 | 0.27 | 0.44 | 0.65
SP | Wind | 28 | WASF_1 | 2.51 | 0.62 | 0.98 | 1.47
SP | Wind | 28 | WFIE | 18.14 | 4.46 | 7.09 | 10.63
SP | Wind | 28 | WILL_1 | 5.58 | 1.37 | 2.18 | 3.27
SP | Wind | 28 | WISH | 13.37 | 3.29 | 5.23 | 7.83
SP | Wind | 28 | WMEL_1 | 9.54 | 2.35 | 3.73 | 5.59
SP | Wind | 28 | WYLF_1 | 42.19 | 10.38 | 16.5 | 24.73
SP | Wind | 29 | ABNE_P | 10.35 | 2.55 | 4.05 | 6.07
SP | Wind | 29 | ALNE_P | 4.79 | 1.18 | 1.87 | 2.8
SP | Wind | 29 | ALVE1 | 106.27 | 26.14 | 41.55 | 62.28
SP | Wind | 29 | ARMO_P | 25.59 | 6.3 | 10.01 | 15
SP | Wind | 29 | BAGA | 51.59 | 12.69 | 20.17 | 30.24
SP | Wind | 29 | BARKC1 | 11.98 | 2.95 | 4.68 | 7.02
SP | Wind | 29 | BERW | 108.71 | 26.74 | 42.5 | 63.71
SP | Wind | 29 | BICF_1 | 244.32 | 60.1 | 153.03 | 178.13
SP | Wind | 29 | BIRK_1 | 180 | 44.28 | 123.62 | 137.84
SP | Wind | 29 | BLYTB1 | 96.45 | 23.73 | 49.99 | 63.99
SP | Wind | 29 | BLYTH132 | 115.28 | 28.36 | 45.07 | 67.56
SP | Wind | 29 | BONN | 16.91 | 4.16 | 6.61 | 9.91
SP | Wind | 29 | BRAW_1 | 20.15 | 4.96 | 7.88 | 11.81
SP | Wind | 29 | BRFO_1 | 29.07 | 7.15 | 14.92 | 19.19
SP | Wind | 29 | BRLE_1 | 2.24 | 0.55 | 0.88 | 1.31
SP | Wind | 29 | BURM_1 | 29.1 | 7.16 | 11.38 | 17.06
SP | Wind | 29 | BUSH_1 | 4.48 | 1.1 | 1.75 | 2.62
SP | Wind | 29 | CANTN1 | 143.3 | 35.25 | 98.42 | 109.74
SP | Wind | 29 | CARE_1 | 2.57 | 0.63 | 1.01 | 1.51
SP | Wind | 29 | CHAP | 26.18 | 6.44 | 10.24 | 15.34
SP | Wind | 29 | CHTE_1 | 15.17 | 3.73 | 5.93 | 8.89
SP | Wind | 29 | CONQA1 | 44.04 | 10.83 | 17.22 | 25.81
SP | Wind | 29 | COUA_P | 6.66 | 1.64 | 2.6 | 3.9
SP | Wind | 29 | COVE_1 | 15.67 | 3.85 | 6.13 | 9.18
SP | Wind | 29 | COYL | 68.92 | 16.96 | 26.95 | 40.4
SP | Wind | 29 | CREB_1 | 143.71 | 35.35 | 56.19 | 84.23
SP | Wind | 29 | CUMB | 4.25 | 1.05 | 1.66 | 2.49
SP | Wind | 29 | DEVO | 73.71 | 18.13 | 28.82 | 43.2
SP | Wind | 29 | DOUN_P | 13.12 | 3.23 | 5.13 | 7.69
SP | Wind | 29 | DRAX_1 | 105.71 | 26 | 41.33 | 61.96
SP | Wind | 29 | DUNB | 14.7 | 3.62 | 5.75 | 8.62
SP | Wind | 29 | DYCE_P | 18.1 | 4.45 | 7.08 | 10.61
SP | Wind | 29 | EASO_1 | 120.09 | 29.54 | 46.96 | 70.38
SP | Wind | 29 | ECCL | 30.42 | 7.48 | 11.89 | 17.83
SP | Wind | 29 | ECLA_1 | 2.24 | 0.55 | 0.88 | 1.31
SP | Wind | 29 | EKIS | 71.69 | 17.64 | 28.03 | 42.02
SP | Wind | 29 | ELLA_1 | 8.39 | 2.06 | 3.28 | 4.92
SP | Wind | 29 | ENDE_1 | 38.16 | 9.39 | 14.92 | 22.37
SP | Wind | 29 | FECK_6 | 1.45 | 0.36 | 0.57 | 0.85
SP | Wind | 29 | FIDD_P | 47.22 | 11.62 | 18.46 | 27.68
SP | Wind | 29 | FOUR_1 | 122.61 | 30.16 | 47.94 | 71.86
SP | Wind | 29 | FRAS_P | 1.66 | 0.41 | 0.65 | 0.98
SP | Wind | 29 | FROD_1 | 56.35 | 13.86 | 22.03 | 33.03
SP | Wind | 29 | GALA | 18.29 | 4.5 | 7.15 | 10.72
SP | Wind | 29 | GIFF | 4.68 | 1.15 | 1.83 | 2.74
SP | Wind | 29 | GLLU | 78.82 | 19.39 | 30.82 | 46.19
SP | Wind | 29 | GLNI | 35.26 | 8.67 | 13.79 | 20.67
SP | Wind | 29 | GREN_1 | 183.44 | 45.13 | 71.72 | 107.51
SP | Wind | 29 | GRIW_1 | 85.06 | 20.92 | 33.26 | 49.85
SP | Wind | 29 | G_EXTRA_11 | 23.4 | 5.76 | 9.15 | 13.71
SP | Wind | 29 | G_EXTRA_12 | 11.63 | 2.86 | 4.55 | 6.82
SP | Wind | 29 | G_EXTRA_13 | 32.96 | 8.11 | 12.89 | 19.32
SP | Wind | 29 | G_EXTRA_2 | 19.15 | 4.71 | 7.49 | 11.22
SP | Wind | 29 | G_EXTRA_8 | 57.33 | 14.1 | 22.42 | 33.6
SP | Wind | 29 | G_EXTRA_9 | 48.93 | 12.04 | 19.13 | 28.68
SP | Wind | 29 | HARK_1 | 82.89 | 20.39 | 32.41 | 48.58
SP | Wind | 29 | HARM_6 | 28.46 | 7 | 11.13 | 16.68
SP | Wind | 29 | HAWI | 17.02 | 4.19 | 6.65 | 9.97
SP | Wind | 29 | HAWP_6 | 39.73 | 9.77 | 15.54 | 23.29
SP | Wind | 29 | HEYS_1 | 66.84 | 16.44 | 26.13 | 39.17
SP | Wind | 29 | HUER | 24 | 5.9 | 16.48 | 18.38
SP | Wind | 29 | HUTT_1 | 87.75 | 21.59 | 34.31 | 51.43
SP | Wind | 29 | INDQ1 | 100.17 | 24.64 | 39.17 | 58.71
SP | Wind | 29 | INKE | 1.7 | 0.42 | 0.67 | 1
SP | Wind | 29 | IROA1 | 7.72 | 1.9 | 3.02 | 4.53
SP | Wind | 29 | KEAD_1 | 139.9 | 34.42 | 54.7 | 82
SP | Wind | 29 | KEIT_P | 24.02 | 5.91 | 9.39 | 14.08
SP | Wind | 29 | KEMS_1 | 14.33 | 3.52 | 5.6 | 8.4
SP | Wind | 29 | KILS | 15.21 | 3.74 | 5.95 | 8.91
SP | Wind | 29 | KILT | 5.32 | 1.31 | 2.08 | 3.12
SP | Wind | 29 | KINT_P | 5.57 | 1.37 | 2.18 | 3.27
SP | Wind | 29 | KIRKB1 | 17.91 | 4.41 | 7 | 10.5
SP | Wind | 29 | LACK_6 | 62.1 | 15.28 | 42.65 | 47.56
SP | Wind | 29 | LAIR_P | 7.8 | 1.92 | 3.05 | 4.57
SP | Wind | 29 | LAND1 | 8.51 | 2.09 | 3.33 | 4.99
SP | Wind | 29 | LEVE | 8.6 | 2.11 | 5.43 | 6.3
SP | Wind | 29 | LING | 64.4 | 15.84 | 25.18 | 37.75
SP | Wind | 29 | LINM | 84.99 | 20.91 | 33.23 | 49.81
SP | Wind | 29 | LISD_1 | 15.22 | 3.74 | 5.95 | 8.92
SP | Wind | 29 | MACD_P | 26.17 | 6.44 | 10.23 | 15.34
SP | Wind | 29 | MAGA_6 | 8.95 | 2.2 | 3.5 | 5.25
SP | Wind | 29 | MELK_1 | 2.24 | 0.55 | 0.88 | 1.31
SP | Wind | 29 | MILC_P | 4.16 | 1.02 | 1.63 | 2.44
SP | Wind | 29 | MITY_1 | 7.27 | 1.79 | 2.84 | 4.26
SP | Wind | 29 | MYBS_P | 26.62 | 6.55 | 10.41 | 15.6
SP | Wind | 29 | NEAR | 2.45 | 0.6 | 0.96 | 1.43
SP | Wind | 29 | NEEP_3 | 21.71 | 5.34 | 8.49 | 12.73
SP | Wind | 29 | NINF_1 | 8.39 | 2.06 | 3.28 | 4.92
SP | Wind | 29 | NORM_1 | 87.81 | 21.6 | 52.08 | 62.25
SP | Wind | 29 | NORT_1 | 54.62 | 13.44 | 21.36 | 32.01
SP | Wind | 29 | OFFE_3 | 5.78 | 1.42 | 2.26 | 3.38
SP | Wind | 29 | PADIB1 | 58.87 | 14.48 | 23.02 | 34.5
SP | Wind | 29 | PEMB_1 | 31.23 | 7.68 | 12.21 | 18.3
SP | Wind | 29 | PENT_1 | 77.46 | 19.06 | 48.03 | 56.18
SP | Wind | 29 | POOB | 6.38 | 1.57 | 2.5 | 3.74
SP | Wind | 29 | PORA_P | 16.54 | 4.07 | 6.47 | 9.69
SP | Wind | 29 | PYLE_1 | 136.82 | 33.66 | 53.5 | 80.19
SP | Wind | 29 | RAIN_1 | 1.12 | 0.28 | 0.44 | 0.66
SP | Wind | 29 | RASS_1 | 15.56 | 3.83 | 6.08 | 9.12
SP | Wind | 29 | RATS_1 | 11.86 | 2.92 | 4.64 | 6.95
SP | Wind | 29 | RAYL_1 | 65.7 | 16.16 | 25.69 | 38.51
SP | Wind | 29 | REDH | 27.02 | 6.65 | 10.56 | 15.83
SP | Wind | 29 | REDM_P | 11.95 | 2.94 | 4.67 | 7.01
SP | Wind | 29 | ROCH_1 | 128.6 | 31.63 | 50.28 | 75.37
SP | Wind | 29 | SALH_1 | 15.67 | 3.85 | 6.13 | 9.18
SP | Wind | 29 | SALT_1 | 69.5 | 17.1 | 27.18 | 40.74
SP | Wind | 29 | SBAR | 1.68 | 0.41 | 0.66 | 0.98
SP | Wind | 29 | SEAB1 | 31.56 | 7.76 | 12.34 | 18.5
SP | Wind | 29 | SELL_1 | 66.93 | 16.46 | 26.17 | 39.23
SP | Wind | 29 | SFEG_P | 19.25 | 4.73 | 7.53 | 11.28
SP | Wind | 29 | SHRW_1 | 71.68 | 17.63 | 28.03 | 42.01
SP | Wind | 29 | SKLGB1 | 11.47 | 2.82 | 4.49 | 6.72
SP | Wind | 29 | SPEN_1 | 35.81 | 8.81 | 14 | 20.99
SP | Wind | 29 | STAY_1 | 34.14 | 8.4 | 13.35 | 20.01
SP | Wind | 29 | STES_1 | 32.32 | 7.95 | 12.64 | 18.94
SP | Wind | 29 | STHA | 12.98 | 3.19 | 5.07 | 7.61
SP | Wind | 29 | STIR | 21.27 | 5.23 | 8.32 | 12.47
SP | Wind | 29 | STLE | 23.93 | 5.89 | 9.36 | 14.03
SP | Wind | 29 | STRI_P | 22.57 | 5.55 | 8.83 | 13.23
SP | Wind | 29 | SUND_1 | 4.25 | 1.05 | 1.66 | 2.49
SP | Wind | 29 | SWAN_1 | 105.88 | 26.05 | 41.4 | 62.05
SP | Wind | 29 | TARL_P | 4.58 | 1.13 | 1.79 | 2.68
SP | Wind | 29 | TAYN_P | 8.32 | 2.05 | 3.25 | 4.88
SP | Wind | 29 | THOM_6 | 67.38 | 16.57 | 26.34 | 39.49
SP | Wind | 29 | THSO_P | 49.1 | 12.08 | 19.2 | 28.78
SP | Wind | 29 | THUR_6 | 30.11 | 7.41 | 11.77 | 17.65
SP | Wind | 29 | TILBB_1 | 10.3 | 2.53 | 4.03 | 6.03
SP | Wind | 29 | TONG | 2.55 | 0.63 | 1 | 1.5
SP | Wind | 29 | TRAW_1 | 174.6 | 42.95 | 68.27 | 102.33
SP | Wind | 29 | UPPB_1 | 84.61 | 20.81 | 33.08 | 49.59
SP | Wind | 29 | UPPB_3 | 30.67 | 7.54 | 11.99 | 17.97
SP | Wind | 29 | USKM_1 | 7.05 | 1.73 | 2.76 | 4.13
SP | Wind | 29 | WALP_1 | 197.26 | 48.53 | 77.13 | 115.61
SP | Wind | 29 | WALP_B | 18.8 | 4.63 | 7.35 | 11.02
SP | Wind | 29 | WARL_1 | 1.12 | 0.28 | 0.44 | 0.66
SP | Wind | 29 | WASF_1 | 2.52 | 0.62 | 0.98 | 1.48
SP | Wind | 29 | WFIE | 18.19 | 4.47 | 7.11 | 10.66
SP | Wind | 29 | WILL_1 | 5.6 | 1.38 | 2.19 | 3.28
SP | Wind | 29 | WISH | 13.4 | 3.3 | 5.24 | 7.85
SP | Wind | 29 | WMEL_1 | 9.57 | 2.35 | 3.74 | 5.61
SP | Wind | 29 | WYLF_1 | 42.31 | 10.41 | 16.54 | 24.8
SP | Wind | 30 | ABNE_P | 10.38 | 2.55 | 4.06 | 6.08
SP | Wind | 30 | ALNE_P | 4.8 | 1.18 | 1.88 | 2.81
SP | Wind | 30 | ALVE1 | 106.55 | 26.21 | 41.66 | 62.45
SP | Wind | 30 | ARMO_P | 25.66 | 6.31 | 10.03 | 15.04
SP | Wind | 30 | BAGA | 51.72 | 12.72 | 20.22 | 30.31
SP | Wind | 30 | BARKC1 | 12.01 | 2.95 | 4.69 | 7.04
SP | Wind | 30 | BERW | 108.99 | 26.81 | 42.62 | 63.88
SP | Wind | 30 | BICF_1 | 244.45 | 60.13 | 153.08 | 178.2
SP | Wind | 30 | BIRK_1 | 180 | 44.28 | 123.62 | 137.84
SP | Wind | 30 | BLYTB1 | 96.6 | 23.76 | 50.04 | 64.07
SP | Wind | 30 | BLYTH132 | 115.58 | 28.43 | 45.19 | 67.74
SP | Wind | 30 | BONN | 16.96 | 4.17 | 6.63 | 9.94
SP | Wind | 30 | BRAW_1 | 20.2 | 4.97 | 7.9 | 11.84
SP | Wind | 30 | BRFO_1 | 29.11 | 7.16 | 14.93 | 19.22
SP | Wind | 30 | BRLE_1 | 2.24 | 0.55 | 0.88 | 1.32
SP | Wind | 30 | BURM_1 | 29.18 | 7.18 | 11.41 | 17.1
SP | Wind | 30 | BUSH_1 | 4.49 | 1.1 | 1.76 | 2.63
SP | Wind | 30 | CANTN1 | 143.3 | 35.25 | 98.42 | 109.74
SP | Wind | 30 | CARE_1 | 2.58 | 0.63 | 1.01 | 1.51
SP | Wind | 30 | CHAP | 26.25 | 6.46 | 10.26 | 15.38
SP | Wind | 30 | CHTE_1 | 15.2 | 3.74 | 5.95 | 8.91
SP | Wind | 30 | CONQA1 | 44.16 | 10.86 | 17.26 | 25.88
SP | Wind | 30 | COUA_P | 6.68 | 1.64 | 2.61 | 3.91
SP | Wind | 30 | COVE_1 | 15.71 | 3.86 | 6.14 | 9.21
SP | Wind | 30 | COYL | 69.11 | 17 | 27.02 | 40.5
SP | Wind | 30 | CREB_1 | 144.08 | 35.44 | 56.34 | 84.45
SP | Wind | 30 | CUMB | 4.27 | 1.05 | 1.67 | 2.5
SP | Wind | 30 | DEVO | 73.9 | 18.18 | 28.9 | 43.32
SP | Wind | 30 | DOUN_P | 13.15 | 3.24 | 5.14 | 7.71
SP | Wind | 30 | DRAX_1 | 105.99 | 26.07 | 41.44 | 62.12
SP | Wind | 30 | DUNB | 14.74 | 3.63 | 5.76 | 8.64
SP | Wind | 30 | DYCE_P | 18.15 | 4.46 | 7.1 | 10.64
SP | Wind | 30 | EASO_1 | 120.4 | 29.62 | 47.08 | 70.57
SP | Wind | 30 | ECCL | 30.5 | 7.5 | 11.93 | 17.88
SP | Wind | 30 | ECLA_1 | 2.24 | 0.55 | 0.88 | 1.32
SP | Wind | 30 | EKIS | 71.88 | 17.68 | 28.1 | 42.13
SP | Wind | 30 | ELLA_1 | 8.42 | 2.07 | 3.29 | 4.93
SP | Wind | 30 | ENDE_1 | 38.26 | 9.41 | 14.96 | 22.43
SP | Wind | 30 | FECK_6 | 1.46 | 0.36 | 0.57 | 0.85
SP | Wind | 30 | FIDD_P | 47.34 | 11.65 | 18.51 | 27.75
SP | Wind | 30 | FOUR_1 | 122.93 | 30.24 | 48.07 | 72.05
SP | Wind | 30 | FRAS_P | 1.67 | 0.41 | 0.65 | 0.98
SP | Wind | 30 | FROD_1 | 56.5 | 13.9 | 22.09 | 33.11
SP | Wind | 30 | GALA | 18.34 | 4.51 | 7.17 | 10.75
SP | Wind | 30 | GIFF | 4.69 | 1.15 | 1.83 | 2.75
SP | Wind | 30 | GLLU | 79.02 | 19.44 | 30.9 | 46.32
SP | Wind | 30 | GLNI | 35.35 | 8.7 | 13.82 | 20.72
SP | Wind | 30 | GREN_1 | 183.92 | 45.24 | 71.91 | 107.79
SP | Wind | 30 | GRIW_1 | 85.28 | 20.98 | 33.35 | 49.98
SP | Wind | 30 | G_EXTRA_11 | 23.46 | 5.77 | 9.17 | 13.75
SP | Wind | 30 | G_EXTRA_12 | 11.66 | 2.87 | 4.56 | 6.83
SP | Wind | 30 | G_EXTRA_13 | 33.05 | 8.13 | 12.92 | 19.37
SP | Wind | 30 | G_EXTRA_2 | 19.2 | 4.72 | 7.51 | 11.25
SP | Wind | 30 | G_EXTRA_8 | 57.48 | 14.14 | 22.48 | 33.69
SP | Wind | 30 | G_EXTRA_9 | 49.06 | 12.07 | 19.18 | 28.75
SP | Wind | 30 | HARK_1 | 83.1 | 20.44 | 32.49 | 48.71
SP | Wind | 30 | HARM_6 | 28.54 | 7.02 | 11.16 | 16.72
SP | Wind | 30 | HAWI | 17.06 | 4.2 | 6.67 | 10
SP | Wind | 30 | HAWP_6 | 39.84 | 9.8 | 15.58 | 23.35
SP | Wind | 30 | HEYS_1 | 67.01 | 16.49 | 26.2 | 39.28
SP | Wind | 30 | HUER | 24 | 5.9 | 16.48 | 18.38
SP | Wind | 30 | HUTT_1 | 87.97 | 21.64 | 34.4 | 51.56
SP | Wind | 30 | INDQ1 | 100.43 | 24.71 | 39.27 | 58.86
SP | Wind | 30 | INKE | 1.71 | 0.42 | 0.67 | 1
SP | Wind | 30 | IROA1 | 7.74 | 1.9 | 3.03 | 4.54
SP | Wind | 30 | KEAD_1 | 140.27 | 34.51 | 54.84 | 82.21
SP | Wind | 30 | KEIT_P | 24.08 | 5.92 | 9.42 | 14.12
SP | Wind | 30 | KEMS_1 | 14.36 | 3.53 | 5.62 | 8.42
SP | Wind | 30 | KILS | 15.25 | 3.75 | 5.96 | 8.94
SP | Wind | 30 | KILT | 5.33 | 1.31 | 2.08 | 3.13
SP | Wind | 30 | KINT_P | 5.59 | 1.37 | 2.19 | 3.28
SP | Wind | 30 | KIRKB1 | 17.95 | 4.42 | 7.02 | 10.52
SP | Wind | 30 | LACK_6 | 62.1 | 15.28 | 42.65 | 47.56
SP | Wind | 30 | LAIR_P | 7.82 | 1.92 | 3.06 | 4.58
SP | Wind | 30 | LAND1 | 8.53 | 2.1 | 3.33 | 5
SP | Wind | 30 | LEVE | 8.6 | 2.12 | 5.43 | 6.3
SP | Wind | 30 | LING | 64.57 | 15.89 | 25.25 | 37.85
SP | Wind | 30 | LINM | 85.21 | 20.96 | 33.32 | 49.94
SP | Wind | 30 | LISD_1 | 15.26 | 3.75 | 5.97 | 8.94
SP | Wind | 30 | MACD_P | 26.24 | 6.46 | 10.26 | 15.38
SP | Wind | 30 | MAGA_6 | 8.98 | 2.21 | 3.51 | 5.26
SP | Wind | 30 | MELK_1 | 2.24 | 0.55 | 0.88 | 1.32
SP | Wind | 30 | MILC_P | 4.17 | 1.03 | 1.63 | 2.45
SP | Wind | 30 | MITY_1 | 7.29 | 1.79 | 2.85 | 4.27
SP | Wind | 30 | MYBS_P | 26.69 | 6.57 | 10.44 | 15.64
SP | Wind | 30 | NEAR | 2.45 | 0.6 | 0.96 | 1.44
SP | Wind | 30 | NEEP_3 | 21.77 | 5.36 | 8.51 | 12.76
SP | Wind | 30 | NINF_1 | 8.42 | 2.07 | 3.29 | 4.93
SP | Wind | 30 | NORM_1 | 87.88 | 21.62 | 52.11 | 62.29
SP | Wind | 30 | NORT_1 | 54.76 | 13.47 | 21.41 | 32.09
SP | Wind | 30 | OFFE_3 | 5.79 | 1.42 | 2.26 | 3.39
SP | Wind | 30 | PADIB1 | 59.02 | 14.52 | 23.08 | 34.59
SP | Wind | 30 | PEMB_1 | 31.31 | 7.7 | 12.24 | 18.35
SP | Wind | 30 | PENT_1 | 77.51 | 19.07 | 48.05 | 56.21
SP | Wind | 30 | POOB | 6.4 | 1.57 | 2.5 | 3.75
SP | Wind | 30 | PORA_P | 16.58 | 4.08 | 6.48 | 9.72
SP | Wind | 30 | PYLE_1 | 137.18 | 33.75 | 53.64 | 80.4
SP | Wind | 30 | RAIN_1 | 1.12 | 0.28 | 0.44 | 0.66
SP | Wind | 30 | RASS_1 | 15.6 | 3.84 | 6.1 | 9.14
SP | Wind | 30 | RATS_1 | 11.89 | 2.93 | 4.65 | 6.97
SP | Wind | 30 | RAYL_1 | 65.87 | 16.2 | 25.75 | 38.61
SP | Wind | 30 | REDH | 27.09 | 6.66 | 10.59 | 15.88
SP | Wind | 30 | REDM_P | 11.98 | 2.95 | 4.69 | 7.02
SP | Wind | 30 | ROCH_1 | 128.93 | 31.72 | 50.41 | 75.57
SP | Wind | 30 | SALH_1 | 15.71 | 3.86 | 6.14 | 9.21
SP | Wind | 30 | SALT_1 | 69.68 | 17.14 | 27.25 | 40.84
SP | Wind | 30 | SBAR | 1.68 | 0.41 | 0.66 | 0.99
SP | Wind | 30 | SEAB1 | 31.64 | 7.78 | 12.37 | 18.55
SP | Wind | 30 | SELL_1 | 67.1 | 16.51 | 26.24 | 39.33
SP | Wind | 30 | SFEG_P | 19.3 | 4.75 | 7.54 | 11.31
SP | Wind | 30 | SHRW_1 | 71.87 | 17.68 | 28.1 | 42.12
SP | Wind | 30 | SKLGB1 | 11.5 | 2.83 | 4.5 | 6.74
SP | Wind | 30 | SPEN_1 | 35.91 | 8.83 | 14.04 | 21.05
SP | Wind | 30 | STAY_1 | 34.22 | 8.42 | 13.38 | 20.06
SP | Wind | 30 | STES_1 | 32.41 | 7.97 | 12.67 | 18.99
SP | Wind | 30 | STHA | 13.01 | 3.2 | 5.09 | 7.63
SP | Wind | 30 | STIR | 21.33 | 5.25 | 8.34 | 12.5
SP | Wind | 30 | STLE | 24 | 5.9 | 9.38 | 14.06
SP | Wind | 30 | STRI_P | 22.63 | 5.57 | 8.85 | 13.27
SP | Wind | 30 | SUND_1 | 4.26 | 1.05 | 1.67 | 2.5
SP | Wind | 30 | SWAN_1 | 106.15 | 26.11 | 41.51 | 62.22
SP | Wind | 30 | TARL_P | 4.59 | 1.13 | 1.79 | 2.69
SP | Wind | 30 | TAYN_P | 8.34 | 2.05 | 3.26 | 4.89
SP | Wind | 30 | THOM_6 | 67.55 | 16.62 | 26.41 | 39.59
SP | Wind | 30 | THSO_P | 49.23 | 12.11 | 19.25 | 28.85
SP | Wind | 30 | THUR_6 | 30.19 | 7.43 | 11.8 | 17.69
SP | Wind | 30 | TILBB_1 | 10.32 | 2.54 | 4.04 | 6.05
SP | Wind | 30 | TONG | 2.56 | 0.63 | 1 | 1.5
SP | Wind | 30 | TRAW_1 | 175.05 | 43.06 | 68.45 | 102.6
SP | Wind | 30 | UPPB_1 | 84.83 | 20.87 | 33.17 | 49.72
SP | Wind | 30 | UPPB_3 | 30.75 | 7.56 | 12.02 | 18.02
SP | Wind | 30 | USKM_1 | 7.07 | 1.74 | 2.76 | 4.14
SP | Wind | 30 | WALP_1 | 197.78 | 48.65 | 77.33 | 115.92
SP | Wind | 30 | WALP_B | 18.85 | 4.64 | 7.37 | 11.05
SP | Wind | 30 | WARL_1 | 1.12 | 0.28 | 0.44 | 0.66
SP | Wind | 30 | WASF_1 | 2.52 | 0.62 | 0.99 | 1.48
SP | Wind | 30 | WFIE | 18.24 | 4.49 | 7.13 | 10.69
SP | Wind | 30 | WILL_1 | 5.61 | 1.38 | 2.19 | 3.29
SP | Wind | 30 | WISH | 13.44 | 3.31 | 5.25 | 7.88
SP | Wind | 30 | WMEL_1 | 9.59 | 2.36 | 3.75 | 5.62
SP | Wind | 30 | WYLF_1 | 42.42 | 10.43 | 16.58 | 24.86
SP | Wind | 31 | ABNE_P | 10.4 | 2.56 | 4.07 | 6.1
SP | Wind | 31 | ALNE_P | 4.81 | 1.18 | 1.88 | 2.82
SP | Wind | 31 | ALVE1 | 106.82 | 26.28 | 41.77 | 62.61
SP | Wind | 31 | ARMO_P | 25.72 | 6.33 | 10.06 | 15.08
SP | Wind | 31 | BAGA | 51.85 | 12.76 | 20.27 | 30.39
SP | Wind | 31 | BARKC1 | 12.04 | 2.96 | 4.71 | 7.06
SP | Wind | 31 | BERW | 109.27 | 26.88 | 42.72 | 64.04
SP | Wind | 31 | BICF_1 | 244.57 | 60.17 | 153.13 | 178.28
SP | Wind | 31 | BIRK_1 | 180 | 44.28 | 123.62 | 137.84
SP | Wind | 31 | BLYTB1 | 96.74 | 23.8 | 50.1 | 64.15
SP | Wind | 31 | BLYTH132 | 115.87 | 28.5 | 45.31 | 67.91
SP | Wind | 31 | BONN | 17 | 4.18 | 6.65 | 9.96
SP | Wind | 31 | BRAW_1 | 20.25 | 4.98 | 7.92 | 11.87
SP | Wind | 31 | BRFO_1 | 29.16 | 7.17 | 14.95 | 19.24
SP | Wind | 31 | BRLE_1 | 2.25 | 0.55 | 0.88 | 1.32
SP | Wind | 31 | BURM_1 | 29.25 | 7.2 | 11.44 | 17.14
SP | Wind | 31 | BUSH_1 | 4.5 | 1.11 | 1.76 | 2.64
SP | Wind | 31 | CANTN1 | 143.3 | 35.25 | 98.42 | 109.74
SP | Wind | 31 | CARE_1 | 2.59 | 0.64 | 1.01 | 1.52
SP | Wind | 31 | CHAP | 26.32 | 6.47 | 10.29 | 15.42
SP | Wind | 31 | CHTE_1 | 15.24 | 3.75 | 5.96 | 8.93
SP | Wind | 31 | CONQA1 | 44.27 | 10.89 | 17.31 | 25.95
SP | Wind | 31 | COUA_P | 6.69 | 1.65 | 2.62 | 3.92
SP | Wind | 31 | COVE_1 | 15.75 | 3.87 | 6.16 | 9.23
SP | Wind | 31 | COYL | 69.28 | 17.04 | 27.09 | 40.61
SP | Wind | 31 | CREB_1 | 144.45 | 35.53 | 56.48 | 84.66
SP | Wind | 31 | CUMB | 4.28 | 1.05 | 1.67 | 2.51
SP | Wind | 31 | DEVO | 74.09 | 18.23 | 28.97 | 43.43
SP | Wind | 31 | DOUN_P | 13.19 | 3.24 | 5.16 | 7.73
SP | Wind | 31 | DRAX_1 | 106.25 | 26.14 | 41.55 | 62.28
SP | Wind | 31 | DUNB | 14.78 | 3.63 | 5.78 | 8.66
SP | Wind | 31 | DYCE_P | 18.19 | 4.48 | 7.11 | 10.66
SP | Wind | 31 | EASO_1 | 120.71 | 29.69 | 47.2 | 70.75
SP | Wind | 31 | ECCL | 30.58 | 7.52 | 11.96 | 17.92
SP | Wind | 31 | ECLA_1 | 2.25 | 0.55 | 0.88 | 1.32
SP | Wind | 31 | EKIS | 72.06 | 17.73 | 28.18 | 42.24
SP | Wind | 31 | ELLA_1 | 8.44 | 2.08 | 3.3 | 4.95
SP | Wind | 31 | ENDE_1 | 38.36 | 9.44 | 15 | 22.48
SP | Wind | 31 | FECK_6 | 1.46 | 0.36 | 0.57 | 0.86
SP | Wind | 31 | FIDD_P | 47.46 | 11.68 | 18.56 | 27.82
SP | Wind | 31 | FOUR_1 | 123.24 | 30.32 | 48.19 | 72.23
SP | Wind | 31 | FRAS_P | 1.67 | 0.41 | 0.65 | 0.98
SP | Wind | 31 | FROD_1 | 56.64 | 13.93 | 22.15 | 33.2
SP | Wind | 31 | GALA | 18.39 | 4.52 | 7.19 | 10.78
SP | Wind | 31 | GIFF | 4.7 | 1.16 | 1.84 | 2.76
SP | Wind | 31 | GLLU | 79.22 | 19.49 | 30.98 | 46.43
SP | Wind | 31 | GLNI | 35.44 | 8.72 | 13.86 | 20.77
SP | Wind | 31 | GREN_1 | 184.38 | 45.36 | 72.09 | 108.07
SP | Wind | 31 | GRIW_1 | 85.5 | 21.03 | 33.43 | 50.11
SP | Wind | 31 | G_EXTRA_11 | 23.52 | 5.79 | 9.2 | 13.79
SP | Wind | 31 | G_EXTRA_12 | 11.69 | 2.88 | 4.57 | 6.85
SP | Wind | 31 | G_EXTRA_13 | 33.13 | 8.15 | 12.95 | 19.42
SP | Wind | 31 | G_EXTRA_2 | 19.24 | 4.73 | 7.52 | 11.28
SP | Wind | 31 | G_EXTRA_8 | 57.63 | 14.18 | 22.53 | 33.78
SP | Wind | 31 | G_EXTRA_9 | 49.18 | 12.1 | 19.23 | 28.83
SP | Wind | 31 | HARK_1 | 83.32 | 20.5 | 32.58 | 48.83
SP | Wind | 31 | HARM_6 | 28.61 | 7.04 | 11.19 | 16.77
SP | Wind | 31 | HAWI | 17.11 | 4.21 | 6.69 | 10.03
SP | Wind | 31 | HAWP_6 | 39.94 | 9.82 | 15.62 | 23.41
SP | Wind | 31 | HEYS_1 | 67.18 | 16.53 | 26.27 | 39.38
SP | Wind | 31 | HUER | 24 | 5.9 | 16.48 | 18.38
SP | Wind | 31 | HUTT_1 | 88.2 | 21.7 | 34.49 | 51.69
SP | Wind | 31 | INDQ1 | 100.69 | 24.77 | 39.37 | 59.01
SP | Wind | 31 | INKE | 1.71 | 0.42 | 0.67 | 1
SP | Wind | 31 | IROA1 | 7.76 | 1.91 | 3.04 | 4.55
SP | Wind | 31 | KEAD_1 | 140.62 | 34.59 | 54.98 | 82.42
SP | Wind | 31 | KEIT_P | 24.14 | 5.94 | 9.44 | 14.15
SP | Wind | 31 | KEMS_1 | 14.4 | 3.54 | 5.63 | 8.44
SP | Wind | 31 | KILS | 15.29 | 3.76 | 5.98 | 8.96
SP | Wind | 31 | KILT | 5.35 | 1.32 | 2.09 | 3.13
SP | Wind | 31 | KINT_P | 5.6 | 1.38 | 2.19 | 3.28
SP | Wind | 31 | KIRKB1 | 18 | 4.43 | 7.04 | 10.55
SP | Wind | 31 | LACK_6 | 62.1 | 15.28 | 42.65 | 47.56
SP | Wind | 31 | LAIR_P | 7.84 | 1.93 | 3.07 | 4.6
SP | Wind | 31 | LAND1 | 8.55 | 2.1 | 3.34 | 5.01
SP | Wind | 31 | LEVE | 8.6 | 2.12 | 5.43 | 6.3
SP | Wind | 31 | LING | 64.74 | 15.93 | 25.31 | 37.94
SP | Wind | 31 | LINM | 85.43 | 21.01 | 33.4 | 50.07
SP | Wind | 31 | LISD_1 | 15.3 | 3.76 | 5.98 | 8.97
SP | Wind | 31 | MACD_P | 26.31 | 6.47 | 10.29 | 15.42
SP | Wind | 31 | MAGA_6 | 9 | 2.21 | 3.52 | 5.27
SP | Wind | 31 | MELK_1 | 2.25 | 0.55 | 0.88 | 1.32
SP | Wind | 31 | MILC_P | 4.18 | 1.03 | 1.64 | 2.45
SP | Wind | 31 | MITY_1 | 7.31 | 1.8 | 2.86 | 4.29
SP | Wind | 31 | MYBS_P | 26.76 | 6.58 | 10.46 | 15.68
SP | Wind | 31 | NEAR | 2.46 | 0.6 | 0.96 | 1.44
SP | Wind | 31 | NEEP_3 | 21.82 | 5.37 | 8.53 | 12.79
SP | Wind | 31 | NINF_1 | 8.44 | 2.08 | 3.3 | 4.95
SP | Wind | 31 | NORM_1 | 87.96 | 21.64 | 52.14 | 62.33
SP | Wind | 31 | NORT_1 | 54.9 | 13.51 | 21.47 | 32.18
SP | Wind | 31 | OFFE_3 | 5.8 | 1.43 | 2.27 | 3.4
SP | Wind | 31 | PADIB1 | 59.17 | 14.56 | 23.14 | 34.68
SP | Wind | 31 | PEMB_1 | 31.39 | 7.72 | 12.27 | 18.4
SP | Wind | 31 | PENT_1 | 77.55 | 19.08 | 48.07 | 56.23
SP | Wind | 31 | POOB | 6.41 | 1.58 | 2.51 | 3.76
SP | Wind | 31 | PORA_P | 16.63 | 4.09 | 6.5 | 9.74
SP | Wind | 31 | PYLE_1 | 137.53 | 33.83 | 53.77 | 80.61
SP | Wind | 31 | RAIN_1 | 1.12 | 0.28 | 0.44 | 0.66
SP | Wind | 31 | RASS_1 | 15.64 | 3.85 | 6.11 | 9.16
SP | Wind | 31 | RATS_1 | 11.92 | 2.93 | 4.66 | 6.99
SP | Wind | 31 | RAYL_1 | 66.04 | 16.24 | 25.82 | 38.7
SP | Wind | 31 | REDH | 27.16 | 6.68 | 10.62 | 15.92
SP | Wind | 31 | REDM_P | 12.01 | 2.96 | 4.7 | 7.04
SP | Wind | 31 | ROCH_1 | 129.26 | 31.8 | 50.54 | 75.76
SP | Wind | 31 | SALH_1 | 15.75 | 3.87 | 6.16 | 9.23
SP | Wind | 31 | SALT_1 | 69.86 | 17.19 | 27.32 | 40.95
SP | Wind | 31 | SBAR | 1.69 | 0.42 | 0.66 | 0.99
SP | Wind | 31 | SEAB1 | 31.72 | 7.8 | 12.4 | 18.59
SP | Wind | 31 | SELL_1 | 67.27 | 16.55 | 26.3 | 39.43
SP | Wind | 31 | SFEG_P | 19.35 | 4.76 | 7.56 | 11.34
SP | Wind | 31 | SHRW_1 | 72.06 | 17.73 | 28.17 | 42.23
SP | Wind | 31 | SKLGB1 | 11.53 | 2.84 | 4.51 | 6.76
SP | Wind | 31 | SPEN_1 | 36 | 8.86 | 14.08 | 21.1
SP | Wind | 31 | STAY_1 | 34.31 | 8.44 | 13.42 | 20.11
SP | Wind | 31 | STES_1 | 32.49 | 7.99 | 12.7 | 19.04
SP | Wind | 31 | STHA | 13.04 | 3.21 | 5.1 | 7.64
SP | Wind | 31 | STIR | 21.38 | 5.26 | 8.36 | 12.53
SP | Wind | 31 | STLE | 24.06 | 5.92 | 9.41 | 14.1
SP | Wind | 31 | STRI_P | 22.69 | 5.58 | 8.87 | 13.3
SP | Wind | 31 | SUND_1 | 4.27 | 1.05 | 1.67 | 2.51
SP | Wind | 31 | SWAN_1 | 106.42 | 26.18 | 41.61 | 62.37
SP | Wind | 31 | TARL_P | 4.6 | 1.13 | 1.8 | 2.7
SP | Wind | 31 | TAYN_P | 8.37 | 2.06 | 3.27 | 4.9
SP | Wind | 31 | THOM_6 | 67.72 | 16.66 | 26.48 | 39.69
SP | Wind | 31 | THSO_P | 49.36 | 12.14 | 19.3 | 28.93
SP | Wind | 31 | THUR_6 | 30.26 | 7.44 | 11.83 | 17.74
SP | Wind | 31 | TILBB_1 | 10.35 | 2.55 | 4.05 | 6.07
SP | Wind | 31 | TONG | 2.57 | 0.63 | 1 | 1.5
SP | Wind | 31 | TRAW_1 | 175.5 | 43.17 | 68.62 | 102.86
SP | Wind | 31 | UPPB_1 | 85.05 | 20.92 | 33.25 | 49.85
SP | Wind | 31 | UPPB_3 | 30.82 | 7.58 | 12.05 | 18.07
SP | Wind | 31 | USKM_1 | 7.09 | 1.74 | 2.77 | 4.15
SP | Wind | 31 | WALP_1 | 198.28 | 48.78 | 77.53 | 116.21
SP | Wind | 31 | WALP_B | 18.9 | 4.65 | 7.39 | 11.08
SP | Wind | 31 | WARL_1 | 1.12 | 0.28 | 0.44 | 0.66
SP | Wind | 31 | WASF_1 | 2.53 | 0.62 | 0.99 | 1.48
SP | Wind | 31 | WFIE | 18.28 | 4.5 | 7.15 | 10.72
SP | Wind | 31 | WILL_1 | 5.62 | 1.38 | 2.2 | 3.3
SP | Wind | 31 | WISH | 13.47 | 3.31 | 5.27 | 7.9
SP | Wind | 31 | WMEL_1 | 9.62 | 2.37 | 3.76 | 5.64
SP | Wind | 31 | WYLF_1 | 42.52 | 10.46 | 16.63 | 24.92
SP | Wind | 32 | ABNE_P | 10.43 | 2.57 | 4.08 | 6.11
SP | Wind | 32 | ALNE_P | 4.82 | 1.19 | 1.89 | 2.83
SP | Wind | 32 | ALVE1 | 107.08 | 26.34 | 41.87 | 62.76
SP | Wind | 32 | ARMO_P | 25.79 | 6.34 | 10.08 | 15.11
SP | Wind | 32 | BAGA | 51.98 | 12.79 | 20.32 | 30.47
SP | Wind | 32 | BARKC1 | 12.07 | 2.97 | 4.72 | 7.07
SP | Wind | 32 | BERW | 109.54 | 26.95 | 42.83 | 64.2
SP | Wind | 32 | BICF_1 | 244.7 | 60.2 | 153.18 | 178.35
SP | Wind | 32 | BIRK_1 | 180 | 44.28 | 123.62 | 137.84
SP | Wind | 32 | BLYTB1 | 96.87 | 23.83 | 50.15 | 64.23
SP | Wind | 32 | BLYTH132 | 116.16 | 28.58 | 45.42 | 68.08
SP | Wind | 32 | BONN | 17.04 | 4.19 | 6.66 | 9.99
SP | Wind | 32 | BRAW_1 | 20.3 | 4.99 | 7.94 | 11.9
SP | Wind | 32 | BRFO_1 | 29.2 | 7.18 | 14.97 | 19.27
SP | Wind | 32 | BRLE_1 | 2.26 | 0.55 | 0.88 | 1.32
SP | Wind | 32 | BURM_1 | 29.32 | 7.21 | 11.46 | 17.19
SP | Wind | 32 | BUSH_1 | 4.51 | 1.11 | 1.76 | 2.64
SP | Wind | 32 | CANTN1 | 143.3 | 35.25 | 98.42 | 109.74
SP | Wind | 32 | CARE_1 | 2.59 | 0.64 | 1.01 | 1.52
SP | Wind | 32 | CHAP | 26.38 | 6.49 | 10.31 | 15.46
SP | Wind | 32 | CHTE_1 | 15.28 | 3.76 | 5.97 | 8.96
SP | Wind | 32 | CONQA1 | 44.38 | 10.92 | 17.35 | 26.01
SP | Wind | 32 | COUA_P | 6.71 | 1.65 | 2.62 | 3.93
SP | Wind | 32 | COVE_1 | 15.79 | 3.88 | 6.17 | 9.25
SP | Wind | 32 | COYL | 69.45 | 17.09 | 27.16 | 40.71
SP | Wind | 32 | CREB_1 | 144.8 | 35.62 | 56.62 | 84.87
SP | Wind | 32 | CUMB | 4.29 | 1.05 | 1.68 | 2.51
SP | Wind | 32 | DEVO | 74.27 | 18.27 | 29.04 | 43.53
SP | Wind | 32 | DOUN_P | 13.22 | 3.25 | 5.17 | 7.75
SP | Wind | 32 | DRAX_1 | 106.52 | 26.2 | 41.65 | 62.43
SP | Wind | 32 | DUNB | 14.81 | 3.64 | 5.79 | 8.68
SP | Wind | 32 | DYCE_P | 18.24 | 4.49 | 7.13 | 10.69
SP | Wind | 32 | EASO_1 | 121.01 | 29.77 | 47.31 | 70.92
SP | Wind | 32 | ECCL | 30.65 | 7.54 | 11.99 | 17.97
SP | Wind | 32 | ECLA_1 | 2.26 | 0.55 | 0.88 | 1.32
SP | Wind | 32 | EKIS | 72.24 | 17.77 | 28.25 | 42.34
SP | Wind | 32 | ELLA_1 | 8.46 | 2.08 | 3.31 | 4.96
SP | Wind | 32 | ENDE_1 | 38.46 | 9.46 | 15.04 | 22.54
SP | Wind | 32 | FECK_6 | 1.47 | 0.36 | 0.57 | 0.86
SP | Wind | 32 | FIDD_P | 47.58 | 11.7 | 18.6 | 27.89
SP | Wind | 32 | FOUR_1 | 123.55 | 30.39 | 48.31 | 72.41
SP | Wind | 32 | FRAS_P | 1.68 | 0.41 | 0.66 | 0.98
SP | Wind | 32 | FROD_1 | 56.78 | 13.97 | 22.2 | 33.28
SP | Wind | 32 | GALA | 18.43 | 4.53 | 7.21 | 10.8
SP | Wind | 32 | GIFF | 4.72 | 1.16 | 1.84 | 2.76
SP | Wind | 32 | GLLU | 79.42 | 19.54 | 31.05 | 46.55
SP | Wind | 32 | GLNI | 35.53 | 8.74 | 13.89 | 20.82
SP | Wind | 32 | GREN_1 | 184.84 | 45.47 | 72.27 | 108.33
SP | Wind | 32 | GRIW_1 | 85.71 | 21.08 | 33.51 | 50.23
SP | Wind | 32 | G_EXTRA_11 | 23.58 | 5.8 | 9.22 | 13.82
SP | Wind | 32 | G_EXTRA_12 | 11.72 | 2.88 | 4.58 | 6.87
SP | Wind | 32 | G_EXTRA_13 | 33.21 | 8.17 | 12.99 | 19.47
SP | Wind | 32 | G_EXTRA_2 | 19.29 | 4.75 | 7.54 | 11.31
SP | Wind | 32 | G_EXTRA_8 | 57.77 | 14.21 | 22.59 | 33.86
SP | Wind | 32 | G_EXTRA_9 | 49.3 | 12.13 | 19.28 | 28.9
SP | Wind | 32 | HARK_1 | 83.52 | 20.55 | 32.66 | 48.95
SP | Wind | 32 | HARM_6 | 28.68 | 7.05 | 11.21 | 16.81
SP | Wind | 32 | HAWI | 17.15 | 4.22 | 6.71 | 10.05
SP | Wind | 32 | HAWP_6 | 40.04 | 9.85 | 15.65 | 23.46
SP | Wind | 32 | HEYS_1 | 67.35 | 16.57 | 26.33 | 39.47
SP | Wind | 32 | HUER | 24 | 5.9 | 16.48 | 18.38
SP | Wind | 32 | HUTT_1 | 88.42 | 21.75 | 34.57 | 51.82
SP | Wind | 32 | INDQ1 | 100.93 | 24.83 | 39.47 | 59.16
SP | Wind | 32 | INKE | 1.71 | 0.42 | 0.67 | 1.01
SP | Wind | 32 | IROA1 | 7.78 | 1.91 | 3.04 | 4.56
SP | Wind | 32 | KEAD_1 | 140.97 | 34.68 | 55.12 | 82.62
SP | Wind | 32 | KEIT_P | 24.2 | 5.95 | 9.46 | 14.19
SP | Wind | 32 | KEMS_1 | 14.44 | 3.55 | 5.64 | 8.46
SP | Wind | 32 | KILS | 15.33 | 3.77 | 5.99 | 8.98
SP | Wind | 32 | KILT | 5.36 | 1.32 | 2.1 | 3.14
SP | Wind | 32 | KINT_P | 5.62 | 1.38 | 2.2 | 3.29
SP | Wind | 32 | KIRKB1 | 18.04 | 4.44 | 7.06 | 10.58
SP | Wind | 32 | LACK_6 | 62.1 | 15.28 | 42.65 | 47.56
SP | Wind | 32 | LAIR_P | 7.86 | 1.93 | 3.07 | 4.61
SP | Wind | 32 | LAND1 | 8.57 | 2.11 | 3.35 | 5.02
SP | Wind | 32 | LEVE | 8.61 | 2.12 | 5.44 | 6.3
SP | Wind | 32 | LING | 64.9 | 15.96 | 25.37 | 38.04
SP | Wind | 32 | LINM | 85.64 | 21.07 | 33.48 | 50.19
SP | Wind | 32 | LISD_1 | 15.34 | 3.77 | 6 | 8.99
SP | Wind | 32 | MACD_P | 26.37 | 6.49 | 10.31 | 15.46
SP | Wind | 32 | MAGA_6 | 9.02 | 2.22 | 3.53 | 5.29
SP | Wind | 32 | MELK_1 | 2.26 | 0.55 | 0.88 | 1.32
SP | Wind | 32 | MILC_P | 4.19 | 1.03 | 1.64 | 2.46
SP | Wind | 32 | MITY_1 | 7.33 | 1.8 | 2.87 | 4.3
SP | Wind | 32 | MYBS_P | 26.83 | 6.6 | 10.49 | 15.72
SP | Wind | 32 | NEAR | 2.47 | 0.61 | 0.96 | 1.44
SP | Wind | 32 | NEEP_3 | 21.88 | 5.38 | 8.55 | 12.82
SP | Wind | 32 | NINF_1 | 8.46 | 2.08 | 3.31 | 4.96
SP | Wind | 32 | NORM_1 | 88.02 | 21.65 | 52.17 | 62.37
SP | Wind | 32 | NORT_1 | 55.03 | 13.54 | 21.52 | 32.26
SP | Wind | 32 | OFFE_3 | 5.82 | 1.43 | 2.28 | 3.41
SP | Wind | 32 | PADIB1 | 59.32 | 14.59 | 23.19 | 34.77
SP | Wind | 32 | PEMB_1 | 31.46 | 7.74 | 12.3 | 18.44
SP | Wind | 32 | PENT_1 | 77.59 | 19.09 | 48.09 | 56.26
SP | Wind | 32 | POOB | 6.43 | 1.58 | 2.51 | 3.77
SP | Wind | 32 | PORA_P | 16.67 | 4.1 | 6.52 | 9.77
SP | Wind | 32 | PYLE_1 | 137.87 | 33.92 | 53.91 | 80.8
SP | Wind | 32 | RAIN_1 | 1.13 | 0.28 | 0.44 | 0.66
SP | Wind | 32 | RASS_1 | 15.68 | 3.86 | 6.13 | 9.19
SP | Wind | 32 | RATS_1 | 11.95 | 2.94 | 4.67 | 7.01
SP | Wind | 32 | RAYL_1 | 66.2 | 16.29 | 25.88 | 38.8
SP | Wind | 32 | REDH | 27.22 | 6.7 | 10.64 | 15.96
SP | Wind | 32 | REDM_P | 12.04 | 2.96 | 4.71 | 7.06
SP | Wind | 32 | ROCH_1 | 129.58 | 31.88 | 50.67 | 75.95
SP | Wind | 32 | SALH_1 | 15.79 | 3.88 | 6.17 | 9.25
SP | Wind | 32 | SALT_1 | 70.03 | 17.23 | 27.38 | 41.05
SP | Wind | 32 | SBAR | 1.69 | 0.42 | 0.66 | 0.99
SP | Wind | 32 | SEAB1 | 31.8 | 7.82 | 12.43 | 18.64
SP | Wind | 32 | SELL_1 | 67.44 | 16.59 | 26.37 | 39.53
SP | Wind | 32 | SFEG_P | 19.39 | 4.77 | 7.58 | 11.37
SP | Wind | 32 | SHRW_1 | 72.23 | 17.77 | 28.24 | 42.34
SP | Wind | 32 | SKLGB1 | 11.56 | 2.84 | 4.52 | 6.78
SP | Wind | 32 | SPEN_1 | 36.09 | 8.88 | 14.11 | 21.15
SP | Wind | 32 | STAY_1 | 34.4 | 8.46 | 13.45 | 20.16
SP | Wind | 32 | STES_1 | 32.57 | 8.01 | 12.73 | 19.09
SP | Wind | 32 | STHA | 13.08 | 3.22 | 5.11 | 7.66
SP | Wind | 32 | STIR | 21.44 | 5.27 | 8.38 | 12.56
SP | Wind | 32 | STLE | 24.12 | 5.93 | 9.43 | 14.13
SP | Wind | 32 | STRI_P | 22.75 | 5.6 | 8.89 | 13.33
SP | Wind | 32 | SUND_1 | 4.29 | 1.05 | 1.68 | 2.51
SP | Wind | 32 | SWAN_1 | 106.69 | 26.24 | 41.71 | 62.53
SP | Wind | 32 | TARL_P | 4.61 | 1.13 | 1.8 | 2.7
SP | Wind | 32 | TAYN_P | 8.39 | 2.06 | 3.28 | 4.92
SP | Wind | 32 | THOM_6 | 67.89 | 16.7 | 26.55 | 39.79
SP | Wind | 32 | THSO_P | 49.48 | 12.17 | 19.35 | 29
SP | Wind | 32 | THUR_6 | 30.34 | 7.46 | 11.86 | 17.78
SP | Wind | 32 | TILBB_1 | 10.38 | 2.55 | 4.06 | 6.08
SP | Wind | 32 | TONG | 2.57 | 0.63 | 1.01 | 1.51
SP | Wind | 32 | TRAW_1 | 175.93 | 43.28 | 68.79 | 103.11
SP | Wind | 32 | UPPB_1 | 85.26 | 20.97 | 33.34 | 49.97
SP | Wind | 32 | UPPB_3 | 30.9 | 7.6 | 12.08 | 18.11
SP | Wind | 32 | USKM_1 | 7.1 | 1.75 | 2.78 | 4.16
SP | Wind | 32 | WALP_1 | 198.77 | 48.9 | 77.72 | 116.5
SP | Wind | 32 | WALP_B | 18.95 | 4.66 | 7.41 | 11.1
SP | Wind | 32 | WARL_1 | 1.13 | 0.28 | 0.44 | 0.66
SP | Wind | 32 | WASF_1 | 2.54 | 0.62 | 0.99 | 1.49
SP | Wind | 32 | WFIE | 18.33 | 4.51 | 7.17 | 10.74
SP | Wind | 32 | WILL_1 | 5.64 | 1.39 | 2.2 | 3.3
SP | Wind | 32 | WISH | 13.5 | 3.32 | 5.28 | 7.91
SP | Wind | 32 | WMEL_1 | 9.64 | 2.37 | 3.77 | 5.65
SP | Wind | 32 | WYLF_1 | 42.63 | 10.49 | 16.67 | 24.98
SP | Wind | 33 | ABNE_P | 10.45 | 2.57 | 4.09 | 6.13
SP | Wind | 33 | ALNE_P | 4.83 | 1.19 | 1.89 | 2.83
SP | Wind | 33 | ALVE1 | 107.34 | 26.4 | 41.97 | 62.91
SP | Wind | 33 | ARMO_P | 25.85 | 6.36 | 10.11 | 15.15
SP | Wind | 33 | BAGA | 52.11 | 12.82 | 20.37 | 30.54
SP | Wind | 33 | BARKC1 | 12.1 | 2.98 | 4.73 | 7.09
SP | Wind | 33 | BERW | 109.8 | 27.01 | 42.93 | 64.35
SP | Wind | 33 | BICF_1 | 244.82 | 60.23 | 153.23 | 178.42
SP | Wind | 33 | BIRK_1 | 180 | 44.28 | 123.62 | 137.84
SP | Wind | 33 | BLYTB1 | 97.01 | 23.86 | 50.2 | 64.31
SP | Wind | 33 | BLYTH132 | 116.44 | 28.64 | 45.53 | 68.24
SP | Wind | 33 | BONN | 17.08 | 4.2 | 6.68 | 10.01
SP | Wind | 33 | BRAW_1 | 20.35 | 5.01 | 7.96 | 11.93
SP | Wind | 33 | BRFO_1 | 29.24 | 7.19 | 14.98 | 19.29
SP | Wind | 33 | BRLE_1 | 2.26 | 0.56 | 0.88 | 1.33
SP | Wind | 33 | BURM_1 | 29.39 | 7.23 | 11.49 | 17.23
SP | Wind | 33 | BUSH_1 | 4.52 | 1.11 | 1.77 | 2.65
SP | Wind | 33 | CANTN1 | 143.3 | 35.25 | 98.42 | 109.74
SP | Wind | 33 | CARE_1 | 2.6 | 0.64 | 1.02 | 1.52
SP | Wind | 33 | CHAP | 26.44 | 6.51 | 10.34 | 15.5
SP | Wind | 33 | CHTE_1 | 15.32 | 3.77 | 5.99 | 8.98
SP | Wind | 33 | CONQA1 | 44.48 | 10.94 | 17.39 | 26.07
SP | Wind | 33 | COUA_P | 6.72 | 1.65 | 2.63 | 3.94
SP | Wind | 33 | COVE_1 | 15.83 | 3.89 | 6.19 | 9.28
SP | Wind | 33 | COYL | 69.62 | 17.13 | 27.22 | 40.8
SP | Wind | 33 | CREB_1 | 145.15 | 35.71 | 56.75 | 85.07
SP | Wind | 33 | CUMB | 4.3 | 1.06 | 1.68 | 2.52
SP | Wind | 33 | DEVO | 74.45 | 18.32 | 29.11 | 43.64
SP | Wind | 33 | DOUN_P | 13.25 | 3.26 | 5.18 | 7.77
SP | Wind | 33 | DRAX_1 | 106.77 | 26.27 | 41.75 | 62.58
SP | Wind | 33 | DUNB | 14.85 | 3.65 | 5.81 | 8.7
SP | Wind | 33 | DYCE_P | 18.28 | 4.5 | 7.15 | 10.72
SP | Wind | 33 | EASO_1 | 121.3 | 29.84 | 47.43 | 71.09
SP | Wind | 33 | ECCL | 30.73 | 7.56 | 12.01 | 18.01
SP | Wind | 33 | ECLA_1 | 2.26 | 0.56 | 0.88 | 1.33
SP | Wind | 33 | EKIS | 72.41 | 17.81 | 28.31 | 42.44
SP | Wind | 33 | ELLA_1 | 8.48 | 2.09 | 3.32 | 4.97
SP | Wind | 33 | ENDE_1 | 38.55 | 9.48 | 15.07 | 22.59
SP | Wind | 33 | FECK_6 | 1.47 | 0.36 | 0.57 | 0.86
SP | Wind | 33 | FIDD_P | 47.69 | 11.73 | 18.65 | 27.95
SP | Wind | 33 | FOUR_1 | 123.84 | 30.47 | 48.42 | 72.58
SP | Wind | 33 | FRAS_P | 1.68 | 0.41 | 0.66 | 0.99
SP | Wind | 33 | FROD_1 | 56.92 | 14 | 22.26 | 33.36
SP | Wind | 33 | GALA | 18.48 | 4.55 | 7.23 | 10.83
SP | Wind | 33 | GIFF | 4.73 | 1.16 | 1.85 | 2.77
SP | Wind | 33 | GLLU | 79.61 | 19.58 | 31.13 | 46.66
SP | Wind | 33 | GLNI | 35.61 | 8.76 | 13.93 | 20.87
SP | Wind | 33 | GREN_1 | 185.28 | 45.58 | 72.45 | 108.59
SP | Wind | 33 | GRIW_1 | 85.91 | 21.14 | 33.59 | 50.35
SP | Wind | 33 | G_EXTRA_11 | 23.64 | 5.81 | 9.24 | 13.85
SP | Wind | 33 | G_EXTRA_12 | 11.75 | 2.89 | 4.59 | 6.89
SP | Wind | 33 | G_EXTRA_13 | 33.29 | 8.19 | 13.02 | 19.51
SP | Wind | 33 | G_EXTRA_2 | 19.34 | 4.76 | 7.56 | 11.33
SP | Wind | 33 | G_EXTRA_8 | 57.91 | 14.25 | 22.64 | 33.94
SP | Wind | 33 | G_EXTRA_9 | 49.42 | 12.16 | 19.32 | 28.97
SP | Wind | 33 | HARK_1 | 83.72 | 20.6 | 32.74 | 49.07
SP | Wind | 33 | HARM_6 | 28.75 | 7.07 | 11.24 | 16.85
SP | Wind | 33 | HAWI | 17.19 | 4.23 | 6.72 | 10.07
SP | Wind | 33 | HAWP_6 | 40.13 | 9.87 | 15.69 | 23.52
SP | Wind | 33 | HEYS_1 | 67.51 | 16.61 | 26.4 | 39.57
SP | Wind | 33 | HUER | 24 | 5.9 | 16.48 | 18.38
SP | Wind | 33 | HUTT_1 | 88.63 | 21.8 | 34.65 | 51.94
SP | Wind | 33 | INDQ1 | 101.18 | 24.89 | 39.56 | 59.3
SP | Wind | 33 | INKE | 1.72 | 0.42 | 0.67 | 1.01
SP | Wind | 33 | IROA1 | 7.8 | 1.92 | 3.05 | 4.57
SP | Wind | 33 | KEAD_1 | 141.31 | 34.76 | 55.25 | 82.82
SP | Wind | 33 | KEIT_P | 24.26 | 5.97 | 9.49 | 14.22
SP | Wind | 33 | KEMS_1 | 14.47 | 3.56 | 5.66 | 8.48
SP | Wind | 33 | KILS | 15.36 | 3.78 | 6.01 | 9
SP | Wind | 33 | KILT | 5.37 | 1.32 | 2.1 | 3.15
SP | Wind | 33 | KINT_P | 5.63 | 1.38 | 2.2 | 3.3
SP | Wind | 33 | KIRKB1 | 18.09 | 4.45 | 7.07 | 10.6
SP | Wind | 33 | LACK_6 | 62.1 | 15.28 | 42.65 | 47.56
SP | Wind | 33 | LAIR_P | 7.88 | 1.94 | 3.08 | 4.62
SP | Wind | 33 | LAND1 | 8.59 | 2.11 | 3.36 | 5.04
SP | Wind | 33 | LEVE | 8.61 | 2.12 | 5.44 | 6.31
SP | Wind | 33 | LING | 65.05 | 16 | 25.44 | 38.13
SP | Wind | 33 | LINM | 85.84 | 21.12 | 33.56 | 50.31
SP | Wind | 33 | LISD_1 | 15.37 | 3.78 | 6.01 | 9.01
SP | Wind | 33 | MACD_P | 26.44 | 6.5 | 10.34 | 15.49
SP | Wind | 33 | MAGA_6 | 9.04 | 2.22 | 3.54 | 5.3
SP | Wind | 33 | MELK_1 | 2.26 | 0.56 | 0.88 | 1.33
SP | Wind | 33 | MILC_P | 4.2 | 1.03 | 1.64 | 2.46
SP | Wind | 33 | MITY_1 | 7.35 | 1.81 | 2.87 | 4.31
SP | Wind | 33 | MYBS_P | 26.89 | 6.61 | 10.51 | 15.76
SP | Wind | 33 | NEAR | 2.47 | 0.61 | 0.97 | 1.45
SP | Wind | 33 | NEEP_3 | 21.93 | 5.39 | 8.57 | 12.85
SP | Wind | 33 | NINF_1 | 8.48 | 2.09 | 3.32 | 4.97
SP | Wind | 33 | NORM_1 | 88.09 | 21.67 | 52.19 | 62.41
SP | Wind | 33 | NORT_1 | 55.17 | 13.57 | 21.57 | 32.33
SP | Wind | 33 | OFFE_3 | 5.83 | 1.43 | 2.28 | 3.42
SP | Wind | 33 | PADIB1 | 59.46 | 14.63 | 23.25 | 34.85
SP | Wind | 33 | PEMB_1 | 31.54 | 7.76 | 12.33 | 18.49
SP | Wind | 33 | PENT_1 | 77.64 | 19.1 | 48.1 | 56.28
SP | Wind | 33 | POOB | 6.45 | 1.59 | 2.52 | 3.78
SP | Wind | 33 | PORA_P | 16.71 | 4.11 | 6.53 | 9.79
SP | Wind | 33 | PYLE_1 | 138.2 | 34 | 54.04 | 81
SP | Wind | 33 | RAIN_1 | 1.13 | 0.28 | 0.44 | 0.66
SP | Wind | 33 | RASS_1 | 15.71 | 3.87 | 6.14 | 9.21
SP | Wind | 33 | RATS_1 | 11.98 | 2.95 | 4.69 | 7.02
SP | Wind | 33 | RAYL_1 | 66.36 | 16.32 | 25.95 | 38.89
SP | Wind | 33 | REDH | 27.29 | 6.71 | 10.67 | 15.99
SP | Wind | 33 | REDM_P | 12.07 | 2.97 | 4.72 | 7.08
SP | Wind | 33 | ROCH_1 | 129.89 | 31.95 | 50.79 | 76.13
SP | Wind | 33 | SALH_1 | 15.83 | 3.89 | 6.19 | 9.28
SP | Wind | 33 | SALT_1 | 70.2 | 17.27 | 27.45 | 41.15
SP | Wind | 33 | SBAR | 1.7 | 0.42 | 0.66 | 0.99
SP | Wind | 33 | SEAB1 | 31.88 | 7.84 | 12.46 | 18.68
SP | Wind | 33 | SELL_1 | 67.6 | 16.63 | 26.43 | 39.62
SP | Wind | 33 | SFEG_P | 19.44 | 4.78 | 7.6 | 11.39
SP | Wind | 33 | SHRW_1 | 72.41 | 17.81 | 28.31 | 42.44
SP | Wind | 33 | SKLGB1 | 11.59 | 2.85 | 4.53 | 6.79
SP | Wind | 33 | SPEN_1 | 36.17 | 8.9 | 14.14 | 21.2
SP | Wind | 33 | STAY_1 | 34.48 | 8.48 | 13.48 | 20.21
SP | Wind | 33 | STES_1 | 32.65 | 8.03 | 12.77 | 19.13
SP | Wind | 33 | STHA | 13.11 | 3.22 | 5.12 | 7.68
SP | Wind | 33 | STIR | 21.49 | 5.29 | 8.4 | 12.59
SP | Wind | 33 | STLE | 24.17 | 5.95 | 9.45 | 14.17
SP | Wind | 33 | STRI_P | 22.8 | 5.61 | 8.92 | 13.36
SP | Wind | 33 | SUND_1 | 4.3 | 1.06 | 1.68 | 2.52
SP | Wind | 33 | SWAN_1 | 106.94 | 26.31 | 41.81 | 62.68
SP | Wind | 33 | TARL_P | 4.62 | 1.14 | 1.81 | 2.71
SP | Wind | 33 | TAYN_P | 8.41 | 2.07 | 3.29 | 4.93
SP | Wind | 33 | THOM_6 | 68.05 | 16.74 | 26.61 | 39.89
SP | Wind | 33 | THSO_P | 49.6 | 12.2 | 19.39 | 29.07
SP | Wind | 33 | THUR_6 | 30.41 | 7.48 | 11.89 | 17.82
SP | Wind | 33 | TILBB_1 | 10.4 | 2.56 | 4.07 | 6.1
SP | Wind | 33 | TONG | 2.58 | 0.63 | 1.01 | 1.51
SP | Wind | 33 | TRAW_1 | 176.35 | 43.38 | 68.95 | 103.36
SP | Wind | 33 | UPPB_1 | 85.46 | 21.02 | 33.42 | 50.09
SP | Wind | 33 | UPPB_3 | 30.97 | 7.62 | 12.11 | 18.15
SP | Wind | 33 | USKM_1 | 7.12 | 1.75 | 2.78 | 4.17
SP | Wind | 33 | WALP_1 | 199.24 | 49.01 | 77.9 | 116.78
SP | Wind | 33 | WALP_B | 18.99 | 4.67 | 7.43 | 11.13
SP | Wind | 33 | WARL_1 | 1.13 | 0.28 | 0.44 | 0.66
SP | Wind | 33 | WASF_1 | 2.54 | 0.63 | 0.99 | 1.49
SP | Wind | 33 | WFIE | 18.37 | 4.52 | 7.18 | 10.77
SP | Wind | 33 | WILL_1 | 5.65 | 1.39 | 2.21 | 3.31
SP | Wind | 33 | WISH | 13.54 | 3.33 | 5.29 | 7.93
SP | Wind | 33 | WMEL_1 | 9.67 | 2.38 | 3.78 | 5.66
SP | Wind | 33 | WYLF_1 | 42.73 | 10.51 | 16.71 | 25.04
SP | Wind | 34 | ABNE_P | 10.48 | 2.58 | 4.1 | 6.14
SP | Wind | 34 | ALNE_P | 4.84 | 1.19 | 1.89 | 2.84
SP | Wind | 34 | ALVE1 | 107.59 | 26.47 | 42.07 | 63.06
SP | Wind | 34 | ARMO_P | 25.91 | 6.37 | 10.13 | 15.19
SP | Wind | 34 | BAGA | 52.23 | 12.85 | 20.42 | 30.61
SP | Wind | 34 | BARKC1 | 12.12 | 2.98 | 4.74 | 7.11
SP | Wind | 34 | BERW | 110.06 | 27.07 | 43.03 | 64.5
SP | Wind | 34 | BICF_1 | 244.94 | 60.25 | 153.27 | 178.49
SP | Wind | 34 | BIRK_1 | 180 | 44.28 | 123.62 | 137.84
SP | Wind | 34 | BLYTB1 | 97.13 | 23.9 | 50.26 | 64.39
SP | Wind | 34 | BLYTH132 | 116.71 | 28.71 | 45.63 | 68.4
SP | Wind | 34 | BONN | 17.12 | 4.21 | 6.69 | 10.04
SP | Wind | 34 | BRAW_1 | 20.4 | 5.02 | 7.97 | 11.95
SP | Wind | 34 | BRFO_1 | 29.28 | 7.2 | 15 | 19.32
SP | Wind | 34 | BRLE_1 | 2.27 | 0.56 | 0.89 | 1.33
SP | Wind | 34 | BURM_1 | 29.46 | 7.25 | 11.52 | 17.27
SP | Wind | 34 | BUSH_1 | 4.53 | 1.11 | 1.77 | 2.66
SP | Wind | 34 | CANTN1 | 143.3 | 35.25 | 98.42 | 109.74
SP | Wind | 34 | CARE_1 | 2.61 | 0.64 | 1.02 | 1.53
SP | Wind | 34 | CHAP | 26.51 | 6.52 | 10.36 | 15.54
SP | Wind | 34 | CHTE_1 | 15.35 | 3.78 | 6 | 9
SP | Wind | 34 | CONQA1 | 44.59 | 10.97 | 17.43 | 26.13
SP | Wind | 34 | COUA_P | 6.74 | 1.66 | 2.64 | 3.95
SP | Wind | 34 | COVE_1 | 15.86 | 3.9 | 6.2 | 9.3
SP | Wind | 34 | COYL | 69.78 | 17.17 | 27.28 | 40.9
SP | Wind | 34 | CREB_1 | 145.49 | 35.79 | 56.89 | 85.27
SP | Wind | 34 | CUMB | 4.31 | 1.06 | 1.68 | 2.52
SP | Wind | 34 | DEVO | 74.63 | 18.36 | 29.18 | 43.74
SP | Wind | 34 | DOUN_P | 13.28 | 3.27 | 5.19 | 7.78
SP | Wind | 34 | DRAX_1 | 107.02 | 26.33 | 41.84 | 62.72
SP | Wind | 34 | DUNB | 14.88 | 3.66 | 5.82 | 8.72
SP | Wind | 34 | DYCE_P | 18.33 | 4.51 | 7.17 | 10.74
SP | Wind | 34 | EASO_1 | 121.58 | 29.91 | 47.54 | 71.26
SP | Wind | 34 | ECCL | 30.8 | 7.58 | 12.04 | 18.05
SP | Wind | 34 | ECLA_1 | 2.27 | 0.56 | 0.89 | 1.33
SP | Wind | 34 | EKIS | 72.58 | 17.85 | 28.38 | 42.54
SP | Wind | 34 | ELLA_1 | 8.5 | 2.09 | 3.32 | 4.98
SP | Wind | 34 | ENDE_1 | 38.64 | 9.51 | 15.11 | 22.65
SP | Wind | 34 | FECK_6 | 1.47 | 0.36 | 0.58 | 0.86
SP | Wind | 34 | FIDD_P | 47.81 | 11.76 | 18.69 | 28.02
SP | Wind | 34 | FOUR_1 | 124.13 | 30.54 | 48.53 | 72.75
SP | Wind | 34 | FRAS_P | 1.69 | 0.41 | 0.66 | 0.99
SP | Wind | 34 | FROD_1 | 57.05 | 14.03 | 22.31 | 33.44
SP | Wind | 34 | GALA | 18.52 | 4.56 | 7.24 | 10.86
SP | Wind | 34 | GIFF | 4.74 | 1.17 | 1.85 | 2.78
SP | Wind | 34 | GLLU | 79.8 | 19.63 | 31.2 | 46.77
SP | Wind | 34 | GLNI | 35.7 | 8.78 | 13.96 | 20.92
SP | Wind | 34 | GREN_1 | 185.71 | 45.69 | 72.61 | 108.85
SP | Wind | 34 | GRIW_1 | 86.11 | 21.18 | 33.67 | 50.47
SP | Wind | 34 | G_EXTRA_11 | 23.69 | 5.83 | 9.26 | 13.89
SP | Wind | 34 | G_EXTRA_12 | 11.78 | 2.9 | 4.6 | 6.9
SP | Wind | 34 | G_EXTRA_13 | 33.37 | 8.21 | 13.05 | 19.56
SP | Wind | 34 | G_EXTRA_2 | 19.38 | 4.77 | 7.58 | 11.36
SP | Wind | 34 | G_EXTRA_8 | 58.04 | 14.28 | 22.69 | 34.02
SP | Wind | 34 | G_EXTRA_9 | 49.54 | 12.19 | 19.37 | 29.03
SP | Wind | 34 | HARK_1 | 83.92 | 20.64 | 32.81 | 49.18
SP | Wind | 34 | HARM_6 | 28.81 | 7.09 | 11.27 | 16.89
SP | Wind | 34 | HAWI | 17.23 | 4.24 | 6.74 | 10.1
SP | Wind | 34 | HAWP_6 | 40.22 | 9.9 | 15.73 | 23.58
SP | Wind | 34 | HEYS_1 | 67.67 | 16.65 | 26.46 | 39.66
SP | Wind | 34 | HUER | 24 | 5.9 | 16.48 | 18.38
SP | Wind | 34 | HUTT_1 | 88.83 | 21.85 | 34.73 | 52.07
SP | Wind | 34 | INDQ1 | 101.41 | 24.95 | 39.65 | 59.44
SP | Wind | 34 | INKE | 1.72 | 0.42 | 0.67 | 1.01
SP | Wind | 34 | IROA1 | 7.82 | 1.92 | 3.06 | 4.58
SP | Wind | 34 | KEAD_1 | 141.64 | 34.84 | 55.38 | 83.01
SP | Wind | 34 | KEIT_P | 24.32 | 5.98 | 9.51 | 14.25
SP | Wind | 34 | KEMS_1 | 14.5 | 3.57 | 5.67 | 8.5
SP | Wind | 34 | KILS | 15.4 | 3.79 | 6.02 | 9.03
SP | Wind | 34 | KILT | 5.38 | 1.32 | 2.11 | 3.16
SP | Wind | 34 | KINT_P | 5.64 | 1.39 | 2.21 | 3.31
SP | Wind | 34 | KIRKB1 | 18.13 | 4.46 | 7.09 | 10.63
SP | Wind | 34 | LACK_6 | 62.1 | 15.28 | 42.65 | 47.56
SP | Wind | 34 | LAIR_P | 7.9 | 1.94 | 3.09 | 4.63
SP | Wind | 34 | LAND1 | 8.61 | 2.12 | 3.37 | 5.05
SP | Wind | 34 | LEVE | 8.62 | 2.12 | 5.44 | 6.31
SP | Wind | 34 | LING | 65.2 | 16.04 | 25.49 | 38.22
SP | Wind | 34 | LINM | 86.04 | 21.17 | 33.64 | 50.43
SP | Wind | 34 | LISD_1 | 15.41 | 3.79 | 6.03 | 9.03
SP | Wind | 34 | MACD_P | 26.5 | 6.52 | 10.36 | 15.53
SP | Wind | 34 | MAGA_6 | 9.06 | 2.23 | 3.54 | 5.31
SP | Wind | 34 | MELK_1 | 2.27 | 0.56 | 0.89 | 1.33
SP | Wind | 34 | MILC_P | 4.21 | 1.04 | 1.65 | 2.47
SP | Wind | 34 | MITY_1 | 7.37 | 1.81 | 2.88 | 4.32
SP | Wind | 34 | MYBS_P | 26.95 | 6.63 | 10.54 | 15.8
SP | Wind | 34 | NEAR | 2.48 | 0.61 | 0.97 | 1.45
SP | Wind | 34 | NEEP_3 | 21.98 | 5.41 | 8.59 | 12.88
SP | Wind | 34 | NINF_1 | 8.5 | 2.09 | 3.32 | 4.98
SP | Wind | 34 | NORM_1 | 88.16 | 21.69 | 52.22 | 62.45
SP | Wind | 34 | NORT_1 | 55.29 | 13.6 | 21.62 | 32.41
SP | Wind | 34 | OFFE_3 | 5.85 | 1.44 | 2.29 | 3.43
SP | Wind | 34 | PADIB1 | 59.6 | 14.66 | 23.3 | 34.93
SP | Wind | 34 | PEMB_1 | 31.61 | 7.78 | 12.36 | 18.53
SP | Wind | 34 | PENT_1 | 77.68 | 19.11 | 48.12 | 56.31
SP | Wind | 34 | POOB | 6.46 | 1.59 | 2.53 | 3.79
SP | Wind | 34 | PORA_P | 16.75 | 4.12 | 6.55 | 9.81
SP | Wind | 34 | PYLE_1 | 138.52 | 34.08 | 54.16 | 81.19
SP | Wind | 34 | RAIN_1 | 1.13 | 0.28 | 0.44 | 0.66
SP | Wind | 34 | RASS_1 | 15.75 | 3.87 | 6.16 | 9.23
SP | Wind | 34 | RATS_1 | 12.01 | 2.95 | 4.7 | 7.04
SP | Wind | 34 | RAYL_1 | 66.51 | 16.36 | 26.01 | 38.98
SP | Wind | 34 | REDH | 27.35 | 6.73 | 10.69 | 16.03
SP | Wind | 34 | REDM_P | 12.1 | 2.98 | 4.73 | 7.09
SP | Wind | 34 | ROCH_1 | 130.19 | 32.03 | 50.91 | 76.31
SP | Wind | 34 | SALH_1 | 15.86 | 3.9 | 6.2 | 9.3
SP | Wind | 34 | SALT_1 | 70.36 | 17.31 | 27.51 | 41.24
SP | Wind | 34 | SBAR | 1.7 | 0.42 | 0.66 | 1
SP | Wind | 34 | SEAB1 | 31.95 | 7.86 | 12.49 | 18.73
SP | Wind | 34 | SELL_1 | 67.76 | 16.67 | 26.49 | 39.71
SP | Wind | 34 | SFEG_P | 19.48 | 4.79 | 7.62 | 11.42
SP | Wind | 34 | SHRW_1 | 72.57 | 17.85 | 28.38 | 42.54
SP | Wind | 34 | SKLGB1 | 11.61 | 2.86 | 4.54 | 6.81
SP | Wind | 34 | SPEN_1 | 36.26 | 8.92 | 14.18 | 21.25
SP | Wind | 34 | STAY_1 | 34.56 | 8.5 | 13.51 | 20.26
SP | Wind | 34 | STES_1 | 32.72 | 8.05 | 12.79 | 19.18
SP | Wind | 34 | STHA | 13.14 | 3.23 | 5.14 | 7.7
SP | Wind | 34 | STIR | 21.54 | 5.3 | 8.42 | 12.62
SP | Wind | 34 | STLE | 24.23 | 5.96 | 9.47 | 14.2
SP | Wind | 34 | STRI_P | 22.85 | 5.62 | 8.94 | 13.4
SP | Wind | 34 | SUND_1 | 4.31 | 1.06 | 1.68 | 2.52
SP | Wind | 34 | SWAN_1 | 107.19 | 26.37 | 41.91 | 62.82
SP | Wind | 34 | TARL_P | 4.63 | 1.14 | 1.81 | 2.72
SP | Wind | 34 | TAYN_P | 8.43 | 2.07 | 3.29 | 4.94
SP | Wind | 34 | THOM_6 | 68.21 | 16.78 | 26.67 | 39.98
SP | Wind | 34 | THSO_P | 49.71 | 12.23 | 19.44 | 29.14
SP | Wind | 34 | THUR_6 | 30.48 | 7.5 | 11.92 | 17.86
SP | Wind | 34 | TILBB_1 | 10.42 | 2.56 | 4.08 | 6.11
SP | Wind | 34 | TONG | 2.58 | 0.64 | 1.01 | 1.51
SP | Wind | 34 | TRAW_1 | 176.76 | 43.48 | 69.11 | 103.6
SP | Wind | 34 | UPPB_1 | 85.66 | 21.07 | 33.49 | 50.21
SP | Wind | 34 | UPPB_3 | 31.05 | 7.64 | 12.14 | 18.2
SP | Wind | 34 | USKM_1 | 7.14 | 1.76 | 2.79 | 4.18
SP | Wind | 34 | WALP_1 | 199.71 | 49.13 | 78.09 | 117.05
SP | Wind | 34 | WALP_B | 19.04 | 4.68 | 7.44 | 11.16
SP | Wind | 34 | WARL_1 | 1.13 | 0.28 | 0.44 | 0.66
SP | Wind | 34 | WASF_1 | 2.55 | 0.63 | 1 | 1.49
SP | Wind | 34 | WFIE | 18.41 | 4.53 | 7.2 | 10.79
SP | Wind | 34 | WILL_1 | 5.67 | 1.39 | 2.22 | 3.32
SP | Wind | 34 | WISH | 13.57 | 3.34 | 5.31 | 7.95
SP | Wind | 34 | WMEL_1 | 9.69 | 2.38 | 3.79 | 5.68
SP | Wind | 34 | WYLF_1 | 42.83 | 10.54 | 16.75 | 25.1
SP | Wind | 35 | ABNE_P | 10.5 | 2.58 | 4.11 | 6.16
SP | Wind | 35 | ALNE_P | 4.86 | 1.19 | 1.9 | 2.85
SP | Wind | 35 | ALVE1 | 107.83 | 26.53 | 42.16 | 63.2
SP | Wind | 35 | ARMO_P | 25.97 | 6.39 | 10.15 | 15.22
SP | Wind | 35 | BAGA | 52.35 | 12.88 | 20.47 | 30.68
SP | Wind | 35 | BARKC1 | 12.15 | 2.99 | 4.75 | 7.12
SP | Wind | 35 | BERW | 110.3 | 27.13 | 43.13 | 64.65
SP | Wind | 35 | BICF_1 | 245.05 | 60.28 | 153.32 | 178.56
SP | Wind | 35 | BIRK_1 | 180 | 44.28 | 123.62 | 137.84
SP | Wind | 35 | BLYTB1 | 97.26 | 23.93 | 50.3 | 64.46
SP | Wind | 35 | BLYTH132 | 116.97 | 28.78 | 45.74 | 68.56
SP | Wind | 35 | BONN | 17.16 | 4.22 | 6.71 | 10.06
SP | Wind | 35 | BRAW_1 | 20.44 | 5.03 | 7.99 | 11.98
SP | Wind | 35 | BRFO_1 | 29.32 | 7.21 | 15.01 | 19.34
SP | Wind | 35 | BRLE_1 | 2.27 | 0.56 | 0.89 | 1.33
SP | Wind | 35 | BURM_1 | 29.53 | 7.26 | 11.55 | 17.31
SP | Wind | 35 | BUSH_1 | 4.54 | 1.12 | 1.78 | 2.66
SP | Wind | 35 | CANTN1 | 143.3 | 35.25 | 98.42 | 109.74
SP | Wind | 35 | CARE_1 | 2.61 | 0.64 | 1.02 | 1.53
SP | Wind | 35 | CHAP | 26.57 | 6.54 | 10.39 | 15.57
SP | Wind | 35 | CHTE_1 | 15.39 | 3.79 | 6.02 | 9.02
SP | Wind | 35 | CONQA1 | 44.69 | 10.99 | 17.47 | 26.19
SP | Wind | 35 | COUA_P | 6.76 | 1.66 | 2.64 | 3.96
SP | Wind | 35 | COVE_1 | 15.9 | 3.91 | 6.22 | 9.32
SP | Wind | 35 | COYL | 69.94 | 17.2 | 27.35 | 40.99
SP | Wind | 35 | CREB_1 | 145.82 | 35.87 | 57.02 | 85.46
SP | Wind | 35 | CUMB | 4.32 | 1.06 | 1.69 | 2.53
SP | Wind | 35 | DEVO | 74.8 | 18.4 | 29.25 | 43.84
SP | Wind | 35 | DOUN_P | 13.31 | 3.27 | 5.2 | 7.8
SP | Wind | 35 | DRAX_1 | 107.26 | 26.39 | 41.94 | 62.87
SP | Wind | 35 | DUNB | 14.92 | 3.67 | 5.83 | 8.74
SP | Wind | 35 | DYCE_P | 18.37 | 4.52 | 7.18 | 10.77
SP | Wind | 35 | EASO_1 | 121.86 | 29.98 | 47.65 | 71.42
SP | Wind | 35 | ECCL | 30.87 | 7.59 | 12.07 | 18.09
SP | Wind | 35 | ECLA_1 | 2.27 | 0.56 | 0.89 | 1.33
SP | Wind | 35 | EKIS | 72.74 | 17.9 | 28.44 | 42.64
SP | Wind | 35 | ELLA_1 | 8.52 | 2.1 | 3.33 | 4.99
SP | Wind | 35 | ENDE_1 | 38.73 | 9.53 | 15.14 | 22.7
SP | Wind | 35 | FECK_6 | 1.48 | 0.36 | 0.58 | 0.87
SP | Wind | 35 | FIDD_P | 47.91 | 11.79 | 18.73 | 28.08
SP | Wind | 35 | FOUR_1 | 124.41 | 30.61 | 48.64 | 72.92
SP | Wind | 35 | FRAS_P | 1.69 | 0.42 | 0.66 | 0.99
SP | Wind | 35 | FROD_1 | 57.18 | 14.07 | 22.36 | 33.51
SP | Wind | 35 | GALA | 18.56 | 4.57 | 7.26 | 10.88
SP | Wind | 35 | GIFF | 4.75 | 1.17 | 1.86 | 2.78
SP | Wind | 35 | GLLU | 79.98 | 19.67 | 31.27 | 46.87
SP | Wind | 35 | GLNI | 35.78 | 8.8 | 13.99 | 20.97
SP | Wind | 35 | GREN_1 | 186.13 | 45.79 | 72.78 | 109.09
SP | Wind | 35 | GRIW_1 | 86.31 | 21.23 | 33.75 | 50.59
SP | Wind | 35 | G_EXTRA_11 | 23.74 | 5.84 | 9.28 | 13.92
SP | Wind | 35 | G_EXTRA_12 | 11.8 | 2.9 | 4.61 | 6.92
SP | Wind | 35 | G_EXTRA_13 | 33.44 | 8.23 | 13.08 | 19.6
SP | Wind | 35 | G_EXTRA_2 | 19.43 | 4.78 | 7.6 | 11.39
SP | Wind | 35 | G_EXTRA_8 | 58.17 | 14.31 | 22.75 | 34.1
SP | Wind | 35 | G_EXTRA_9 | 49.65 | 12.21 | 19.41 | 29.1
SP | Wind | 35 | HARK_1 | 84.11 | 20.69 | 32.89 | 49.3
SP | Wind | 35 | HARM_6 | 28.88 | 7.1 | 11.29 | 16.93
SP | Wind | 35 | HAWI | 17.27 | 4.25 | 6.75 | 10.12
SP | Wind | 35 | HAWP_6 | 40.32 | 9.92 | 15.76 | 23.63
SP | Wind | 35 | HEYS_1 | 67.82 | 16.68 | 26.52 | 39.75
SP | Wind | 35 | HUER | 24 | 5.9 | 16.48 | 18.38
SP | Wind | 35 | HUTT_1 | 89.04 | 21.9 | 34.81 | 52.18
SP | Wind | 35 | INDQ1 | 101.64 | 25 | 39.74 | 59.57
SP | Wind | 35 | INKE | 1.73 | 0.42 | 0.68 | 1.01
SP | Wind | 35 | IROA1 | 7.84 | 1.93 | 3.06 | 4.59
SP | Wind | 35 | KEAD_1 | 141.96 | 34.92 | 55.51 | 83.2
SP | Wind | 35 | KEIT_P | 24.37 | 6 | 9.53 | 14.29
SP | Wind | 35 | KEMS_1 | 14.54 | 3.58 | 5.68 | 8.52
SP | Wind | 35 | KILS | 15.43 | 3.8 | 6.03 | 9.05
SP | Wind | 35 | KILT | 5.4 | 1.33 | 2.11 | 3.16
SP | Wind | 35 | KINT_P | 5.66 | 1.39 | 2.21 | 3.32
SP | Wind | 35 | KIRKB1 | 18.17 | 4.47 | 7.1 | 10.65
SP | Wind | 35 | LACK_6 | 62.1 | 15.28 | 42.65 | 47.56
SP | Wind | 35 | LAIR_P | 7.92 | 1.95 | 3.1 | 4.64
SP | Wind | 35 | LAND1 | 8.63 | 2.12 | 3.37 | 5.06
SP | Wind | 35 | LEVE | 8.62 | 2.12 | 5.44 | 6.31
SP | Wind | 35 | LING | 65.35 | 16.08 | 25.55 | 38.3
SP | Wind | 35 | LINM | 86.24 | 21.21 | 33.72 | 50.54
SP | Wind | 35 | LISD_1 | 15.44 | 3.8 | 6.04 | 9.05
SP | Wind | 35 | MACD_P | 26.56 | 6.53 | 10.38 | 15.57
SP | Wind | 35 | MAGA_6 | 9.09 | 2.23 | 3.55 | 5.32
SP | Wind | 35 | MELK_1 | 2.27 | 0.56 | 0.89 | 1.33
SP | Wind | 35 | MILC_P | 4.22 | 1.04 | 1.65 | 2.47
SP | Wind | 35 | MITY_1 | 7.38 | 1.82 | 2.89 | 4.33
SP | Wind | 35 | MYBS_P | 27.01 | 6.65 | 10.56 | 15.83
SP | Wind | 35 | NEAR | 2.48 | 0.61 | 0.97 | 1.45
SP | Wind | 35 | NEEP_3 | 22.03 | 5.42 | 8.61 | 12.91
SP | Wind | 35 | NINF_1 | 8.52 | 2.1 | 3.33 | 4.99
SP | Wind | 35 | NORM_1 | 88.22 | 21.7 | 52.24 | 62.49
SP | Wind | 35 | NORT_1 | 55.42 | 13.63 | 21.67 | 32.48
SP | Wind | 35 | OFFE_3 | 5.86 | 1.44 | 2.29 | 3.43
SP | Wind | 35 | PADIB1 | 59.74 | 14.69 | 23.36 | 35.01
SP | Wind | 35 | PEMB_1 | 31.68 | 7.79 | 12.39 | 18.57
SP | Wind | 35 | PENT_1 | 77.72 | 19.12 | 48.14 | 56.33
SP | Wind | 35 | POOB | 6.48 | 1.59 | 2.53 | 3.8
SP | Wind | 35 | PORA_P | 16.78 | 4.13 | 6.56 | 9.84
SP | Wind | 35 | PYLE_1 | 138.83 | 34.15 | 54.28 | 81.37
SP | Wind | 35 | RAIN_1 | 1.14 | 0.28 | 0.44 | 0.67
SP | Wind | 35 | RASS_1 | 15.79 | 3.88 | 6.17 | 9.25
SP | Wind | 35 | RATS_1 | 12.04 | 2.96 | 4.71 | 7.06
SP | Wind | 35 | RAYL_1 | 66.66 | 16.4 | 26.07 | 39.07
SP | Wind | 35 | REDH | 27.41 | 6.74 | 10.72 | 16.07
SP | Wind | 35 | REDM_P | 12.13 | 2.98 | 4.74 | 7.11
SP | Wind | 35 | ROCH_1 | 130.49 | 32.1 | 51.02 | 76.48
SP | Wind | 35 | SALH_1 | 15.9 | 3.91 | 6.22 | 9.32
SP | Wind | 35 | SALT_1 | 70.52 | 17.35 | 27.58 | 41.33
SP | Wind | 35 | SBAR | 1.7 | 0.42 | 0.67 | 1
SP | Wind | 35 | SEAB1 | 32.03 | 7.88 | 12.52 | 18.77
SP | Wind | 35 | SELL_1 | 67.91 | 16.71 | 26.55 | 39.8
SP | Wind | 35 | SFEG_P | 19.53 | 4.8 | 7.64 | 11.45
SP | Wind | 35 | SHRW_1 | 72.74 | 17.89 | 28.44 | 42.63
SP | Wind | 35 | SKLGB1 | 11.64 | 2.86 | 4.55 | 6.82
SP | Wind | 35 | SPEN_1 | 36.34 | 8.94 | 14.21 | 21.3
SP | Wind | 35 | STAY_1 | 34.64 | 8.52 | 13.54 | 20.3
SP | Wind | 35 | STES_1 | 32.8 | 8.07 | 12.82 | 19.22
SP | Wind | 35 | STHA | 13.17 | 3.24 | 5.15 | 7.72
SP | Wind | 35 | STIR | 21.59 | 5.31 | 8.44 | 12.65
SP | Wind | 35 | STLE | 24.28 | 5.97 | 9.5 | 14.23
SP | Wind | 35 | STRI_P | 22.91 | 5.64 | 8.96 | 13.43
SP | Wind | 35 | SUND_1 | 4.32 | 1.06 | 1.69 | 2.53
SP | Wind | 35 | SWAN_1 | 107.43 | 26.43 | 42.01 | 62.97
SP | Wind | 35 | TARL_P | 4.64 | 1.14 | 1.82 | 2.72
SP | Wind | 35 | TAYN_P | 8.44 | 2.08 | 3.3 | 4.95
SP | Wind | 35 | THOM_6 | 68.37 | 16.82 | 26.73 | 40.07
SP | Wind | 35 | THSO_P | 49.83 | 12.26 | 19.48 | 29.2
SP | Wind | 35 | THUR_6 | 30.55 | 7.52 | 11.94 | 17.9
SP | Wind | 35 | TILBB_1 | 10.45 | 2.57 | 4.09 | 6.12
SP | Wind | 35 | TONG | 2.59 | 0.64 | 1.01 | 1.52
SP | Wind | 35 | TRAW_1 | 177.16 | 43.58 | 69.27 | 103.84
SP | Wind | 35 | UPPB_1 | 85.86 | 21.12 | 33.57 | 50.32
SP | Wind | 35 | UPPB_3 | 31.12 | 7.65 | 12.17 | 18.24
SP | Wind | 35 | USKM_1 | 7.15 | 1.76 | 2.8 | 4.19
SP | Wind | 35 | WALP_1 | 200.16 | 49.24 | 78.26 | 117.31
SP | Wind | 35 | WALP_B | 19.08 | 4.69 | 7.46 | 11.18
SP | Wind | 35 | WARL_1 | 1.14 | 0.28 | 0.44 | 0.67
SP | Wind | 35 | WASF_1 | 2.56 | 0.63 | 1 | 1.5
SP | Wind | 35 | WFIE | 18.46 | 4.54 | 7.22 | 10.82
SP | Wind | 35 | WILL_1 | 5.68 | 1.4 | 2.22 | 3.33
SP | Wind | 35 | WISH | 13.6 | 3.35 | 5.32 | 7.97
SP | Wind | 35 | WMEL_1 | 9.71 | 2.39 | 3.8 | 5.69
SP | Wind | 35 | WYLF_1 | 42.93 | 10.56 | 16.78 | 25.16
SP | Wind | 36 | ABNE_P | 10.53 | 2.59 | 4.12 | 6.17
SP | Wind | 36 | ALNE_P | 4.87 | 1.2 | 1.9 | 2.85
SP | Wind | 36 | ALVE1 | 108.07 | 26.58 | 42.25 | 63.34
SP | Wind | 36 | ARMO_P | 26.03 | 6.4 | 10.18 | 15.25
SP | Wind | 36 | BAGA | 52.46 | 12.91 | 20.51 | 30.75
SP | Wind | 36 | BARKC1 | 12.18 | 3 | 4.76 | 7.14
SP | Wind | 36 | BERW | 110.55 | 27.19 | 43.22 | 64.79
SP | Wind | 36 | BICF_1 | 245.16 | 60.31 | 153.36 | 178.62
SP | Wind | 36 | BIRK_1 | 180 | 44.28 | 123.62 | 137.84
SP | Wind | 36 | BLYTB1 | 97.38 | 23.96 | 50.35 | 64.53
SP | Wind | 36 | BLYTH132 | 117.23 | 28.84 | 45.84 | 68.71
SP | Wind | 36 | BONN | 17.2 | 4.23 | 6.72 | 10.08
SP | Wind | 36 | BRAW_1 | 20.49 | 5.04 | 8.01 | 12.01
SP | Wind | 36 | BRFO_1 | 29.36 | 7.22 | 15.03 | 19.36
SP | Wind | 36 | BRLE_1 | 2.28 | 0.56 | 0.89 | 1.33
SP | Wind | 36 | BURM_1 | 29.59 | 7.28 | 11.57 | 17.34
SP | Wind | 36 | BUSH_1 | 4.55 | 1.12 | 1.78 | 2.67
SP | Wind | 36 | CANTN1 | 143.3 | 35.25 | 98.42 | 109.74
SP | Wind | 36 | CARE_1 | 2.62 | 0.64 | 1.02 | 1.53
SP | Wind | 36 | CHAP | 26.62 | 6.55 | 10.41 | 15.6
SP | Wind | 36 | CHTE_1 | 15.42 | 3.79 | 6.03 | 9.04
SP | Wind | 36 | CONQA1 | 44.79 | 11.02 | 17.51 | 26.25
SP | Wind | 36 | COUA_P | 6.77 | 1.67 | 2.65 | 3.97
SP | Wind | 36 | COVE_1 | 15.93 | 3.92 | 6.23 | 9.34
SP | Wind | 36 | COYL | 70.09 | 17.24 | 27.41 | 41.08
SP | Wind | 36 | CREB_1 | 146.14 | 35.95 | 57.14 | 85.65
SP | Wind | 36 | CUMB | 4.33 | 1.06 | 1.69 | 2.54
SP | Wind | 36 | DEVO | 74.96 | 18.44 | 29.31 | 43.93
SP | Wind | 36 | DOUN_P | 13.34 | 3.28 | 5.22 | 7.82
SP | Wind | 36 | DRAX_1 | 107.5 | 26.44 | 42.03 | 63.01
SP | Wind | 36 | DUNB | 14.95 | 3.68 | 5.85 | 8.76
SP | Wind | 36 | DYCE_P | 18.41 | 4.53 | 7.2 | 10.79
SP | Wind | 36 | EASO_1 | 122.13 | 30.04 | 47.75 | 71.58
SP | Wind | 36 | ECCL | 30.94 | 7.61 | 12.1 | 18.13
SP | Wind | 36 | ECLA_1 | 2.28 | 0.56 | 0.89 | 1.33
SP | Wind | 36 | EKIS | 72.91 | 17.93 | 28.51 | 42.73
SP | Wind | 36 | ELLA_1 | 8.54 | 2.1 | 3.34 | 5
SP | Wind | 36 | ENDE_1 | 38.81 | 9.55 | 15.18 | 22.75
SP | Wind | 36 | FECK_6 | 1.48 | 0.36 | 0.58 | 0.87
SP | Wind | 36 | FIDD_P | 48.02 | 11.81 | 18.78 | 28.14
SP | Wind | 36 | FOUR_1 | 124.69 | 30.67 | 48.75 | 73.08
SP | Wind | 36 | FRAS_P | 1.69 | 0.42 | 0.66 | 0.99
SP | Wind | 36 | FROD_1 | 57.31 | 14.1 | 22.41 | 33.59
SP | Wind | 36 | GALA | 18.6 | 4.58 | 7.27 | 10.9
SP | Wind | 36 | GIFF | 4.76 | 1.17 | 1.86 | 2.79
SP | Wind | 36 | GLLU | 80.15 | 19.72 | 31.34 | 46.98
SP | Wind | 36 | GLNI | 35.86 | 8.82 | 14.02 | 21.02
SP | Wind | 36 | GREN_1 | 186.55 | 45.89 | 72.94 | 109.33
SP | Wind | 36 | GRIW_1 | 86.5 | 21.28 | 33.82 | 50.7
SP | Wind | 36 | G_EXTRA_11 | 23.8 | 5.85 | 9.3 | 13.95
SP | Wind | 36 | G_EXTRA_12 | 11.83 | 2.91 | 4.62 | 6.93
SP | Wind | 36 | G_EXTRA_13 | 33.52 | 8.25 | 13.11 | 19.64
SP | Wind | 36 | G_EXTRA_2 | 19.47 | 4.79 | 7.61 | 11.41
SP | Wind | 36 | G_EXTRA_8 | 58.3 | 14.34 | 22.8 | 34.17
SP | Wind | 36 | G_EXTRA_9 | 49.76 | 12.24 | 19.46 | 29.16
SP | Wind | 36 | HARK_1 | 84.29 | 20.74 | 32.96 | 49.4
SP | Wind | 36 | HARM_6 | 28.94 | 7.12 | 11.32 | 16.96
SP | Wind | 36 | HAWI | 17.31 | 4.26 | 6.77 | 10.14
SP | Wind | 36 | HAWP_6 | 40.4 | 9.94 | 15.8 | 23.68
SP | Wind | 36 | HEYS_1 | 67.97 | 16.72 | 26.58 | 39.84
SP | Wind | 36 | HUER | 24 | 5.9 | 16.48 | 18.38
SP | Wind | 36 | HUTT_1 | 89.23 | 21.95 | 34.89 | 52.3
SP | Wind | 36 | INDQ1 | 101.87 | 25.06 | 39.83 | 59.7
SP | Wind | 36 | INKE | 1.73 | 0.43 | 0.68 | 1.01
SP | Wind | 36 | IROA1 | 7.85 | 1.93 | 3.07 | 4.6
SP | Wind | 36 | KEAD_1 | 142.27 | 35 | 55.63 | 83.38
SP | Wind | 36 | KEIT_P | 24.43 | 6.01 | 9.55 | 14.32
SP | Wind | 36 | KEMS_1 | 14.57 | 3.58 | 5.7 | 8.54
SP | Wind | 36 | KILS | 15.47 | 3.81 | 6.05 | 9.07
SP | Wind | 36 | KILT | 5.41 | 1.33 | 2.11 | 3.17
SP | Wind | 36 | KINT_P | 5.67 | 1.39 | 2.22 | 3.32
SP | Wind | 36 | KIRKB1 | 18.21 | 4.48 | 7.12 | 10.67
SP | Wind | 36 | LACK_6 | 62.1 | 15.28 | 42.65 | 47.56
SP | Wind | 36 | LAIR_P | 7.93 | 1.95 | 3.1 | 4.65
SP | Wind | 36 | LAND1 | 8.65 | 2.13 | 3.38 | 5.07
SP | Wind | 36 | LEVE | 8.62 | 2.12 | 5.44 | 6.31
SP | Wind | 36 | LING | 65.5 | 16.11 | 25.61 | 38.39
SP | Wind | 36 | LINM | 86.43 | 21.26 | 33.79 | 50.65
SP | Wind | 36 | LISD_1 | 15.48 | 3.81 | 6.05 | 9.07
SP | Wind | 36 | MACD_P | 26.62 | 6.55 | 10.41 | 15.6
SP | Wind | 36 | MAGA_6 | 9.11 | 2.24 | 3.56 | 5.34
SP | Wind | 36 | MELK_1 | 2.28 | 0.56 | 0.89 | 1.33
SP | Wind | 36 | MILC_P | 4.23 | 1.04 | 1.65 | 2.48
SP | Wind | 36 | MITY_1 | 7.4 | 1.82 | 2.89 | 4.34
SP | Wind | 36 | MYBS_P | 27.07 | 6.66 | 10.59 | 15.87
SP | Wind | 36 | NEAR | 2.49 | 0.61 | 0.97 | 1.46
SP | Wind | 36 | NEEP_3 | 22.08 | 5.43 | 8.63 | 12.94
SP | Wind | 36 | NINF_1 | 8.54 | 2.1 | 3.34 | 5
SP | Wind | 36 | NORM_1 | 88.28 | 21.72 | 52.27 | 62.52
SP | Wind | 36 | NORT_1 | 55.54 | 13.66 | 21.72 | 32.55
SP | Wind | 36 | OFFE_3 | 5.87 | 1.44 | 2.3 | 3.44
SP | Wind | 36 | PADIB1 | 59.87 | 14.73 | 23.41 | 35.09
SP | Wind | 36 | PEMB_1 | 31.75 | 7.81 | 12.42 | 18.61
SP | Wind | 36 | PENT_1 | 77.76 | 19.13 | 48.15 | 56.35
SP | Wind | 36 | POOB | 6.49 | 1.6 | 2.54 | 3.8
SP | Wind | 36 | PORA_P | 16.82 | 4.14 | 6.58 | 9.86
SP | Wind | 36 | PYLE_1 | 139.14 | 34.23 | 54.4 | 81.55
SP | Wind | 36 | RAIN_1 | 1.14 | 0.28 | 0.45 | 0.67
SP | Wind | 36 | RASS_1 | 15.82 | 3.89 | 6.19 | 9.27
SP | Wind | 36 | RATS_1 | 12.06 | 2.97 | 4.72 | 7.07
SP | Wind | 36 | RAYL_1 | 66.81 | 16.44 | 26.12 | 39.16
SP | Wind | 36 | REDH | 27.47 | 6.76 | 10.74 | 16.1
SP | Wind | 36 | REDM_P | 12.16 | 2.99 | 4.75 | 7.12
SP | Wind | 36 | ROCH_1 | 130.78 | 32.17 | 51.13 | 76.65
SP | Wind | 36 | SALH_1 | 15.93 | 3.92 | 6.23 | 9.34
SP | Wind | 36 | SALT_1 | 70.68 | 17.39 | 27.64 | 41.43
SP | Wind | 36 | SBAR | 1.71 | 0.42 | 0.67 | 1
SP | Wind | 36 | SEAB1 | 32.1 | 7.9 | 12.55 | 18.81
SP | Wind | 36 | SELL_1 | 68.06 | 16.74 | 26.61 | 39.89
SP | Wind | 36 | SFEG_P | 19.57 | 4.81 | 7.65 | 11.47
SP | Wind | 36 | SHRW_1 | 72.9 | 17.93 | 28.5 | 42.73
SP | Wind | 36 | SKLGB1 | 11.67 | 2.87 | 4.56 | 6.84
SP | Wind | 36 | SPEN_1 | 36.42 | 8.96 | 14.24 | 21.35
SP | Wind | 36 | STAY_1 | 34.71 | 8.54 | 13.57 | 20.35
SP | Wind | 36 | STES_1 | 32.87 | 8.09 | 12.85 | 19.27
SP | Wind | 36 | STHA | 13.2 | 3.25 | 5.16 | 7.73
SP | Wind | 36 | STIR | 21.63 | 5.32 | 8.46 | 12.68
SP | Wind | 36 | STLE | 24.34 | 5.99 | 9.52 | 14.26
SP | Wind | 36 | STRI_P | 22.96 | 5.65 | 8.98 | 13.46
SP | Wind | 36 | SUND_1 | 4.33 | 1.06 | 1.69 | 2.53
SP | Wind | 36 | SWAN_1 | 107.67 | 26.49 | 42.1 | 63.11
SP | Wind | 36 | TARL_P | 4.65 | 1.15 | 1.82 | 2.73
SP | Wind | 36 | TAYN_P | 8.46 | 2.08 | 3.31 | 4.96
SP | Wind | 36 | THOM_6 | 68.52 | 16.86 | 26.79 | 40.16
SP | Wind | 36 | THSO_P | 49.94 | 12.28 | 19.52 | 29.27
SP | Wind | 36 | THUR_6 | 30.62 | 7.53 | 11.97 | 17.94
SP | Wind | 36 | TILBB_1 | 10.47 | 2.58 | 4.09 | 6.14
SP | Wind | 36 | TONG | 2.6 | 0.64 | 1.02 | 1.52
SP | Wind | 36 | TRAW_1 | 177.55 | 43.68 | 69.42 | 104.06
SP | Wind | 36 | UPPB_1 | 86.05 | 21.17 | 33.64 | 50.43
SP | Wind | 36 | UPPB_3 | 31.19 | 7.67 | 12.19 | 18.28
SP | Wind | 36 | USKM_1 | 7.17 | 1.76 | 2.8 | 4.2
SP | Wind | 36 | WALP_1 | 200.6 | 49.35 | 78.44 | 117.57
SP | Wind | 36 | WALP_B | 19.12 | 4.7 | 7.48 | 11.21
SP | Wind | 36 | WARL_1 | 1.14 | 0.28 | 0.45 | 0.67
SP | Wind | 36 | WASF_1 | 2.56 | 0.63 | 1 | 1.5
SP | Wind | 36 | WFIE | 18.5 | 4.55 | 7.23 | 10.84
SP | Wind | 36 | WILL_1 | 5.69 | 1.4 | 2.23 | 3.34
SP | Wind | 36 | WISH | 13.63 | 3.35 | 5.33 | 7.99
SP | Wind | 36 | WMEL_1 | 9.73 | 2.39 | 3.8 | 5.7
SP | Wind | 36 | WYLF_1 | 43.02 | 10.58 | 16.82 | 25.22
SP | Wind | 37 | ABNE_P | 10.55 | 2.59 | 4.12 | 6.18
SP | Wind | 37 | ALNE_P | 4.88 | 1.2 | 1.91 | 2.86
SP | Wind | 37 | ALVE1 | 108.3 | 26.64 | 42.35 | 63.48
SP | Wind | 37 | ARMO_P | 26.08 | 6.42 | 10.2 | 15.29
SP | Wind | 37 | BAGA | 52.57 | 12.93 | 20.56 | 30.81
SP | Wind | 37 | BARKC1 | 12.2 | 3 | 4.77 | 7.15
SP | Wind | 37 | BERW | 110.79 | 27.25 | 43.32 | 64.93
SP | Wind | 37 | BICF_1 | 245.27 | 60.34 | 153.4 | 178.69
SP | Wind | 37 | BIRK_1 | 180 | 44.28 | 123.62 | 137.84
SP | Wind | 37 | BLYTB1 | 97.5 | 23.99 | 50.4 | 64.6
SP | Wind | 37 | BLYTH132 | 117.48 | 28.9 | 45.94 | 68.86
SP | Wind | 37 | BONN | 17.24 | 4.24 | 6.74 | 10.1
SP | Wind | 37 | BRAW_1 | 20.53 | 5.05 | 8.03 | 12.03
SP | Wind | 37 | BRFO_1 | 29.39 | 7.23 | 15.04 | 19.38
SP | Wind | 37 | BRLE_1 | 2.28 | 0.56 | 0.89 | 1.34
SP | Wind | 37 | BURM_1 | 29.66 | 7.3 | 11.6 | 17.38
SP | Wind | 37 | BUSH_1 | 4.56 | 1.12 | 1.78 | 2.67
SP | Wind | 37 | CANTN1 | 143.3 | 35.25 | 98.42 | 109.74
SP | Wind | 37 | CARE_1 | 2.62 | 0.65 | 1.03 | 1.54
SP | Wind | 37 | CHAP | 26.68 | 6.56 | 10.43 | 15.64
SP | Wind | 37 | CHTE_1 | 15.46 | 3.8 | 6.04 | 9.06
SP | Wind | 37 | CONQA1 | 44.88 | 11.04 | 17.55 | 26.31
SP | Wind | 37 | COUA_P | 6.79 | 1.67 | 2.65 | 3.98
SP | Wind | 37 | COVE_1 | 15.97 | 3.93 | 6.24 | 9.36
SP | Wind | 37 | COYL | 70.24 | 17.28 | 27.47 | 41.17
SP | Wind | 37 | CREB_1 | 146.45 | 36.03 | 57.26 | 85.84
SP | Wind | 37 | CUMB | 4.34 | 1.07 | 1.7 | 2.54
SP | Wind | 37 | DEVO | 75.12 | 18.48 | 29.37 | 44.03
SP | Wind | 37 | DOUN_P | 13.37 | 3.29 | 5.23 | 7.84
SP | Wind | 37 | DRAX_1 | 107.73 | 26.5 | 42.12 | 63.14
SP | Wind | 37 | DUNB | 14.98 | 3.69 | 5.86 | 8.78
SP | Wind | 37 | DYCE_P | 18.45 | 4.54 | 7.21 | 10.81
SP | Wind | 37 | EASO_1 | 122.39 | 30.11 | 47.85 | 71.73
SP | Wind | 37 | ECCL | 31 | 7.63 | 12.12 | 18.17
SP | Wind | 37 | ECLA_1 | 2.28 | 0.56 | 0.89 | 1.34
SP | Wind | 37 | EKIS | 73.06 | 17.97 | 28.57 | 42.82
SP | Wind | 37 | ELLA_1 | 8.55 | 2.1 | 3.34 | 5.01
SP | Wind | 37 | ENDE_1 | 38.89 | 9.57 | 15.21 | 22.8
SP | Wind | 37 | FECK_6 | 1.48 | 0.36 | 0.58 | 0.87
SP | Wind | 37 | FIDD_P | 48.12 | 11.84 | 18.82 | 28.21
SP | Wind | 37 | FOUR_1 | 124.95 | 30.74 | 48.86 | 73.24
SP | Wind | 37 | FRAS_P | 1.7 | 0.42 | 0.66 | 0.99
SP | Wind | 37 | FROD_1 | 57.43 | 14.13 | 22.46 | 33.66
SP | Wind | 37 | GALA | 18.64 | 4.59 | 7.29 | 10.93
SP | Wind | 37 | GIFF | 4.77 | 1.17 | 1.86 | 2.8
SP | Wind | 37 | GLLU | 80.33 | 19.76 | 31.41 | 47.08
SP | Wind | 37 | GLNI | 35.93 | 8.84 | 14.05 | 21.06
SP | Wind | 37 | GREN_1 | 186.95 | 45.99 | 73.1 | 109.57
SP | Wind | 37 | GRIW_1 | 86.69 | 21.32 | 33.89 | 50.81
SP | Wind | 37 | G_EXTRA_11 | 23.85 | 5.87 | 9.32 | 13.98
SP | Wind | 37 | G_EXTRA_12 | 11.85 | 2.92 | 4.63 | 6.95
SP | Wind | 37 | G_EXTRA_13 | 33.59 | 8.26 | 13.13 | 19.69
SP | Wind | 37 | G_EXTRA_2 | 19.51 | 4.8 | 7.63 | 11.44
SP | Wind | 37 | G_EXTRA_8 | 58.43 | 14.37 | 22.85 | 34.24
SP | Wind | 37 | G_EXTRA_9 | 49.86 | 12.27 | 19.5 | 29.23
SP | Wind | 37 | HARK_1 | 84.47 | 20.78 | 33.03 | 49.51
SP | Wind | 37 | HARM_6 | 29.01 | 7.14 | 11.34 | 17
SP | Wind | 37 | HAWI | 17.34 | 4.27 | 6.78 | 10.17
SP | Wind | 37 | HAWP_6 | 40.49 | 9.96 | 15.83 | 23.73
SP | Wind | 37 | HEYS_1 | 68.12 | 16.76 | 26.63 | 39.92
SP | Wind | 37 | HUER | 24 | 5.9 | 16.48 | 18.38
SP | Wind | 37 | HUTT_1 | 89.42 | 22 | 34.96 | 52.41
SP | Wind | 37 | INDQ1 | 102.08 | 25.11 | 39.92 | 59.83
SP | Wind | 37 | INKE | 1.73 | 0.43 | 0.68 | 1.02
SP | Wind | 37 | IROA1 | 7.87 | 1.94 | 3.08 | 4.61
SP | Wind | 37 | KEAD_1 | 142.58 | 35.07 | 55.75 | 83.56
SP | Wind | 37 | KEIT_P | 24.48 | 6.02 | 9.57 | 14.35
SP | Wind | 37 | KEMS_1 | 14.6 | 3.59 | 5.71 | 8.56
SP | Wind | 37 | KILS | 15.5 | 3.81 | 6.06 | 9.09
SP | Wind | 37 | KILT | 5.42 | 1.33 | 2.12 | 3.18
SP | Wind | 37 | KINT_P | 5.68 | 1.4 | 2.22 | 3.33
SP | Wind | 37 | KIRKB1 | 18.25 | 4.49 | 7.14 | 10.7
SP | Wind | 37 | LACK_6 | 62.1 | 15.28 | 42.65 | 47.56
SP | Wind | 37 | LAIR_P | 7.95 | 1.96 | 3.11 | 4.66
SP | Wind | 37 | LAND1 | 8.67 | 2.13 | 3.39 | 5.08
SP | Wind | 37 | LEVE | 8.63 | 2.12 | 5.44 | 6.31
SP | Wind | 37 | LING | 65.64 | 16.15 | 25.66 | 38.47
SP | Wind | 37 | LINM | 86.61 | 21.31 | 33.87 | 50.76
SP | Wind | 37 | LISD_1 | 15.51 | 3.82 | 6.07 | 9.09
SP | Wind | 37 | MACD_P | 26.68 | 6.56 | 10.43 | 15.63
SP | Wind | 37 | MAGA_6 | 9.12 | 2.24 | 3.57 | 5.35
SP | Wind | 37 | MELK_1 | 2.28 | 0.56 | 0.89 | 1.34
SP | Wind | 37 | MILC_P | 4.24 | 1.04 | 1.66 | 2.49
SP | Wind | 37 | MITY_1 | 7.41 | 1.82 | 2.9 | 4.35
SP | Wind | 37 | MYBS_P | 27.13 | 6.67 | 10.61 | 15.9
SP | Wind | 37 | NEAR | 2.49 | 0.61 | 0.97 | 1.46
SP | Wind | 37 | NEEP_3 | 22.13 | 5.44 | 8.65 | 12.97
SP | Wind | 37 | NINF_1 | 8.55 | 2.1 | 3.34 | 5.01
SP | Wind | 37 | NORM_1 | 88.34 | 21.73 | 52.29 | 62.56
SP | Wind | 37 | NORT_1 | 55.66 | 13.69 | 21.76 | 32.62
SP | Wind | 37 | OFFE_3 | 5.89 | 1.45 | 2.3 | 3.45
SP | Wind | 37 | PADIB1 | 60 | 14.76 | 23.46 | 35.16
SP | Wind | 37 | PEMB_1 | 31.82 | 7.83 | 12.44 | 18.65
SP | Wind | 37 | PENT_1 | 77.79 | 19.14 | 48.17 | 56.38
SP | Wind | 37 | POOB | 6.5 | 1.6 | 2.54 | 3.81
SP | Wind | 37 | PORA_P | 16.86 | 4.15 | 6.59 | 9.88
SP | Wind | 37 | PYLE_1 | 139.44 | 34.3 | 54.52 | 81.73
SP | Wind | 37 | RAIN_1 | 1.14 | 0.28 | 0.45 | 0.67
SP | Wind | 37 | RASS_1 | 15.85 | 3.9 | 6.2 | 9.29
SP | Wind | 37 | RATS_1 | 12.09 | 2.97 | 4.73 | 7.09
SP | Wind | 37 | RAYL_1 | 66.95 | 16.47 | 26.18 | 39.24
SP | Wind | 37 | REDH | 27.53 | 6.77 | 10.77 | 16.14
SP | Wind | 37 | REDM_P | 12.18 | 3 | 4.76 | 7.14
SP | Wind | 37 | ROCH_1 | 131.06 | 32.24 | 51.24 | 76.81
SP | Wind | 37 | SALH_1 | 15.97 | 3.93 | 6.24 | 9.36
SP | Wind | 37 | SALT_1 | 70.83 | 17.42 | 27.7 | 41.51
SP | Wind | 37 | SBAR | 1.71 | 0.42 | 0.67 | 1
SP | Wind | 37 | SEAB1 | 32.17 | 7.91 | 12.58 | 18.85
SP | Wind | 37 | SELL_1 | 68.21 | 16.78 | 26.67 | 39.98
SP | Wind | 37 | SFEG_P | 19.61 | 4.83 | 7.67 | 11.5
SP | Wind | 37 | SHRW_1 | 73.06 | 17.97 | 28.57 | 42.82
SP | Wind | 37 | SKLGB1 | 11.69 | 2.88 | 4.57 | 6.85
SP | Wind | 37 | SPEN_1 | 36.5 | 8.98 | 14.27 | 21.39
SP | Wind | 37 | STAY_1 | 34.79 | 8.56 | 13.6 | 20.39
SP | Wind | 37 | STES_1 | 32.94 | 8.1 | 12.88 | 19.31
SP | Wind | 37 | STHA | 13.22 | 3.25 | 5.17 | 7.75
SP | Wind | 37 | STIR | 21.68 | 5.33 | 8.48 | 12.71
SP | Wind | 37 | STLE | 24.39 | 6 | 9.54 | 14.3
SP | Wind | 37 | STRI_P | 23.01 | 5.66 | 9 | 13.48
SP | Wind | 37 | SUND_1 | 4.33 | 1.07 | 1.69 | 2.54
SP | Wind | 37 | SWAN_1 | 107.9 | 26.54 | 42.19 | 63.24
SP | Wind | 37 | TARL_P | 4.66 | 1.15 | 1.82 | 2.73
SP | Wind | 37 | TAYN_P | 8.48 | 2.09 | 3.32 | 4.97
SP | Wind | 37 | THOM_6 | 68.66 | 16.89 | 26.85 | 40.24
SP | Wind | 37 | THSO_P | 50.04 | 12.31 | 19.57 | 29.33
SP | Wind | 37 | THUR_6 | 30.68 | 7.55 | 12 | 17.98
SP | Wind | 37 | TILBB_1 | 10.49 | 2.58 | 4.1 | 6.15
SP | Wind | 37 | TONG | 2.6 | 0.64 | 1.02 | 1.52
SP | Wind | 37 | TRAW_1 | 177.94 | 43.77 | 69.57 | 104.29
SP | Wind | 37 | UPPB_1 | 86.23 | 21.21 | 33.72 | 50.54
SP | Wind | 37 | UPPB_3 | 31.25 | 7.69 | 12.22 | 18.32
SP | Wind | 37 | USKM_1 | 7.19 | 1.77 | 2.81 | 4.21
SP | Wind | 37 | WALP_1 | 201.03 | 49.45 | 78.6 | 117.83
SP | Wind | 37 | WALP_B | 19.16 | 4.71 | 7.49 | 11.23
SP | Wind | 37 | WARL_1 | 1.14 | 0.28 | 0.45 | 0.67
SP | Wind | 37 | WASF_1 | 2.57 | 0.63 | 1 | 1.5
SP | Wind | 37 | WFIE | 18.54 | 4.56 | 7.25 | 10.86
SP | Wind | 37 | WILL_1 | 5.7 | 1.4 | 2.23 | 3.34
SP | Wind | 37 | WISH | 13.66 | 3.36 | 5.34 | 8.01
SP | Wind | 37 | WMEL_1 | 9.75 | 2.4 | 3.81 | 5.72
SP | Wind | 37 | WYLF_1 | 43.12 | 10.61 | 16.86 | 25.27
SP | Wind | 38 | ABNE_P | 10.57 | 2.6 | 4.13 | 6.2
SP | Wind | 38 | ALNE_P | 4.89 | 1.2 | 1.91 | 2.86
SP | Wind | 38 | ALVE1 | 108.53 | 26.7 | 42.43 | 63.61
SP | Wind | 38 | ARMO_P | 26.14 | 6.43 | 10.22 | 15.32
SP | Wind | 38 | BAGA | 52.68 | 12.96 | 20.6 | 30.88
SP | Wind | 38 | BARKC1 | 12.23 | 3.01 | 4.78 | 7.17
SP | Wind | 38 | BERW | 111.02 | 27.31 | 43.41 | 65.07
SP | Wind | 38 | BICF_1 | 245.38 | 60.36 | 153.45 | 178.75
SP | Wind | 38 | BIRK_1 | 180 | 44.28 | 123.62 | 137.84
SP | Wind | 38 | BLYTB1 | 97.62 | 24.01 | 50.45 | 64.67
SP | Wind | 38 | BLYTH132 | 117.73 | 28.96 | 46.03 | 69
SP | Wind | 38 | BONN | 17.27 | 4.25 | 6.75 | 10.12
SP | Wind | 38 | BRAW_1 | 20.57 | 5.06 | 8.04 | 12.06
SP | Wind | 38 | BRFO_1 | 29.43 | 7.24 | 15.06 | 19.41
SP | Wind | 38 | BRLE_1 | 2.29 | 0.56 | 0.89 | 1.34
SP | Wind | 38 | BURM_1 | 29.72 | 7.31 | 11.62 | 17.42
SP | Wind | 38 | BUSH_1 | 4.57 | 1.12 | 1.79 | 2.68
SP | Wind | 38 | CANTN1 | 143.3 | 35.25 | 98.42 | 109.74
SP | Wind | 38 | CARE_1 | 2.63 | 0.65 | 1.03 | 1.54
SP | Wind | 38 | CHAP | 26.74 | 6.58 | 10.45 | 15.67
SP | Wind | 38 | CHTE_1 | 15.49 | 3.81 | 6.06 | 9.08
SP | Wind | 38 | CONQA1 | 44.98 | 11.06 | 17.59 | 26.36
SP | Wind | 38 | COUA_P | 6.8 | 1.67 | 2.66 | 3.99
SP | Wind | 38 | COVE_1 | 16 | 3.94 | 6.26 | 9.38
SP | Wind | 38 | COYL | 70.39 | 17.32 | 27.52 | 41.26
SP | Wind | 38 | CREB_1 | 146.76 | 36.1 | 57.38 | 86.02
SP | Wind | 38 | CUMB | 4.35 | 1.07 | 1.7 | 2.55
SP | Wind | 38 | DEVO | 75.28 | 18.52 | 29.43 | 44.12
SP | Wind | 38 | DOUN_P | 13.4 | 3.3 | 5.24 | 7.85
SP | Wind | 38 | DRAX_1 | 107.96 | 26.56 | 42.21 | 63.27
SP | Wind | 38 | DUNB | 15.01 | 3.69 | 5.87 | 8.8
SP | Wind | 38 | DYCE_P | 18.49 | 4.55 | 7.23 | 10.83
SP | Wind | 38 | EASO_1 | 122.64 | 30.17 | 47.95 | 71.88
SP | Wind | 38 | ECCL | 31.07 | 7.64 | 12.15 | 18.21
SP | Wind | 38 | ECLA_1 | 2.29 | 0.56 | 0.89 | 1.34
SP | Wind | 38 | EKIS | 73.22 | 18.01 | 28.63 | 42.91
SP | Wind | 38 | ELLA_1 | 8.57 | 2.11 | 3.35 | 5.02
SP | Wind | 38 | ENDE_1 | 38.98 | 9.59 | 15.24 | 22.84
SP | Wind | 38 | FECK_6 | 1.49 | 0.37 | 0.58 | 0.87
SP | Wind | 38 | FIDD_P | 48.22 | 11.86 | 18.86 | 28.26
SP | Wind | 38 | FOUR_1 | 125.22 | 30.8 | 48.96 | 73.39
SP | Wind | 38 | FRAS_P | 1.7 | 0.42 | 0.66 | 1
SP | Wind | 38 | FROD_1 | 57.55 | 14.16 | 22.5 | 33.73
SP | Wind | 38 | GALA | 18.68 | 4.6 | 7.31 | 10.95
SP | Wind | 38 | GIFF | 4.78 | 1.18 | 1.87 | 2.8
SP | Wind | 38 | GLLU | 80.49 | 19.8 | 31.47 | 47.18
SP | Wind | 38 | GLNI | 36.01 | 8.86 | 14.08 | 21.11
SP | Wind | 38 | GREN_1 | 187.34 | 46.09 | 73.25 | 109.8
SP | Wind | 38 | GRIW_1 | 86.87 | 21.37 | 33.97 | 50.91
SP | Wind | 38 | G_EXTRA_11 | 23.9 | 5.88 | 9.34 | 14.01
SP | Wind | 38 | G_EXTRA_12 | 11.88 | 2.92 | 4.64 | 6.96
SP | Wind | 38 | G_EXTRA_13 | 33.66 | 8.28 | 13.16 | 19.73
SP | Wind | 38 | G_EXTRA_2 | 19.55 | 4.81 | 7.65 | 11.46
SP | Wind | 38 | G_EXTRA_8 | 58.55 | 14.4 | 22.89 | 34.32
SP | Wind | 38 | G_EXTRA_9 | 49.97 | 12.29 | 19.54 | 29.29
SP | Wind | 38 | HARK_1 | 84.65 | 20.82 | 33.1 | 49.61
SP | Wind | 38 | HARM_6 | 29.07 | 7.15 | 11.37 | 17.04
SP | Wind | 38 | HAWI | 17.38 | 4.28 | 6.8 | 10.19
SP | Wind | 38 | HAWP_6 | 40.58 | 9.98 | 15.87 | 23.78
SP | Wind | 38 | HEYS_1 | 68.26 | 16.79 | 26.69 | 40.01
SP | Wind | 38 | HUER | 24 | 5.9 | 16.48 | 18.38
SP | Wind | 38 | HUTT_1 | 89.61 | 22.04 | 35.04 | 52.52
SP | Wind | 38 | INDQ1 | 102.3 | 25.17 | 40 | 59.96
SP | Wind | 38 | INKE | 1.74 | 0.43 | 0.68 | 1.02
SP | Wind | 38 | IROA1 | 7.89 | 1.94 | 3.08 | 4.62
SP | Wind | 38 | KEAD_1 | 142.88 | 35.15 | 55.86 | 83.74
SP | Wind | 38 | KEIT_P | 24.53 | 6.03 | 9.59 | 14.38
SP | Wind | 38 | KEMS_1 | 14.63 | 3.6 | 5.72 | 8.57
SP | Wind | 38 | KILS | 15.53 | 3.82 | 6.07 | 9.1
SP | Wind | 38 | KILT | 5.43 | 1.34 | 2.12 | 3.18
SP | Wind | 38 | KINT_P | 5.69 | 1.4 | 2.23 | 3.34
SP | Wind | 38 | KIRKB1 | 18.29 | 4.5 | 7.15 | 10.72
SP | Wind | 38 | LACK_6 | 62.1 | 15.28 | 42.65 | 47.56
SP | Wind | 38 | LAIR_P | 7.97 | 1.96 | 3.12 | 4.67
SP | Wind | 38 | LAND1 | 8.69 | 2.14 | 3.4 | 5.09
SP | Wind | 38 | LEVE | 8.63 | 2.12 | 5.44 | 6.32
SP | Wind | 38 | LING | 65.77 | 16.18 | 25.72 | 38.55
SP | Wind | 38 | LINM | 86.79 | 21.35 | 33.94 | 50.87
SP | Wind | 38 | LISD_1 | 15.54 | 3.82 | 6.08 | 9.11
SP | Wind | 38 | MACD_P | 26.73 | 6.58 | 10.45 | 15.67
SP | Wind | 38 | MAGA_6 | 9.14 | 2.25 | 3.58 | 5.36
SP | Wind | 38 | MELK_1 | 2.29 | 0.56 | 0.89 | 1.34
SP | Wind | 38 | MILC_P | 4.25 | 1.05 | 1.66 | 2.49
SP | Wind | 38 | MITY_1 | 7.43 | 1.83 | 2.9 | 4.35
SP | Wind | 38 | MYBS_P | 27.19 | 6.69 | 10.63 | 15.93
SP | Wind | 38 | NEAR | 2.5 | 0.61 | 0.98 | 1.46
SP | Wind | 38 | NEEP_3 | 22.17 | 5.45 | 8.67 | 13
SP | Wind | 38 | NINF_1 | 8.57 | 2.11 | 3.35 | 5.02
SP | Wind | 38 | NORM_1 | 88.4 | 21.75 | 52.31 | 62.6
SP | Wind | 38 | NORT_1 | 55.78 | 13.72 | 21.81 | 32.69
SP | Wind | 38 | OFFE_3 | 5.9 | 1.45 | 2.31 | 3.46
SP | Wind | 38 | PADIB1 | 60.12 | 14.79 | 23.51 | 35.24
SP | Wind | 38 | PEMB_1 | 31.89 | 7.84 | 12.47 | 18.69
SP | Wind | 38 | PENT_1 | 77.83 | 19.15 | 48.18 | 56.4
SP | Wind | 38 | POOB | 6.52 | 1.6 | 2.55 | 3.82
SP | Wind | 38 | PORA_P | 16.89 | 4.16 | 6.61 | 9.9
SP | Wind | 38 | PYLE_1 | 139.73 | 34.37 | 54.64 | 81.9
SP | Wind | 38 | RAIN_1 | 1.14 | 0.28 | 0.45 | 0.67
SP | Wind | 38 | RASS_1 | 15.89 | 3.91 | 6.21 | 9.31
SP | Wind | 38 | RATS_1 | 12.12 | 2.98 | 4.74 | 7.1
SP | Wind | 38 | RAYL_1 | 67.09 | 16.51 | 26.23 | 39.32
SP | Wind | 38 | REDH | 27.59 | 6.79 | 10.79 | 16.17
SP | Wind | 38 | REDM_P | 12.21 | 3 | 4.77 | 7.15
SP | Wind | 38 | ROCH_1 | 131.33 | 32.31 | 51.35 | 76.97
SP | Wind | 38 | SALH_1 | 16 | 3.94 | 6.26 | 9.38
SP | Wind | 38 | SALT_1 | 70.98 | 17.46 | 27.75 | 41.6
SP | Wind | 38 | SBAR | 1.71 | 0.42 | 0.67 | 1
SP | Wind | 38 | SEAB1 | 32.23 | 7.93 | 12.6 | 18.89
SP | Wind | 38 | SELL_1 | 68.35 | 16.81 | 26.73 | 40.06
SP | Wind | 38 | SFEG_P | 19.66 | 4.84 | 7.69 | 11.52
SP | Wind | 38 | SHRW_1 | 73.21 | 18.01 | 28.62 | 42.91
SP | Wind | 38 | SKLGB1 | 11.72 | 2.88 | 4.58 | 6.87
SP | Wind | 38 | SPEN_1 | 36.58 | 9 | 14.3 | 21.44
SP | Wind | 38 | STAY_1 | 34.86 | 8.58 | 13.63 | 20.43
SP | Wind | 38 | STES_1 | 33.01 | 8.12 | 12.91 | 19.35
SP | Wind | 38 | STHA | 13.25 | 3.26 | 5.18 | 7.77
SP | Wind | 38 | STIR | 21.73 | 5.34 | 8.49 | 12.73
SP | Wind | 38 | STLE | 24.44 | 6.01 | 9.56 | 14.33
SP | Wind | 38 | STRI_P | 23.05 | 5.67 | 9.01 | 13.51
SP | Wind | 38 | SUND_1 | 4.34 | 1.07 | 1.7 | 2.55
SP | Wind | 38 | SWAN_1 | 108.13 | 26.6 | 42.28 | 63.37
SP | Wind | 38 | TARL_P | 4.67 | 1.15 | 1.83 | 2.74
SP | Wind | 38 | TAYN_P | 8.5 | 2.09 | 3.32 | 4.98
SP | Wind | 38 | THOM_6 | 68.81 | 16.93 | 26.9 | 40.33
SP | Wind | 38 | THSO_P | 50.15 | 12.34 | 19.61 | 29.39
SP | Wind | 38 | THUR_6 | 30.75 | 7.56 | 12.02 | 18.02
SP | Wind | 38 | TILBB_1 | 10.52 | 2.59 | 4.11 | 6.16
SP | Wind | 38 | TONG | 2.61 | 0.64 | 1.02 | 1.53
SP | Wind | 38 | TRAW_1 | 178.31 | 43.86 | 69.72 | 104.51
SP | Wind | 38 | UPPB_1 | 86.41 | 21.26 | 33.79 | 50.65
SP | Wind | 38 | UPPB_3 | 31.32 | 7.7 | 12.25 | 18.36
SP | Wind | 38 | USKM_1 | 7.2 | 1.77 | 2.82 | 4.22
SP | Wind | 38 | WALP_1 | 201.45 | 49.56 | 78.77 | 118.07
SP | Wind | 38 | WALP_B | 19.2 | 4.72 | 7.51 | 11.25
SP | Wind | 38 | WARL_1 | 1.14 | 0.28 | 0.45 | 0.67
SP | Wind | 38 | WASF_1 | 2.57 | 0.63 | 1.01 | 1.51
SP | Wind | 38 | WFIE | 18.58 | 4.57 | 7.26 | 10.89
SP | Wind | 38 | WILL_1 | 5.72 | 1.41 | 2.23 | 3.35
SP | Wind | 38 | WISH | 13.69 | 3.37 | 5.35 | 8.02
SP | Wind | 38 | WMEL_1 | 9.77 | 2.4 | 3.82 | 5.73
SP | Wind | 38 | WYLF_1 | 43.21 | 10.63 | 16.89 | 25.32
SP | Wind | 39 | ABNE_P | 10.59 | 2.61 | 4.14 | 6.21
SP | Wind | 39 | ALNE_P | 4.9 | 1.2 | 1.91 | 2.87
SP | Wind | 39 | ALVE1 | 108.75 | 26.75 | 42.52 | 63.74
SP | Wind | 39 | ARMO_P | 26.19 | 6.44 | 10.24 | 15.35
SP | Wind | 39 | BAGA | 52.79 | 12.99 | 20.64 | 30.94
SP | Wind | 39 | BARKC1 | 12.26 | 3.01 | 4.79 | 7.18
SP | Wind | 39 | BERW | 111.25 | 27.37 | 43.5 | 65.2
SP | Wind | 39 | BICF_1 | 245.48 | 60.39 | 153.49 | 178.81
SP | Wind | 39 | BIRK_1 | 180 | 44.28 | 123.62 | 137.84
SP | Wind | 39 | BLYTB1 | 97.74 | 24.04 | 50.49 | 64.74
SP | Wind | 39 | BLYTH132 | 117.97 | 29.02 | 46.13 | 69.14
SP | Wind | 39 | BONN | 17.31 | 4.26 | 6.77 | 10.14
SP | Wind | 39 | BRAW_1 | 20.62 | 5.07 | 8.06 | 12.08
SP | Wind | 39 | BRFO_1 | 29.47 | 7.25 | 15.07 | 19.43
SP | Wind | 39 | BRLE_1 | 2.29 | 0.56 | 0.9 | 1.34
SP | Wind | 39 | BURM_1 | 29.78 | 7.33 | 11.64 | 17.45
SP | Wind | 39 | BUSH_1 | 4.58 | 1.13 | 1.79 | 2.69
SP | Wind | 39 | CANTN1 | 143.3 | 35.25 | 98.42 | 109.74
SP | Wind | 39 | CARE_1 | 2.63 | 0.65 | 1.03 | 1.54
SP | Wind | 39 | CHAP | 26.79 | 6.59 | 10.48 | 15.7
SP | Wind | 39 | CHTE_1 | 15.52 | 3.82 | 6.07 | 9.1
SP | Wind | 39 | CONQA1 | 45.07 | 11.09 | 17.62 | 26.41
SP | Wind | 39 | COUA_P | 6.81 | 1.68 | 2.66 | 3.99
SP | Wind | 39 | COVE_1 | 16.03 | 3.94 | 6.27 | 9.4
SP | Wind | 39 | COYL | 70.54 | 17.35 | 27.58 | 41.34
SP | Wind | 39 | CREB_1 | 147.06 | 36.18 | 57.5 | 86.19
SP | Wind | 39 | CUMB | 4.35 | 1.07 | 1.7 | 2.55
SP | Wind | 39 | DEVO | 75.43 | 18.56 | 29.49 | 44.21
SP | Wind | 39 | DOUN_P | 13.42 | 3.3 | 5.25 | 7.87
SP | Wind | 39 | DRAX_1 | 108.18 | 26.61 | 42.3 | 63.4
SP | Wind | 39 | DUNB | 15.04 | 3.7 | 5.88 | 8.82
SP | Wind | 39 | DYCE_P | 18.52 | 4.56 | 7.24 | 10.86
SP | Wind | 39 | EASO_1 | 122.89 | 30.23 | 48.05 | 72.03
SP | Wind | 39 | ECCL | 31.13 | 7.66 | 12.17 | 18.25
SP | Wind | 39 | ECLA_1 | 2.29 | 0.56 | 0.9 | 1.34
SP | Wind | 39 | EKIS | 73.37 | 18.05 | 28.69 | 43
SP | Wind | 39 | ELLA_1 | 8.59 | 2.11 | 3.36 | 5.03
SP | Wind | 39 | ENDE_1 | 39.06 | 9.61 | 15.27 | 22.89
SP | Wind | 39 | FECK_6 | 1.49 | 0.37 | 0.58 | 0.87
SP | Wind | 39 | FIDD_P | 48.32 | 11.89 | 18.89 | 28.32
SP | Wind | 39 | FOUR_1 | 125.47 | 30.87 | 49.06 | 73.54
SP | Wind | 39 | FRAS_P | 1.7 | 0.42 | 0.67 | 1
SP | Wind | 39 | FROD_1 | 57.67 | 14.19 | 22.55 | 33.8
SP | Wind | 39 | GALA | 18.72 | 4.61 | 7.32 | 10.97
SP | Wind | 39 | GIFF | 4.79 | 1.18 | 1.87 | 2.81
SP | Wind | 39 | GLLU | 80.66 | 19.84 | 31.54 | 47.27
SP | Wind | 39 | GLNI | 36.08 | 8.88 | 14.11 | 21.15
SP | Wind | 39 | GREN_1 | 187.72 | 46.18 | 73.4 | 110.02
SP | Wind | 39 | GRIW_1 | 87.05 | 21.41 | 34.03 | 51.02
SP | Wind | 39 | G_EXTRA_11 | 23.95 | 5.89 | 9.36 | 14.04
SP | Wind | 39 | G_EXTRA_12 | 11.9 | 2.93 | 4.65 | 6.98
SP | Wind | 39 | G_EXTRA_13 | 33.73 | 8.3 | 13.19 | 19.77
SP | Wind | 39 | G_EXTRA_2 | 19.59 | 4.82 | 7.66 | 11.48
SP | Wind | 39 | G_EXTRA_8 | 58.67 | 14.43 | 22.94 | 34.39
SP | Wind | 39 | G_EXTRA_9 | 50.07 | 12.32 | 19.58 | 29.35
SP | Wind | 39 | HARK_1 | 84.82 | 20.87 | 33.17 | 49.72
SP | Wind | 39 | HARM_6 | 29.13 | 7.16 | 11.39 | 17.07
SP | Wind | 39 | HAWI | 17.42 | 4.28 | 6.81 | 10.21
SP | Wind | 39 | HAWP_6 | 40.66 | 10 | 15.9 | 23.83
SP | Wind | 39 | HEYS_1 | 68.4 | 16.83 | 26.74 | 40.09
SP | Wind | 39 | HUER | 24 | 5.9 | 16.48 | 18.38
SP | Wind | 39 | HUTT_1 | 89.79 | 22.09 | 35.11 | 52.63
SP | Wind | 39 | INDQ1 | 102.51 | 25.22 | 40.08 | 60.08
SP | Wind | 39 | INKE | 1.74 | 0.43 | 0.68 | 1.02
SP | Wind | 39 | IROA1 | 7.9 | 1.94 | 3.09 | 4.63
SP | Wind | 39 | KEAD_1 | 143.17 | 35.22 | 55.98 | 83.91
SP | Wind | 39 | KEIT_P | 24.58 | 6.05 | 9.61 | 14.41
SP | Wind | 39 | KEMS_1 | 14.66 | 3.61 | 5.73 | 8.59
SP | Wind | 39 | KILS | 15.57 | 3.83 | 6.09 | 9.12
SP | Wind | 39 | KILT | 5.44 | 1.34 | 2.13 | 3.19
SP | Wind | 39 | KINT_P | 5.7 | 1.4 | 2.23 | 3.34
SP | Wind | 39 | KIRKB1 | 18.33 | 4.51 | 7.17 | 10.74
SP | Wind | 39 | LACK_6 | 62.1 | 15.28 | 42.65 | 47.56
SP | Wind | 39 | LAIR_P | 7.98 | 1.96 | 3.12 | 4.68
SP | Wind | 39 | LAND1 | 8.7 | 2.14 | 3.4 | 5.1
SP | Wind | 39 | LEVE | 8.63 | 2.12 | 5.45 | 6.32
SP | Wind | 39 | LING | 65.91 | 16.21 | 25.77 | 38.63
SP | Wind | 39 | LINM | 86.97 | 21.4 | 34.01 | 50.97
SP | Wind | 39 | LISD_1 | 15.58 | 3.83 | 6.09 | 9.13
SP | Wind | 39 | MACD_P | 26.79 | 6.59 | 10.47 | 15.7
SP | Wind | 39 | MAGA_6 | 9.16 | 2.25 | 3.58 | 5.37
SP | Wind | 39 | MELK_1 | 2.29 | 0.56 | 0.9 | 1.34
SP | Wind | 39 | MILC_P | 4.26 | 1.05 | 1.67 | 2.5
SP | Wind | 39 | MITY_1 | 7.44 | 1.83 | 2.91 | 4.36
SP | Wind | 39 | MYBS_P | 27.24 | 6.7 | 10.65 | 15.97
SP | Wind | 39 | NEAR | 2.5 | 0.62 | 0.98 | 1.47
SP | Wind | 39 | NEEP_3 | 22.22 | 5.47 | 8.69 | 13.02
SP | Wind | 39 | NINF_1 | 8.59 | 2.11 | 3.36 | 5.03
SP | Wind | 39 | NORM_1 | 88.46 | 21.76 | 52.34 | 62.63
SP | Wind | 39 | NORT_1 | 55.89 | 13.75 | 21.85 | 32.76
SP | Wind | 39 | OFFE_3 | 5.91 | 1.45 | 2.31 | 3.46
SP | Wind | 39 | PADIB1 | 60.24 | 14.82 | 23.56 | 35.31
SP | Wind | 39 | PEMB_1 | 31.95 | 7.86 | 12.49 | 18.73
SP | Wind | 39 | PENT_1 | 77.87 | 19.16 | 48.19 | 56.42
SP | Wind | 39 | POOB | 6.53 | 1.61 | 2.55 | 3.83
SP | Wind | 39 | PORA_P | 16.93 | 4.16 | 6.62 | 9.92
SP | Wind | 39 | PYLE_1 | 140.02 | 34.44 | 54.75 | 82.06
SP | Wind | 39 | RAIN_1 | 1.15 | 0.28 | 0.45 | 0.67
SP | Wind | 39 | RASS_1 | 15.92 | 3.92 | 6.22 | 9.33
SP | Wind | 39 | RATS_1 | 12.14 | 2.99 | 4.75 | 7.12
SP | Wind | 39 | RAYL_1 | 67.23 | 16.54 | 26.29 | 39.4
SP | Wind | 39 | REDH | 27.65 | 6.8 | 10.81 | 16.2
SP | Wind | 39 | REDM_P | 12.23 | 3.01 | 4.78 | 7.17
SP | Wind | 39 | ROCH_1 | 131.6 | 32.37 | 51.46 | 77.13
SP | Wind | 39 | SALH_1 | 16.03 | 3.94 | 6.27 | 9.4
SP | Wind | 39 | SALT_1 | 71.13 | 17.5 | 27.81 | 41.69
SP | Wind | 39 | SBAR | 1.72 | 0.42 | 0.67 | 1.01
SP | Wind | 39 | SEAB1 | 32.3 | 7.95 | 12.63 | 18.93
SP | Wind | 39 | SELL_1 | 68.49 | 16.85 | 26.78 | 40.14
SP | Wind | 39 | SFEG_P | 19.7 | 4.85 | 7.7 | 11.54
SP | Wind | 39 | SHRW_1 | 73.36 | 18.05 | 28.68 | 43
SP | Wind | 39 | SKLGB1 | 11.74 | 2.89 | 4.59 | 6.88
SP | Wind | 39 | SPEN_1 | 36.65 | 9.02 | 14.33 | 21.48
SP | Wind | 39 | STAY_1 | 34.93 | 8.59 | 13.66 | 20.47
SP | Wind | 39 | STES_1 | 33.08 | 8.14 | 12.93 | 19.39
SP | Wind | 39 | STHA | 13.28 | 3.27 | 5.19 | 7.78
SP | Wind | 39 | STIR | 21.77 | 5.36 | 8.51 | 12.76
SP | Wind | 39 | STLE | 24.49 | 6.02 | 9.58 | 14.35
SP | Wind | 39 | STRI_P | 23.1 | 5.68 | 9.03 | 13.54
SP | Wind | 39 | SUND_1 | 4.35 | 1.07 | 1.7 | 2.55
SP | Wind | 39 | SWAN_1 | 108.35 | 26.65 | 42.36 | 63.5
SP | Wind | 39 | TARL_P | 4.68 | 1.15 | 1.83 | 2.75
SP | Wind | 39 | TAYN_P | 8.52 | 2.1 | 3.33 | 4.99
SP | Wind | 39 | THOM_6 | 68.95 | 16.96 | 26.96 | 40.41
SP | Wind | 39 | THSO_P | 50.25 | 12.36 | 19.65 | 29.45
SP | Wind | 39 | THUR_6 | 30.81 | 7.58 | 12.05 | 18.06
SP | Wind | 39 | TILBB_1 | 10.54 | 2.59 | 4.12 | 6.18
SP | Wind | 39 | TONG | 2.61 | 0.64 | 1.02 | 1.53
SP | Wind | 39 | TRAW_1 | 178.67 | 43.95 | 69.86 | 104.72
SP | Wind | 39 | UPPB_1 | 86.59 | 21.3 | 33.86 | 50.75
SP | Wind | 39 | UPPB_3 | 31.38 | 7.72 | 12.27 | 18.39
SP | Wind | 39 | USKM_1 | 7.22 | 1.78 | 2.82 | 4.23
SP | Wind | 39 | WALP_1 | 201.87 | 49.66 | 78.93 | 118.31
SP | Wind | 39 | WALP_B | 19.24 | 4.73 | 7.52 | 11.28
SP | Wind | 39 | WARL_1 | 1.15 | 0.28 | 0.45 | 0.67
SP | Wind | 39 | WASF_1 | 2.58 | 0.63 | 1.01 | 1.51
SP | Wind | 39 | WFIE | 18.61 | 4.58 | 7.28 | 10.91
SP | Wind | 39 | WILL_1 | 5.73 | 1.41 | 2.24 | 3.36
SP | Wind | 39 | WISH | 13.72 | 3.37 | 5.36 | 8.04
SP | Wind | 39 | WMEL_1 | 9.79 | 2.41 | 3.83 | 5.74
SP | Wind | 39 | WYLF_1 | 43.29 | 10.65 | 16.93 | 25.37
SP | Wind | 40 | ABNE_P | 10.61 | 2.61 | 4.15 | 6.22
SP | Wind | 40 | ALNE_P | 4.91 | 1.21 | 1.92 | 2.88
SP | Wind | 40 | ALVE1 | 108.97 | 26.81 | 42.61 | 63.87
SP | Wind | 40 | ARMO_P | 26.24 | 6.46 | 10.26 | 15.38
SP | Wind | 40 | BAGA | 52.9 | 13.01 | 20.68 | 31
SP | Wind | 40 | BARKC1 | 12.28 | 3.02 | 4.8 | 7.2
SP | Wind | 40 | BERW | 111.47 | 27.42 | 43.58 | 65.33
SP | Wind | 40 | BICF_1 | 245.58 | 60.41 | 153.53 | 178.87
SP | Wind | 40 | BIRK_1 | 180 | 44.28 | 123.62 | 137.84
SP | Wind | 40 | BLYTB1 | 97.85 | 24.07 | 50.53 | 64.81
SP | Wind | 40 | BLYTH132 | 118.21 | 29.08 | 46.22 | 69.28
SP | Wind | 40 | BONN | 17.34 | 4.27 | 6.78 | 10.16
SP | Wind | 40 | BRAW_1 | 20.66 | 5.08 | 8.08 | 12.11
SP | Wind | 40 | BRFO_1 | 29.5 | 7.26 | 15.08 | 19.45
SP | Wind | 40 | BRLE_1 | 2.3 | 0.56 | 0.9 | 1.35
SP | Wind | 40 | BURM_1 | 29.84 | 7.34 | 11.67 | 17.49
SP | Wind | 40 | BUSH_1 | 4.59 | 1.13 | 1.79 | 2.69
SP | Wind | 40 | CANTN1 | 143.3 | 35.25 | 98.42 | 109.74
SP | Wind | 40 | CARE_1 | 2.64 | 0.65 | 1.03 | 1.55
SP | Wind | 40 | CHAP | 26.85 | 6.6 | 10.5 | 15.73
SP | Wind | 40 | CHTE_1 | 15.55 | 3.83 | 6.08 | 9.11
SP | Wind | 40 | CONQA1 | 45.16 | 11.11 | 17.66 | 26.47
SP | Wind | 40 | COUA_P | 6.83 | 1.68 | 2.67 | 4
SP | Wind | 40 | COVE_1 | 16.07 | 3.95 | 6.28 | 9.42
SP | Wind | 40 | COYL | 70.68 | 17.39 | 27.63 | 41.42
SP | Wind | 40 | CREB_1 | 147.35 | 36.25 | 57.62 | 86.36
SP | Wind | 40 | CUMB | 4.36 | 1.07 | 1.71 | 2.56
SP | Wind | 40 | DEVO | 75.58 | 18.59 | 29.55 | 44.3
SP | Wind | 40 | DOUN_P | 13.45 | 3.31 | 5.26 | 7.88
SP | Wind | 40 | DRAX_1 | 108.39 | 26.66 | 42.38 | 63.53
SP | Wind | 40 | DUNB | 15.07 | 3.71 | 5.89 | 8.83
SP | Wind | 40 | DYCE_P | 18.56 | 4.57 | 7.26 | 10.88
SP | Wind | 40 | EASO_1 | 123.14 | 30.29 | 48.15 | 72.17
SP | Wind | 40 | ECCL | 31.19 | 7.67 | 12.2 | 18.28
SP | Wind | 40 | ECLA_1 | 2.3 | 0.56 | 0.9 | 1.35
SP | Wind | 40 | EKIS | 73.51 | 18.08 | 28.74 | 43.08
SP | Wind | 40 | ELLA_1 | 8.61 | 2.12 | 3.37 | 5.04
SP | Wind | 40 | ENDE_1 | 39.13 | 9.63 | 15.3 | 22.94
SP | Wind | 40 | FECK_6 | 1.49 | 0.37 | 0.58 | 0.87
SP | Wind | 40 | FIDD_P | 48.42 | 11.91 | 18.93 | 28.38
SP | Wind | 40 | FOUR_1 | 125.72 | 30.93 | 49.16 | 73.69
SP | Wind | 40 | FRAS_P | 1.71 | 0.42 | 0.67 | 1
SP | Wind | 40 | FROD_1 | 57.78 | 14.21 | 22.59 | 33.87
SP | Wind | 40 | GALA | 18.76 | 4.61 | 7.33 | 10.99
SP | Wind | 40 | GIFF | 4.8 | 1.18 | 1.88 | 2.81
SP | Wind | 40 | GLLU | 80.82 | 19.88 | 31.6 | 47.37
SP | Wind | 40 | GLNI | 36.16 | 8.89 | 14.14 | 21.19
SP | Wind | 40 | GREN_1 | 188.1 | 46.27 | 73.55 | 110.24
SP | Wind | 40 | GRIW_1 | 87.22 | 21.46 | 34.1 | 51.12
SP | Wind | 40 | G_EXTRA_11 | 23.99 | 5.9 | 9.38 | 14.06
SP | Wind | 40 | G_EXTRA_12 | 11.93 | 2.93 | 4.66 | 6.99
SP | Wind | 40 | G_EXTRA_13 | 33.8 | 8.31 | 13.21 | 19.81
SP | Wind | 40 | G_EXTRA_2 | 19.63 | 4.83 | 7.68 | 11.51
SP | Wind | 40 | G_EXTRA_8 | 58.79 | 14.46 | 22.99 | 34.46
SP | Wind | 40 | G_EXTRA_9 | 50.17 | 12.34 | 19.62 | 29.41
SP | Wind | 40 | HARK_1 | 84.99 | 20.91 | 33.23 | 49.81
SP | Wind | 40 | HARM_6 | 29.18 | 7.18 | 11.41 | 17.1
SP | Wind | 40 | HAWI | 17.45 | 4.29 | 6.82 | 10.23
SP | Wind | 40 | HAWP_6 | 40.74 | 10.02 | 15.93 | 23.88
SP | Wind | 40 | HEYS_1 | 68.54 | 16.86 | 26.8 | 40.17
SP | Wind | 40 | HUER | 24 | 5.9 | 16.48 | 18.38
SP | Wind | 40 | HUTT_1 | 89.97 | 22.13 | 35.18 | 52.73
SP | Wind | 40 | INDQ1 | 102.71 | 25.27 | 40.16 | 60.2
SP | Wind | 40 | INKE | 1.75 | 0.43 | 0.68 | 1.02
SP | Wind | 40 | IROA1 | 7.92 | 1.95 | 3.1 | 4.64
SP | Wind | 40 | KEAD_1 | 143.45 | 35.29 | 56.09 | 84.08
SP | Wind | 40 | KEIT_P | 24.63 | 6.06 | 9.63 | 14.44
SP | Wind | 40 | KEMS_1 | 14.69 | 3.61 | 5.74 | 8.61
SP | Wind | 40 | KILS | 15.6 | 3.84 | 6.1 | 9.14
SP | Wind | 40 | KILT | 5.45 | 1.34 | 2.13 | 3.2
SP | Wind | 40 | KINT_P | 5.72 | 1.41 | 2.23 | 3.35
SP | Wind | 40 | KIRKB1 | 18.36 | 4.52 | 7.18 | 10.76
SP | Wind | 40 | LACK_6 | 62.1 | 15.28 | 42.65 | 47.56
SP | Wind | 40 | LAIR_P | 8 | 1.97 | 3.13 | 4.69
SP | Wind | 40 | LAND1 | 8.72 | 2.15 | 3.41 | 5.11
SP | Wind | 40 | LEVE | 8.64 | 2.12 | 5.45 | 6.32
SP | Wind | 40 | LING | 66.04 | 16.25 | 25.82 | 38.71
SP | Wind | 40 | LINM | 87.14 | 21.44 | 34.07 | 51.08
SP | Wind | 40 | LISD_1 | 15.61 | 3.84 | 6.1 | 9.15
SP | Wind | 40 | MACD_P | 26.84 | 6.6 | 10.49 | 15.73
SP | Wind | 40 | MAGA_6 | 9.18 | 2.26 | 3.59 | 5.38
SP | Wind | 40 | MELK_1 | 2.3 | 0.56 | 0.9 | 1.35
SP | Wind | 40 | MILC_P | 4.27 | 1.05 | 1.67 | 2.5
SP | Wind | 40 | MITY_1 | 7.46 | 1.84 | 2.92 | 4.37
SP | Wind | 40 | MYBS_P | 27.3 | 6.72 | 10.67 | 16
SP | Wind | 40 | NEAR | 2.51 | 0.62 | 0.98 | 1.47
SP | Wind | 40 | NEEP_3 | 22.26 | 5.48 | 8.71 | 13.05
SP | Wind | 40 | NINF_1 | 8.61 | 2.12 | 3.37 | 5.04
SP | Wind | 40 | NORM_1 | 88.52 | 21.78 | 52.36 | 62.66
SP | Wind | 40 | NORT_1 | 56 | 13.78 | 21.9 | 32.82
SP | Wind | 40 | OFFE_3 | 5.92 | 1.46 | 2.32 | 3.47
SP | Wind | 40 | PADIB1 | 60.37 | 14.85 | 23.6 | 35.38
SP | Wind | 40 | PEMB_1 | 32.02 | 7.88 | 12.52 | 18.77
SP | Wind | 40 | PENT_1 | 77.9 | 19.16 | 48.21 | 56.44
SP | Wind | 40 | POOB | 6.54 | 1.61 | 2.56 | 3.84
SP | Wind | 40 | PORA_P | 16.96 | 4.17 | 6.63 | 9.94
SP | Wind | 40 | PYLE_1 | 140.3 | 34.51 | 54.86 | 82.23
SP | Wind | 40 | RAIN_1 | 1.15 | 0.28 | 0.45 | 0.67
SP | Wind | 40 | RASS_1 | 15.95 | 3.92 | 6.24 | 9.35
SP | Wind | 40 | RATS_1 | 12.16 | 2.99 | 4.76 | 7.13
SP | Wind | 40 | RAYL_1 | 67.37 | 16.57 | 26.34 | 39.48
SP | Wind | 40 | REDH | 27.7 | 6.81 | 10.83 | 16.24
SP | Wind | 40 | REDM_P | 12.26 | 3.02 | 4.79 | 7.18
SP | Wind | 40 | ROCH_1 | 131.86 | 32.44 | 51.56 | 77.28
SP | Wind | 40 | SALH_1 | 16.07 | 3.95 | 6.28 | 9.42
SP | Wind | 40 | SALT_1 | 71.27 | 17.53 | 27.87 | 41.77
SP | Wind | 40 | SBAR | 1.72 | 0.42 | 0.67 | 1.01
SP | Wind | 40 | SEAB1 | 32.36 | 7.96 | 12.65 | 18.97
SP | Wind | 40 | SELL_1 | 68.63 | 16.88 | 26.83 | 40.22
SP | Wind | 40 | SFEG_P | 19.73 | 4.85 | 7.72 | 11.57
SP | Wind | 40 | SHRW_1 | 73.51 | 18.08 | 28.74 | 43.08
SP | Wind | 40 | SKLGB1 | 11.76 | 2.89 | 4.6 | 6.89
SP | Wind | 40 | SPEN_1 | 36.72 | 9.03 | 14.36 | 21.52
SP | Wind | 40 | STAY_1 | 35 | 8.61 | 13.69 | 20.51
SP | Wind | 40 | STES_1 | 33.14 | 8.15 | 12.96 | 19.43
SP | Wind | 40 | STHA | 13.31 | 3.27 | 5.2 | 7.8
SP | Wind | 40 | STIR | 21.81 | 5.37 | 8.53 | 12.78
SP | Wind | 40 | STLE | 24.54 | 6.04 | 9.6 | 14.38
SP | Wind | 40 | STRI_P | 23.15 | 5.69 | 9.05 | 13.57
SP | Wind | 40 | SUND_1 | 4.36 | 1.07 | 1.71 | 2.56
SP | Wind | 40 | SWAN_1 | 108.57 | 26.71 | 42.45 | 63.63
SP | Wind | 40 | TARL_P | 4.69 | 1.15 | 1.84 | 2.75
SP | Wind | 40 | TAYN_P | 8.53 | 2.1 | 3.34 | 5
SP | Wind | 40 | THOM_6 | 69.09 | 17 | 27.01 | 40.49
SP | Wind | 40 | THSO_P | 50.35 | 12.39 | 19.69 | 29.51
SP | Wind | 40 | THUR_6 | 30.87 | 7.59 | 12.07 | 18.09
SP | Wind | 40 | TILBB_1 | 10.56 | 2.6 | 4.13 | 6.19
SP | Wind | 40 | TONG | 2.62 | 0.64 | 1.02 | 1.53
SP | Wind | 40 | TRAW_1 | 179.03 | 44.04 | 70 | 104.93
SP | Wind | 40 | UPPB_1 | 86.76 | 21.34 | 33.92 | 50.85
SP | Wind | 40 | UPPB_3 | 31.44 | 7.74 | 12.29 | 18.43
SP | Wind | 40 | USKM_1 | 7.23 | 1.78 | 2.83 | 4.24
SP | Wind | 40 | WALP_1 | 202.27 | 49.76 | 79.09 | 118.55
SP | Wind | 40 | WALP_B | 19.28 | 4.74 | 7.54 | 11.3
SP | Wind | 40 | WARL_1 | 1.15 | 0.28 | 0.45 | 0.67
SP | Wind | 40 | WASF_1 | 2.58 | 0.64 | 1.01 | 1.51
SP | Wind | 40 | WFIE | 18.65 | 4.59 | 7.29 | 10.93
SP | Wind | 40 | WILL_1 | 5.74 | 1.41 | 2.24 | 3.36
SP | Wind | 40 | WISH | 13.74 | 3.38 | 5.37 | 8.05
SP | Wind | 40 | WMEL_1 | 9.81 | 2.41 | 3.84 | 5.75
SP | Wind | 40 | WYLF_1 | 43.38 | 10.67 | 16.96 | 25.43
TD | Hydro | 17 | ALNE_P | 4 | 3.39 | 0.68 | 0.96
TD | Hydro | 17 | ARDK_P | 5.2 | 4.41 | 0.88 | 1.25
TD | Hydro | 17 | ARMO_P | 1.2 | 1.02 | 0.2 | 0.29
TD | Hydro | 17 | BOAG_P | 6.95 | 5.9 | 1.18 | 1.67
TD | Hydro | 17 | BRAC_P | 3 | 2.55 | 0.51 | 0.72
TD | Hydro | 17 | BROA_P | 1.2 | 1.02 | 0.2 | 0.29
TD | Hydro | 17 | BUMU_P | 1 | 0.85 | 0.17 | 0.24
TD | Hydro | 17 | CAAD_P | 2.4 | 2.04 | 0.41 | 0.58
TD | Hydro | 17 | CAFA | 12 | 10.18 | 2.04 | 2.88
TD | Hydro | 17 | CASS_P | 4.5 | 3.82 | 0.77 | 1.08
TD | Hydro | 17 | CEAN_P | 3.25 | 2.75 | 0.55 | 0.78
TD | Hydro | 17 | CLAC_P | 10.35 | 8.78 | 1.76 | 2.48
TD | Hydro | 17 | DUGR_P | 2.7 | 2.29 | 0.46 | 0.65
TD | Hydro | 17 | DUNO_P | 7.8 | 6.62 | 1.33 | 1.87
TD | Hydro | 17 | EAST | 14.2 | 12.05 | 2.41 | 3.41
TD | Hydro | 17 | ELLA_1 | 2 | 1.7 | 0.34 | 0.48
TD | Hydro | 17 | FASN_P | 2.5 | 2.12 | 0.43 | 0.6
TD | Hydro | 17 | FAUG_P | 8.39 | 7.12 | 1.43 | 2.01
TD | Hydro | 17 | FOUR_1 | 6 | 5.09 | 1.02 | 1.44
TD | Hydro | 17 | FWIL_P | 22.68 | 19.24 | 3.85 | 5.44
TD | Hydro | 17 | GLLE | 23 | 19.52 | 3.91 | 5.52
TD | Hydro | 17 | GRUB_P | 29.24 | 24.82 | 4.97 | 7.02
TD | Hydro | 17 | HARK_1 | 5.6 | 4.75 | 0.95 | 1.34
TD | Hydro | 17 | INDQ1 | 1.2 | 1.02 | 0.2 | 0.29
TD | Hydro | 17 | INNE_P | 5 | 4.24 | 0.85 | 1.2
TD | Hydro | 17 | KEOO | 25.2 | 21.39 | 4.28 | 6.05
TD | Hydro | 17 | KIIN_P | 11.5 | 9.76 | 1.96 | 2.76
TD | Hydro | 17 | KINL_P | 7 | 5.94 | 1.19 | 1.68
TD | Hydro | 17 | LAIR_P | 3.7 | 3.14 | 0.63 | 0.89
TD | Hydro | 17 | LAND1 | 2.9 | 2.46 | 0.49 | 0.7
TD | Hydro | 17 | LINM | 17 | 14.43 | 2.89 | 4.08
TD | Hydro | 17 | PENT_1 | 1.07 | 0.91 | 0.18 | 0.26
TD | Hydro | 17 | PORA_P | 9.15 | 7.77 | 1.56 | 2.2
TD | Hydro | 17 | QUOI_P | 3.45 | 2.93 | 0.59 | 0.83
TD | Hydro | 17 | RANN_P | 15.2 | 12.9 | 2.58 | 3.65
TD | Hydro | 17 | RASS_1 | 8 | 6.79 | 1.36 | 1.92
TD | Hydro | 17 | RATS_1 | 1.6 | 1.36 | 0.27 | 0.38
TD | Hydro | 17 | SFIL_P | 7.4 | 6.28 | 1.26 | 1.78
TD | Hydro | 17 | SLOY_P | 2 | 1.7 | 0.34 | 0.48
TD | Hydro | 17 | SWAN_1 | 47 | 39.89 | 7.99 | 11.28
TD | Hydro | 17 | TAYN_P | 12.79 | 10.85 | 2.17 | 3.07
TD | Hydro | 17 | TRAW_1 | 18.71 | 15.88 | 3.18 | 4.49
TD | Hydro | 17 | TUMB_P | 5.4 | 4.58 | 0.92 | 1.3
TD | Hydro | 18 | ALNE_P | 3.86 | 3.28 | 0.66 | 0.93
TD | Hydro | 18 | ARDK_P | 5.02 | 4.26 | 0.85 | 1.21
TD | Hydro | 18 | ARMO_P | 1.16 | 0.98 | 0.2 | 0.28
TD | Hydro | 18 | BOAG_P | 6.71 | 5.7 | 1.14 | 1.61
TD | Hydro | 18 | BRAC_P | 2.9 | 2.46 | 0.49 | 0.7
TD | Hydro | 18 | BROA_P | 1.16 | 0.98 | 0.2 | 0.28
TD | Hydro | 18 | BUMU_P | 0.97 | 0.82 | 0.16 | 0.23
TD | Hydro | 18 | CAAD_P | 2.32 | 1.97 | 0.39 | 0.56
TD | Hydro | 18 | CAFA | 12.81 | 10.87 | 2.18 | 3.07
TD | Hydro | 18 | CASS_P | 4.35 | 3.69 | 0.74 | 1.04
TD | Hydro | 18 | CEAN_P | 3.13 | 2.66 | 0.53 | 0.75
TD | Hydro | 18 | CLAC_P | 10 | 8.48 | 1.7 | 2.4
TD | Hydro | 18 | DUGR_P | 2.61 | 2.21 | 0.44 | 0.63
TD | Hydro | 18 | DUNO_P | 8.33 | 7.07 | 1.42 | 2
TD | Hydro | 18 | EAST | 15.16 | 12.86 | 2.58 | 3.64
TD | Hydro | 18 | ELLA_1 | 2.13 | 1.81 | 0.36 | 0.51
TD | Hydro | 18 | FASN_P | 2.41 | 2.05 | 0.41 | 0.58
TD | Hydro | 18 | FAUG_P | 8.1 | 6.88 | 1.38 | 1.94
TD | Hydro | 18 | FOUR_1 | 6.4 | 5.43 | 1.09 | 1.54
TD | Hydro | 18 | FWIL_P | 21.9 | 18.59 | 3.72 | 5.26
TD | Hydro | 18 | GLLE | 24.55 | 20.83 | 4.17 | 5.89
TD | Hydro | 18 | GRUB_P | 28.24 | 23.97 | 4.8 | 6.78
TD | Hydro | 18 | HARK_1 | 5.98 | 5.07 | 1.02 | 1.43
TD | Hydro | 18 | INDQ1 | 1.28 | 1.09 | 0.22 | 0.31
TD | Hydro | 18 | INNE_P | 4.83 | 4.1 | 0.82 | 1.16
TD | Hydro | 18 | KEOO | 26.9 | 22.83 | 4.57 | 6.46
TD | Hydro | 18 | KIIN_P | 11.11 | 9.43 | 1.89 | 2.67
TD | Hydro | 18 | KINL_P | 6.76 | 5.73 | 1.15 | 1.62
TD | Hydro | 18 | LAIR_P | 3.57 | 3.03 | 0.61 | 0.86
TD | Hydro | 18 | LAND1 | 3.1 | 2.63 | 0.53 | 0.74
TD | Hydro | 18 | LINM | 18.14 | 15.4 | 3.08 | 4.35
TD | Hydro | 18 | PENT_1 | 1.14 | 0.97 | 0.19 | 0.27
TD | Hydro | 18 | PORA_P | 8.84 | 7.5 | 1.5 | 2.12
TD | Hydro | 18 | QUOI_P | 3.33 | 2.83 | 0.57 | 0.8
TD | Hydro | 18 | RANN_P | 14.68 | 12.46 | 2.5 | 3.52
TD | Hydro | 18 | RASS_1 | 8.54 | 7.25 | 1.45 | 2.05
TD | Hydro | 18 | RATS_1 | 1.71 | 1.45 | 0.29 | 0.41
TD | Hydro | 18 | SFIL_P | 7.15 | 6.07 | 1.22 | 1.72
TD | Hydro | 18 | SLOY_P | 1.93 | 1.64 | 0.33 | 0.46
TD | Hydro | 18 | SWAN_1 | 50.16 | 42.57 | 8.53 | 12.04
TD | Hydro | 18 | TAYN_P | 12.35 | 10.48 | 2.1 | 2.96
TD | Hydro | 18 | TRAW_1 | 19.97 | 16.95 | 3.39 | 4.79
TD | Hydro | 18 | TUMB_P | 5.22 | 4.43 | 0.89 | 1.25
TD | Hydro | 19 | ALNE_P | 3.93 | 3.33 | 0.67 | 0.94
TD | Hydro | 19 | ARDK_P | 5.11 | 4.33 | 0.87 | 1.23
TD | Hydro | 19 | ARMO_P | 1.18 | 1 | 0.2 | 0.28
TD | Hydro | 19 | BOAG_P | 6.83 | 5.79 | 1.16 | 1.64
TD | Hydro | 19 | BRAC_P | 2.95 | 2.5 | 0.5 | 0.71
TD | Hydro | 19 | BROA_P | 1.18 | 1 | 0.2 | 0.28
TD | Hydro | 19 | BUMU_P | 0.98 | 0.83 | 0.17 | 0.24
TD | Hydro | 19 | CAAD_P | 2.36 | 2 | 0.4 | 0.57
TD | Hydro | 19 | CAFA | 13.02 | 11.05 | 2.21 | 3.13
TD | Hydro | 19 | CASS_P | 4.42 | 3.75 | 0.75 | 1.06
TD | Hydro | 19 | CEAN_P | 3.19 | 2.7 | 0.54 | 0.76
TD | Hydro | 19 | CLAC_P | 10.16 | 8.63 | 1.73 | 2.44
TD | Hydro | 19 | DUGR_P | 2.65 | 2.25 | 0.45 | 0.64
TD | Hydro | 19 | DUNO_P | 8.47 | 7.18 | 1.44 | 2.03
TD | Hydro | 19 | EAST | 15.41 | 13.08 | 2.62 | 3.7
TD | Hydro | 19 | ELLA_1 | 2.17 | 1.84 | 0.37 | 0.52
TD | Hydro | 19 | FASN_P | 2.46 | 2.08 | 0.42 | 0.59
TD | Hydro | 19 | FAUG_P | 8.24 | 6.99 | 1.4 | 1.98
TD | Hydro | 19 | FOUR_1 | 6.51 | 5.53 | 1.11 | 1.56
TD | Hydro | 19 | FWIL_P | 22.27 | 18.9 | 3.79 | 5.34
TD | Hydro | 19 | GLLE | 24.96 | 21.18 | 4.24 | 5.99
TD | Hydro | 19 | GRUB_P | 28.72 | 24.37 | 4.88 | 6.89
TD | Hydro | 19 | HARK_1 | 6.08 | 5.16 | 1.03 | 1.46
TD | Hydro | 19 | INDQ1 | 1.3 | 1.11 | 0.22 | 0.31
TD | Hydro | 19 | INNE_P | 4.91 | 4.17 | 0.83 | 1.18
TD | Hydro | 19 | KEOO | 27.35 | 23.21 | 4.65 | 6.56
TD | Hydro | 19 | KIIN_P | 11.29 | 9.59 | 1.92 | 2.71
TD | Hydro | 19 | KINL_P | 6.87 | 5.83 | 1.17 | 1.65
TD | Hydro | 19 | LAIR_P | 3.63 | 3.08 | 0.62 | 0.87
TD | Hydro | 19 | LAND1 | 3.15 | 2.67 | 0.54 | 0.76
TD | Hydro | 19 | LINM | 18.45 | 15.66 | 3.14 | 4.43
TD | Hydro | 19 | PENT_1 | 1.16 | 0.99 | 0.2 | 0.28
TD | Hydro | 19 | PORA_P | 8.99 | 7.63 | 1.53 | 2.16
TD | Hydro | 19 | QUOI_P | 3.39 | 2.88 | 0.58 | 0.81
TD | Hydro | 19 | RANN_P | 14.93 | 12.67 | 2.54 | 3.58
TD | Hydro | 19 | RASS_1 | 8.68 | 7.37 | 1.48 | 2.08
TD | Hydro | 19 | RATS_1 | 1.74 | 1.47 | 0.3 | 0.42
TD | Hydro | 19 | SFIL_P | 7.27 | 6.17 | 1.24 | 1.74
TD | Hydro | 19 | SLOY_P | 1.96 | 1.67 | 0.33 | 0.47
TD | Hydro | 19 | SWAN_1 | 51.01 | 43.29 | 8.67 | 12.24
TD | Hydro | 19 | TAYN_P | 12.56 | 10.66 | 2.13 | 3.01
TD | Hydro | 19 | TRAW_1 | 20.3 | 17.23 | 3.45 | 4.87
TD | Hydro | 19 | TUMB_P | 5.3 | 4.5 | 0.9 | 1.27
TD | Hydro | 20 | ALNE_P | 3.95 | 3.36 | 0.67 | 0.95
TD | Hydro | 20 | ARDK_P | 5.14 | 4.36 | 0.87 | 1.23
TD | Hydro | 20 | ARMO_P | 1.19 | 1.01 | 0.2 | 0.28
TD | Hydro | 20 | BOAG_P | 6.87 | 5.83 | 1.17 | 1.65
TD | Hydro | 20 | BRAC_P | 2.97 | 2.52 | 0.5 | 0.71
TD | Hydro | 20 | BROA_P | 1.19 | 1.01 | 0.2 | 0.28
TD | Hydro | 20 | BUMU_P | 0.99 | 0.84 | 0.17 | 0.24
TD | Hydro | 20 | CAAD_P | 2.37 | 2.01 | 0.4 | 0.57
TD | Hydro | 20 | CAFA | 13.11 | 11.13 | 2.23 | 3.15
TD | Hydro | 20 | CASS_P | 4.45 | 3.78 | 0.76 | 1.07
TD | Hydro | 20 | CEAN_P | 3.21 | 2.72 | 0.55 | 0.77
TD | Hydro | 20 | CLAC_P | 10.23 | 8.68 | 1.74 | 2.46
TD | Hydro | 20 | DUGR_P | 2.67 | 2.27 | 0.45 | 0.64
TD | Hydro | 20 | DUNO_P | 8.52 | 7.23 | 1.45 | 2.05
TD | Hydro | 20 | EAST | 15.51 | 13.17 | 2.64 | 3.72
TD | Hydro | 20 | ELLA_1 | 2.19 | 1.85 | 0.37 | 0.52
TD | Hydro | 20 | FASN_P | 2.47 | 2.1 | 0.42 | 0.59
TD | Hydro | 20 | FAUG_P | 8.3 | 7.04 | 1.41 | 1.99
TD | Hydro | 20 | FOUR_1 | 6.56 | 5.56 | 1.11 | 1.57
TD | Hydro | 20 | FWIL_P | 22.42 | 19.03 | 3.81 | 5.38
TD | Hydro | 20 | GLLE | 25.13 | 21.33 | 4.27 | 6.03
TD | Hydro | 20 | GRUB_P | 28.91 | 24.53 | 4.91 | 6.94
TD | Hydro | 20 | HARK_1 | 6.12 | 5.19 | 1.04 | 1.47
TD | Hydro | 20 | INDQ1 | 1.31 | 1.11 | 0.22 | 0.31
TD | Hydro | 20 | INNE_P | 4.94 | 4.2 | 0.84 | 1.19
TD | Hydro | 20 | KEOO | 27.53 | 23.37 | 4.68 | 6.61
TD | Hydro | 20 | KIIN_P | 11.37 | 9.65 | 1.93 | 2.73
TD | Hydro | 20 | KINL_P | 6.92 | 5.87 | 1.18 | 1.66
TD | Hydro | 20 | LAIR_P | 3.66 | 3.1 | 0.62 | 0.88
TD | Hydro | 20 | LAND1 | 3.17 | 2.69 | 0.54 | 0.76
TD | Hydro | 20 | LINM | 18.57 | 15.76 | 3.16 | 4.46
TD | Hydro | 20 | PENT_1 | 1.17 | 0.99 | 0.2 | 0.28
TD | Hydro | 20 | PORA_P | 9.05 | 7.68 | 1.54 | 2.17
TD | Hydro | 20 | QUOI_P | 3.41 | 2.89 | 0.58 | 0.82
TD | Hydro | 20 | RANN_P | 15.03 | 12.75 | 2.55 | 3.61
TD | Hydro | 20 | RASS_1 | 8.74 | 7.42 | 1.49 | 2.1
TD | Hydro | 20 | RATS_1 | 1.75 | 1.48 | 0.3 | 0.42
TD | Hydro | 20 | SFIL_P | 7.32 | 6.21 | 1.24 | 1.76
TD | Hydro | 20 | SLOY_P | 1.98 | 1.68 | 0.34 | 0.47
TD | Hydro | 20 | SWAN_1 | 51.35 | 43.58 | 8.73 | 12.32
TD | Hydro | 20 | TAYN_P | 12.64 | 10.73 | 2.15 | 3.03
TD | Hydro | 20 | TRAW_1 | 20.44 | 17.35 | 3.47 | 4.91
TD | Hydro | 20 | TUMB_P | 5.34 | 4.53 | 0.91 | 1.28
TD | Hydro | 21 | ALNE_P | 3.98 | 3.38 | 0.68 | 0.96
TD | Hydro | 21 | ARDK_P | 5.18 | 4.39 | 0.88 | 1.24
TD | Hydro | 21 | ARMO_P | 1.19 | 1.01 | 0.2 | 0.29
TD | Hydro | 21 | BOAG_P | 6.92 | 5.87 | 1.18 | 1.66
TD | Hydro | 21 | BRAC_P | 2.99 | 2.53 | 0.51 | 0.72
TD | Hydro | 21 | BROA_P | 1.19 | 1.01 | 0.2 | 0.29
TD | Hydro | 21 | BUMU_P | 1 | 0.84 | 0.17 | 0.24
TD | Hydro | 21 | CAAD_P | 2.39 | 2.03 | 0.41 | 0.57
TD | Hydro | 21 | CAFA | 13.2 | 11.2 | 2.24 | 3.17
TD | Hydro | 21 | CASS_P | 4.48 | 3.8 | 0.76 | 1.07
TD | Hydro | 21 | CEAN_P | 3.23 | 2.74 | 0.55 | 0.78
TD | Hydro | 21 | CLAC_P | 10.3 | 8.74 | 1.75 | 2.47
TD | Hydro | 21 | DUGR_P | 2.69 | 2.28 | 0.46 | 0.64
TD | Hydro | 21 | DUNO_P | 8.58 | 7.28 | 1.46 | 2.06
TD | Hydro | 21 | EAST | 15.62 | 13.25 | 2.65 | 3.75
TD | Hydro | 21 | ELLA_1 | 2.2 | 1.87 | 0.37 | 0.53
TD | Hydro | 21 | FASN_P | 2.49 | 2.11 | 0.42 | 0.6
TD | Hydro | 21 | FAUG_P | 8.35 | 7.09 | 1.42 | 2
TD | Hydro | 21 | FOUR_1 | 6.6 | 5.6 | 1.12 | 1.58
TD | Hydro | 21 | FWIL_P | 22.57 | 19.15 | 3.84 | 5.42
TD | Hydro | 21 | GLLE | 25.3 | 21.47 | 4.3 | 6.07
TD | Hydro | 21 | GRUB_P | 29.1 | 24.7 | 4.95 | 6.98
TD | Hydro | 21 | HARK_1 | 6.16 | 5.23 | 1.05 | 1.48
TD | Hydro | 21 | INDQ1 | 1.32 | 1.12 | 0.22 | 0.32
TD | Hydro | 21 | INNE_P | 4.98 | 4.22 | 0.85 | 1.19
TD | Hydro | 21 | KEOO | 27.71 | 23.52 | 4.71 | 6.65
TD | Hydro | 21 | KIIN_P | 11.45 | 9.71 | 1.95 | 2.75
TD | Hydro | 21 | KINL_P | 6.96 | 5.91 | 1.18 | 1.67
TD | Hydro | 21 | LAIR_P | 3.68 | 3.13 | 0.63 | 0.88
TD | Hydro | 21 | LAND1 | 3.19 | 2.71 | 0.54 | 0.77
TD | Hydro | 21 | LINM | 18.7 | 15.87 | 3.18 | 4.49
TD | Hydro | 21 | PENT_1 | 1.18 | 1 | 0.2 | 0.28
TD | Hydro | 21 | PORA_P | 9.11 | 7.73 | 1.55 | 2.19
TD | Hydro | 21 | QUOI_P | 3.43 | 2.91 | 0.58 | 0.82
TD | Hydro | 21 | RANN_P | 15.13 | 12.84 | 2.57 | 3.63
TD | Hydro | 21 | RASS_1 | 8.8 | 7.47 | 1.5 | 2.11
TD | Hydro | 21 | RATS_1 | 1.76 | 1.49 | 0.3 | 0.42
TD | Hydro | 21 | SFIL_P | 7.37 | 6.25 | 1.25 | 1.77
TD | Hydro | 21 | SLOY_P | 1.99 | 1.69 | 0.34 | 0.48
TD | Hydro | 21 | SWAN_1 | 51.69 | 43.87 | 8.79 | 12.41
TD | Hydro | 21 | TAYN_P | 12.72 | 10.8 | 2.16 | 3.05
TD | Hydro | 21 | TRAW_1 | 20.57 | 17.46 | 3.5 | 4.94
TD | Hydro | 21 | TUMB_P | 5.37 | 4.56 | 0.91 | 1.29
TD | Hydro | 22 | ALNE_P | 4.01 | 3.4 | 0.68 | 0.96
TD | Hydro | 22 | ARDK_P | 5.21 | 4.42 | 0.89 | 1.25
TD | Hydro | 22 | ARMO_P | 1.2 | 1.02 | 0.2 | 0.29
TD | Hydro | 22 | BOAG_P | 6.96 | 5.91 | 1.18 | 1.67
TD | Hydro | 22 | BRAC_P | 3.01 | 2.55 | 0.51 | 0.72
TD | Hydro | 22 | BROA_P | 1.2 | 1.02 | 0.2 | 0.29
TD | Hydro | 22 | BUMU_P | 1 | 0.85 | 0.17 | 0.24
TD | Hydro | 22 | CAAD_P | 2.4 | 2.04 | 0.41 | 0.58
TD | Hydro | 22 | CAFA | 13.28 | 11.27 | 2.26 | 3.19
TD | Hydro | 22 | CASS_P | 4.51 | 3.83 | 0.77 | 1.08
TD | Hydro | 22 | CEAN_P | 3.25 | 2.76 | 0.55 | 0.78
TD | Hydro | 22 | CLAC_P | 10.37 | 8.8 | 1.76 | 2.49
TD | Hydro | 22 | DUGR_P | 2.7 | 2.3 | 0.46 | 0.65
TD | Hydro | 22 | DUNO_P | 8.64 | 7.33 | 1.47 | 2.07
TD | Hydro | 22 | EAST | 15.72 | 13.34 | 2.67 | 3.77
TD | Hydro | 22 | ELLA_1 | 2.21 | 1.88 | 0.38 | 0.53
TD | Hydro | 22 | FASN_P | 2.5 | 2.13 | 0.43 | 0.6
TD | Hydro | 22 | FAUG_P | 8.41 | 7.13 | 1.43 | 2.02
TD | Hydro | 22 | FOUR_1 | 6.64 | 5.64 | 1.13 | 1.59
TD | Hydro | 22 | FWIL_P | 22.72 | 19.28 | 3.86 | 5.45
TD | Hydro | 22 | GLLE | 25.46 | 21.61 | 4.33 | 6.11
TD | Hydro | 22 | GRUB_P | 29.29 | 24.86 | 4.98 | 7.03
TD | Hydro | 22 | HARK_1 | 6.2 | 5.26 | 1.05 | 1.49
TD | Hydro | 22 | INDQ1 | 1.33 | 1.13 | 0.23 | 0.32
TD | Hydro | 22 | INNE_P | 5.01 | 4.25 | 0.85 | 1.2
TD | Hydro | 22 | KEOO | 27.9 | 23.68 | 4.74 | 6.7
TD | Hydro | 22 | KIIN_P | 11.52 | 9.78 | 1.96 | 2.77
TD | Hydro | 22 | KINL_P | 7.01 | 5.95 | 1.19 | 1.68
TD | Hydro | 22 | LAIR_P | 3.71 | 3.15 | 0.63 | 0.89
TD | Hydro | 22 | LAND1 | 3.21 | 2.72 | 0.55 | 0.77
TD | Hydro | 22 | LINM | 18.82 | 15.97 | 3.2 | 4.52
TD | Hydro | 22 | PENT_1 | 1.18 | 1.01 | 0.2 | 0.28
TD | Hydro | 22 | PORA_P | 9.17 | 7.78 | 1.56 | 2.2
TD | Hydro | 22 | QUOI_P | 3.46 | 2.93 | 0.59 | 0.83
TD | Hydro | 22 | RANN_P | 15.23 | 12.92 | 2.59 | 3.65
TD | Hydro | 22 | RASS_1 | 8.86 | 7.52 | 1.51 | 2.13
TD | Hydro | 22 | RATS_1 | 1.77 | 1.5 | 0.3 | 0.43
TD | Hydro | 22 | SFIL_P | 7.41 | 6.29 | 1.26 | 1.78
TD | Hydro | 22 | SLOY_P | 2 | 1.7 | 0.34 | 0.48
TD | Hydro | 22 | SWAN_1 | 52.03 | 44.16 | 8.85 | 12.49
TD | Hydro | 22 | TAYN_P | 12.81 | 10.87 | 2.18 | 3.07
TD | Hydro | 22 | TRAW_1 | 20.71 | 17.58 | 3.52 | 4.97
TD | Hydro | 22 | TUMB_P | 5.41 | 4.59 | 0.92 | 1.3
TD | Hydro | 23 | ALNE_P | 4.03 | 3.42 | 0.69 | 0.97
TD | Hydro | 23 | ARDK_P | 5.24 | 4.45 | 0.89 | 1.26
TD | Hydro | 23 | ARMO_P | 1.21 | 1.03 | 0.21 | 0.29
TD | Hydro | 23 | BOAG_P | 7.01 | 5.95 | 1.19 | 1.68
TD | Hydro | 23 | BRAC_P | 3.03 | 2.57 | 0.51 | 0.73
TD | Hydro | 23 | BROA_P | 1.21 | 1.03 | 0.21 | 0.29
TD | Hydro | 23 | BUMU_P | 1.01 | 0.86 | 0.17 | 0.24
TD | Hydro | 23 | CAAD_P | 2.42 | 2.05 | 0.41 | 0.58
TD | Hydro | 23 | CAFA | 13.37 | 11.35 | 2.27 | 3.21
TD | Hydro | 23 | CASS_P | 4.54 | 3.85 | 0.77 | 1.09
TD | Hydro | 23 | CEAN_P | 3.27 | 2.78 | 0.56 | 0.79
TD | Hydro | 23 | CLAC_P | 10.44 | 8.86 | 1.77 | 2.5
TD | Hydro | 23 | DUGR_P | 2.72 | 2.31 | 0.46 | 0.65
TD | Hydro | 23 | DUNO_P | 8.69 | 7.38 | 1.48 | 2.09
TD | Hydro | 23 | EAST | 15.82 | 13.43 | 2.69 | 3.8
TD | Hydro | 23 | ELLA_1 | 2.23 | 1.89 | 0.38 | 0.53
TD | Hydro | 23 | FASN_P | 2.52 | 2.14 | 0.43 | 0.61
TD | Hydro | 23 | FAUG_P | 8.46 | 7.18 | 1.44 | 2.03
TD | Hydro | 23 | FOUR_1 | 6.69 | 5.67 | 1.14 | 1.6
TD | Hydro | 23 | FWIL_P | 22.86 | 19.41 | 3.89 | 5.49
TD | Hydro | 23 | GLLE | 25.63 | 21.75 | 4.36 | 6.15
TD | Hydro | 23 | GRUB_P | 29.48 | 25.02 | 5.01 | 7.08
TD | Hydro | 23 | HARK_1 | 6.24 | 5.3 | 1.06 | 1.5
TD | Hydro | 23 | INDQ1 | 1.34 | 1.13 | 0.23 | 0.32
TD | Hydro | 23 | INNE_P | 5.04 | 4.28 | 0.86 | 1.21
TD | Hydro | 23 | KEOO | 28.08 | 23.83 | 4.77 | 6.74
TD | Hydro | 23 | KIIN_P | 11.6 | 9.84 | 1.97 | 2.78
TD | Hydro | 23 | KINL_P | 7.05 | 5.99 | 1.2 | 1.69
TD | Hydro | 23 | LAIR_P | 3.73 | 3.17 | 0.63 | 0.9
TD | Hydro | 23 | LAND1 | 3.23 | 2.74 | 0.55 | 0.78
TD | Hydro | 23 | LINM | 18.94 | 16.08 | 3.22 | 4.55
TD | Hydro | 23 | PENT_1 | 1.19 | 1.01 | 0.2 | 0.29
TD | Hydro | 23 | PORA_P | 9.23 | 7.83 | 1.57 | 2.21
TD | Hydro | 23 | QUOI_P | 3.48 | 2.95 | 0.59 | 0.83
TD | Hydro | 23 | RANN_P | 15.33 | 13.01 | 2.61 | 3.68
TD | Hydro | 23 | RASS_1 | 8.91 | 7.57 | 1.52 | 2.14
TD | Hydro | 23 | RATS_1 | 1.78 | 1.51 | 0.3 | 0.43
TD | Hydro | 23 | SFIL_P | 7.46 | 6.33 | 1.27 | 1.79
TD | Hydro | 23 | SLOY_P | 2.02 | 1.71 | 0.34 | 0.48
TD | Hydro | 23 | SWAN_1 | 52.37 | 44.45 | 8.9 | 12.57
TD | Hydro | 23 | TAYN_P | 12.89 | 10.94 | 2.19 | 3.09
TD | Hydro | 23 | TRAW_1 | 20.85 | 17.69 | 3.54 | 5
TD | Hydro | 23 | TUMB_P | 5.45 | 4.62 | 0.93 | 1.31
TD | Hydro | 24 | ALNE_P | 4.06 | 3.45 | 0.69 | 0.97
TD | Hydro | 24 | ARDK_P | 5.28 | 4.48 | 0.9 | 1.27
TD | Hydro | 24 | ARMO_P | 1.22 | 1.03 | 0.21 | 0.29
TD | Hydro | 24 | BOAG_P | 7.05 | 5.99 | 1.2 | 1.69
TD | Hydro | 24 | BRAC_P | 3.04 | 2.58 | 0.52 | 0.73
TD | Hydro | 24 | BROA_P | 1.22 | 1.03 | 0.21 | 0.29
TD | Hydro | 24 | BUMU_P | 1.01 | 0.86 | 0.17 | 0.24
TD | Hydro | 24 | CAAD_P | 2.44 | 2.07 | 0.41 | 0.58
TD | Hydro | 24 | CAFA | 13.46 | 11.42 | 2.29 | 3.23
TD | Hydro | 24 | CASS_P | 4.57 | 3.88 | 0.78 | 1.1
TD | Hydro | 24 | CEAN_P | 3.29 | 2.79 | 0.56 | 0.79
TD | Hydro | 24 | CLAC_P | 10.5 | 8.91 | 1.79 | 2.52
TD | Hydro | 24 | DUGR_P | 2.74 | 2.33 | 0.47 | 0.66
TD | Hydro | 24 | DUNO_P | 8.75 | 7.42 | 1.49 | 2.1
TD | Hydro | 24 | EAST | 15.92 | 13.52 | 2.71 | 3.82
TD | Hydro | 24 | ELLA_1 | 2.24 | 1.9 | 0.38 | 0.54
TD | Hydro | 24 | FASN_P | 2.54 | 2.15 | 0.43 | 0.61
TD | Hydro | 24 | FAUG_P | 8.51 | 7.23 | 1.45 | 2.04
TD | Hydro | 24 | FOUR_1 | 6.73 | 5.71 | 1.14 | 1.62
TD | Hydro | 24 | FWIL_P | 23.01 | 19.53 | 3.91 | 5.52
TD | Hydro | 24 | GLLE | 25.79 | 21.89 | 4.38 | 6.19
TD | Hydro | 24 | GRUB_P | 29.67 | 25.18 | 5.04 | 7.12
TD | Hydro | 24 | HARK_1 | 6.28 | 5.33 | 1.07 | 1.51
TD | Hydro | 24 | INDQ1 | 1.35 | 1.14 | 0.23 | 0.32
TD | Hydro | 24 | INNE_P | 5.07 | 4.31 | 0.86 | 1.22
TD | Hydro | 24 | KEOO | 28.26 | 23.99 | 4.8 | 6.78
TD | Hydro | 24 | KIIN_P | 11.67 | 9.91 | 1.98 | 2.8
TD | Hydro | 24 | KINL_P | 7.1 | 6.02 | 1.21 | 1.7
TD | Hydro | 24 | LAIR_P | 3.75 | 3.19 | 0.64 | 0.9
TD | Hydro | 24 | LAND1 | 3.25 | 2.76 | 0.55 | 0.78
TD | Hydro | 24 | LINM | 19.07 | 16.18 | 3.24 | 4.58
TD | Hydro | 24 | PENT_1 | 1.2 | 1.02 | 0.2 | 0.29
TD | Hydro | 24 | PORA_P | 9.29 | 7.88 | 1.58 | 2.23
TD | Hydro | 24 | QUOI_P | 3.5 | 2.97 | 0.6 | 0.84
TD | Hydro | 24 | RANN_P | 15.43 | 13.09 | 2.62 | 3.7
TD | Hydro | 24 | RASS_1 | 8.97 | 7.61 | 1.53 | 2.15
TD | Hydro | 24 | RATS_1 | 1.79 | 1.52 | 0.31 | 0.43
TD | Hydro | 24 | SFIL_P | 7.51 | 6.37 | 1.28 | 1.8
TD | Hydro | 24 | SLOY_P | 2.03 | 1.72 | 0.35 | 0.49
TD | Hydro | 24 | SWAN_1 | 52.71 | 44.74 | 8.96 | 12.65
TD | Hydro | 24 | TAYN_P | 12.98 | 11.01 | 2.21 | 3.11
TD | Hydro | 24 | TRAW_1 | 20.98 | 17.81 | 3.57 | 5.04
TD | Hydro | 24 | TUMB_P | 5.48 | 4.65 | 0.93 | 1.32
TD | Hydro | 25 | ALNE_P | 4.09 | 3.47 | 0.69 | 0.98
TD | Hydro | 25 | ARDK_P | 5.31 | 4.51 | 0.9 | 1.27
TD | Hydro | 25 | ARMO_P | 1.23 | 1.04 | 0.21 | 0.29
TD | Hydro | 25 | BOAG_P | 7.1 | 6.02 | 1.21 | 1.7
TD | Hydro | 25 | BRAC_P | 3.06 | 2.6 | 0.52 | 0.74
TD | Hydro | 25 | BROA_P | 1.23 | 1.04 | 0.21 | 0.29
TD | Hydro | 25 | BUMU_P | 1.02 | 0.87 | 0.17 | 0.25
TD | Hydro | 25 | CAAD_P | 2.45 | 2.08 | 0.42 | 0.59
TD | Hydro | 25 | CAFA | 13.54 | 11.49 | 2.3 | 3.25
TD | Hydro | 25 | CASS_P | 4.6 | 3.9 | 0.78 | 1.1
TD | Hydro | 25 | CEAN_P | 3.31 | 2.81 | 0.56 | 0.8
TD | Hydro | 25 | CLAC_P | 10.57 | 8.97 | 1.8 | 2.54
TD | Hydro | 25 | DUGR_P | 2.76 | 2.34 | 0.47 | 0.66
TD | Hydro | 25 | DUNO_P | 8.8 | 7.47 | 1.5 | 2.11
TD | Hydro | 25 | EAST | 16.03 | 13.6 | 2.72 | 3.85
TD | Hydro | 25 | ELLA_1 | 2.26 | 1.92 | 0.38 | 0.54
TD | Hydro | 25 | FASN_P | 2.55 | 2.17 | 0.43 | 0.61
TD | Hydro | 25 | FAUG_P | 8.57 | 7.27 | 1.46 | 2.06
TD | Hydro | 25 | FOUR_1 | 6.77 | 5.75 | 1.15 | 1.63
TD | Hydro | 25 | FWIL_P | 23.16 | 19.66 | 3.94 | 5.56
TD | Hydro | 25 | GLLE | 25.96 | 22.03 | 4.41 | 6.23
TD | Hydro | 25 | GRUB_P | 29.86 | 25.34 | 5.08 | 7.17
TD | Hydro | 25 | HARK_1 | 6.32 | 5.36 | 1.07 | 1.52
TD | Hydro | 25 | INDQ1 | 1.35 | 1.15 | 0.23 | 0.33
TD | Hydro | 25 | INNE_P | 5.11 | 4.33 | 0.87 | 1.23
TD | Hydro | 25 | KEOO | 28.44 | 24.14 | 4.84 | 6.83
TD | Hydro | 25 | KIIN_P | 11.75 | 9.97 | 2 | 2.82
TD | Hydro | 25 | KINL_P | 7.14 | 6.06 | 1.21 | 1.71
TD | Hydro | 25 | LAIR_P | 3.78 | 3.21 | 0.64 | 0.91
TD | Hydro | 25 | LAND1 | 3.27 | 2.78 | 0.56 | 0.79
TD | Hydro | 25 | LINM | 19.19 | 16.28 | 3.26 | 4.6
TD | Hydro | 25 | PENT_1 | 1.21 | 1.02 | 0.21 | 0.29
TD | Hydro | 25 | PORA_P | 9.35 | 7.93 | 1.59 | 2.24
TD | Hydro | 25 | QUOI_P | 3.52 | 2.99 | 0.6 | 0.85
TD | Hydro | 25 | RANN_P | 15.52 | 13.18 | 2.64 | 3.73
TD | Hydro | 25 | RASS_1 | 9.03 | 7.66 | 1.53 | 2.17
TD | Hydro | 25 | RATS_1 | 1.81 | 1.53 | 0.31 | 0.43
TD | Hydro | 25 | SFIL_P | 7.56 | 6.41 | 1.28 | 1.81
TD | Hydro | 25 | SLOY_P | 2.04 | 1.73 | 0.35 | 0.49
TD | Hydro | 25 | SWAN_1 | 53.05 | 45.02 | 9.02 | 12.73
TD | Hydro | 25 | TAYN_P | 13.06 | 11.08 | 2.22 | 3.13
TD | Hydro | 25 | TRAW_1 | 21.11 | 17.92 | 3.59 | 5.07
TD | Hydro | 25 | TUMB_P | 5.52 | 4.68 | 0.94 | 1.32
TD | Hydro | 26 | ALNE_P | 4.11 | 3.49 | 0.7 | 0.99
TD | Hydro | 26 | ARDK_P | 5.35 | 4.54 | 0.91 | 1.28
TD | Hydro | 26 | ARMO_P | 1.23 | 1.05 | 0.21 | 0.3
TD | Hydro | 26 | BOAG_P | 7.14 | 6.06 | 1.21 | 1.71
TD | Hydro | 26 | BRAC_P | 3.08 | 2.62 | 0.52 | 0.74
TD | Hydro | 26 | BROA_P | 1.23 | 1.05 | 0.21 | 0.3
TD | Hydro | 26 | BUMU_P | 1.03 | 0.87 | 0.17 | 0.25
TD | Hydro | 26 | CAAD_P | 2.47 | 2.09 | 0.42 | 0.59
TD | Hydro | 26 | CAFA | 13.63 | 11.57 | 2.32 | 3.27
TD | Hydro | 26 | CASS_P | 4.63 | 3.93 | 0.79 | 1.11
TD | Hydro | 26 | CEAN_P | 3.34 | 2.83 | 0.57 | 0.8
TD | Hydro | 26 | CLAC_P | 10.64 | 9.03 | 1.81 | 2.55
TD | Hydro | 26 | DUGR_P | 2.78 | 2.36 | 0.47 | 0.67
TD | Hydro | 26 | DUNO_P | 8.86 | 7.52 | 1.51 | 2.13
TD | Hydro | 26 | EAST | 16.13 | 13.69 | 2.74 | 3.87
TD | Hydro | 26 | ELLA_1 | 2.27 | 1.93 | 0.39 | 0.55
TD | Hydro | 26 | FASN_P | 2.57 | 2.18 | 0.44 | 0.62
TD | Hydro | 26 | FAUG_P | 8.62 | 7.32 | 1.47 | 2.07
TD | Hydro | 26 | FOUR_1 | 6.82 | 5.78 | 1.16 | 1.64
TD | Hydro | 26 | FWIL_P | 23.31 | 19.78 | 3.96 | 5.59
TD | Hydro | 26 | GLLE | 26.13 | 22.17 | 4.44 | 6.27
TD | Hydro | 26 | GRUB_P | 30.05 | 25.51 | 5.11 | 7.21
TD | Hydro | 26 | HARK_1 | 6.36 | 5.4 | 1.08 | 1.53
TD | Hydro | 26 | INDQ1 | 1.36 | 1.16 | 0.23 | 0.33
TD | Hydro | 26 | INNE_P | 5.14 | 4.36 | 0.87 | 1.23
TD | Hydro | 26 | KEOO | 28.62 | 24.29 | 4.87 | 6.87
TD | Hydro | 26 | KIIN_P | 11.82 | 10.03 | 2.01 | 2.84
TD | Hydro | 26 | KINL_P | 7.19 | 6.1 | 1.22 | 1.73
TD | Hydro | 26 | LAIR_P | 3.8 | 3.23 | 0.65 | 0.91
TD | Hydro | 26 | LAND1 | 3.29 | 2.8 | 0.56 | 0.79
TD | Hydro | 26 | LINM | 19.31 | 16.39 | 3.28 | 4.63
TD | Hydro | 26 | PENT_1 | 1.22 | 1.03 | 0.21 | 0.29
TD | Hydro | 26 | PORA_P | 9.41 | 7.98 | 1.6 | 2.26
TD | Hydro | 26 | QUOI_P | 3.55 | 3.01 | 0.6 | 0.85
TD | Hydro | 26 | RANN_P | 15.62 | 13.26 | 2.66 | 3.75
TD | Hydro | 26 | RASS_1 | 9.09 | 7.71 | 1.54 | 2.18
TD | Hydro | 26 | RATS_1 | 1.82 | 1.54 | 0.31 | 0.44
TD | Hydro | 26 | SFIL_P | 7.61 | 6.46 | 1.29 | 1.83
TD | Hydro | 26 | SLOY_P | 2.06 | 1.74 | 0.35 | 0.49
TD | Hydro | 26 | SWAN_1 | 53.39 | 45.31 | 9.08 | 12.81
TD | Hydro | 26 | TAYN_P | 13.14 | 11.15 | 2.23 | 3.15
TD | Hydro | 26 | TRAW_1 | 21.25 | 18.03 | 3.61 | 5.1
TD | Hydro | 26 | TUMB_P | 5.55 | 4.71 | 0.94 | 1.33
TD | Hydro | 27 | ALNE_P | 4.14 | 3.51 | 0.7 | 0.99
TD | Hydro | 27 | ARDK_P | 5.38 | 4.56 | 0.91 | 1.29
TD | Hydro | 27 | ARMO_P | 1.24 | 1.05 | 0.21 | 0.3
TD | Hydro | 27 | BOAG_P | 7.19 | 6.1 | 1.22 | 1.73
TD | Hydro | 27 | BRAC_P | 3.1 | 2.63 | 0.53 | 0.74
TD | Hydro | 27 | BROA_P | 1.24 | 1.05 | 0.21 | 0.3
TD | Hydro | 27 | BUMU_P | 1.03 | 0.88 | 0.18 | 0.25
TD | Hydro | 27 | CAAD_P | 2.48 | 2.11 | 0.42 | 0.6
TD | Hydro | 27 | CAFA | 13.72 | 11.64 | 2.33 | 3.29
TD | Hydro | 27 | CASS_P | 4.65 | 3.95 | 0.79 | 1.12
TD | Hydro | 27 | CEAN_P | 3.36 | 2.85 | 0.57 | 0.81
TD | Hydro | 27 | CLAC_P | 10.71 | 9.09 | 1.82 | 2.57
TD | Hydro | 27 | DUGR_P | 2.79 | 2.37 | 0.47 | 0.67
TD | Hydro | 27 | DUNO_P | 8.92 | 7.57 | 1.52 | 2.14
TD | Hydro | 27 | EAST | 16.23 | 13.78 | 2.76 | 3.9
TD | Hydro | 27 | ELLA_1 | 2.29 | 1.94 | 0.39 | 0.55
TD | Hydro | 27 | FASN_P | 2.59 | 2.19 | 0.44 | 0.62
TD | Hydro | 27 | FAUG_P | 8.68 | 7.37 | 1.48 | 2.08
TD | Hydro | 27 | FOUR_1 | 6.86 | 5.82 | 1.17 | 1.65
TD | Hydro | 27 | FWIL_P | 23.45 | 19.91 | 3.99 | 5.63
TD | Hydro | 27 | GLLE | 26.29 | 22.31 | 4.47 | 6.31
TD | Hydro | 27 | GRUB_P | 30.24 | 25.67 | 5.14 | 7.26
TD | Hydro | 27 | HARK_1 | 6.4 | 5.43 | 1.09 | 1.54
TD | Hydro | 27 | INDQ1 | 1.37 | 1.16 | 0.23 | 0.33
TD | Hydro | 27 | INNE_P | 5.17 | 4.39 | 0.88 | 1.24
TD | Hydro | 27 | KEOO | 28.8 | 24.45 | 4.9 | 6.91
TD | Hydro | 27 | KIIN_P | 11.9 | 10.1 | 2.02 | 2.85
TD | Hydro | 27 | KINL_P | 7.24 | 6.14 | 1.23 | 1.74
TD | Hydro | 27 | LAIR_P | 3.83 | 3.25 | 0.65 | 0.92
TD | Hydro | 27 | LAND1 | 3.31 | 2.81 | 0.56 | 0.8
TD | Hydro | 27 | LINM | 19.43 | 16.49 | 3.3 | 4.66
TD | Hydro | 27 | PENT_1 | 1.22 | 1.04 | 0.21 | 0.29
TD | Hydro | 27 | PORA_P | 9.46 | 8.03 | 1.61 | 2.27
TD | Hydro | 27 | QUOI_P | 3.57 | 3.03 | 0.61 | 0.86
TD | Hydro | 27 | RANN_P | 15.72 | 13.34 | 2.67 | 3.77
TD | Hydro | 27 | RASS_1 | 9.14 | 7.76 | 1.55 | 2.19
TD | Hydro | 27 | RATS_1 | 1.83 | 1.55 | 0.31 | 0.44
TD | Hydro | 27 | SFIL_P | 7.65 | 6.5 | 1.3 | 1.84
TD | Hydro | 27 | SLOY_P | 2.07 | 1.76 | 0.35 | 0.5
TD | Hydro | 27 | SWAN_1 | 53.72 | 45.59 | 9.13 | 12.89
TD | Hydro | 27 | TAYN_P | 13.22 | 11.22 | 2.25 | 3.17
TD | Hydro | 27 | TRAW_1 | 21.38 | 18.15 | 3.63 | 5.13
TD | Hydro | 27 | TUMB_P | 5.59 | 4.74 | 0.95 | 1.34
TD | Hydro | 28 | ALNE_P | 4.16 | 3.53 | 0.71 | 1
TD | Hydro | 28 | ARDK_P | 5.41 | 4.59 | 0.92 | 1.3
TD | Hydro | 28 | ARMO_P | 1.25 | 1.06 | 0.21 | 0.3
TD | Hydro | 28 | BOAG_P | 7.23 | 6.14 | 1.23 | 1.74
TD | Hydro | 28 | BRAC_P | 3.12 | 2.65 | 0.53 | 0.75
TD | Hydro | 28 | BROA_P | 1.25 | 1.06 | 0.21 | 0.3
TD | Hydro | 28 | BUMU_P | 1.04 | 0.88 | 0.18 | 0.25
TD | Hydro | 28 | CAAD_P | 2.5 | 2.12 | 0.42 | 0.6
TD | Hydro | 28 | CAFA | 13.8 | 11.71 | 2.35 | 3.31
TD | Hydro | 28 | CASS_P | 4.68 | 3.98 | 0.8 | 1.12
TD | Hydro | 28 | CEAN_P | 3.38 | 2.87 | 0.57 | 0.81
TD | Hydro | 28 | CLAC_P | 10.77 | 9.14 | 1.83 | 2.59
TD | Hydro | 28 | DUGR_P | 2.81 | 2.39 | 0.48 | 0.67
TD | Hydro | 28 | DUNO_P | 8.97 | 7.61 | 1.53 | 2.15
TD | Hydro | 28 | EAST | 16.33 | 13.86 | 2.78 | 3.92
TD | Hydro | 28 | ELLA_1 | 2.3 | 1.95 | 0.39 | 0.55
TD | Hydro | 28 | FASN_P | 2.6 | 2.21 | 0.44 | 0.62
TD | Hydro | 28 | FAUG_P | 8.73 | 7.41 | 1.48 | 2.1
TD | Hydro | 28 | FOUR_1 | 6.9 | 5.86 | 1.17 | 1.66
TD | Hydro | 28 | FWIL_P | 23.6 | 20.03 | 4.01 | 5.66
TD | Hydro | 28 | GLLE | 26.45 | 22.45 | 4.5 | 6.35
TD | Hydro | 28 | GRUB_P | 30.43 | 25.83 | 5.17 | 7.3
TD | Hydro | 28 | HARK_1 | 6.44 | 5.47 | 1.1 | 1.55
TD | Hydro | 28 | INDQ1 | 1.38 | 1.17 | 0.23 | 0.33
TD | Hydro | 28 | INNE_P | 5.2 | 4.42 | 0.88 | 1.25
TD | Hydro | 28 | KEOO | 28.99 | 24.6 | 4.93 | 6.96
TD | Hydro | 28 | KIIN_P | 11.97 | 10.16 | 2.03 | 2.87
TD | Hydro | 28 | KINL_P | 7.28 | 6.18 | 1.24 | 1.75
TD | Hydro | 28 | LAIR_P | 3.85 | 3.27 | 0.65 | 0.92
TD | Hydro | 28 | LAND1 | 3.34 | 2.83 | 0.57 | 0.8
TD | Hydro | 28 | LINM | 19.55 | 16.59 | 3.32 | 4.69
TD | Hydro | 28 | PENT_1 | 1.23 | 1.04 | 0.21 | 0.3
TD | Hydro | 28 | PORA_P | 9.52 | 8.08 | 1.62 | 2.29
TD | Hydro | 28 | QUOI_P | 3.59 | 3.05 | 0.61 | 0.86
TD | Hydro | 28 | RANN_P | 15.82 | 13.43 | 2.69 | 3.8
TD | Hydro | 28 | RASS_1 | 9.2 | 7.81 | 1.56 | 2.21
TD | Hydro | 28 | RATS_1 | 1.84 | 1.56 | 0.31 | 0.44
TD | Hydro | 28 | SFIL_P | 7.7 | 6.54 | 1.31 | 1.85
TD | Hydro | 28 | SLOY_P | 2.08 | 1.77 | 0.35 | 0.5
TD | Hydro | 28 | SWAN_1 | 54.06 | 45.88 | 9.19 | 12.97
TD | Hydro | 28 | TAYN_P | 13.31 | 11.29 | 2.26 | 3.19
TD | Hydro | 28 | TRAW_1 | 21.52 | 18.26 | 3.66 | 5.16
TD | Hydro | 28 | TUMB_P | 5.62 | 4.77 | 0.96 | 1.35
TD | Hydro | 29 | ALNE_P | 4.19 | 3.56 | 0.71 | 1.01
TD | Hydro | 29 | ARDK_P | 5.45 | 4.62 | 0.93 | 1.31
TD | Hydro | 29 | ARMO_P | 1.26 | 1.07 | 0.21 | 0.3
TD | Hydro | 29 | BOAG_P | 7.28 | 6.18 | 1.24 | 1.75
TD | Hydro | 29 | BRAC_P | 3.14 | 2.67 | 0.53 | 0.75
TD | Hydro | 29 | BROA_P | 1.26 | 1.07 | 0.21 | 0.3
TD | Hydro | 29 | BUMU_P | 1.05 | 0.89 | 0.18 | 0.25
TD | Hydro | 29 | CAAD_P | 2.51 | 2.13 | 0.43 | 0.6
TD | Hydro | 29 | CAFA | 13.89 | 11.79 | 2.36 | 3.33
TD | Hydro | 29 | CASS_P | 4.71 | 4 | 0.8 | 1.13
TD | Hydro | 29 | CEAN_P | 3.4 | 2.88 | 0.58 | 0.82
TD | Hydro | 29 | CLAC_P | 10.84 | 9.2 | 1.84 | 2.6
TD | Hydro | 29 | DUGR_P | 2.83 | 2.4 | 0.48 | 0.68
TD | Hydro | 29 | DUNO_P | 9.03 | 7.66 | 1.53 | 2.17
TD | Hydro | 29 | EAST | 16.43 | 13.95 | 2.79 | 3.94
TD | Hydro | 29 | ELLA_1 | 2.31 | 1.96 | 0.39 | 0.56
TD | Hydro | 29 | FASN_P | 2.62 | 2.22 | 0.45 | 0.63
TD | Hydro | 29 | FAUG_P | 8.79 | 7.46 | 1.49 | 2.11
TD | Hydro | 29 | FOUR_1 | 6.94 | 5.89 | 1.18 | 1.67
TD | Hydro | 29 | FWIL_P | 23.75 | 20.15 | 4.04 | 5.7
TD | Hydro | 29 | GLLE | 26.62 | 22.59 | 4.53 | 6.39
TD | Hydro | 29 | GRUB_P | 30.62 | 25.99 | 5.21 | 7.35
TD | Hydro | 29 | HARK_1 | 6.48 | 5.5 | 1.1 | 1.56
TD | Hydro | 29 | INDQ1 | 1.39 | 1.18 | 0.24 | 0.33
TD | Hydro | 29 | INNE_P | 5.24 | 4.44 | 0.89 | 1.26
TD | Hydro | 29 | KEOO | 29.17 | 24.75 | 4.96 | 7
TD | Hydro | 29 | KIIN_P | 12.04 | 10.22 | 2.05 | 2.89
TD | Hydro | 29 | KINL_P | 7.33 | 6.22 | 1.25 | 1.76
TD | Hydro | 29 | LAIR_P | 3.88 | 3.29 | 0.66 | 0.93
TD | Hydro | 29 | LAND1 | 3.36 | 2.85 | 0.57 | 0.81
TD | Hydro | 29 | LINM | 19.68 | 16.7 | 3.34 | 4.72
TD | Hydro | 29 | PENT_1 | 1.24 | 1.05 | 0.21 | 0.3
TD | Hydro | 29 | PORA_P | 9.58 | 8.13 | 1.63 | 2.3
TD | Hydro | 29 | QUOI_P | 3.61 | 3.07 | 0.61 | 0.87
TD | Hydro | 29 | RANN_P | 15.92 | 13.51 | 2.71 | 3.82
TD | Hydro | 29 | RASS_1 | 9.26 | 7.86 | 1.57 | 2.22
TD | Hydro | 29 | RATS_1 | 1.85 | 1.57 | 0.31 | 0.44
TD | Hydro | 29 | SFIL_P | 7.75 | 6.58 | 1.32 | 1.86
TD | Hydro | 29 | SLOY_P | 2.09 | 1.78 | 0.36 | 0.5
TD | Hydro | 29 | SWAN_1 | 54.4 | 46.17 | 9.25 | 13.05
TD | Hydro | 29 | TAYN_P | 13.39 | 11.36 | 2.28 | 3.21
TD | Hydro | 29 | TRAW_1 | 21.65 | 18.37 | 3.68 | 5.2
TD | Hydro | 29 | TUMB_P | 5.66 | 4.8 | 0.96 | 1.36
TD | Hydro | 30 | ALNE_P | 4.22 | 3.58 | 0.72 | 1.01
TD | Hydro | 30 | ARDK_P | 5.48 | 4.65 | 0.93 | 1.32
TD | Hydro | 30 | ARMO_P | 1.26 | 1.07 | 0.21 | 0.3
TD | Hydro | 30 | BOAG_P | 7.32 | 6.22 | 1.25 | 1.76
TD | Hydro | 30 | BRAC_P | 3.16 | 2.68 | 0.54 | 0.76
TD | Hydro | 30 | BROA_P | 1.26 | 1.07 | 0.21 | 0.3
TD | Hydro | 30 | BUMU_P | 1.05 | 0.89 | 0.18 | 0.25
TD | Hydro | 30 | CAAD_P | 2.53 | 2.15 | 0.43 | 0.61
TD | Hydro | 30 | CAFA | 13.97 | 11.86 | 2.38 | 3.35
TD | Hydro | 30 | CASS_P | 4.74 | 4.02 | 0.81 | 1.14
TD | Hydro | 30 | CEAN_P | 3.42 | 2.9 | 0.58 | 0.82
TD | Hydro | 30 | CLAC_P | 10.91 | 9.26 | 1.85 | 2.62
TD | Hydro | 30 | DUGR_P | 2.85 | 2.41 | 0.48 | 0.68
TD | Hydro | 30 | DUNO_P | 9.08 | 7.71 | 1.54 | 2.18
TD | Hydro | 30 | EAST | 16.54 | 14.03 | 2.81 | 3.97
TD | Hydro | 30 | ELLA_1 | 2.33 | 1.98 | 0.4 | 0.56
TD | Hydro | 30 | FASN_P | 2.63 | 2.24 | 0.45 | 0.63
TD | Hydro | 30 | FAUG_P | 8.84 | 7.5 | 1.5 | 2.12
TD | Hydro | 30 | FOUR_1 | 6.99 | 5.93 | 1.19 | 1.68
TD | Hydro | 30 | FWIL_P | 23.89 | 20.28 | 4.06 | 5.73
TD | Hydro | 30 | GLLE | 26.78 | 22.73 | 4.55 | 6.43
TD | Hydro | 30 | GRUB_P | 30.81 | 26.15 | 5.24 | 7.39
TD | Hydro | 30 | HARK_1 | 6.52 | 5.53 | 1.11 | 1.57
TD | Hydro | 30 | INDQ1 | 1.4 | 1.19 | 0.24 | 0.34
TD | Hydro | 30 | INNE_P | 5.27 | 4.47 | 0.9 | 1.26
TD | Hydro | 30 | KEOO | 29.35 | 24.91 | 4.99 | 7.04
TD | Hydro | 30 | KIIN_P | 12.12 | 10.29 | 2.06 | 2.91
TD | Hydro | 30 | KINL_P | 7.37 | 6.26 | 1.25 | 1.77
TD | Hydro | 30 | LAIR_P | 3.9 | 3.31 | 0.66 | 0.94
TD | Hydro | 30 | LAND1 | 3.38 | 2.87 | 0.57 | 0.81
TD | Hydro | 30 | LINM | 19.8 | 16.8 | 3.37 | 4.75
TD | Hydro | 30 | PENT_1 | 1.25 | 1.06 | 0.21 | 0.3
TD | Hydro | 30 | PORA_P | 9.64 | 8.18 | 1.64 | 2.31
TD | Hydro | 30 | QUOI_P | 3.64 | 3.09 | 0.62 | 0.87
TD | Hydro | 30 | RANN_P | 16.02 | 13.59 | 2.72 | 3.84
TD | Hydro | 30 | RASS_1 | 9.32 | 7.91 | 1.58 | 2.24
TD | Hydro | 30 | RATS_1 | 1.86 | 1.58 | 0.32 | 0.45
TD | Hydro | 30 | SFIL_P | 7.8 | 6.62 | 1.33 | 1.87
TD | Hydro | 30 | SLOY_P | 2.11 | 1.79 | 0.36 | 0.51
TD | Hydro | 30 | SWAN_1 | 54.73 | 46.45 | 9.3 | 13.14
TD | Hydro | 30 | TAYN_P | 13.47 | 11.43 | 2.29 | 3.23
TD | Hydro | 30 | TRAW_1 | 21.78 | 18.49 | 3.7 | 5.23
TD | Hydro | 30 | TUMB_P | 5.69 | 4.83 | 0.97 | 1.37
TD | Hydro | 31 | ALNE_P | 4.24 | 3.6 | 0.72 | 1.02
TD | Hydro | 31 | ARDK_P | 5.51 | 4.68 | 0.94 | 1.32
TD | Hydro | 31 | ARMO_P | 1.27 | 1.08 | 0.22 | 0.31
TD | Hydro | 31 | BOAG_P | 7.37 | 6.25 | 1.25 | 1.77
TD | Hydro | 31 | BRAC_P | 3.18 | 2.7 | 0.54 | 0.76
TD | Hydro | 31 | BROA_P | 1.27 | 1.08 | 0.22 | 0.31
TD | Hydro | 31 | BUMU_P | 1.06 | 0.9 | 0.18 | 0.25
TD | Hydro | 31 | CAAD_P | 2.54 | 2.16 | 0.43 | 0.61
TD | Hydro | 31 | CAFA | 14.06 | 11.93 | 2.39 | 3.37
TD | Hydro | 31 | CASS_P | 4.77 | 4.05 | 0.81 | 1.15
TD | Hydro | 31 | CEAN_P | 3.44 | 2.92 | 0.58 | 0.83
TD | Hydro | 31 | CLAC_P | 10.97 | 9.31 | 1.87 | 2.63
TD | Hydro | 31 | DUGR_P | 2.86 | 2.43 | 0.49 | 0.69
TD | Hydro | 31 | DUNO_P | 9.14 | 7.76 | 1.55 | 2.19
TD | Hydro | 31 | EAST | 16.64 | 14.12 | 2.83 | 3.99
TD | Hydro | 31 | ELLA_1 | 2.34 | 1.99 | 0.4 | 0.56
TD | Hydro | 31 | FASN_P | 2.65 | 2.25 | 0.45 | 0.64
TD | Hydro | 31 | FAUG_P | 8.9 | 7.55 | 1.51 | 2.13
TD | Hydro | 31 | FOUR_1 | 7.03 | 5.97 | 1.2 | 1.69
TD | Hydro | 31 | FWIL_P | 24.04 | 20.4 | 4.09 | 5.77
TD | Hydro | 31 | GLLE | 26.95 | 22.87 | 4.58 | 6.47
TD | Hydro | 31 | GRUB_P | 31 | 26.31 | 5.27 | 7.44
TD | Hydro | 31 | HARK_1 | 6.56 | 5.57 | 1.12 | 1.57
TD | Hydro | 31 | INDQ1 | 1.41 | 1.19 | 0.24 | 0.34
TD | Hydro | 31 | INNE_P | 5.3 | 4.5 | 0.9 | 1.27
TD | Hydro | 31 | KEOO | 29.53 | 25.06 | 5.02 | 7.09
TD | Hydro | 31 | KIIN_P | 12.19 | 10.35 | 2.07 | 2.93
TD | Hydro | 31 | KINL_P | 7.42 | 6.29 | 1.26 | 1.78
TD | Hydro | 31 | LAIR_P | 3.92 | 3.33 | 0.67 | 0.94
TD | Hydro | 31 | LAND1 | 3.4 | 2.88 | 0.58 | 0.82
TD | Hydro | 31 | LINM | 19.92 | 16.9 | 3.39 | 4.78
TD | Hydro | 31 | PENT_1 | 1.25 | 1.06 | 0.21 | 0.3
TD | Hydro | 31 | PORA_P | 9.7 | 8.23 | 1.65 | 2.33
TD | Hydro | 31 | QUOI_P | 3.66 | 3.1 | 0.62 | 0.88
TD | Hydro | 31 | RANN_P | 16.12 | 13.68 | 2.74 | 3.87
TD | Hydro | 31 | RASS_1 | 9.37 | 7.96 | 1.59 | 2.25
TD | Hydro | 31 | RATS_1 | 1.87 | 1.59 | 0.32 | 0.45
TD | Hydro | 31 | SFIL_P | 7.85 | 6.66 | 1.33 | 1.88
TD | Hydro | 31 | SLOY_P | 2.12 | 1.8 | 0.36 | 0.51
TD | Hydro | 31 | SWAN_1 | 55.07 | 46.74 | 9.36 | 13.22
TD | Hydro | 31 | TAYN_P | 13.56 | 11.5 | 2.3 | 3.25
TD | Hydro | 31 | TRAW_1 | 21.92 | 18.6 | 3.73 | 5.26
TD | Hydro | 31 | TUMB_P | 5.73 | 4.86 | 0.97 | 1.37
TD | Hydro | 32 | ALNE_P | 4.27 | 3.62 | 0.73 | 1.02
TD | Hydro | 32 | ARDK_P | 5.55 | 4.71 | 0.94 | 1.33
TD | Hydro | 32 | ARMO_P | 1.28 | 1.09 | 0.22 | 0.31
TD | Hydro | 32 | BOAG_P | 7.41 | 6.29 | 1.26 | 1.78
TD | Hydro | 32 | BRAC_P | 3.2 | 2.72 | 0.54 | 0.77
TD | Hydro | 32 | BROA_P | 1.28 | 1.09 | 0.22 | 0.31
TD | Hydro | 32 | BUMU_P | 1.07 | 0.91 | 0.18 | 0.26
TD | Hydro | 32 | CAAD_P | 2.56 | 2.17 | 0.44 | 0.61
TD | Hydro | 32 | CAFA | 14.15 | 12.01 | 2.4 | 3.4
TD | Hydro | 32 | CASS_P | 4.8 | 4.07 | 0.82 | 1.15
TD | Hydro | 32 | CEAN_P | 3.46 | 2.94 | 0.59 | 0.83
TD | Hydro | 32 | CLAC_P | 11.04 | 9.37 | 1.88 | 2.65
TD | Hydro | 32 | DUGR_P | 2.88 | 2.44 | 0.49 | 0.69
TD | Hydro | 32 | DUNO_P | 9.19 | 7.8 | 1.56 | 2.21
TD | Hydro | 32 | EAST | 16.74 | 14.21 | 2.85 | 4.02
TD | Hydro | 32 | ELLA_1 | 2.36 | 2 | 0.4 | 0.57
TD | Hydro | 32 | FASN_P | 2.67 | 2.26 | 0.45 | 0.64
TD | Hydro | 32 | FAUG_P | 8.95 | 7.6 | 1.52 | 2.15
TD | Hydro | 32 | FOUR_1 | 7.07 | 6 | 1.2 | 1.7
TD | Hydro | 32 | FWIL_P | 24.19 | 20.53 | 4.11 | 5.81
TD | Hydro | 32 | GLLE | 27.11 | 23.01 | 4.61 | 6.51
TD | Hydro | 32 | GRUB_P | 31.19 | 26.47 | 5.3 | 7.49
TD | Hydro | 32 | HARK_1 | 6.6 | 5.6 | 1.12 | 1.58
TD | Hydro | 32 | INDQ1 | 1.41 | 1.2 | 0.24 | 0.34
TD | Hydro | 32 | INNE_P | 5.33 | 4.53 | 0.91 | 1.28
TD | Hydro | 32 | KEOO | 29.71 | 25.21 | 5.05 | 7.13
TD | Hydro | 32 | KIIN_P | 12.27 | 10.41 | 2.09 | 2.94
TD | Hydro | 32 | KINL_P | 7.46 | 6.33 | 1.27 | 1.79
TD | Hydro | 32 | LAIR_P | 3.95 | 3.35 | 0.67 | 0.95
TD | Hydro | 32 | LAND1 | 3.42 | 2.9 | 0.58 | 0.82
TD | Hydro | 32 | LINM | 20.04 | 17.01 | 3.41 | 4.81
TD | Hydro | 32 | PENT_1 | 1.26 | 1.07 | 0.21 | 0.3
TD | Hydro | 32 | PORA_P | 9.76 | 8.28 | 1.66 | 2.34
TD | Hydro | 32 | QUOI_P | 3.68 | 3.12 | 0.63 | 0.88
TD | Hydro | 32 | RANN_P | 16.21 | 13.76 | 2.76 | 3.89
TD | Hydro | 32 | RASS_1 | 9.43 | 8 | 1.6 | 2.26
TD | Hydro | 32 | RATS_1 | 1.89 | 1.6 | 0.32 | 0.45
TD | Hydro | 32 | SFIL_P | 7.89 | 6.7 | 1.34 | 1.89
TD | Hydro | 32 | SLOY_P | 2.13 | 1.81 | 0.36 | 0.51
TD | Hydro | 32 | SWAN_1 | 55.4 | 47.02 | 9.42 | 13.3
TD | Hydro | 32 | TAYN_P | 13.64 | 11.58 | 2.32 | 3.27
TD | Hydro | 32 | TRAW_1 | 22.05 | 18.72 | 3.75 | 5.29
TD | Hydro | 32 | TUMB_P | 5.76 | 4.89 | 0.98 | 1.38
TD | Hydro | 33 | ALNE_P | 4.29 | 3.64 | 0.73 | 1.03
TD | Hydro | 33 | ARDK_P | 5.58 | 4.74 | 0.95 | 1.34
TD | Hydro | 33 | ARMO_P | 1.29 | 1.09 | 0.22 | 0.31
TD | Hydro | 33 | BOAG_P | 7.46 | 6.33 | 1.27 | 1.79
TD | Hydro | 33 | BRAC_P | 3.22 | 2.73 | 0.55 | 0.77
TD | Hydro | 33 | BROA_P | 1.29 | 1.09 | 0.22 | 0.31
TD | Hydro | 33 | BUMU_P | 1.07 | 0.91 | 0.18 | 0.26
TD | Hydro | 33 | CAAD_P | 2.58 | 2.19 | 0.44 | 0.62
TD | Hydro | 33 | CAFA | 14.23 | 12.08 | 2.42 | 3.42
TD | Hydro | 33 | CASS_P | 4.83 | 4.1 | 0.82 | 1.16
TD | Hydro | 33 | CEAN_P | 3.48 | 2.96 | 0.59 | 0.84
TD | Hydro | 33 | CLAC_P | 11.11 | 9.43 | 1.89 | 2.67
TD | Hydro | 33 | DUGR_P | 2.9 | 2.46 | 0.49 | 0.7
TD | Hydro | 33 | DUNO_P | 9.25 | 7.85 | 1.57 | 2.22
TD | Hydro | 33 | EAST | 16.84 | 14.29 | 2.86 | 4.04
TD | Hydro | 33 | ELLA_1 | 2.37 | 2.01 | 0.4 | 0.57
TD | Hydro | 33 | FASN_P | 2.68 | 2.28 | 0.46 | 0.64
TD | Hydro | 33 | FAUG_P | 9 | 7.64 | 1.53 | 2.16
TD | Hydro | 33 | FOUR_1 | 7.12 | 6.04 | 1.21 | 1.71
TD | Hydro | 33 | FWIL_P | 24.34 | 20.65 | 4.14 | 5.84
TD | Hydro | 33 | GLLE | 27.28 | 23.15 | 4.64 | 6.55
TD | Hydro | 33 | GRUB_P | 31.38 | 26.63 | 5.33 | 7.53
TD | Hydro | 33 | HARK_1 | 6.64 | 5.64 | 1.13 | 1.59
TD | Hydro | 33 | INDQ1 | 1.42 | 1.21 | 0.24 | 0.34
TD | Hydro | 33 | INNE_P | 5.37 | 4.55 | 0.91 | 1.29
TD | Hydro | 33 | KEOO | 29.89 | 25.37 | 5.08 | 7.17
TD | Hydro | 33 | KIIN_P | 12.34 | 10.48 | 2.1 | 2.96
TD | Hydro | 33 | KINL_P | 7.51 | 6.37 | 1.28 | 1.8
TD | Hydro | 33 | LAIR_P | 3.97 | 3.37 | 0.68 | 0.95
TD | Hydro | 33 | LAND1 | 3.44 | 2.92 | 0.58 | 0.83
TD | Hydro | 33 | LINM | 20.16 | 17.11 | 3.43 | 4.84
TD | Hydro | 33 | PENT_1 | 1.27 | 1.08 | 0.22 | 0.3
TD | Hydro | 33 | PORA_P | 9.82 | 8.33 | 1.67 | 2.36
TD | Hydro | 33 | QUOI_P | 3.7 | 3.14 | 0.63 | 0.89
TD | Hydro | 33 | RANN_P | 16.31 | 13.85 | 2.77 | 3.92
TD | Hydro | 33 | RASS_1 | 9.49 | 8.05 | 1.61 | 2.28
TD | Hydro | 33 | RATS_1 | 1.9 | 1.61 | 0.32 | 0.46
TD | Hydro | 33 | SFIL_P | 7.94 | 6.74 | 1.35 | 1.91
TD | Hydro | 33 | SLOY_P | 2.15 | 1.82 | 0.36 | 0.52
TD | Hydro | 33 | SWAN_1 | 55.74 | 47.31 | 9.48 | 13.38
TD | Hydro | 33 | TAYN_P | 13.72 | 11.65 | 2.33 | 3.29
TD | Hydro | 33 | TRAW_1 | 22.19 | 18.83 | 3.77 | 5.32
TD | Hydro | 33 | TUMB_P | 5.8 | 4.92 | 0.99 | 1.39
TD | Hydro | 34 | ALNE_P | 4.32 | 3.67 | 0.73 | 1.04
TD | Hydro | 34 | ARDK_P | 5.61 | 4.77 | 0.95 | 1.35
TD | Hydro | 34 | ARMO_P | 1.3 | 1.1 | 0.22 | 0.31
TD | Hydro | 34 | BOAG_P | 7.5 | 6.37 | 1.28 | 1.8
TD | Hydro | 34 | BRAC_P | 3.24 | 2.75 | 0.55 | 0.78
TD | Hydro | 34 | BROA_P | 1.3 | 1.1 | 0.22 | 0.31
TD | Hydro | 34 | BUMU_P | 1.08 | 0.92 | 0.18 | 0.26
TD | Hydro | 34 | CAAD_P | 2.59 | 2.2 | 0.44 | 0.62
TD | Hydro | 34 | CAFA | 14.32 | 12.15 | 2.43 | 3.44
TD | Hydro | 34 | CASS_P | 4.86 | 4.12 | 0.83 | 1.17
TD | Hydro | 34 | CEAN_P | 3.5 | 2.97 | 0.6 | 0.84
TD | Hydro | 34 | CLAC_P | 11.18 | 9.48 | 1.9 | 2.68
TD | Hydro | 34 | DUGR_P | 2.92 | 2.47 | 0.5 | 0.7
TD | Hydro | 34 | DUNO_P | 9.31 | 7.9 | 1.58 | 2.23
TD | Hydro | 34 | EAST | 16.94 | 14.38 | 2.88 | 4.07
TD | Hydro | 34 | ELLA_1 | 2.39 | 2.03 | 0.41 | 0.57
TD | Hydro | 34 | FASN_P | 2.7 | 2.29 | 0.46 | 0.65
TD | Hydro | 34 | FAUG_P | 9.06 | 7.69 | 1.54 | 2.17
TD | Hydro | 34 | FOUR_1 | 7.16 | 6.08 | 1.22 | 1.72
TD | Hydro | 34 | FWIL_P | 24.48 | 20.78 | 4.16 | 5.88
TD | Hydro | 34 | GLLE | 27.44 | 23.29 | 4.67 | 6.59
TD | Hydro | 34 | GRUB_P | 31.57 | 26.8 | 5.37 | 7.58
TD | Hydro | 34 | HARK_1 | 6.68 | 5.67 | 1.14 | 1.6
TD | Hydro | 34 | INDQ1 | 1.43 | 1.22 | 0.24 | 0.34
TD | Hydro | 34 | INNE_P | 5.4 | 4.58 | 0.92 | 1.3
TD | Hydro | 34 | KEOO | 30.07 | 25.52 | 5.11 | 7.22
TD | Hydro | 34 | KIIN_P | 12.42 | 10.54 | 2.11 | 2.98
TD | Hydro | 34 | KINL_P | 7.55 | 6.41 | 1.28 | 1.81
TD | Hydro | 34 | LAIR_P | 4 | 3.39 | 0.68 | 0.96
TD | Hydro | 34 | LAND1 | 3.46 | 2.94 | 0.59 | 0.83
TD | Hydro | 34 | LINM | 20.29 | 17.22 | 3.45 | 4.87
TD | Hydro | 34 | PENT_1 | 1.28 | 1.08 | 0.22 | 0.31
TD | Hydro | 34 | PORA_P | 9.88 | 8.39 | 1.68 | 2.37
TD | Hydro | 34 | QUOI_P | 3.73 | 3.16 | 0.63 | 0.89
TD | Hydro | 34 | RANN_P | 16.41 | 13.93 | 2.79 | 3.94
TD | Hydro | 34 | RASS_1 | 9.55 | 8.1 | 1.62 | 2.29
TD | Hydro | 34 | RATS_1 | 1.91 | 1.62 | 0.32 | 0.46
TD | Hydro | 34 | SFIL_P | 7.99 | 6.78 | 1.36 | 1.92
TD | Hydro | 34 | SLOY_P | 2.16 | 1.83 | 0.37 | 0.52
TD | Hydro | 34 | SWAN_1 | 56.08 | 47.59 | 9.53 | 13.46
TD | Hydro | 34 | TAYN_P | 13.81 | 11.72 | 2.35 | 3.31
TD | Hydro | 34 | TRAW_1 | 22.32 | 18.94 | 3.79 | 5.36
TD | Hydro | 34 | TUMB_P | 5.83 | 4.95 | 0.99 | 1.4
TD | Hydro | 35 | ALNE_P | 4.35 | 3.69 | 0.74 | 1.04
TD | Hydro | 35 | ARDK_P | 5.65 | 4.79 | 0.96 | 1.36
TD | Hydro | 35 | ARMO_P | 1.3 | 1.11 | 0.22 | 0.31
TD | Hydro | 35 | BOAG_P | 7.55 | 6.41 | 1.28 | 1.81
TD | Hydro | 35 | BRAC_P | 3.26 | 2.77 | 0.55 | 0.78
TD | Hydro | 35 | BROA_P | 1.3 | 1.11 | 0.22 | 0.31
TD | Hydro | 35 | BUMU_P | 1.09 | 0.92 | 0.18 | 0.26
TD | Hydro | 35 | CAAD_P | 2.61 | 2.21 | 0.44 | 0.63
TD | Hydro | 35 | CAFA | 14.4 | 12.23 | 2.45 | 3.46
TD | Hydro | 35 | CASS_P | 4.89 | 4.15 | 0.83 | 1.17
TD | Hydro | 35 | CEAN_P | 3.52 | 2.99 | 0.6 | 0.85
TD | Hydro | 35 | CLAC_P | 11.24 | 9.54 | 1.91 | 2.7
TD | Hydro | 35 | DUGR_P | 2.93 | 2.49 | 0.5 | 0.7
TD | Hydro | 35 | DUNO_P | 9.36 | 7.95 | 1.59 | 2.25
TD | Hydro | 35 | EAST | 17.05 | 14.47 | 2.9 | 4.09
TD | Hydro | 35 | ELLA_1 | 2.4 | 2.04 | 0.41 | 0.58
TD | Hydro | 35 | FASN_P | 2.72 | 2.3 | 0.46 | 0.65
TD | Hydro | 35 | FAUG_P | 9.11 | 7.73 | 1.55 | 2.19
TD | Hydro | 35 | FOUR_1 | 7.2 | 6.11 | 1.22 | 1.73
TD | Hydro | 35 | FWIL_P | 24.63 | 20.9 | 4.19 | 5.91
TD | Hydro | 35 | GLLE | 27.61 | 23.43 | 4.69 | 6.63
TD | Hydro | 35 | GRUB_P | 31.76 | 26.96 | 5.4 | 7.62
TD | Hydro | 35 | HARK_1 | 6.72 | 5.71 | 1.14 | 1.61
TD | Hydro | 35 | INDQ1 | 1.44 | 1.22 | 0.24 | 0.35
TD | Hydro | 35 | INNE_P | 5.43 | 4.61 | 0.92 | 1.3
TD | Hydro | 35 | KEOO | 30.25 | 25.67 | 5.14 | 7.26
TD | Hydro | 35 | KIIN_P | 12.49 | 10.6 | 2.12 | 3
TD | Hydro | 35 | KINL_P | 7.6 | 6.45 | 1.29 | 1.82
TD | Hydro | 35 | LAIR_P | 4.02 | 3.41 | 0.68 | 0.96
TD | Hydro | 35 | LAND1 | 3.48 | 2.95 | 0.59 | 0.84
TD | Hydro | 35 | LINM | 20.41 | 17.32 | 3.47 | 4.9
TD | Hydro | 35 | PENT_1 | 1.28 | 1.09 | 0.22 | 0.31
TD | Hydro | 35 | PORA_P | 9.94 | 8.44 | 1.69 | 2.39
TD | Hydro | 35 | QUOI_P | 3.75 | 3.18 | 0.64 | 0.9
TD | Hydro | 35 | RANN_P | 16.51 | 14.01 | 2.81 | 3.96
TD | Hydro | 35 | RASS_1 | 9.6 | 8.15 | 1.63 | 2.3
TD | Hydro | 35 | RATS_1 | 1.92 | 1.63 | 0.33 | 0.46
TD | Hydro | 35 | SFIL_P | 8.04 | 6.82 | 1.37 | 1.93
TD | Hydro | 35 | SLOY_P | 2.17 | 1.84 | 0.37 | 0.52
TD | Hydro | 35 | SWAN_1 | 56.42 | 47.88 | 9.59 | 13.54
TD | Hydro | 35 | TAYN_P | 13.89 | 11.79 | 2.36 | 3.33
TD | Hydro | 35 | TRAW_1 | 22.46 | 19.06 | 3.82 | 5.39
TD | Hydro | 35 | TUMB_P | 5.87 | 4.98 | 1 | 1.41
TD | Hydro | 36 | ALNE_P | 4.37 | 3.71 | 0.74 | 1.05
TD | Hydro | 36 | ARDK_P | 5.68 | 4.82 | 0.97 | 1.36
TD | Hydro | 36 | ARMO_P | 1.31 | 1.11 | 0.22 | 0.31
TD | Hydro | 36 | BOAG_P | 7.6 | 6.45 | 1.29 | 1.82
TD | Hydro | 36 | BRAC_P | 3.28 | 2.78 | 0.56 | 0.79
TD | Hydro | 36 | BROA_P | 1.31 | 1.11 | 0.22 | 0.31
TD | Hydro | 36 | BUMU_P | 1.09 | 0.93 | 0.19 | 0.26
TD | Hydro | 36 | CAAD_P | 2.62 | 2.23 | 0.45 | 0.63
TD | Hydro | 36 | CAFA | 14.49 | 12.3 | 2.46 | 3.48
TD | Hydro | 36 | CASS_P | 4.92 | 4.17 | 0.84 | 1.18
TD | Hydro | 36 | CEAN_P | 3.55 | 3.01 | 0.6 | 0.85
TD | Hydro | 36 | CLAC_P | 11.31 | 9.6 | 1.92 | 2.71
TD | Hydro | 36 | DUGR_P | 2.95 | 2.5 | 0.5 | 0.71
TD | Hydro | 36 | DUNO_P | 9.42 | 7.99 | 1.6 | 2.26
TD | Hydro | 36 | EAST | 17.15 | 14.55 | 2.92 | 4.12
TD | Hydro | 36 | ELLA_1 | 2.42 | 2.05 | 0.41 | 0.58
TD | Hydro | 36 | FASN_P | 2.73 | 2.32 | 0.46 | 0.66
TD | Hydro | 36 | FAUG_P | 9.17 | 7.78 | 1.56 | 2.2
TD | Hydro | 36 | FOUR_1 | 7.25 | 6.15 | 1.23 | 1.74
TD | Hydro | 36 | FWIL_P | 24.78 | 21.03 | 4.21 | 5.95
TD | Hydro | 36 | GLLE | 27.77 | 23.57 | 4.72 | 6.67
TD | Hydro | 36 | GRUB_P | 31.95 | 27.12 | 5.43 | 7.67
TD | Hydro | 36 | HARK_1 | 6.76 | 5.74 | 1.15 | 1.62
TD | Hydro | 36 | INDQ1 | 1.45 | 1.23 | 0.25 | 0.35
TD | Hydro | 36 | INNE_P | 5.46 | 4.64 | 0.93 | 1.31
TD | Hydro | 36 | KEOO | 30.43 | 25.83 | 5.17 | 7.3
TD | Hydro | 36 | KIIN_P | 12.57 | 10.67 | 2.14 | 3.02
TD | Hydro | 36 | KINL_P | 7.64 | 6.49 | 1.3 | 1.83
TD | Hydro | 36 | LAIR_P | 4.04 | 3.43 | 0.69 | 0.97
TD | Hydro | 36 | LAND1 | 3.5 | 2.97 | 0.6 | 0.84
TD | Hydro | 36 | LINM | 20.53 | 17.42 | 3.49 | 4.93
TD | Hydro | 36 | PENT_1 | 1.29 | 1.1 | 0.22 | 0.31
TD | Hydro | 36 | PORA_P | 10 | 8.49 | 1.7 | 2.4
TD | Hydro | 36 | QUOI_P | 3.77 | 3.2 | 0.64 | 0.9
TD | Hydro | 36 | RANN_P | 16.61 | 14.1 | 2.82 | 3.99
TD | Hydro | 36 | RASS_1 | 9.66 | 8.2 | 1.64 | 2.32
TD | Hydro | 36 | RATS_1 | 1.93 | 1.64 | 0.33 | 0.46
TD | Hydro | 36 | SFIL_P | 8.09 | 6.86 | 1.37 | 1.94
TD | Hydro | 36 | SLOY_P | 2.19 | 1.85 | 0.37 | 0.52
TD | Hydro | 36 | SWAN_1 | 56.76 | 48.17 | 9.65 | 13.62
TD | Hydro | 36 | TAYN_P | 13.97 | 11.86 | 2.38 | 3.35
TD | Hydro | 36 | TRAW_1 | 22.59 | 19.17 | 3.84 | 5.42
TD | Hydro | 36 | TUMB_P | 5.9 | 5.01 | 1 | 1.42
TD | Hydro | 37 | ALNE_P | 4.4 | 3.73 | 0.75 | 1.06
TD | Hydro | 37 | ARDK_P | 5.72 | 4.85 | 0.97 | 1.37
TD | Hydro | 37 | ARMO_P | 1.32 | 1.12 | 0.22 | 0.32
TD | Hydro | 37 | BOAG_P | 7.64 | 6.48 | 1.3 | 1.83
TD | Hydro | 37 | BRAC_P | 3.3 | 2.8 | 0.56 | 0.79
TD | Hydro | 37 | BROA_P | 1.32 | 1.12 | 0.22 | 0.32
TD | Hydro | 37 | BUMU_P | 1.1 | 0.93 | 0.19 | 0.26
TD | Hydro | 37 | CAAD_P | 2.64 | 2.24 | 0.45 | 0.63
TD | Hydro | 37 | CAFA | 14.58 | 12.37 | 2.48 | 3.5
TD | Hydro | 37 | CASS_P | 4.95 | 4.2 | 0.84 | 1.19
TD | Hydro | 37 | CEAN_P | 3.57 | 3.03 | 0.61 | 0.86
TD | Hydro | 37 | CLAC_P | 11.38 | 9.66 | 1.93 | 2.73
TD | Hydro | 37 | DUGR_P | 2.97 | 2.52 | 0.5 | 0.71
TD | Hydro | 37 | DUNO_P | 9.48 | 8.04 | 1.61 | 2.27
TD | Hydro | 37 | EAST | 17.25 | 14.64 | 2.93 | 4.14
TD | Hydro | 37 | ELLA_1 | 2.43 | 2.06 | 0.41 | 0.58
TD | Hydro | 37 | FASN_P | 2.75 | 2.33 | 0.47 | 0.66
TD | Hydro | 37 | FAUG_P | 9.22 | 7.83 | 1.57 | 2.21
TD | Hydro | 37 | FOUR_1 | 7.29 | 6.19 | 1.24 | 1.75
TD | Hydro | 37 | FWIL_P | 24.93 | 21.16 | 4.24 | 5.98
TD | Hydro | 37 | GLLE | 27.94 | 23.71 | 4.75 | 6.71
TD | Hydro | 37 | GRUB_P | 32.14 | 27.28 | 5.46 | 7.71
TD | Hydro | 37 | HARK_1 | 6.8 | 5.77 | 1.16 | 1.63
TD | Hydro | 37 | INDQ1 | 1.46 | 1.24 | 0.25 | 0.35
TD | Hydro | 37 | INNE_P | 5.5 | 4.67 | 0.93 | 1.32
TD | Hydro | 37 | KEOO | 30.61 | 25.98 | 5.2 | 7.35
TD | Hydro | 37 | KIIN_P | 12.64 | 10.73 | 2.15 | 3.03
TD | Hydro | 37 | KINL_P | 7.69 | 6.53 | 1.31 | 1.85
TD | Hydro | 37 | LAIR_P | 4.07 | 3.45 | 0.69 | 0.98
TD | Hydro | 37 | LAND1 | 3.52 | 2.99 | 0.6 | 0.85
TD | Hydro | 37 | LINM | 20.65 | 17.53 | 3.51 | 4.96
TD | Hydro | 37 | PENT_1 | 1.3 | 1.1 | 0.22 | 0.31
TD | Hydro | 37 | PORA_P | 10.06 | 8.54 | 1.71 | 2.41
TD | Hydro | 37 | QUOI_P | 3.79 | 3.22 | 0.64 | 0.91
TD | Hydro | 37 | RANN_P | 16.71 | 14.18 | 2.84 | 4.01
TD | Hydro | 37 | RASS_1 | 9.72 | 8.25 | 1.65 | 2.33
TD | Hydro | 37 | RATS_1 | 1.94 | 1.65 | 0.33 | 0.47
TD | Hydro | 37 | SFIL_P | 8.14 | 6.9 | 1.38 | 1.95
TD | Hydro | 37 | SLOY_P | 2.2 | 1.87 | 0.37 | 0.53
TD | Hydro | 37 | SWAN_1 | 57.1 | 48.46 | 9.71 | 13.7
TD | Hydro | 37 | TAYN_P | 14.06 | 11.93 | 2.39 | 3.37
TD | Hydro | 37 | TRAW_1 | 22.73 | 19.29 | 3.86 | 5.45
TD | Hydro | 37 | TUMB_P | 5.94 | 5.04 | 1.01 | 1.42
TD | Hydro | 38 | ALNE_P | 4.42 | 3.75 | 0.75 | 1.06
TD | Hydro | 38 | ARDK_P | 5.75 | 4.88 | 0.98 | 1.38
TD | Hydro | 38 | ARMO_P | 1.33 | 1.13 | 0.23 | 0.32
TD | Hydro | 38 | BOAG_P | 7.69 | 6.52 | 1.31 | 1.84
TD | Hydro | 38 | BRAC_P | 3.32 | 2.82 | 0.56 | 0.8
TD | Hydro | 38 | BROA_P | 1.33 | 1.13 | 0.23 | 0.32
TD | Hydro | 38 | BUMU_P | 1.11 | 0.94 | 0.19 | 0.27
TD | Hydro | 38 | CAAD_P | 2.65 | 2.25 | 0.45 | 0.64
TD | Hydro | 38 | CAFA | 14.66 | 12.45 | 2.49 | 3.52
TD | Hydro | 38 | CASS_P | 4.98 | 4.22 | 0.85 | 1.19
TD | Hydro | 38 | CEAN_P | 3.59 | 3.05 | 0.61 | 0.86
TD | Hydro | 38 | CLAC_P | 11.45 | 9.71 | 1.95 | 2.75
TD | Hydro | 38 | DUGR_P | 2.99 | 2.53 | 0.51 | 0.72
TD | Hydro | 38 | DUNO_P | 9.53 | 8.09 | 1.62 | 2.29
TD | Hydro | 38 | EAST | 17.35 | 14.73 | 2.95 | 4.16
TD | Hydro | 38 | ELLA_1 | 2.44 | 2.07 | 0.42 | 0.59
TD | Hydro | 38 | FASN_P | 2.76 | 2.35 | 0.47 | 0.66
TD | Hydro | 38 | FAUG_P | 9.28 | 7.87 | 1.58 | 2.23
TD | Hydro | 38 | FOUR_1 | 7.33 | 6.22 | 1.25 | 1.76
TD | Hydro | 38 | FWIL_P | 25.08 | 21.28 | 4.26 | 6.02
TD | Hydro | 38 | GLLE | 28.11 | 23.86 | 4.78 | 6.75
TD | Hydro | 38 | GRUB_P | 32.34 | 27.44 | 5.5 | 7.76
TD | Hydro | 38 | HARK_1 | 6.84 | 5.81 | 1.16 | 1.64
TD | Hydro | 38 | INDQ1 | 1.47 | 1.24 | 0.25 | 0.35
TD | Hydro | 38 | INNE_P | 5.53 | 4.69 | 0.94 | 1.33
TD | Hydro | 38 | KEOO | 30.8 | 26.14 | 5.24 | 7.39
TD | Hydro | 38 | KIIN_P | 12.72 | 10.79 | 2.16 | 3.05
TD | Hydro | 38 | KINL_P | 7.74 | 6.57 | 1.32 | 1.86
TD | Hydro | 38 | LAIR_P | 4.09 | 3.47 | 0.7 | 0.98
TD | Hydro | 38 | LAND1 | 3.54 | 3.01 | 0.6 | 0.85
TD | Hydro | 38 | LINM | 20.78 | 17.63 | 3.53 | 4.99
TD | Hydro | 38 | PENT_1 | 1.31 | 1.11 | 0.22 | 0.31
TD | Hydro | 38 | PORA_P | 10.12 | 8.59 | 1.72 | 2.43
TD | Hydro | 38 | QUOI_P | 3.82 | 3.24 | 0.65 | 0.92
TD | Hydro | 38 | RANN_P | 16.81 | 14.27 | 2.86 | 4.03
TD | Hydro | 38 | RASS_1 | 9.78 | 8.3 | 1.66 | 2.35
TD | Hydro | 38 | RATS_1 | 1.96 | 1.66 | 0.33 | 0.47
TD | Hydro | 38 | SFIL_P | 8.18 | 6.95 | 1.39 | 1.96
TD | Hydro | 38 | SLOY_P | 2.21 | 1.88 | 0.38 | 0.53
TD | Hydro | 38 | SWAN_1 | 57.44 | 48.75 | 9.76 | 13.79
TD | Hydro | 38 | TAYN_P | 14.14 | 12 | 2.4 | 3.39
TD | Hydro | 38 | TRAW_1 | 22.86 | 19.4 | 3.89 | 5.49
TD | Hydro | 38 | TUMB_P | 5.97 | 5.07 | 1.02 | 1.43
TD | Hydro | 39 | ALNE_P | 4.45 | 3.78 | 0.76 | 1.07
TD | Hydro | 39 | ARDK_P | 5.78 | 4.91 | 0.98 | 1.39
TD | Hydro | 39 | ARMO_P | 1.33 | 1.13 | 0.23 | 0.32
TD | Hydro | 39 | BOAG_P | 7.73 | 6.56 | 1.31 | 1.86
TD | Hydro | 39 | BRAC_P | 3.34 | 2.83 | 0.57 | 0.8
TD | Hydro | 39 | BROA_P | 1.33 | 1.13 | 0.23 | 0.32
TD | Hydro | 39 | BUMU_P | 1.11 | 0.94 | 0.19 | 0.27
TD | Hydro | 39 | CAAD_P | 2.67 | 2.27 | 0.45 | 0.64
TD | Hydro | 39 | CAFA | 14.75 | 12.52 | 2.51 | 3.54
TD | Hydro | 39 | CASS_P | 5.01 | 4.25 | 0.85 | 1.2
TD | Hydro | 39 | CEAN_P | 3.61 | 3.06 | 0.61 | 0.87
TD | Hydro | 39 | CLAC_P | 11.51 | 9.77 | 1.96 | 2.76
TD | Hydro | 39 | DUGR_P | 3 | 2.55 | 0.51 | 0.72
TD | Hydro | 39 | DUNO_P | 9.59 | 8.14 | 1.63 | 2.3
TD | Hydro | 39 | EAST | 17.46 | 14.82 | 2.97 | 4.19
TD | Hydro | 39 | ELLA_1 | 2.46 | 2.09 | 0.42 | 0.59
TD | Hydro | 39 | FASN_P | 2.78 | 2.36 | 0.47 | 0.67
TD | Hydro | 39 | FAUG_P | 9.33 | 7.92 | 1.59 | 2.24
TD | Hydro | 39 | FOUR_1 | 7.38 | 6.26 | 1.25 | 1.77
TD | Hydro | 39 | FWIL_P | 25.22 | 21.41 | 4.29 | 6.05
TD | Hydro | 39 | GLLE | 28.27 | 24 | 4.81 | 6.79
TD | Hydro | 39 | GRUB_P | 32.53 | 27.61 | 5.53 | 7.81
TD | Hydro | 39 | HARK_1 | 6.88 | 5.84 | 1.17 | 1.65
TD | Hydro | 39 | INDQ1 | 1.48 | 1.25 | 0.25 | 0.35
TD | Hydro | 39 | INNE_P | 5.56 | 4.72 | 0.95 | 1.33
TD | Hydro | 39 | KEOO | 30.98 | 26.29 | 5.27 | 7.44
TD | Hydro | 39 | KIIN_P | 12.79 | 10.86 | 2.17 | 3.07
TD | Hydro | 39 | KINL_P | 7.78 | 6.6 | 1.32 | 1.87
TD | Hydro | 39 | LAIR_P | 4.12 | 3.49 | 0.7 | 0.99
TD | Hydro | 39 | LAND1 | 3.57 | 3.03 | 0.61 | 0.86
TD | Hydro | 39 | LINM | 20.9 | 17.74 | 3.55 | 5.02
TD | Hydro | 39 | PENT_1 | 1.32 | 1.12 | 0.22 | 0.32
TD | Hydro | 39 | PORA_P | 10.18 | 8.64 | 1.73 | 2.44
TD | Hydro | 39 | QUOI_P | 3.84 | 3.26 | 0.65 | 0.92
TD | Hydro | 39 | RANN_P | 16.91 | 14.35 | 2.87 | 4.06
TD | Hydro | 39 | RASS_1 | 9.83 | 8.35 | 1.67 | 2.36
TD | Hydro | 39 | RATS_1 | 1.97 | 1.67 | 0.33 | 0.47
TD | Hydro | 39 | SFIL_P | 8.23 | 6.99 | 1.4 | 1.98
TD | Hydro | 39 | SLOY_P | 2.22 | 1.89 | 0.38 | 0.53
TD | Hydro | 39 | SWAN_1 | 57.78 | 49.04 | 9.82 | 13.87
TD | Hydro | 39 | TAYN_P | 14.22 | 12.07 | 2.42 | 3.41
TD | Hydro | 39 | TRAW_1 | 23 | 19.52 | 3.91 | 5.52
TD | Hydro | 39 | TUMB_P | 6.01 | 5.1 | 1.02 | 1.44
TD | Hydro | 40 | ALNE_P | 4.48 | 3.8 | 0.76 | 1.07
TD | Hydro | 40 | ARDK_P | 5.82 | 4.94 | 0.99 | 1.4
TD | Hydro | 40 | ARMO_P | 1.34 | 1.14 | 0.23 | 0.32
TD | Hydro | 40 | BOAG_P | 7.78 | 6.6 | 1.32 | 1.87
TD | Hydro | 40 | BRAC_P | 3.36 | 2.85 | 0.57 | 0.81
TD | Hydro | 40 | BROA_P | 1.34 | 1.14 | 0.23 | 0.32
TD | Hydro | 40 | BUMU_P | 1.12 | 0.95 | 0.19 | 0.27
TD | Hydro | 40 | CAAD_P | 2.69 | 2.28 | 0.46 | 0.64
TD | Hydro | 40 | CAFA | 14.84 | 12.59 | 2.52 | 3.56
TD | Hydro | 40 | CASS_P | 5.04 | 4.27 | 0.86 | 1.21
TD | Hydro | 40 | CEAN_P | 3.63 | 3.08 | 0.62 | 0.87
TD | Hydro | 40 | CLAC_P | 11.58 | 9.83 | 1.97 | 2.78
TD | Hydro | 40 | DUGR_P | 3.02 | 2.56 | 0.51 | 0.73
TD | Hydro | 40 | DUNO_P | 9.65 | 8.19 | 1.64 | 2.31
TD | Hydro | 40 | EAST | 17.56 | 14.9 | 2.99 | 4.21
TD | Hydro | 40 | ELLA_1 | 2.47 | 2.1 | 0.42 | 0.59
TD | Hydro | 40 | FASN_P | 2.8 | 2.37 | 0.48 | 0.67
TD | Hydro | 40 | FAUG_P | 9.39 | 7.97 | 1.6 | 2.25
TD | Hydro | 40 | FOUR_1 | 7.42 | 6.3 | 1.26 | 1.78
TD | Hydro | 40 | FWIL_P | 25.37 | 21.53 | 4.31 | 6.09
TD | Hydro | 40 | GLLE | 28.44 | 24.14 | 4.84 | 6.83
TD | Hydro | 40 | GRUB_P | 32.72 | 27.77 | 5.56 | 7.85
TD | Hydro | 40 | HARK_1 | 6.92 | 5.88 | 1.18 | 1.66
TD | Hydro | 40 | INDQ1 | 1.48 | 1.26 | 0.25 | 0.36
TD | Hydro | 40 | INNE_P | 5.59 | 4.75 | 0.95 | 1.34
TD | Hydro | 40 | KEOO | 31.16 | 26.45 | 5.3 | 7.48
TD | Hydro | 40 | KIIN_P | 12.87 | 10.92 | 2.19 | 3.09
TD | Hydro | 40 | KINL_P | 7.83 | 6.64 | 1.33 | 1.88
TD | Hydro | 40 | LAIR_P | 4.14 | 3.51 | 0.7 | 0.99
TD | Hydro | 40 | LAND1 | 3.59 | 3.04 | 0.61 | 0.86
TD | Hydro | 40 | LINM | 21.02 | 17.84 | 3.57 | 5.05
TD | Hydro | 40 | PENT_1 | 1.32 | 1.12 | 0.22 | 0.32
TD | Hydro | 40 | PORA_P | 10.24 | 8.69 | 1.74 | 2.46
TD | Hydro | 40 | QUOI_P | 3.86 | 3.28 | 0.66 | 0.93
TD | Hydro | 40 | RANN_P | 17.01 | 14.44 | 2.89 | 4.08
TD | Hydro | 40 | RASS_1 | 9.89 | 8.4 | 1.68 | 2.37
TD | Hydro | 40 | RATS_1 | 1.98 | 1.68 | 0.34 | 0.47
TD | Hydro | 40 | SFIL_P | 8.28 | 7.03 | 1.41 | 1.99
TD | Hydro | 40 | SLOY_P | 2.24 | 1.9 | 0.38 | 0.54
TD | Hydro | 40 | SWAN_1 | 58.12 | 49.32 | 9.88 | 13.95
TD | Hydro | 40 | TAYN_P | 14.31 | 12.14 | 2.43 | 3.43
TD | Hydro | 40 | TRAW_1 | 23.13 | 19.63 | 3.93 | 5.55
TD | Hydro | 40 | TUMB_P | 6.04 | 5.13 | 1.03 | 1.45
TD | Other | 17 | ABHA1 | 8.14 | 4.84 | 4.84 | 4.84
TD | Other | 17 | ABNE_P | 5.63 | 3.41 | 3.41 | 3.41
TD | Other | 17 | ABTH_1 | 27.2 | 23.72 | 8.89 | 8.83
TD | Other | 17 | ALNE_P | 6.95 | 6.12 | 3.04 | 4.38
TD | Other | 17 | ALVE1 | 9.78 | 6.01 | 6.01 | 6.01
TD | Other | 17 | AMEM_1 | 11.15 | 8.39 | 2.47 | 2.47
TD | Other | 17 | ARMO_P | 5 | 4.73 | 0 | 0
TD | Other | 17 | BARKC1 | 153.2 | 106.11 | 73.72 | 77.73
TD | Other | 17 | BARKW3 | 19.2 | 18.15 | 0 | 0
TD | Other | 17 | BEDD_1 | 75.66 | 64.71 | 10.61 | 10.61
TD | Other | 17 | BESW_1 | 15.1 | 9.43 | 8.11 | 8.1
TD | Other | 17 | BICF_1 | 46.69 | 39.57 | 21.43 | 31.27
TD | Other | 17 | BIRK_1 | 22.65 | 15.45 | 9.79 | 9.76
TD | Other | 17 | BISW_1 | 22.22 | 16.01 | 11.08 | 11.08
TD | Other | 17 | BLYTB1 | 7.7 | 4.95 | 3.88 | 3.87
TD | Other | 17 | BOLN_1 | 105.85 | 76.3 | 47.61 | 48.44
TD | Other | 17 | BONN | 1.06 | 0.79 | 0.35 | 0.35
TD | Other | 17 | BOTW_1 | 46.31 | 42.97 | 1.37 | 1.37
TD | Other | 17 | BRAI_1 | 12.36 | 7.39 | 7.39 | 7.39
TD | Other | 17 | BRAW_1 | 28.02 | 21.65 | 9.51 | 9.5
TD | Other | 17 | BRED_1 | 8.75 | 5.31 | 4.73 | 4.73
TD | Other | 17 | BRFO_1 | 142.62 | 122.71 | 29.87 | 33.44
TD | Other | 17 | BRIM_1 | 8.7 | 6.26 | 3.29 | 3.27
TD | Other | 17 | BRLE_1 | 86.47 | 73.03 | 14.2 | 14.18
TD | Other | 17 | BRWA1 | 20.37 | 16.65 | 5.55 | 6.34
TD | Other | 17 | BURM_1 | 240.36 | 183.44 | 110.31 | 118.53
TD | Other | 17 | BUSH_1 | 20.49 | 12.51 | 12.51 | 12.51
TD | Other | 17 | BUST_1 | 3.13 | 1.86 | 1.86 | 1.86
TD | Other | 17 | CANTN1 | 85.05 | 76.73 | 6.44 | 6.44
TD | Other | 17 | CAPEA1 | 181.75 | 160.59 | 40.84 | 40.59
TD | Other | 17 | CARE_1 | 101.98 | 82.87 | 25.97 | 25.94
TD | Other | 17 | CARR_1 | 128.86 | 103.94 | 34.88 | 43.67
TD | Other | 17 | CELL_1 | 122.66 | 95.71 | 37.8 | 39.73
TD | Other | 17 | CHIC_1 | 50.55 | 47.43 | 0.69 | 0.69
TD | Other | 17 | CHSI_1 | 7.35 | 6.59 | 0.61 | 0.61
TD | Other | 17 | CHTE_1 | 43.23 | 36.19 | 8.87 | 8.87
TD | Other | 17 | CITR_1 | 20.2 | 17.16 | 4.89 | 4.85
TD | Other | 17 | CLAY_P | 1 | 0.49 | 0.49 | 0.49
TD | Other | 17 | CLYM | 7.21 | 4.28 | 4.28 | 4.28
TD | Other | 17 | CONQA1 | 43.9 | 35.91 | 17.13 | 17.36
TD | Other | 17 | COVE_1 | 41.92 | 29.98 | 20.76 | 20.75
TD | Other | 17 | COWL_1 | 48.8 | 34.05 | 23.24 | 23.24
TD | Other | 17 | COYL | 6.84 | 4.06 | 4.06 | 4.06
TD | Other | 17 | CREB_1 | 17.25 | 12.8 | 6.02 | 6
TD | Other | 17 | CUMB | 18.85 | 11.51 | 11.21 | 11.21
TD | Other | 17 | CUPA | 1.4 | 0.87 | 0.87 | 0.87
TD | Other | 17 | DALM3 | 16 | 11.84 | 7.69 | 7.69
TD | Other | 17 | DEWP | 1.41 | 1.05 | 0.46 | 0.46
TD | Other | 17 | DRAK_1 | 13.12 | 8.39 | 6.26 | 6.24
TD | Other | 17 | DRAX_1 | 38.64 | 34.23 | 10.35 | 14.15
TD | Other | 17 | DUDH_P | 3.8 | 2.81 | 1.24 | 1.23
TD | Other | 17 | DUNB | 6.8 | 4.85 | 3.48 | 3.48
TD | Other | 17 | DUNF | 3.44 | 2.07 | 2.07 | 2.07
TD | Other | 17 | EALI_6 | 9.94 | 5.31 | 4.35 | 4.35
TD | Other | 17 | EASO_1 | 11.07 | 7.92 | 5.3 | 6.06
TD | Other | 17 | ECLA_1 | 48.84 | 31.71 | 24.32 | 24.3
TD | Other | 17 | EKIS | 6.3 | 3.74 | 3.74 | 3.74
TD | Other | 17 | ELLA_1 | 102.18 | 81.59 | 19.44 | 19.36
TD | Other | 17 | ELST_1 | 8.41 | 7.04 | 1.74 | 1.74
TD | Other | 17 | ENDE_1 | 34.58 | 21.95 | 18.17 | 18.58
TD | Other | 17 | EXET1 | 70.36 | 61.16 | 9.73 | 9.71
TD | Other | 17 | FAWL_1 | 209.97 | 174.95 | 31.61 | 31.46
TD | Other | 17 | FECK_6 | 42.47 | 37.13 | 6.44 | 7.23
TD | Other | 17 | FERRA2 | 17.3 | 14.95 | 2.38 | 2.38
TD | Other | 17 | FERRB1 | 98.34 | 72.65 | 48.01 | 49.59
TD | Other | 17 | FIDF_1 | 103.67 | 83.69 | 28.1 | 34.56
TD | Other | 17 | FLEE_1 | 35.61 | 32.4 | 2.14 | 2.14
TD | Other | 17 | FOUR_1 | 1.49 | 0.93 | 0.93 | 0.93
TD | Other | 17 | FROD_1 | 315.19 | 261.93 | 64.88 | 64.45
TD | Other | 17 | GLRO | 2 | 1.24 | 1.24 | 1.24
TD | Other | 17 | GREN_1 | 105.75 | 80.28 | 48.73 | 59.61
TD | Other | 17 | GRIW_1 | 79.35 | 65.73 | 28.12 | 27.96
TD | Other | 17 | G_EXTRA_2 | 1.2 | 0.74 | 0.74 | 0.74
TD | Other | 17 | G_EXTRA_4 | 4.78 | 2.84 | 2.84 | 2.84
TD | Other | 17 | G_EXTRA_5 | 6.6 | 3.92 | 3.92 | 3.92
TD | Other | 17 | G_EXTRA_8 | 3.56 | 2.18 | 2.18 | 2.18
TD | Other | 17 | G_EXTRA_9 | 2.4 | 1.78 | 1.15 | 1.15
TD | Other | 17 | HACK_1 | 2.96 | 2.19 | 0.97 | 0.96
TD | Other | 17 | HACK_6 | 9 | 8.51 | 0 | 0
TD | Other | 17 | HAMHC1 | 25.18 | 12.74 | 12.74 | 12.74
TD | Other | 17 | HARK_1 | 26.11 | 17.62 | 8.64 | 8.63
TD | Other | 17 | HAWP_6 | 3.8 | 2.26 | 2.26 | 2.26
TD | Other | 17 | HEYS_1 | 9.8 | 6.05 | 5.39 | 5.39
TD | Other | 17 | HURS_1 | 12.41 | 8.95 | 4.7 | 4.7
TD | Other | 17 | HUTT_1 | 98.71 | 79.62 | 38.2 | 49.85
TD | Other | 17 | INDQ1 | 50.43 | 38.78 | 21.85 | 21.83
TD | Other | 17 | IROA1 | 8.81 | 6.02 | 3.79 | 3.78
TD | Other | 17 | IRONB1 | 6.15 | 3.68 | 3.68 | 3.68
TD | Other | 17 | IVER_1 | 171.34 | 141.21 | 72.03 | 76.23
TD | Other | 17 | KAIM | 3.85 | 2.68 | 1.57 | 1.56
TD | Other | 17 | KEAD_1 | 12.96 | 7.76 | 7.76 | 7.76
TD | Other | 17 | KEAR_1 | 34.15 | 21.99 | 20.09 | 20.09
TD | Other | 17 | KEIT_P | 18.94 | 16.37 | 8.45 | 12.36
TD | Other | 17 | KEMS_1 | 335.64 | 268.59 | 166.19 | 181.02
TD | Other | 17 | KIER | 5 | 2.97 | 2.97 | 2.97
TD | Other | 17 | KILT | 6.33 | 5.01 | 2.33 | 2.88
TD | Other | 17 | KILW | 17 | 14.57 | 5.85 | 5.81
TD | Other | 17 | KINO_1 | 149.68 | 124.05 | 55.82 | 55.59
TD | Other | 17 | KINT_P | 7.5 | 5.55 | 2.45 | 2.43
TD | Other | 17 | KIRKB1 | 4.19 | 3.68 | 2.21 | 2.64
TD | Other | 17 | KNAR | 3.32 | 2.06 | 2.06 | 2.06
TD | Other | 17 | LACK_6 | 113.41 | 87.57 | 58.81 | 66.21
TD | Other | 17 | LALE1SG003 | 59.91 | 44.46 | 26.17 | 26.54
TD | Other | 17 | LAND1 | 102.49 | 87.18 | 25.55 | 25.87
TD | Other | 17 | LEGA_1 | 11.59 | 7.36 | 5.73 | 5.72
TD | Other | 17 | LEVE | 23.09 | 16.97 | 10.23 | 11.23
TD | Other | 17 | LINM | 2.6 | 1.54 | 1.54 | 1.54
TD | Other | 17 | LISD_1 | 39.29 | 32.55 | 13.15 | 13.07
TD | Other | 17 | LITT_C | 10.9 | 7.81 | 2.65 | 2.65
TD | Other | 17 | LITT_J | 17.7 | 13.1 | 5.79 | 5.75
TD | Other | 17 | LODR_6 | 3.64 | 3.44 | 0 | 0
TD | Other | 17 | LOVE_1 | 128.32 | 110.74 | 19.54 | 19.52
TD | Other | 17 | LUNA_P | 2.14 | 1.55 | 1.11 | 1.3
TD | Other | 17 | MACC_3 | 26.88 | 19.3 | 9.87 | 9.82
TD | Other | 17 | MANN_1 | 29.76 | 19.77 | 15.66 | 16.69
TD | Other | 17 | MAYB | 10.25 | 7.58 | 3.5 | 3.48
TD | Other | 17 | MELK_1 | 39.86 | 32.47 | 8.39 | 8.38
TD | Other | 17 | MILC_P | 9.7 | 7.03 | 4.78 | 4.78
TD | Other | 17 | MILH_1 | 3.84 | 3.63 | 0 | 0
TD | Other | 17 | MITY_1 | 9.8 | 6.32 | 4.64 | 4.64
TD | Other | 17 | MYBS_P | 1.57 | 1.38 | 0.69 | 1.06
TD | Other | 17 | NEAR | 14.77 | 12.33 | 9.2 | 9.2
TD | Other | 17 | NECE_1 | 159.5 | 137.2 | 32.65 | 32.61
TD | Other | 17 | NEWX_6 | 39.07 | 29.3 | 23.03 | 23.02
TD | Other | 17 | NFLE | 5.39 | 3.64 | 2.46 | 2.46
TD | Other | 17 | NINF_1 | 6.33 | 4.1 | 3.14 | 3.14
TD | Other | 17 | NORM_1 | 105.11 | 86.06 | 40.85 | 50.92
TD | Other | 17 | NORT_1 | 3.58 | 2.35 | 1.71 | 1.71
TD | Other | 17 | NURS_1 | 37.55 | 27.69 | 14.58 | 14.55
TD | Other | 17 | OCKH_1 | 4.4 | 2.61 | 2.61 | 2.61
TD | Other | 17 | OFFE_3 | 9 | 5.35 | 5.35 | 5.35
TD | Other | 17 | OLDB_1 | 54.1 | 45 | 32.31 | 32.3
TD | Other | 17 | OSBA_1 | 50.65 | 45.58 | 4.12 | 4.11
TD | Other | 17 | PADIB1 | 73.8 | 61.62 | 6.66 | 6.9
TD | Other | 17 | PELH_1 | 5.93 | 3.59 | 3.59 | 3.59
TD | Other | 17 | PEMB_1 | 31 | 22.59 | 10.78 | 10.72
TD | Other | 17 | PENN_1 | 4.1 | 2.4 | 2.4 | 2.4
TD | Other | 17 | PENT_1 | 5.13 | 3.08 | 3.08 | 3.08
TD | Other | 17 | PENW_1 | 31.13 | 20.37 | 15.41 | 15.38
TD | Other | 17 | PERS_P | 13.4 | 9.45 | 5.24 | 5.21
TD | Other | 17 | POOB | 8.78 | 4.87 | 4.87 | 4.87
TD | Other | 17 | POPP_3 | 19.38 | 12.71 | 10.85 | 11.86
TD | Other | 17 | PORA_P | 6.2 | 5.86 | 0 | 0
TD | Other | 17 | PYLE_1 | 34.51 | 28.6 | 11.41 | 14.52
TD | Other | 17 | RAIN_1 | 58.66 | 51.76 | 6.25 | 6.25
TD | Other | 17 | RASS_1 | 67.09 | 59.39 | 6.92 | 6.92
TD | Other | 17 | RATS_1 | 62.15 | 48.35 | 18.66 | 18.61
TD | Other | 17 | RAYL_1 | 42.94 | 30.08 | 17.47 | 17.47
TD | Other | 17 | RICH1 | 14.8 | 10.95 | 4.84 | 4.8
TD | Other | 17 | ROCH_1 | 12.04 | 7.04 | 7.04 | 7.04
TD | Other | 17 | RYEH_1 | 28.9 | 19.04 | 13.33 | 13.31
TD | Other | 17 | SALH_1 | 428.64 | 336.63 | 111.12 | 110.65
TD | Other | 17 | SALT_1 | 28.73 | 25.2 | 3.27 | 3.25
TD | Other | 17 | SBAR | 5 | 4.73 | 0 | 0
TD | Other | 17 | SEAB1 | 110.8 | 90.38 | 36.02 | 36.01
TD | Other | 17 | SELL_1 | 14.68 | 13.1 | 1.31 | 1.31
TD | Other | 17 | SHEC_3 | 23.37 | 16.7 | 14.72 | 14.72
TD | Other | 17 | SHRW_1 | 12.16 | 8.47 | 6.39 | 6.39
TD | Other | 17 | SJOW_1 | 14.02 | 10.37 | 4.58 | 4.55
TD | Other | 17 | SKLGB1 | 37.79 | 31.21 | 7.61 | 7.6
TD | Other | 17 | SMAN_1 | 64.88 | 49.34 | 21.43 | 22.35
TD | Other | 17 | SPEN_1 | 145.97 | 112.16 | 76.63 | 83.95
TD | Other | 17 | STAH_1 | 27.56 | 21.16 | 11.24 | 13.11
TD | Other | 17 | STAY_1 | 69.16 | 52.71 | 24.77 | 24.74
TD | Other | 17 | STEN_1 | 8.25 | 5.48 | 3.83 | 3.82
TD | Other | 17 | STES_1 | 20.1 | 13.28 | 9.56 | 9.54
TD | Other | 17 | STIR | 15 | 13.2 | 6.56 | 9.45
TD | Other | 17 | STLE | 11.11 | 7.5 | 5.94 | 5.94
TD | Other | 17 | STRI_P | 3.2 | 1.9 | 1.9 | 1.9
TD | Other | 17 | SUND_1 | 47.77 | 28.99 | 26.63 | 26.63
TD | Other | 17 | SWAN_1 | 154.69 | 142.61 | 6.86 | 7.29
TD | Other | 17 | TAUN1 | 26.3 | 21.9 | 8.17 | 10.49
TD | Other | 17 | TAYN_P | 2.8 | 2.65 | 0 | 0
TD | Other | 17 | TEMP_3 | 2.2 | 1.47 | 1.02 | 1.01
TD | Other | 17 | THOM_6 | 59.47 | 48.12 | 15 | 15.52
TD | Other | 17 | THSO_P | 12.2 | 2.68 | 0.47 | 0.47
TD | Other | 17 | THUR_6 | 4.2 | 3.97 | 0 | 0
TD | Other | 17 | TILBB_1 | 22.03 | 14.49 | 10.71 | 10.71
TD | Other | 17 | TOTT_1 | 55.82 | 40.52 | 26.85 | 26.85
TD | Other | 17 | TRAW_1 | 2.12 | 1.26 | 1.26 | 1.26
TD | Other | 17 | TYNE_1 | 9.87 | 5.84 | 4.16 | 4.15
TD | Other | 17 | TYNE_2 | 20 | 18.91 | 0 | 0
TD | Other | 17 | UPPB_1 | 56.58 | 53.49 | 0 | 0
TD | Other | 17 | UPPB_3 | 17.41 | 16 | 0.87 | 0.87
TD | Other | 17 | USKM_1 | 39.01 | 30.61 | 17.5 | 21.38
TD | Other | 17 | WALH_1 | 17.94 | 11.22 | 9.66 | 10.11
TD | Other | 17 | WALP_1 | 101.51 | 87.7 | 33.28 | 33.07
TD | Other | 17 | WALP_B | 30.85 | 25.17 | 6.27 | 6.27
TD | Other | 17 | WASF_1 | 43.98 | 30.5 | 18.11 | 18.04
TD | Other | 17 | WATFS_1 | 5.29 | 3.77 | 2.35 | 2.35
TD | Other | 17 | WBUR_1 | 21 | 14.69 | 9.89 | 10.17
TD | Other | 17 | WFIE | 12.5 | 11 | 5.47 | 7.87
TD | Other | 17 | WHAM_1 | 48.46 | 37.51 | 14.21 | 14.84
TD | Other | 17 | WHGA_1 | 3.26 | 1.81 | 1.81 | 1.81
TD | Other | 17 | WHHO | 1.64 | 1.22 | 0.54 | 0.53
TD | Other | 17 | WIBA_3 | 44.24 | 38.17 | 19.45 | 27.58
TD | Other | 17 | WIEN_1 | 31 | 22.94 | 14.9 | 14.9
TD | Other | 17 | WILL_1 | 57.81 | 42.28 | 19.21 | 19.08
TD | Other | 17 | WIMBN1 | 8.1 | 7.66 | 0 | 0
TD | Other | 17 | WIMBS1 | 9.33 | 7.92 | 2.79 | 2.79
TD | Other | 17 | WISD_6 | 2 | 1.48 | 0.65 | 0.65
TD | Other | 17 | WMEL_1 | 30.9 | 27.91 | 2.49 | 2.49
TD | Other | 17 | WTHU31 | 22.8 | 13.54 | 13.54 | 13.54
TD | Other | 17 | WWEY_1 | 10.76 | 7.56 | 4.02 | 4.02
TD | Other | 17 | WYMOM_1 | 10.29 | 6.18 | 6.18 | 6.18
TD | Other | 18 | ABHA1 | 8.08 | 4.8 | 4.8 | 4.8
TD | Other | 18 | ABNE_P | 6.09 | 3.74 | 3.74 | 3.74
TD | Other | 18 | ABTH_1 | 28.61 | 25.18 | 9.35 | 9.29
TD | Other | 18 | ALNE_P | 8.23 | 7.24 | 3.6 | 5.18
TD | Other | 18 | ALVE1 | 11.37 | 7.18 | 7.18 | 7.18
TD | Other | 18 | AMEM_1 | 11.12 | 8.37 | 2.45 | 2.45
TD | Other | 18 | ARMO_P | 5 | 4.73 | 0 | 0
TD | Other | 18 | BARKC1 | 159.27 | 111.1 | 76.23 | 80.97
TD | Other | 18 | BARKW3 | 23.75 | 22.46 | 0 | 0
TD | Other | 18 | BEDD_1 | 76.94 | 65.91 | 10.6 | 10.59
TD | Other | 18 | BESW_1 | 15.01 | 9.38 | 8.06 | 8.05
TD | Other | 18 | BICF_1 | 49.02 | 41.57 | 22.67 | 32.92
TD | Other | 18 | BIRK_1 | 22.58 | 15.41 | 9.75 | 9.72
TD | Other | 18 | BISW_1 | 22.34 | 16.12 | 11.17 | 11.17
TD | Other | 18 | BLYTB1 | 7.66 | 4.93 | 3.86 | 3.85
TD | Other | 18 | BOLN_1 | 116.85 | 86.3 | 49.05 | 50.04
TD | Other | 18 | BONN | 1.06 | 0.79 | 0.35 | 0.35
TD | Other | 18 | BOTW_1 | 56.73 | 52.82 | 1.36 | 1.36
TD | Other | 18 | BRAI_1 | 12.7 | 7.66 | 7.66 | 7.66
TD | Other | 18 | BRAW_1 | 30.98 | 24.39 | 9.56 | 9.56
TD | Other | 18 | BRED_1 | 9.34 | 5.73 | 5.15 | 5.15
TD | Other | 18 | BRFO_1 | 167.52 | 145.65 | 32.49 | 36.72
TD | Other | 18 | BRIM_1 | 9.01 | 6.49 | 3.52 | 3.5
TD | Other | 18 | BRLE_1 | 97.72 | 83.51 | 14.65 | 14.63
TD | Other | 18 | BRWA1 | 32.78 | 28.41 | 5.61 | 6.43
TD | Other | 18 | BURM_1 | 254.52 | 197.79 | 118.12 | 127.88
TD | Other | 18 | BUSH_1 | 23.16 | 14.48 | 14.48 | 14.48
TD | Other | 18 | BUST_1 | 3.1 | 1.84 | 1.84 | 1.84
TD | Other | 18 | CANTN1 | 100.06 | 90.8 | 6.88 | 6.88
TD | Other | 18 | CAPEA1 | 198.2 | 176.63 | 42.68 | 42.42
TD | Other | 18 | CARE_1 | 139.57 | 118.14 | 26.74 | 26.71
TD | Other | 18 | CARR_1 | 137.54 | 111.91 | 38.68 | 49.08
TD | Other | 18 | CELL_1 | 147.46 | 119.01 | 38.69 | 41
TD | Other | 18 | CHIC_1 | 51.34 | 48.13 | 0.85 | 0.85
TD | Other | 18 | CHSI_1 | 8.84 | 8 | 0.61 | 0.61
TD | Other | 18 | CHTE_1 | 78.42 | 69.46 | 9.48 | 9.48
TD | Other | 18 | CITR_1 | 21.89 | 18.8 | 5.03 | 5
TD | Other | 18 | CLAY_P | 1.03 | 0.5 | 0.5 | 0.5
TD | Other | 18 | CLYM | 7.16 | 4.25 | 4.25 | 4.25
TD | Other | 18 | CONQA1 | 63.9 | 54.26 | 19.04 | 19.27
TD | Other | 18 | COVE_1 | 45.63 | 33.02 | 22.22 | 22.21
TD | Other | 18 | COWL_1 | 49.92 | 35.09 | 23.28 | 23.28
TD | Other | 18 | COYL | 6.78 | 4.03 | 4.03 | 4.03
TD | Other | 18 | CREB_1 | 22.78 | 17.88 | 6.55 | 6.53
TD | Other | 18 | CUMB | 20.11 | 12.45 | 12.13 | 12.13
TD | Other | 18 | CUPA | 1.69 | 1.08 | 1.08 | 1.08
TD | Other | 18 | DALM3 | 18.72 | 13.85 | 9.41 | 9.41
TD | Other | 18 | DEWP | 1.41 | 1.05 | 0.46 | 0.46
TD | Other | 18 | DRAK_1 | 13.45 | 8.62 | 6.49 | 6.48
TD | Other | 18 | DRAX_1 | 61.53 | 55.64 | 11.93 | 16.43
TD | Other | 18 | DUDH_P | 3.8 | 2.81 | 1.24 | 1.23
TD | Other | 18 | DUNB | 8.01 | 5.75 | 4.28 | 4.28
TD | Other | 18 | DUNF | 3.66 | 2.24 | 2.24 | 2.24
TD | Other | 18 | EALI_6 | 10.48 | 5.68 | 4.49 | 4.49
TD | Other | 18 | EASO_1 | 11.17 | 8.01 | 5.33 | 6.13
TD | Other | 18 | ECLA_1 | 49.37 | 32.33 | 24.22 | 24.19
TD | Other | 18 | EKIS | 6.25 | 3.71 | 3.71 | 3.71
TD | Other | 18 | ELLA_1 | 102.26 | 82.04 | 19.48 | 19.4
TD | Other | 18 | ELST_1 | 10.32 | 8.72 | 2.17 | 2.17
TD | Other | 18 | ENDE_1 | 35.83 | 22.96 | 19 | 19.49
TD | Other | 18 | EXET1 | 70.98 | 61.62 | 10.18 | 10.16
TD | Other | 18 | FAWL_1 | 214.28 | 179.1 | 33.55 | 33.39
TD | Other | 18 | FECK_6 | 50.41 | 44.61 | 6.74 | 7.67
TD | Other | 18 | FERRA2 | 33.29 | 30.07 | 2.36 | 2.36
TD | Other | 18 | FERRB1 | 100.75 | 74.65 | 49.23 | 51.1
TD | Other | 18 | FIDF_1 | 106.85 | 86.76 | 29.74 | 36.69
TD | Other | 18 | FLEE_1 | 74.14 | 68.83 | 2.13 | 2.13
TD | Other | 18 | FOUR_1 | 1.8 | 1.15 | 1.15 | 1.15
TD | Other | 18 | FROD_1 | 322.31 | 269.79 | 67.51 | 67.07
TD | Other | 18 | GLRO | 2.41 | 1.54 | 1.54 | 1.54
TD | Other | 18 | GREN_1 | 113.64 | 87.13 | 52.38 | 64.68
TD | Other | 18 | GRIW_1 | 82.79 | 69.18 | 29.32 | 29.15
TD | Other | 18 | G_EXTRA_2 | 1.45 | 0.93 | 0.93 | 0.93
TD | Other | 18 | G_EXTRA_4 | 4.74 | 2.82 | 2.82 | 2.82
TD | Other | 18 | G_EXTRA_5 | 6.55 | 3.89 | 3.89 | 3.89
TD | Other | 18 | G_EXTRA_8 | 4.07 | 2.56 | 2.56 | 2.56
TD | Other | 18 | G_EXTRA_9 | 2.81 | 2.08 | 1.41 | 1.41
TD | Other | 18 | HACK_1 | 2.96 | 2.19 | 0.97 | 0.96
TD | Other | 18 | HACK_6 | 11.13 | 10.53 | 0 | 0
TD | Other | 18 | HAMHC1 | 26.24 | 13.36 | 13.36 | 13.36
TD | Other | 18 | HARK_1 | 28.1 | 19.3 | 8.98 | 8.96
TD | Other | 18 | HAWP_6 | 3.77 | 2.24 | 2.24 | 2.24
TD | Other | 18 | HEYS_1 | 9.74 | 6.02 | 5.36 | 5.35
TD | Other | 18 | HURS_1 | 13.42 | 9.93 | 4.66 | 4.66
TD | Other | 18 | HUTT_1 | 100.72 | 81.4 | 39.08 | 51.22
TD | Other | 18 | INDQ1 | 56.39 | 43.79 | 23.82 | 23.8
TD | Other | 18 | IROA1 | 8.78 | 6 | 3.77 | 3.76
TD | Other | 18 | IRONB1 | 6.34 | 3.83 | 3.83 | 3.83
TD | Other | 18 | IVER_1 | 182.06 | 150.82 | 77.03 | 81.4
TD | Other | 18 | KAIM | 3.84 | 2.68 | 1.56 | 1.55
TD | Other | 18 | KEAD_1 | 13.36 | 8.07 | 8.07 | 8.07
TD | Other | 18 | KEAR_1 | 36.61 | 23.81 | 21.76 | 21.75
TD | Other | 18 | KEIT_P | 20.82 | 18.03 | 9.27 | 13.57
TD | Other | 18 | KEMS_1 | 368.41 | 295.54 | 183.61 | 200.4
TD | Other | 18 | KIER | 4.96 | 2.95 | 2.95 | 2.95
TD | Other | 18 | KILT | 6.43 | 5.1 | 2.37 | 2.94
TD | Other | 18 | KILW | 17.21 | 14.85 | 6 | 5.97
TD | Other | 18 | KINO_1 | 155.49 | 129.95 | 57.64 | 57.39
TD | Other | 18 | KINT_P | 7.5 | 5.55 | 2.45 | 2.43
TD | Other | 18 | KIRKB1 | 5.77 | 5.07 | 3.15 | 3.65
TD | Other | 18 | KNAR | 4 | 2.56 | 2.56 | 2.56
TD | Other | 18 | LACK_6 | 128.18 | 99.45 | 66.88 | 75.65
TD | Other | 18 | LALE1SG003 | 61.84 | 46.24 | 26.39 | 26.83
TD | Other | 18 | LAND1 | 122.45 | 105.3 | 29.02 | 29.4
TD | Other | 18 | LEGA_1 | 11.79 | 7.51 | 5.88 | 5.87
TD | Other | 18 | LEVE | 24.2 | 18.06 | 10.89 | 12.07
TD | Other | 18 | LINM | 2.58 | 1.53 | 1.53 | 1.53
TD | Other | 18 | LISD_1 | 40.91 | 34.19 | 13.69 | 13.61
TD | Other | 18 | LITT_C | 12.37 | 9.12 | 2.74 | 2.74
TD | Other | 18 | LITT_J | 17.7 | 13.1 | 5.79 | 5.75
TD | Other | 18 | LODR_6 | 4.5 | 4.26 | 0 | 0
TD | Other | 18 | LOVE_1 | 165.3 | 145.51 | 20.15 | 20.13
TD | Other | 18 | LUNA_P | 2.31 | 1.71 | 1.19 | 1.42
TD | Other | 18 | MACC_3 | 26.85 | 19.28 | 9.85 | 9.8
TD | Other | 18 | MANN_1 | 31.38 | 21.19 | 16.32 | 17.49
TD | Other | 18 | MAYB | 10.42 | 7.71 | 3.61 | 3.59
TD | Other | 18 | MELK_1 | 55.1 | 46.89 | 8.36 | 8.35
TD | Other | 18 | MILC_P | 9.75 | 7.07 | 4.8 | 4.8
TD | Other | 18 | MILH_1 | 4.75 | 4.49 | 0 | 0
TD | Other | 18 | MITY_1 | 10.21 | 6.71 | 4.63 | 4.63
TD | Other | 18 | MYBS_P | 1.64 | 1.44 | 0.72 | 1.11
TD | Other | 18 | NEAR | 20.52 | 17.39 | 12.81 | 12.81
TD | Other | 18 | NECE_1 | 166.06 | 143.08 | 37.04 | 36.99
TD | Other | 18 | NEWX_6 | 44.11 | 33.12 | 25.96 | 25.95
TD | Other | 18 | NFLE | 5.65 | 3.9 | 2.44 | 2.44
TD | Other | 18 | NINF_1 | 6.3 | 4.08 | 3.12 | 3.12
TD | Other | 18 | NORM_1 | 102.44 | 83.69 | 41.19 | 53.11
TD | Other | 18 | NORT_1 | 3.56 | 2.34 | 1.7 | 1.7
TD | Other | 18 | NURS_1 | 38.86 | 28.89 | 14.63 | 14.61
TD | Other | 18 | OCKH_1 | 4.37 | 2.59 | 2.59 | 2.59
TD | Other | 18 | OFFE_3 | 8.93 | 5.31 | 5.31 | 5.31
TD | Other | 18 | OLDB_1 | 78.08 | 66.07 | 47.8 | 47.8
TD | Other | 18 | OSBA_1 | 51.56 | 46.25 | 4.8 | 4.79
TD | Other | 18 | PADIB1 | 73.98 | 62.27 | 6.73 | 7.01
TD | Other | 18 | PELH_1 | 6.44 | 3.97 | 3.97 | 3.97
TD | Other | 18 | PEMB_1 | 30.98 | 22.58 | 10.77 | 10.7
TD | Other | 18 | PENN_1 | 4.76 | 2.88 | 2.88 | 2.88
TD | Other | 18 | PENT_1 | 5.35 | 3.24 | 3.24 | 3.24
TD | Other | 18 | PENW_1 | 31.8 | 20.98 | 16.02 | 16
TD | Other | 18 | PERS_P | 13.37 | 9.43 | 5.22 | 5.2
TD | Other | 18 | POOB | 9.16 | 5.13 | 5.13 | 5.13
TD | Other | 18 | POPP_3 | 19.44 | 12.8 | 10.86 | 11.91
TD | Other | 18 | PORA_P | 6.2 | 5.86 | 0 | 0
TD | Other | 18 | PYLE_1 | 50.21 | 43.08 | 13.19 | 16.87
TD | Other | 18 | RAIN_1 | 106.9 | 97.39 | 6.21 | 6.21
TD | Other | 18 | RASS_1 | 111.39 | 101.24 | 7.05 | 7.05
TD | Other | 18 | RATS_1 | 67.71 | 53.45 | 19.26 | 19.21
TD | Other | 18 | RAYL_1 | 45.92 | 32.96 | 17.35 | 17.35
TD | Other | 18 | RICH1 | 14.8 | 10.95 | 4.84 | 4.8
TD | Other | 18 | ROCH_1 | 11.99 | 7.01 | 7.01 | 7.01
TD | Other | 18 | RYEH_1 | 30.28 | 20.2 | 13.82 | 13.8
TD | Other | 18 | SALH_1 | 431.62 | 339.53 | 113.22 | 112.75
TD | Other | 18 | SALT_1 | 33.5 | 29.73 | 3.31 | 3.29
TD | Other | 18 | SBAR | 11.03 | 10.43 | 0 | 0
TD | Other | 18 | SEAB1 | 121.1 | 98.62 | 42.13 | 42.12
TD | Other | 18 | SELL_1 | 27.81 | 25.52 | 1.3 | 1.3
TD | Other | 18 | SHEC_3 | 25.87 | 18.55 | 16.32 | 16.32
TD | Other | 18 | SHRW_1 | 12.8 | 8.94 | 6.85 | 6.85
TD | Other | 18 | SJOW_1 | 14.02 | 10.37 | 4.58 | 4.55
TD | Other | 18 | SKLGB1 | 65.6 | 57.49 | 7.72 | 7.71
TD | Other | 18 | SMAN_1 | 79.38 | 62.7 | 22.72 | 23.68
TD | Other | 18 | SPEN_1 | 160.56 | 123.58 | 85.15 | 93.32
TD | Other | 18 | STAH_1 | 29.35 | 22.74 | 12.02 | 14.24
TD | Other | 18 | STAY_1 | 96.37 | 77.91 | 26.8 | 26.78
TD | Other | 18 | STEN_1 | 8.22 | 5.47 | 3.81 | 3.8
TD | Other | 18 | STES_1 | 20.23 | 13.39 | 9.67 | 9.65
TD | Other | 18 | STIR | 17.76 | 15.63 | 7.77 | 11.18
TD | Other | 18 | STLE | 12.11 | 8.27 | 6.6 | 6.6
TD | Other | 18 | STRI_P | 3.17 | 1.89 | 1.89 | 1.89
TD | Other | 18 | SUND_1 | 48.11 | 29.39 | 26.47 | 26.47
TD | Other | 18 | SWAN_1 | 198.33 | 183.86 | 7 | 7.51
TD | Other | 18 | TAUN1 | 38.7 | 33.61 | 8.32 | 10.73
TD | Other | 18 | TAYN_P | 2.8 | 2.65 | 0 | 0
TD | Other | 18 | TEMP_3 | 2.19 | 1.46 | 1.01 | 1.01
TD | Other | 18 | THOM_6 | 99.88 | 86.02 | 16.23 | 16.85
TD | Other | 18 | THSO_P | 12.7 | 2.79 | 0.78 | 0.78
TD | Other | 18 | THUR_6 | 9.26 | 8.75 | 0 | 0
TD | Other | 18 | TILBB_1 | 22.84 | 15.31 | 10.63 | 10.63
TD | Other | 18 | TOTT_1 | 56.22 | 40.79 | 27.04 | 27.04
TD | Other | 18 | TRAW_1 | 2.1 | 1.25 | 1.25 | 1.25
TD | Other | 18 | TYNE_1 | 10.07 | 5.93 | 4.25 | 4.24
TD | Other | 18 | TYNE_2 | 24.74 | 23.39 | 0 | 0
TD | Other | 18 | UPPB_1 | 95.71 | 90.49 | 0 | 0
TD | Other | 18 | UPPB_3 | 36.98 | 34.44 | 1.09 | 1.09
TD | Other | 18 | USKM_1 | 42.85 | 34.1 | 19.33 | 23.93
TD | Other | 18 | WALH_1 | 18.73 | 11.84 | 10.1 | 10.62
TD | Other | 18 | WALP_1 | 107.83 | 94 | 35.35 | 35.13
TD | Other | 18 | WALP_B | 35.96 | 29.93 | 6.53 | 6.53
TD | Other | 18 | WASF_1 | 43.88 | 30.44 | 18.05 | 17.98
TD | Other | 18 | WATFS_1 | 5.71 | 4.22 | 2.47 | 2.47
TD | Other | 18 | WBUR_1 | 28.08 | 20.9 | 11.63 | 11.92
TD | Other | 18 | WFIE | 14.8 | 13.03 | 6.47 | 9.32
TD | Other | 18 | WHAM_1 | 50.01 | 38.97 | 14.27 | 14.92
TD | Other | 18 | WHGA_1 | 3.28 | 1.82 | 1.82 | 1.82
TD | Other | 18 | WHHO | 1.64 | 1.22 | 0.54 | 0.53
TD | Other | 18 | WIBA_3 | 52.1 | 45.06 | 22.89 | 32.52
TD | Other | 18 | WIEN_1 | 31.17 | 23.07 | 14.99 | 14.99
TD | Other | 18 | WILL_1 | 57.87 | 42.31 | 19.24 | 19.11
TD | Other | 18 | WIMBN1 | 10.02 | 9.47 | 0 | 0
TD | Other | 18 | WIMBS1 | 11.07 | 9.45 | 3.16 | 3.16
TD | Other | 18 | WISD_6 | 2 | 1.48 | 0.65 | 0.65
TD | Other | 18 | WMEL_1 | 63.06 | 58.13 | 3.11 | 3.11
TD | Other | 18 | WTHU31 | 22.63 | 13.44 | 13.44 | 13.44
TD | Other | 18 | WWEY_1 | 11.41 | 8.17 | 4.02 | 4.02
TD | Other | 18 | WYMOM_1 | 10.77 | 6.54 | 6.54 | 6.54
TD | Other | 19 | ABHA1 | 7.97 | 4.73 | 4.73 | 4.73
TD | Other | 19 | ABNE_P | 6.21 | 3.89 | 3.89 | 3.89
TD | Other | 19 | ABTH_1 | 28.59 | 25.44 | 9.35 | 9.28
TD | Other | 19 | ALNE_P | 8.23 | 7.24 | 3.6 | 5.18
TD | Other | 19 | ALVE1 | 11.91 | 7.73 | 7.73 | 7.73
TD | Other | 19 | AMEM_1 | 11.06 | 8.34 | 2.41 | 2.41
TD | Other | 19 | ARMO_P | 5 | 4.73 | 0 | 0
TD | Other | 19 | BARKC1 | 163.63 | 114.32 | 78.14 | 82.89
TD | Other | 19 | BARKW3 | 26.85 | 25.38 | 0 | 0
TD | Other | 19 | BEDD_1 | 77.73 | 66.69 | 10.53 | 10.52
TD | Other | 19 | BESW_1 | 14.88 | 9.31 | 7.97 | 7.97
TD | Other | 19 | BICF_1 | 50.89 | 43.26 | 23.64 | 34.28
TD | Other | 19 | BIRK_1 | 22.62 | 15.46 | 9.73 | 9.7
TD | Other | 19 | BISW_1 | 23.17 | 16.77 | 11.6 | 11.6
TD | Other | 19 | BLYTB1 | 7.62 | 4.91 | 3.83 | 3.82
TD | Other | 19 | BOLN_1 | 125.42 | 93.97 | 50.55 | 51.54
TD | Other | 19 | BONN | 1.08 | 0.8 | 0.35 | 0.35
TD | Other | 19 | BOTW_1 | 63.79 | 59.51 | 1.34 | 1.34
TD | Other | 19 | BRAI_1 | 12.71 | 7.72 | 7.72 | 7.72
TD | Other | 19 | BRAW_1 | 33.02 | 26.28 | 9.61 | 9.6
TD | Other | 19 | BRED_1 | 9.56 | 5.94 | 5.35 | 5.35
TD | Other | 19 | BRFO_1 | 183.12 | 160 | 33.81 | 38.03
TD | Other | 19 | BRIM_1 | 9.21 | 6.66 | 3.65 | 3.64
TD | Other | 19 | BRLE_1 | 105.65 | 90.9 | 15.08 | 15.06
TD | Other | 19 | BRWA1 | 41.22 | 36.43 | 5.65 | 6.51
TD | Other | 19 | BURM_1 | 256.23 | 201.53 | 120.93 | 130.69
TD | Other | 19 | BUSH_1 | 24.03 | 15.38 | 15.38 | 15.38
TD | Other | 19 | BUST_1 | 3.06 | 1.82 | 1.82 | 1.82
TD | Other | 19 | CANTN1 | 109.99 | 100.24 | 7.04 | 7.04
TD | Other | 19 | CAPEA1 | 205.36 | 184.57 | 42.6 | 42.34
TD | Other | 19 | CARE_1 | 166.3 | 143.08 | 27.78 | 27.75
TD | Other | 19 | CARR_1 | 137.65 | 112.5 | 38.71 | 49.12
TD | Other | 19 | CELL_1 | 164.24 | 134.62 | 39.18 | 41.49
TD | Other | 19 | CHIC_1 | 51.81 | 48.58 | 0.93 | 0.93
TD | Other | 19 | CHSI_1 | 9.85 | 8.95 | 0.6 | 0.6
TD | Other | 19 | CHTE_1 | 102.04 | 91.86 | 9.68 | 9.68
TD | Other | 19 | CITR_1 | 22.81 | 19.74 | 5.06 | 5.02
TD | Other | 19 | CLAY_P | 1.05 | 0.51 | 0.51 | 0.51
TD | Other | 19 | CLYM | 7.06 | 4.19 | 4.19 | 4.19
TD | Other | 19 | CONQA1 | 79.03 | 67.88 | 21.35 | 21.6
TD | Other | 19 | COVE_1 | 49.5 | 36.09 | 24.05 | 24.04
TD | Other | 19 | COWL_1 | 51.6 | 36.49 | 23.73 | 23.73
TD | Other | 19 | COYL | 6.69 | 3.97 | 3.97 | 3.97
TD | Other | 19 | CREB_1 | 26.37 | 21.29 | 6.81 | 6.79
TD | Other | 19 | CUMB | 20.44 | 12.82 | 12.49 | 12.49
TD | Other | 19 | CUPA | 1.79 | 1.18 | 1.18 | 1.18
TD | Other | 19 | DALM3 | 19.81 | 14.66 | 10 | 10
TD | Other | 19 | DEWP | 1.43 | 1.06 | 0.47 | 0.46
TD | Other | 19 | DRAK_1 | 13.59 | 8.76 | 6.6 | 6.59
TD | Other | 19 | DRAX_1 | 74.63 | 68.04 | 11.91 | 16.41
TD | Other | 19 | DUDH_P | 3.85 | 2.85 | 1.26 | 1.25
TD | Other | 19 | DUNB | 8.48 | 6.12 | 4.58 | 4.58
TD | Other | 19 | DUNF | 3.71 | 2.3 | 2.3 | 2.3
TD | Other | 19 | EALI_6 | 10.89 | 5.95 | 4.62 | 4.62
TD | Other | 19 | EASO_1 | 11.26 | 8.11 | 5.36 | 6.18
TD | Other | 19 | ECLA_1 | 49.57 | 32.68 | 24.03 | 24
TD | Other | 19 | EKIS | 6.16 | 3.66 | 3.66 | 3.66
TD | Other | 19 | ELLA_1 | 103.19 | 83.22 | 19.85 | 19.77
TD | Other | 19 | ELST_1 | 11.44 | 9.78 | 2.38 | 2.38
TD | Other | 19 | ENDE_1 | 36.09 | 23.28 | 19.29 | 19.77
TD | Other | 19 | EXET1 | 71.45 | 62.03 | 10.49 | 10.47
TD | Other | 19 | FAWL_1 | 215.31 | 180.52 | 34.16 | 34
TD | Other | 19 | FECK_6 | 55.22 | 49.2 | 6.67 | 7.61
TD | Other | 19 | FERRA2 | 44.14 | 40.36 | 2.33 | 2.33
TD | Other | 19 | FERRB1 | 104.4 | 77.41 | 51.07 | 52.93
TD | Other | 19 | FIDF_1 | 107.94 | 88.27 | 30.36 | 37.51
TD | Other | 19 | FLEE_1 | 100.36 | 93.63 | 2.1 | 2.1
TD | Other | 19 | FOUR_1 | 1.91 | 1.26 | 1.26 | 1.26
TD | Other | 19 | FROD_1 | 324.14 | 273.57 | 68.27 | 67.83
TD | Other | 19 | GLRO | 2.56 | 1.69 | 1.69 | 1.69
TD | Other | 19 | GREN_1 | 114.65 | 88.06 | 52.91 | 65.37
TD | Other | 19 | GRIW_1 | 83.26 | 70.15 | 29.57 | 29.41
TD | Other | 19 | G_EXTRA_2 | 1.54 | 1.01 | 1.01 | 1.01
TD | Other | 19 | G_EXTRA_4 | 4.67 | 2.78 | 2.78 | 2.78
TD | Other | 19 | G_EXTRA_5 | 6.46 | 3.84 | 3.84 | 3.84
TD | Other | 19 | G_EXTRA_8 | 4.24 | 2.73 | 2.73 | 2.73
TD | Other | 19 | G_EXTRA_9 | 2.97 | 2.2 | 1.5 | 1.5
TD | Other | 19 | HACK_1 | 3 | 2.22 | 0.98 | 0.97
TD | Other | 19 | HACK_6 | 12.59 | 11.9 | 0 | 0
TD | Other | 19 | HAMHC1 | 26.88 | 13.74 | 13.74 | 13.74
TD | Other | 19 | HARK_1 | 29.55 | 20.51 | 9.23 | 9.21
TD | Other | 19 | HAWP_6 | 3.72 | 2.21 | 2.21 | 2.21
TD | Other | 19 | HEYS_1 | 9.64 | 5.97 | 5.3 | 5.29
TD | Other | 19 | HURS_1 | 14.03 | 10.55 | 4.6 | 4.6
TD | Other | 19 | HUTT_1 | 103.23 | 83.53 | 40.1 | 52.71
TD | Other | 19 | INDQ1 | 62.36 | 48.63 | 26.36 | 26.35
TD | Other | 19 | IROA1 | 8.8 | 6.02 | 3.77 | 3.75
TD | Other | 19 | IRONB1 | 6.35 | 3.87 | 3.87 | 3.87
TD | Other | 19 | IVER_1 | 188.49 | 156.77 | 81 | 85.55
TD | Other | 19 | KAIM | 3.86 | 2.69 | 1.56 | 1.56
TD | Other | 19 | KEAD_1 | 13.39 | 8.15 | 8.15 | 8.15
TD | Other | 19 | KEAR_1 | 38.72 | 25.46 | 23.22 | 23.22
TD | Other | 19 | KEIT_P | 21.19 | 18.36 | 9.43 | 13.82
TD | Other | 19 | KEMS_1 | 393.48 | 315.2 | 199.09 | 216.1
TD | Other | 19 | KIER | 4.89 | 2.91 | 2.91 | 2.91
TD | Other | 19 | KILT | 6.57 | 5.21 | 2.43 | 3.02
TD | Other | 19 | KILW | 18.1 | 15.82 | 6.34 | 6.31
TD | Other | 19 | KINO_1 | 157.65 | 132.64 | 58.56 | 58.32
TD | Other | 19 | KINT_P | 7.59 | 5.62 | 2.48 | 2.46
TD | Other | 19 | KIRKB1 | 6.21 | 5.46 | 3.43 | 3.93
TD | Other | 19 | KNAR | 4.25 | 2.8 | 2.8 | 2.8
TD | Other | 19 | LACK_6 | 137.11 | 106.12 | 72.63 | 81.4
TD | Other | 19 | LALE1SG003 | 64.39 | 48.35 | 27.12 | 27.56
TD | Other | 19 | LAND1 | 136.76 | 118.06 | 31.88 | 32.26
TD | Other | 19 | LEGA_1 | 11.87 | 7.59 | 5.94 | 5.93
TD | Other | 19 | LEVE | 24.45 | 18.38 | 11.16 | 12.34
TD | Other | 19 | LINM | 2.54 | 1.51 | 1.51 | 1.51
TD | Other | 19 | LISD_1 | 41.03 | 34.57 | 13.74 | 13.65
TD | Other | 19 | LITT_C | 13.4 | 10.02 | 2.82 | 2.82
TD | Other | 19 | LITT_J | 17.91 | 13.26 | 5.86 | 5.81
TD | Other | 19 | LODR_6 | 5.09 | 4.81 | 0 | 0
TD | Other | 19 | LOVE_1 | 190.94 | 169.6 | 20.77 | 20.74
TD | Other | 19 | LUNA_P | 2.3 | 1.7 | 1.18 | 1.41
TD | Other | 19 | MACC_3 | 27.07 | 19.45 | 9.91 | 9.86
TD | Other | 19 | MANN_1 | 31.76 | 21.65 | 16.44 | 17.63
TD | Other | 19 | MAYB | 10.6 | 7.84 | 3.68 | 3.66
TD | Other | 19 | MELK_1 | 65.44 | 56.7 | 8.31 | 8.3
TD | Other | 19 | MILC_P | 10.11 | 7.34 | 4.97 | 4.97
TD | Other | 19 | MILH_1 | 5.36 | 5.07 | 0 | 0
TD | Other | 19 | MITY_1 | 10.44 | 6.94 | 4.59 | 4.59
TD | Other | 19 | MYBS_P | 1.7 | 1.49 | 0.74 | 1.15
TD | Other | 19 | NEAR | 23.33 | 19.87 | 14.58 | 14.58
TD | Other | 19 | NECE_1 | 170.13 | 146.58 | 39.51 | 39.47
TD | Other | 19 | NEWX_6 | 50.32 | 37.78 | 29.71 | 29.71
TD | Other | 19 | NFLE | 5.8 | 4.06 | 2.4 | 2.4
TD | Other | 19 | NINF_1 | 6.27 | 4.07 | 3.1 | 3.09
TD | Other | 19 | NORM_1 | 103.88 | 85.04 | 41.71 | 53.64
TD | Other | 19 | NORT_1 | 3.56 | 2.34 | 1.69 | 1.69
TD | Other | 19 | NURS_1 | 40.49 | 30.25 | 15 | 14.98
TD | Other | 19 | OCKH_1 | 4.31 | 2.56 | 2.56 | 2.56
TD | Other | 19 | OFFE_3 | 8.81 | 5.23 | 5.23 | 5.23
TD | Other | 19 | OLDB_1 | 87.46 | 74.28 | 53.64 | 53.64
TD | Other | 19 | OSBA_1 | 51.94 | 46.61 | 5.14 | 5.13
TD | Other | 19 | PADIB1 | 73.94 | 62.85 | 6.69 | 6.97
TD | Other | 19 | PELH_1 | 6.59 | 4.13 | 4.13 | 4.13
TD | Other | 19 | PEMB_1 | 31.3 | 22.81 | 10.86 | 10.8
TD | Other | 19 | PENN_1 | 5.01 | 3.11 | 3.11 | 3.11
TD | Other | 19 | PENT_1 | 5.38 | 3.3 | 3.3 | 3.3
TD | Other | 19 | PENW_1 | 32.18 | 21.45 | 16.43 | 16.41
TD | Other | 19 | PERS_P | 13.46 | 9.5 | 5.24 | 5.21
TD | Other | 19 | POOB | 9.29 | 5.24 | 5.24 | 5.24
TD | Other | 19 | POPP_3 | 19.4 | 12.82 | 10.81 | 11.9
TD | Other | 19 | PORA_P | 6.2 | 5.86 | 0 | 0
TD | Other | 19 | PYLE_1 | 58.71 | 51.09 | 13.43 | 17.11
TD | Other | 19 | RAIN_1 | 139.66 | 128.42 | 6.12 | 6.12
TD | Other | 19 | RASS_1 | 141.39 | 129.65 | 7.05 | 7.05
TD | Other | 19 | RATS_1 | 71.76 | 57.19 | 19.75 | 19.71
TD | Other | 19 | RAYL_1 | 47.7 | 34.77 | 17.13 | 17.13
TD | Other | 19 | RICH1 | 14.98 | 11.08 | 4.9 | 4.86
TD | Other | 19 | ROCH_1 | 11.87 | 6.93 | 6.93 | 6.93
TD | Other | 19 | RYEH_1 | 30.94 | 20.85 | 14.01 | 14
TD | Other | 19 | SALH_1 | 438.12 | 345.45 | 116.43 | 115.95
TD | Other | 19 | SALT_1 | 36.84 | 32.89 | 3.38 | 3.37
TD | Other | 19 | SBAR | 15.14 | 14.31 | 0 | 0
TD | Other | 19 | SEAB1 | 127.42 | 103.54 | 45.81 | 45.8
TD | Other | 19 | SELL_1 | 36.73 | 33.97 | 1.28 | 1.28
TD | Other | 19 | SHEC_3 | 29.06 | 20.92 | 18.35 | 18.35
TD | Other | 19 | SHRW_1 | 13.35 | 9.4 | 7.22 | 7.22
TD | Other | 19 | SJOW_1 | 14.19 | 10.5 | 4.64 | 4.61
TD | Other | 19 | SKLGB1 | 84.46 | 75.35 | 7.74 | 7.73
TD | Other | 19 | SMAN_1 | 89.22 | 71.93 | 23.51 | 24.51
TD | Other | 19 | SPEN_1 | 174.37 | 133.95 | 93.8 | 102.11
TD | Other | 19 | STAH_1 | 29.46 | 22.83 | 12.04 | 14.26
TD | Other | 19 | STAY_1 | 114.24 | 94.82 | 27.93 | 27.91
TD | Other | 19 | STEN_1 | 8.21 | 5.47 | 3.79 | 3.78
TD | Other | 19 | STES_1 | 20.28 | 13.46 | 9.7 | 9.68
TD | Other | 19 | STIR | 17.76 | 15.63 | 7.77 | 11.18
TD | Other | 19 | STLE | 12.48 | 8.57 | 6.82 | 6.82
TD | Other | 19 | STRI_P | 3.13 | 1.86 | 1.86 | 1.86
TD | Other | 19 | SUND_1 | 47.97 | 29.45 | 26.14 | 26.14
TD | Other | 19 | SWAN_1 | 227.68 | 211.65 | 6.93 | 7.44
TD | Other | 19 | TAUN1 | 47.2 | 41.65 | 8.43 | 10.94
TD | Other | 19 | TAYN_P | 2.8 | 2.65 | 0 | 0
TD | Other | 19 | TEMP_3 | 2.19 | 1.46 | 1.01 | 1
TD | Other | 19 | THOM_6 | 126.53 | 111.29 | 16.65 | 17.26
TD | Other | 19 | THSO_P | 12.7 | 2.79 | 1.35 | 1.35
TD | Other | 19 | THUR_6 | 12.71 | 12.01 | 0 | 0
TD | Other | 19 | TILBB_1 | 23.24 | 15.77 | 10.48 | 10.48
TD | Other | 19 | TOTT_1 | 58.63 | 42.54 | 28.2 | 28.2
TD | Other | 19 | TRAW_1 | 2.07 | 1.23 | 1.23 | 1.23
TD | Other | 19 | TYNE_1 | 10.28 | 6.05 | 4.35 | 4.34
TD | Other | 19 | TYNE_2 | 27.97 | 26.44 | 0 | 0
TD | Other | 19 | UPPB_1 | 122.36 | 115.68 | 0 | 0
TD | Other | 19 | UPPB_3 | 50.21 | 46.96 | 1.19 | 1.19
TD | Other | 19 | USKM_1 | 43.06 | 34.39 | 19.57 | 24.17
TD | Other | 19 | WALH_1 | 18.8 | 11.92 | 10.18 | 10.7
TD | Other | 19 | WALP_1 | 108.55 | 95.7 | 35.58 | 35.35
TD | Other | 19 | WALP_B | 39.27 | 33.07 | 6.63 | 6.63
TD | Other | 19 | WASF_1 | 44.05 | 30.6 | 18.05 | 17.98
TD | Other | 19 | WATFS_1 | 6.02 | 4.57 | 2.59 | 2.59
TD | Other | 19 | WBUR_1 | 32.15 | 24.78 | 12.46 | 12.77
TD | Other | 19 | WFIE | 14.8 | 13.03 | 6.47 | 9.32
TD | Other | 19 | WHAM_1 | 51.57 | 40.34 | 14.47 | 15.16
TD | Other | 19 | WHGA_1 | 3.29 | 1.82 | 1.82 | 1.82
TD | Other | 19 | WHHO | 1.66 | 1.23 | 0.54 | 0.54
TD | Other | 19 | WIBA_3 | 52.15 | 45.08 | 22.91 | 32.54
TD | Other | 19 | WIEN_1 | 32.54 | 24.08 | 15.64 | 15.64
TD | Other | 19 | WILL_1 | 58.58 | 42.83 | 19.48 | 19.35
TD | Other | 19 | WIMBN1 | 11.33 | 10.71 | 0 | 0
TD | Other | 19 | WIMBS1 | 12.61 | 10.75 | 3.62 | 3.62
TD | Other | 19 | WISD_6 | 2.02 | 1.5 | 0.66 | 0.66
TD | Other | 19 | WMEL_1 | 84.7 | 78.6 | 3.4 | 3.4
TD | Other | 19 | WTHU31 | 22.31 | 13.25 | 13.25 | 13.25
TD | Other | 19 | WWEY_1 | 11.84 | 8.58 | 4.01 | 4
TD | Other | 19 | WYMOM_1 | 10.86 | 6.67 | 6.67 | 6.67
TD | Other | 20 | ABHA1 | 7.84 | 4.65 | 4.65 | 4.65
TD | Other | 20 | ABNE_P | 6.33 | 4.03 | 4.03 | 4.03
TD | Other | 20 | ABTH_1 | 28.59 | 25.73 | 9.35 | 9.28
TD | Other | 20 | ALNE_P | 8.23 | 7.24 | 3.6 | 5.18
TD | Other | 20 | ALVE1 | 12.48 | 8.32 | 8.32 | 8.32
TD | Other | 20 | AMEM_1 | 10.99 | 8.3 | 2.37 | 2.37
TD | Other | 20 | ARMO_P | 5 | 4.73 | 0 | 0
TD | Other | 20 | BARKC1 | 167.04 | 116.8 | 79.73 | 84.47
TD | Other | 20 | BARKW3 | 28.31 | 26.76 | 0 | 0
TD | Other | 20 | BEDD_1 | 78.02 | 67 | 10.44 | 10.43
TD | Other | 20 | BESW_1 | 14.72 | 9.22 | 7.87 | 7.86
TD | Other | 20 | BICF_1 | 52.7 | 44.91 | 24.59 | 35.62
TD | Other | 20 | BIRK_1 | 22.62 | 15.48 | 9.7 | 9.66
TD | Other | 20 | BISW_1 | 23.84 | 17.29 | 11.95 | 11.95
TD | Other | 20 | BLYTB1 | 7.57 | 4.88 | 3.78 | 3.78
TD | Other | 20 | BOLN_1 | 133.23 | 101.04 | 51.83 | 52.82
TD | Other | 20 | BONN | 1.09 | 0.8 | 0.36 | 0.35
TD | Other | 20 | BOTW_1 | 67.09 | 62.64 | 1.32 | 1.32
TD | Other | 20 | BRAI_1 | 12.69 | 7.77 | 7.77 | 7.77
TD | Other | 20 | BRAW_1 | 34.03 | 27.18 | 9.65 | 9.64
TD | Other | 20 | BRED_1 | 9.78 | 6.15 | 5.56 | 5.56
TD | Other | 20 | BRFO_1 | 190.63 | 166.93 | 34.54 | 38.77
TD | Other | 20 | BRIM_1 | 9.4 | 6.83 | 3.8 | 3.78
TD | Other | 20 | BRLE_1 | 113.49 | 98.23 | 15.47 | 15.45
TD | Other | 20 | BRWA1 | 49.65 | 44.43 | 5.68 | 6.57
TD | Other | 20 | BURM_1 | 257.94 | 205.33 | 123.79 | 133.55
TD | Other | 20 | BUSH_1 | 24.93 | 16.34 | 16.34 | 16.34
TD | Other | 20 | BUST_1 | 3.01 | 1.79 | 1.79 | 1.79
TD | Other | 20 | CANTN1 | 114.73 | 104.78 | 7.21 | 7.21
TD | Other | 20 | CAPEA1 | 211.59 | 191.64 | 42.55 | 42.28
TD | Other | 20 | CARE_1 | 191.03 | 166.19 | 28.7 | 28.67
TD | Other | 20 | CARR_1 | 137.73 | 113.07 | 38.72 | 49.12
TD | Other | 20 | CELL_1 | 180.06 | 149.37 | 39.57 | 41.88
TD | Other | 20 | CHIC_1 | 52.08 | 48.84 | 1.02 | 1.02
TD | Other | 20 | CHSI_1 | 10.31 | 9.4 | 0.59 | 0.59
TD | Other | 20 | CHTE_1 | 125.69 | 114.29 | 9.9 | 9.9
TD | Other | 20 | CITR_1 | 23.27 | 20.26 | 5.08 | 5.04
TD | Other | 20 | CLAY_P | 1.07 | 0.52 | 0.52 | 0.52
TD | Other | 20 | CLYM | 6.94 | 4.12 | 4.12 | 4.12
TD | Other | 20 | CONQA1 | 91.31 | 79.4 | 21.85 | 22.1
TD | Other | 20 | COVE_1 | 50.49 | 36.94 | 24.38 | 24.37
TD | Other | 20 | COWL_1 | 52.64 | 37.35 | 24.04 | 24.04
TD | Other | 20 | COYL | 6.58 | 3.91 | 3.91 | 3.91
TD | Other | 20 | CREB_1 | 29.97 | 24.7 | 7.09 | 7.07
TD | Other | 20 | CUMB | 20.72 | 13.18 | 12.83 | 12.83
TD | Other | 20 | CUPA | 1.9 | 1.29 | 1.29 | 1.29
TD | Other | 20 | DALM3 | 20.46 | 15.14 | 10.32 | 10.32
TD | Other | 20 | DEWP | 1.45 | 1.07 | 0.47 | 0.47
TD | Other | 20 | DRAK_1 | 13.73 | 8.89 | 6.71 | 6.7
TD | Other | 20 | DRAX_1 | 87.71 | 80.43 | 11.88 | 16.38
TD | Other | 20 | DUDH_P | 3.89 | 2.88 | 1.27 | 1.26
TD | Other | 20 | DUNB | 8.82 | 6.4 | 4.8 | 4.8
TD | Other | 20 | DUNF | 3.76 | 2.37 | 2.37 | 2.37
TD | Other | 20 | EALI_6 | 11.22 | 6.15 | 4.74 | 4.74
TD | Other | 20 | EASO_1 | 11.34 | 8.19 | 5.38 | 6.23
TD | Other | 20 | ECLA_1 | 49.4 | 32.71 | 23.78 | 23.76
TD | Other | 20 | EKIS | 6.06 | 3.6 | 3.6 | 3.6
TD | Other | 20 | ELLA_1 | 103.96 | 84.29 | 20.16 | 20.07
TD | Other | 20 | ELST_1 | 12.08 | 10.4 | 2.6 | 2.6
TD | Other | 20 | ENDE_1 | 36.31 | 23.59 | 19.57 | 20.05
TD | Other | 20 | EXET1 | 71.86 | 62.41 | 10.79 | 10.77
TD | Other | 20 | FAWL_1 | 216.35 | 181.96 | 34.79 | 34.63
TD | Other | 20 | FECK_6 | 57.41 | 51.31 | 6.6 | 7.53
TD | Other | 20 | FERRA2 | 54.99 | 50.64 | 2.29 | 2.29
TD | Other | 20 | FERRB1 | 107.34 | 79.65 | 52.56 | 54.43
TD | Other | 20 | FIDF_1 | 108.94 | 89.72 | 30.95 | 38.28
TD | Other | 20 | FLEE_1 | 126.56 | 118.43 | 2.06 | 2.06
TD | Other | 20 | FOUR_1 | 2.03 | 1.38 | 1.38 | 1.38
TD | Other | 20 | FROD_1 | 325.71 | 277.15 | 69.04 | 68.6
TD | Other | 20 | GLRO | 2.72 | 1.85 | 1.85 | 1.85
TD | Other | 20 | GREN_1 | 115.55 | 88.93 | 53.4 | 66.02
TD | Other | 20 | GRIW_1 | 83.52 | 70.98 | 29.69 | 29.52
TD | Other | 20 | G_EXTRA_2 | 1.63 | 1.11 | 1.11 | 1.11
TD | Other | 20 | G_EXTRA_4 | 4.6 | 2.73 | 2.73 | 2.73
TD | Other | 20 | G_EXTRA_5 | 6.35 | 3.77 | 3.77 | 3.77
TD | Other | 20 | G_EXTRA_8 | 4.42 | 2.92 | 2.92 | 2.92
TD | Other | 20 | G_EXTRA_9 | 3.07 | 2.27 | 1.55 | 1.55
TD | Other | 20 | HACK_1 | 3.03 | 2.24 | 0.99 | 0.98
TD | Other | 20 | HACK_6 | 13.27 | 12.54 | 0 | 0
TD | Other | 20 | HAMHC1 | 27.51 | 14.13 | 14.13 | 14.13
TD | Other | 20 | HARK_1 | 30.48 | 21.23 | 9.49 | 9.47
TD | Other | 20 | HAWP_6 | 3.66 | 2.17 | 2.17 | 2.17
TD | Other | 20 | HEYS_1 | 9.53 | 5.9 | 5.22 | 5.22
TD | Other | 20 | HURS_1 | 14.25 | 10.79 | 4.52 | 4.52
TD | Other | 20 | HUTT_1 | 105.57 | 85.54 | 41.07 | 54.13
TD | Other | 20 | INDQ1 | 64.12 | 50.13 | 26.88 | 26.86
TD | Other | 20 | IROA1 | 8.8 | 6.03 | 3.75 | 3.74
TD | Other | 20 | IRONB1 | 6.35 | 3.9 | 3.9 | 3.9
TD | Other | 20 | IVER_1 | 190.35 | 159.36 | 82.04 | 86.77
TD | Other | 20 | KAIM | 3.87 | 2.7 | 1.56 | 1.55
TD | Other | 20 | KEAD_1 | 13.4 | 8.23 | 8.23 | 8.23
TD | Other | 20 | KEAR_1 | 39.38 | 26.08 | 23.78 | 23.78
TD | Other | 20 | KEIT_P | 21.56 | 18.68 | 9.59 | 14.07
TD | Other | 20 | KEMS_1 | 401.12 | 321.96 | 203.61 | 220.83
TD | Other | 20 | KIER | 4.81 | 2.86 | 2.86 | 2.86
TD | Other | 20 | KILT | 6.7 | 5.32 | 2.48 | 3.1
TD | Other | 20 | KILW | 18.18 | 16.06 | 6.42 | 6.38
TD | Other | 20 | KINO_1 | 159.37 | 134.99 | 59.33 | 59.08
TD | Other | 20 | KINT_P | 7.67 | 5.68 | 2.51 | 2.49
TD | Other | 20 | KIRKB1 | 6.73 | 5.91 | 3.75 | 4.25
TD | Other | 20 | KNAR | 4.51 | 3.06 | 3.06 | 3.06
TD | Other | 20 | LACK_6 | 139.59 | 108.03 | 74.28 | 83.05
TD | Other | 20 | LALE1SG003 | 66.07 | 49.71 | 27.69 | 28.13
TD | Other | 20 | LAND1 | 143.01 | 123.81 | 32.92 | 33.3
TD | Other | 20 | LEGA_1 | 11.94 | 7.66 | 5.99 | 5.99
TD | Other | 20 | LEVE | 24.68 | 18.69 | 11.42 | 12.61
TD | Other | 20 | LINM | 2.5 | 1.49 | 1.49 | 1.49
TD | Other | 20 | LISD_1 | 41.16 | 34.97 | 13.79 | 13.7
TD | Other | 20 | LITT_C | 13.97 | 10.49 | 2.89 | 2.89
TD | Other | 20 | LITT_J | 18.1 | 13.39 | 5.92 | 5.88
TD | Other | 20 | LODR_6 | 5.37 | 5.07 | 0 | 0
TD | Other | 20 | LOVE_1 | 210.35 | 187.86 | 21.32 | 21.29
TD | Other | 20 | LUNA_P | 2.28 | 1.69 | 1.17 | 1.4
TD | Other | 20 | MACC_3 | 27.24 | 19.59 | 9.95 | 9.9
TD | Other | 20 | MANN_1 | 31.93 | 21.93 | 16.55 | 17.76
TD | Other | 20 | MAYB | 10.74 | 7.94 | 3.74 | 3.71
TD | Other | 20 | MELK_1 | 74.59 | 65.38 | 8.23 | 8.22
TD | Other | 20 | MILC_P | 10.41 | 7.56 | 5.11 | 5.11
TD | Other | 20 | MILH_1 | 5.66 | 5.35 | 0 | 0
TD | Other | 20 | MITY_1 | 10.5 | 7.02 | 4.54 | 4.54
TD | Other | 20 | MYBS_P | 1.76 | 1.55 | 0.77 | 1.19
TD | Other | 20 | NEAR | 26.58 | 22.73 | 16.62 | 16.62
TD | Other | 20 | NECE_1 | 174.27 | 150.19 | 42.08 | 42.03
TD | Other | 20 | NEWX_6 | 51.76 | 38.87 | 30.53 | 30.53
TD | Other | 20 | NFLE | 5.82 | 4.11 | 2.36 | 2.36
TD | Other | 20 | NINF_1 | 6.23 | 4.05 | 3.07 | 3.06
TD | Other | 20 | NORM_1 | 104.86 | 86 | 42.25 | 54.19
TD | Other | 20 | NORT_1 | 3.54 | 2.33 | 1.68 | 1.68
TD | Other | 20 | NURS_1 | 41.52 | 31.09 | 15.29 | 15.27
TD | Other | 20 | OCKH_1 | 4.23 | 2.52 | 2.52 | 2.52
TD | Other | 20 | OFFE_3 | 8.66 | 5.15 | 5.15 | 5.15
TD | Other | 20 | OLDB_1 | 98.16 | 83.67 | 60.32 | 60.31
TD | Other | 20 | OSBA_1 | 52.33 | 46.99 | 5.5 | 5.49
TD | Other | 20 | PADIB1 | 73.87 | 63.42 | 6.63 | 6.91
TD | Other | 20 | PELH_1 | 6.73 | 4.3 | 4.3 | 4.3
TD | Other | 20 | PEMB_1 | 31.56 | 23.01 | 10.94 | 10.87
TD | Other | 20 | PENN_1 | 5.26 | 3.36 | 3.36 | 3.36
TD | Other | 20 | PENT_1 | 5.41 | 3.36 | 3.36 | 3.36
TD | Other | 20 | PENW_1 | 32.53 | 21.91 | 16.84 | 16.82
TD | Other | 20 | PERS_P | 13.51 | 9.55 | 5.24 | 5.22
TD | Other | 20 | POOB | 9.41 | 5.36 | 5.36 | 5.36
TD | Other | 20 | POPP_3 | 19.31 | 12.82 | 10.73 | 11.86
TD | Other | 20 | PORA_P | 6.2 | 5.86 | 0 | 0
TD | Other | 20 | PYLE_1 | 67.21 | 59.11 | 13.68 | 17.37
TD | Other | 20 | RAIN_1 | 171.55 | 158.62 | 6.02 | 6.02
TD | Other | 20 | RASS_1 | 169.36 | 156.16 | 7.04 | 7.04
TD | Other | 20 | RATS_1 | 73.98 | 59.25 | 20.21 | 20.16
TD | Other | 20 | RAYL_1 | 48.27 | 35.46 | 16.87 | 16.87
TD | Other | 20 | RICH1 | 15.13 | 11.2 | 4.95 | 4.91
TD | Other | 20 | ROCH_1 | 11.72 | 6.84 | 6.84 | 6.84
TD | Other | 20 | RYEH_1 | 31.35 | 21.27 | 14.2 | 14.18
TD | Other | 20 | SALH_1 | 443.69 | 350.73 | 119.29 | 118.8
TD | Other | 20 | SALT_1 | 38.46 | 34.43 | 3.46 | 3.44
TD | Other | 20 | SBAR | 19.25 | 18.2 | 0 | 0
TD | Other | 20 | SEAB1 | 133.77 | 108.17 | 49.27 | 49.26
TD | Other | 20 | SELL_1 | 45.49 | 42.26 | 1.26 | 1.26
TD | Other | 20 | SHEC_3 | 29.69 | 21.4 | 18.76 | 18.76
TD | Other | 20 | SHRW_1 | 13.84 | 9.83 | 7.57 | 7.57
TD | Other | 20 | SJOW_1 | 14.34 | 10.61 | 4.69 | 4.65
TD | Other | 20 | SKLGB1 | 103.29 | 93.2 | 7.74 | 7.73
TD | Other | 20 | SMAN_1 | 99 | 81.14 | 24.31 | 25.35
TD | Other | 20 | SPEN_1 | 178.14 | 136.9 | 96.08 | 104.54
TD | Other | 20 | STAH_1 | 29.53 | 22.89 | 12.04 | 14.26
TD | Other | 20 | STAY_1 | 132.01 | 111.69 | 29.05 | 29.03
TD | Other | 20 | STEN_1 | 8.18 | 5.46 | 3.77 | 3.76
TD | Other | 20 | STES_1 | 20.29 | 13.51 | 9.71 | 9.69
TD | Other | 20 | STIR | 17.76 | 15.63 | 7.77 | 11.18
TD | Other | 20 | STLE | 12.68 | 8.74 | 6.93 | 6.93
TD | Other | 20 | STRI_P | 3.08 | 1.83 | 1.83 | 1.83
TD | Other | 20 | SUND_1 | 47.52 | 29.24 | 25.75 | 25.75
TD | Other | 20 | SWAN_1 | 245.76 | 228.79 | 6.85 | 7.36
TD | Other | 20 | TAUN1 | 55.67 | 49.68 | 8.53 | 11.12
TD | Other | 20 | TAYN_P | 2.8 | 2.65 | 0 | 0
TD | Other | 20 | TEMP_3 | 2.18 | 1.46 | 1 | 1
TD | Other | 20 | THOM_6 | 153.15 | 136.57 | 17.07 | 17.69
TD | Other | 20 | THSO_P | 12.7 | 2.79 | 1.46 | 1.46
TD | Other | 20 | THUR_6 | 16.16 | 15.27 | 0 | 0
TD | Other | 20 | TILBB_1 | 23.25 | 15.88 | 10.31 | 10.31
TD | Other | 20 | TOTT_1 | 60.57 | 43.96 | 29.14 | 29.14
TD | Other | 20 | TRAW_1 | 2.04 | 1.21 | 1.21 | 1.21
TD | Other | 20 | TYNE_1 | 10.48 | 6.16 | 4.44 | 4.43
TD | Other | 20 | TYNE_2 | 29.48 | 27.87 | 0 | 0
TD | Other | 20 | UPPB_1 | 146.46 | 138.46 | 0 | 0
TD | Other | 20 | UPPB_3 | 63.46 | 59.48 | 1.3 | 1.3
TD | Other | 20 | USKM_1 | 43.25 | 34.66 | 19.8 | 24.4
TD | Other | 20 | WALH_1 | 18.86 | 12 | 10.25 | 10.77
TD | Other | 20 | WALP_1 | 109.07 | 97.21 | 35.85 | 35.62
TD | Other | 20 | WALP_B | 40.85 | 34.59 | 6.72 | 6.72
TD | Other | 20 | WASF_1 | 44.13 | 30.69 | 18.02 | 17.95
TD | Other | 20 | WATFS_1 | 6.2 | 4.8 | 2.71 | 2.71
TD | Other | 20 | WBUR_1 | 36.24 | 28.72 | 13.35 | 13.67
TD | Other | 20 | WFIE | 14.8 | 13.03 | 6.47 | 9.32
TD | Other | 20 | WHAM_1 | 52.55 | 41.18 | 14.66 | 15.37
TD | Other | 20 | WHGA_1 | 3.29 | 1.81 | 1.81 | 1.81
TD | Other | 20 | WHHO | 1.68 | 1.24 | 0.55 | 0.55
TD | Other | 20 | WIBA_3 | 52.21 | 45.11 | 22.94 | 32.57
TD | Other | 20 | WIEN_1 | 33.63 | 24.89 | 16.17 | 16.17
TD | Other | 20 | WILL_1 | 59.21 | 43.28 | 19.69 | 19.56
TD | Other | 20 | WIMBN1 | 11.94 | 11.29 | 0 | 0
TD | Other | 20 | WIMBS1 | 13.14 | 11.22 | 3.73 | 3.73
TD | Other | 20 | WISD_6 | 2.05 | 1.51 | 0.67 | 0.66
TD | Other | 20 | WMEL_1 | 106.25 | 99 | 3.71 | 3.71
TD | Other | 20 | WTHU31 | 21.94 | 13.03 | 13.03 | 13.03
TD | Other | 20 | WWEY_1 | 12.04 | 8.77 | 3.99 | 3.99
TD | Other | 20 | WYMOM_1 | 10.94 | 6.8 | 6.8 | 6.8
TD | Other | 21 | ABHA1 | 7.67 | 4.55 | 4.55 | 4.55
TD | Other | 21 | ABNE_P | 6.45 | 4.18 | 4.18 | 4.18
TD | Other | 21 | ABTH_1 | 28.59 | 25.73 | 9.35 | 9.28
TD | Other | 21 | ALNE_P | 7.71 | 6.79 | 3.37 | 4.86
TD | Other | 21 | ALVE1 | 13.07 | 8.94 | 8.94 | 8.94
TD | Other | 21 | AMEM_1 | 10.91 | 8.24 | 2.32 | 2.32
TD | Other | 21 | ARMO_P | 5 | 4.73 | 0 | 0
TD | Other | 21 | BARKC1 | 173.25 | 121.14 | 82.76 | 87.21
TD | Other | 21 | BARKW3 | 29.22 | 27.62 | 0 | 0
TD | Other | 21 | BEDD_1 | 78.08 | 67.12 | 10.31 | 10.31
TD | Other | 21 | BESW_1 | 14.5 | 9.1 | 7.73 | 7.73
TD | Other | 21 | BICF_1 | 54.46 | 46.53 | 25.54 | 36.93
TD | Other | 21 | BIRK_1 | 22.56 | 15.46 | 9.63 | 9.59
TD | Other | 21 | BISW_1 | 25.67 | 18.68 | 12.86 | 12.86
TD | Other | 21 | BLYTB1 | 7.49 | 4.84 | 3.73 | 3.72
TD | Other | 21 | BOLN_1 | 142.96 | 109.35 | 54.49 | 55.41
TD | Other | 21 | BONN | 1.1 | 0.81 | 0.36 | 0.36
TD | Other | 21 | BOTW_1 | 69.14 | 64.6 | 1.29 | 1.29
TD | Other | 21 | BRAI_1 | 12.64 | 7.82 | 7.82 | 7.82
TD | Other | 21 | BRAW_1 | 34.68 | 27.76 | 9.68 | 9.67
TD | Other | 21 | BRED_1 | 9.99 | 6.37 | 5.78 | 5.77
TD | Other | 21 | BRFO_1 | 195.61 | 171.31 | 35.27 | 39.22
TD | Other | 21 | BRIM_1 | 9.59 | 7.01 | 3.94 | 3.93
TD | Other | 21 | BRLE_1 | 120.74 | 104.9 | 16.1 | 16.08
TD | Other | 21 | BRWA1 | 56.8 | 51.25 | 5.7 | 6.61
TD | Other | 21 | BURM_1 | 256.28 | 205.41 | 125.23 | 134.35
TD | Other | 21 | BUSH_1 | 25.84 | 17.35 | 17.35 | 17.35
TD | Other | 21 | BUST_1 | 2.94 | 1.75 | 1.75 | 1.75
TD | Other | 21 | CANTN1 | 117.72 | 107.68 | 7.38 | 7.38
TD | Other | 21 | CAPEA1 | 216.64 | 196.46 | 42.47 | 42.2
TD | Other | 21 | CARE_1 | 213.91 | 187.18 | 30.57 | 30.54
TD | Other | 21 | CARR_1 | 134.32 | 110.04 | 37.2 | 46.95
TD | Other | 21 | CELL_1 | 193.49 | 161.77 | 39.97 | 42.12
TD | Other | 21 | CHIC_1 | 52.28 | 49.04 | 1.11 | 1.11
TD | Other | 21 | CHSI_1 | 10.59 | 9.67 | 0.58 | 0.58
TD | Other | 21 | CHTE_1 | 145.88 | 133.46 | 10.13 | 10.13
TD | Other | 21 | CITR_1 | 23.58 | 20.54 | 5.1 | 5.06
TD | Other | 21 | CLAY_P | 1.09 | 0.53 | 0.53 | 0.53
TD | Other | 21 | CLYM | 6.79 | 4.03 | 4.03 | 4.03
TD | Other | 21 | CONQA1 | 101.83 | 89.2 | 22.31 | 22.57
TD | Other | 21 | COVE_1 | 51.21 | 37.56 | 24.65 | 24.64
TD | Other | 21 | COWL_1 | 55.1 | 39.25 | 25.09 | 25.09
TD | Other | 21 | COYL | 6.44 | 3.82 | 3.82 | 3.82
TD | Other | 21 | CREB_1 | 33.06 | 27.66 | 7.37 | 7.36
TD | Other | 21 | CUMB | 21.04 | 13.59 | 13.21 | 13.21
TD | Other | 21 | CUPA | 2.02 | 1.41 | 1.41 | 1.41
TD | Other | 21 | DALM3 | 22.09 | 16.35 | 11.12 | 11.12
TD | Other | 21 | DEWP | 1.46 | 1.08 | 0.48 | 0.47
TD | Other | 21 | DRAK_1 | 13.84 | 9.01 | 6.81 | 6.8
TD | Other | 21 | DRAX_1 | 97.36 | 89.67 | 11.2 | 15.42
TD | Other | 21 | DUDH_P | 3.92 | 2.9 | 1.28 | 1.27
TD | Other | 21 | DUNB | 9.48 | 6.93 | 5.19 | 5.19
TD | Other | 21 | DUNF | 3.81 | 2.44 | 2.44 | 2.44
TD | Other | 21 | EALI_6 | 11.52 | 6.32 | 4.86 | 4.86
TD | Other | 21 | EASO_1 | 11.38 | 8.26 | 5.38 | 6.26
TD | Other | 21 | ECLA_1 | 48.98 | 32.56 | 23.45 | 23.42
TD | Other | 21 | EKIS | 5.93 | 3.52 | 3.52 | 3.52
TD | Other | 21 | ELLA_1 | 105.32 | 85.29 | 20.75 | 20.66
TD | Other | 21 | ELST_1 | 12.57 | 10.89 | 2.84 | 2.84
TD | Other | 21 | ENDE_1 | 36.3 | 23.73 | 19.75 | 20.2
TD | Other | 21 | EXET1 | 72.54 | 63 | 11.23 | 11.21
TD | Other | 21 | FAWL_1 | 217.97 | 183.3 | 35.71 | 35.55
TD | Other | 21 | FECK_6 | 58.4 | 52.32 | 6.37 | 7.24
TD | Other | 21 | FERRA2 | 64.2 | 59.37 | 2.24 | 2.24
TD | Other | 21 | FERRB1 | 114.66 | 85.06 | 56.2 | 57.95
TD | Other | 21 | FIDF_1 | 109.49 | 90.29 | 31.35 | 38.75
TD | Other | 21 | FLEE_1 | 148.85 | 139.53 | 2.02 | 2.02
TD | Other | 21 | FOUR_1 | 2.15 | 1.51 | 1.51 | 1.51
TD | Other | 21 | FROD_1 | 327.12 | 278.35 | 69.8 | 69.36
TD | Other | 21 | GLRO | 2.88 | 2.02 | 2.02 | 2.02
TD | Other | 21 | GREN_1 | 113.66 | 87.38 | 52.66 | 64.93
TD | Other | 21 | GRIW_1 | 83.94 | 71.29 | 29.88 | 29.71
TD | Other | 21 | G_EXTRA_2 | 1.73 | 1.21 | 1.21 | 1.21
TD | Other | 21 | G_EXTRA_4 | 4.5 | 2.67 | 2.67 | 2.67
TD | Other | 21 | G_EXTRA_5 | 6.22 | 3.69 | 3.69 | 3.69
TD | Other | 21 | G_EXTRA_8 | 4.6 | 3.11 | 3.11 | 3.11
TD | Other | 21 | G_EXTRA_9 | 3.31 | 2.45 | 1.67 | 1.67
TD | Other | 21 | HACK_1 | 3.06 | 2.26 | 1 | 0.99
TD | Other | 21 | HACK_6 | 13.7 | 12.95 | 0 | 0
TD | Other | 21 | HAMHC1 | 28.15 | 14.53 | 14.53 | 14.53
TD | Other | 21 | HARK_1 | 31.24 | 21.79 | 9.75 | 9.73
TD | Other | 21 | HAWP_6 | 3.58 | 2.13 | 2.13 | 2.13
TD | Other | 21 | HEYS_1 | 9.37 | 5.81 | 5.13 | 5.12
TD | Other | 21 | HURS_1 | 14.3 | 10.9 | 4.42 | 4.42
TD | Other | 21 | HUTT_1 | 107.78 | 87.43 | 41.98 | 55.47
TD | Other | 21 | INDQ1 | 65.43 | 51.24 | 27.34 | 27.32
TD | Other | 21 | IROA1 | 8.78 | 6.03 | 3.73 | 3.71
TD | Other | 21 | IRONB1 | 6.34 | 3.93 | 3.93 | 3.93
TD | Other | 21 | IVER_1 | 192.05 | 160.74 | 82.99 | 87.88
TD | Other | 21 | KAIM | 3.87 | 2.7 | 1.55 | 1.55
TD | Other | 21 | KEAD_1 | 13.37 | 8.3 | 8.3 | 8.3
TD | Other | 21 | KEAR_1 | 39.97 | 26.66 | 24.32 | 24.32
TD | Other | 21 | KEIT_P | 21.31 | 18.47 | 9.47 | 13.93
TD | Other | 21 | KEMS_1 | 407.57 | 326.48 | 207.71 | 224.43
TD | Other | 21 | KIER | 4.71 | 2.8 | 2.8 | 2.8
TD | Other | 21 | KILT | 6.83 | 5.43 | 2.53 | 3.17
TD | Other | 21 | KILW | 18.26 | 16.15 | 6.51 | 6.47
TD | Other | 21 | KINO_1 | 163.86 | 138.33 | 61.44 | 61.2
TD | Other | 21 | KINT_P | 7.74 | 5.73 | 2.53 | 2.51
TD | Other | 21 | KIRKB1 | 7.16 | 6.29 | 4.05 | 4.52
TD | Other | 21 | KNAR | 4.77 | 3.34 | 3.34 | 3.34
TD | Other | 21 | LACK_6 | 139.06 | 107.32 | 74.62 | 82.84
TD | Other | 21 | LALE1SG003 | 69.72 | 52.47 | 29.28 | 29.69
TD | Other | 21 | LAND1 | 147.47 | 127.89 | 33.94 | 34.29
TD | Other | 21 | LEGA_1 | 11.97 | 7.72 | 6.04 | 6.03
TD | Other | 21 | LEVE | 24.51 | 18.65 | 11.52 | 12.62
TD | Other | 21 | LINM | 2.45 | 1.45 | 1.45 | 1.45
TD | Other | 21 | LISD_1 | 41.28 | 35.04 | 13.84 | 13.75
TD | Other | 21 | LITT_C | 14.39 | 10.81 | 2.97 | 2.97
TD | Other | 21 | LITT_J | 18.26 | 13.51 | 5.97 | 5.93
TD | Other | 21 | LODR_6 | 5.54 | 5.24 | 0 | 0
TD | Other | 21 | LOVE_1 | 226.76 | 203.1 | 22.34 | 22.31
TD | Other | 21 | LUNA_P | 2.18 | 1.61 | 1.12 | 1.33
TD | Other | 21 | MACC_3 | 27.36 | 19.69 | 9.97 | 9.91
TD | Other | 21 | MANN_1 | 31.71 | 21.89 | 16.51 | 17.68
TD | Other | 21 | MAYB | 10.92 | 8.08 | 3.81 | 3.79
TD | Other | 21 | MELK_1 | 82.07 | 72.51 | 8.13 | 8.12
TD | Other | 21 | MILC_P | 11.23 | 8.18 | 5.51 | 5.51
TD | Other | 21 | MILH_1 | 5.84 | 5.52 | 0 | 0
TD | Other | 21 | MITY_1 | 10.47 | 7.03 | 4.47 | 4.47
TD | Other | 21 | MYBS_P | 1.82 | 1.6 | 0.79 | 1.23
TD | Other | 21 | NEAR | 30.31 | 26.02 | 18.96 | 18.96
TD | Other | 21 | NECE_1 | 180.65 | 155.53 | 45.8 | 45.76
TD | Other | 21 | NEWX_6 | 53.06 | 39.85 | 31.3 | 31.3
TD | Other | 21 | NFLE | 5.8 | 4.11 | 2.31 | 2.31
TD | Other | 21 | NINF_1 | 6.17 | 4.01 | 3.03 | 3.02
TD | Other | 21 | NORM_1 | 101.9 | 83.5 | 41.14 | 52.37
TD | Other | 21 | NORT_1 | 3.51 | 2.32 | 1.66 | 1.65
TD | Other | 21 | NURS_1 | 43.37 | 32.51 | 16.05 | 16.02
TD | Other | 21 | OCKH_1 | 4.14 | 2.46 | 2.46 | 2.46
TD | Other | 21 | OFFE_3 | 8.48 | 5.03 | 5.03 | 5.03
TD | Other | 21 | OLDB_1 | 110.9 | 94.79 | 68.22 | 68.21
TD | Other | 21 | OSBA_1 | 52.72 | 47.39 | 5.88 | 5.87
TD | Other | 21 | PADIB1 | 73.66 | 63.27 | 6.51 | 6.78
TD | Other | 21 | PELH_1 | 6.87 | 4.48 | 4.48 | 4.48
TD | Other | 21 | PEMB_1 | 31.76 | 23.17 | 10.99 | 10.92
TD | Other | 21 | PENN_1 | 5.53 | 3.63 | 3.63 | 3.63
TD | Other | 21 | PENT_1 | 5.43 | 3.41 | 3.41 | 3.41
TD | Other | 21 | PENW_1 | 32.83 | 22.36 | 17.24 | 17.21
TD | Other | 21 | PERS_P | 13.54 | 9.58 | 5.23 | 5.21
TD | Other | 21 | POOB | 9.52 | 5.47 | 5.47 | 5.47
TD | Other | 21 | POPP_3 | 19.15 | 12.77 | 10.61 | 11.78
TD | Other | 21 | PORA_P | 6.2 | 5.86 | 0 | 0
TD | Other | 21 | PYLE_1 | 73.3 | 64.93 | 13.42 | 16.87
TD | Other | 21 | RAIN_1 | 198.46 | 184.14 | 5.89 | 5.89
TD | Other | 21 | RASS_1 | 192.72 | 178.34 | 7.02 | 7.02
TD | Other | 21 | RATS_1 | 76.14 | 61.17 | 20.92 | 20.87
TD | Other | 21 | RAYL_1 | 48.34 | 35.72 | 16.53 | 16.53
TD | Other | 21 | RICH1 | 15.27 | 11.3 | 4.99 | 4.96
TD | Other | 21 | ROCH_1 | 11.53 | 6.72 | 6.72 | 6.72
TD | Other | 21 | RYEH_1 | 31.62 | 21.59 | 14.37 | 14.35
TD | Other | 21 | SALH_1 | 453.36 | 358.2 | 124.21 | 123.72
TD | Other | 21 | SALT_1 | 39.5 | 35.42 | 3.52 | 3.51
TD | Other | 21 | SBAR | 22.75 | 21.5 | 0 | 0
TD | Other | 21 | SEAB1 | 142.4 | 114.68 | 53.96 | 53.95
TD | Other | 21 | SELL_1 | 52.89 | 49.28 | 1.23 | 1.23
TD | Other | 21 | SHEC_3 | 30.27 | 21.84 | 19.13 | 19.13
TD | Other | 21 | SHRW_1 | 14.82 | 10.63 | 8.18 | 8.18
TD | Other | 21 | SJOW_1 | 14.46 | 10.7 | 4.73 | 4.69
TD | Other | 21 | SKLGB1 | 119.27 | 108.38 | 7.73 | 7.72
TD | Other | 21 | SMAN_1 | 107.46 | 89.13 | 25.13 | 26.2
TD | Other | 21 | SPEN_1 | 180.21 | 138.39 | 97.6 | 105.9
TD | Other | 21 | STAH_1 | 28.82 | 22.28 | 11.71 | 13.78
TD | Other | 21 | STAY_1 | 148.2 | 126.83 | 30.63 | 30.6
TD | Other | 21 | STEN_1 | 8.13 | 5.43 | 3.73 | 3.72
TD | Other | 21 | STES_1 | 20.24 | 13.53 | 9.7 | 9.67
TD | Other | 21 | STIR | 16.64 | 14.64 | 7.28 | 10.48
TD | Other | 21 | STLE | 13.22 | 9.18 | 7.22 | 7.22
TD | Other | 21 | STRI_P | 3.01 | 1.79 | 1.79 | 1.79
TD | Other | 21 | SUND_1 | 46.8 | 28.85 | 25.25 | 25.25
TD | Other | 21 | SWAN_1 | 258.69 | 241.08 | 6.68 | 7.15
TD | Other | 21 | TAUN1 | 62.88 | 56.52 | 8.6 | 11.28
TD | Other | 21 | TAYN_P | 2.8 | 2.65 | 0 | 0
TD | Other | 21 | TEMP_3 | 2.17 | 1.45 | 0.99 | 0.99
TD | Other | 21 | THOM_6 | 175.63 | 157.98 | 17.41 | 17.99
TD | Other | 21 | THSO_P | 12.7 | 2.79 | 1.46 | 1.46
TD | Other | 21 | THUR_6 | 19.09 | 18.05 | 0 | 0
TD | Other | 21 | TILBB_1 | 23.06 | 15.84 | 10.08 | 10.08
TD | Other | 21 | TOTT_1 | 65.79 | 47.8 | 31.65 | 31.65
TD | Other | 21 | TRAW_1 | 2 | 1.19 | 1.19 | 1.19
TD | Other | 21 | TYNE_1 | 10.69 | 6.27 | 4.53 | 4.52
TD | Other | 21 | TYNE_2 | 30.44 | 28.77 | 0 | 0
TD | Other | 21 | UPPB_1 | 166.46 | 157.37 | 0 | 0
TD | Other | 21 | UPPB_3 | 74.75 | 70.17 | 1.42 | 1.42
TD | Other | 21 | USKM_1 | 41.9 | 33.59 | 19.37 | 23.67
TD | Other | 21 | WALH_1 | 18.7 | 11.91 | 10.23 | 10.72
TD | Other | 21 | WALP_1 | 109.49 | 97.66 | 36.13 | 35.91
TD | Other | 21 | WALP_B | 41.84 | 35.58 | 6.8 | 6.8
TD | Other | 21 | WASF_1 | 44.11 | 30.72 | 17.94 | 17.87
TD | Other | 21 | WATFS_1 | 6.33 | 4.99 | 2.84 | 2.84
TD | Other | 21 | WBUR_1 | 39.88 | 32.27 | 14.29 | 14.62
TD | Other | 21 | WFIE | 13.87 | 12.2 | 6.07 | 8.73
TD | Other | 21 | WHAM_1 | 53.31 | 41.81 | 14.82 | 15.56
TD | Other | 21 | WHGA_1 | 3.28 | 1.81 | 1.81 | 1.81
TD | Other | 21 | WHHO | 1.7 | 1.25 | 0.55 | 0.55
TD | Other | 21 | WIBA_3 | 49.11 | 42.36 | 21.59 | 30.61
TD | Other | 21 | WIEN_1 | 36.65 | 27.12 | 17.62 | 17.62
TD | Other | 21 | WILL_1 | 59.75 | 43.68 | 19.88 | 19.74
TD | Other | 21 | WIMBN1 | 12.33 | 11.65 | 0 | 0
TD | Other | 21 | WIMBS1 | 13.53 | 11.56 | 3.82 | 3.82
TD | Other | 21 | WISD_6 | 2.06 | 1.53 | 0.67 | 0.67
TD | Other | 21 | WMEL_1 | 124.65 | 116.43 | 4.05 | 4.05
TD | Other | 21 | WTHU31 | 21.47 | 12.75 | 12.75 | 12.75
TD | Other | 21 | WWEY_1 | 12.13 | 8.86 | 3.96 | 3.95
TD | Other | 21 | WYMOM_1 | 10.99 | 6.93 | 6.93 | 6.93
TD | Other | 22 | ABHA1 | 7.47 | 4.44 | 4.44 | 4.44
TD | Other | 22 | ABNE_P | 6.57 | 4.27 | 4.27 | 4.27
TD | Other | 22 | ABTH_1 | 28.59 | 25.73 | 9.35 | 9.28
TD | Other | 22 | ALNE_P | 7.71 | 6.79 | 3.37 | 4.86
TD | Other | 22 | ALVE1 | 13.67 | 9.38 | 9.38 | 9.38
TD | Other | 22 | AMEM_1 | 10.81 | 8.18 | 2.26 | 2.26
TD | Other | 22 | ARMO_P | 5 | 4.73 | 0 | 0
TD | Other | 22 | BARKC1 | 173.88 | 121.48 | 83.03 | 87.48
TD | Other | 22 | BARKW3 | 29.31 | 27.71 | 0 | 0
TD | Other | 22 | BEDD_1 | 77.86 | 66.99 | 10.15 | 10.15
TD | Other | 22 | BESW_1 | 14.24 | 8.95 | 7.57 | 7.56
TD | Other | 22 | BICF_1 | 72.73 | 62.57 | 33.6 | 49.32
TD | Other | 22 | BIRK_1 | 22.47 | 15.43 | 9.54 | 9.51
TD | Other | 22 | BISW_1 | 25.69 | 18.7 | 12.87 | 12.87
TD | Other | 22 | BLYTB1 | 7.39 | 4.78 | 3.66 | 3.66
TD | Other | 22 | BOLN_1 | 143.37 | 109.67 | 54.73 | 55.65
TD | Other | 22 | BONN | 1.11 | 0.82 | 0.36 | 0.36
TD | Other | 22 | BOTW_1 | 69.28 | 64.75 | 1.26 | 1.26
TD | Other | 22 | BRAI_1 | 12.56 | 7.78 | 7.78 | 7.78
TD | Other | 22 | BRAW_1 | 34.81 | 27.84 | 9.7 | 9.69
TD | Other | 22 | BRED_1 | 10.2 | 6.52 | 5.92 | 5.92
TD | Other | 22 | BRFO_1 | 196.47 | 172.01 | 35.57 | 39.53
TD | Other | 22 | BRIM_1 | 9.79 | 7.15 | 4.06 | 4.04
TD | Other | 22 | BRLE_1 | 121.07 | 105.12 | 16.28 | 16.26
TD | Other | 22 | BRWA1 | 58.12 | 52.45 | 6.26 | 7.52
TD | Other | 22 | BURM_1 | 257.87 | 206.55 | 126.27 | 135.4
TD | Other | 22 | BUSH_1 | 26.77 | 18.03 | 18.03 | 18.03
TD | Other | 22 | BUST_1 | 2.87 | 1.7 | 1.7 | 1.7
TD | Other | 22 | CANTN1 | 118.08 | 108.02 | 7.45 | 7.45
TD | Other | 22 | CAPEA1 | 216.55 | 196.42 | 42.37 | 42.11
TD | Other | 22 | CARE_1 | 214.56 | 187.66 | 30.88 | 30.85
TD | Other | 22 | CARR_1 | 94.86 | 74.5 | 37.13 | 46.88
TD | Other | 22 | CELL_1 | 193.98 | 162.16 | 40.07 | 42.22
TD | Other | 22 | CHIC_1 | 52.39 | 49.12 | 1.18 | 1.18
TD | Other | 22 | CHSI_1 | 10.59 | 9.68 | 0.56 | 0.56
TD | Other | 22 | CHTE_1 | 146.5 | 134.08 | 10.56 | 10.56
TD | Other | 22 | CITR_1 | 23.67 | 20.6 | 5.12 | 5.08
TD | Other | 22 | CLAY_P | 1.11 | 0.54 | 0.54 | 0.54
TD | Other | 22 | CLYM | 6.61 | 3.93 | 3.93 | 3.93
TD | Other | 22 | CONQA1 | 102.92 | 90.07 | 22.91 | 23.29
TD | Other | 22 | COVE_1 | 51.6 | 37.88 | 24.87 | 24.86
TD | Other | 22 | COWL_1 | 54.85 | 39.1 | 24.91 | 24.91
TD | Other | 22 | COYL | 6.27 | 3.72 | 3.72 | 3.72
TD | Other | 22 | CREB_1 | 33.37 | 27.88 | 7.57 | 7.55
TD | Other | 22 | CUMB | 21.23 | 13.75 | 13.37 | 13.37
TD | Other | 22 | CUPA | 2.13 | 1.49 | 1.49 | 1.49
TD | Other | 22 | DALM3 | 22.21 | 16.43 | 11.19 | 11.19
TD | Other | 22 | DEWP | 1.47 | 1.09 | 0.48 | 0.48
TD | Other | 22 | DRAK_1 | 13.94 | 9.09 | 6.87 | 6.86
TD | Other | 22 | DRAX_1 | 97.29 | 89.62 | 11.16 | 15.38
TD | Other | 22 | DUDH_P | 3.96 | 2.93 | 1.29 | 1.28
TD | Other | 22 | DUNB | 9.64 | 7.04 | 5.31 | 5.31
TD | Other | 22 | DUNF | 3.85 | 2.47 | 2.47 | 2.47
TD | Other | 22 | EALI_6 | 11.78 | 6.45 | 4.98 | 4.98
TD | Other | 22 | EASO_1 | 12.69 | 9.44 | 5.93 | 7.15
TD | Other | 22 | ECLA_1 | 48.29 | 32.17 | 23 | 22.98
TD | Other | 22 | EKIS | 5.77 | 3.43 | 3.43 | 3.43
TD | Other | 22 | ELLA_1 | 70.5 | 53.9 | 20.87 | 20.78
TD | Other | 22 | ELST_1 | 12.84 | 11.08 | 3 | 3
TD | Other | 22 | ENDE_1 | 36.41 | 23.84 | 19.83 | 20.28
TD | Other | 22 | EXET1 | 72.77 | 63.18 | 11.38 | 11.35
TD | Other | 22 | FAWL_1 | 219.24 | 184.39 | 36.51 | 36.35
TD | Other | 22 | FECK_6 | 58.35 | 52.34 | 6.25 | 7.13
TD | Other | 22 | FERRA2 | 64.1 | 59.32 | 2.18 | 2.18
TD | Other | 22 | FERRB1 | 114.89 | 85.24 | 56.34 | 58.09
TD | Other | 22 | FIDF_1 | 84.56 | 67.72 | 35.25 | 44.78
TD | Other | 22 | FLEE_1 | 148.76 | 139.48 | 1.97 | 1.97
TD | Other | 22 | FOUR_1 | 2.28 | 1.59 | 1.59 | 1.59
TD | Other | 22 | FROD_1 | 244.04 | 203.33 | 70.44 | 70
TD | Other | 22 | GLRO | 3.05 | 2.13 | 2.13 | 2.13
TD | Other | 22 | GREN_1 | 121.22 | 94.05 | 55.94 | 70
TD | Other | 22 | GRIW_1 | 84.06 | 71.38 | 29.92 | 29.76
TD | Other | 22 | G_EXTRA_2 | 1.83 | 1.28 | 1.28 | 1.28
TD | Other | 22 | G_EXTRA_4 | 4.38 | 2.6 | 2.6 | 2.6
TD | Other | 22 | G_EXTRA_5 | 6.05 | 3.6 | 3.6 | 3.6
TD | Other | 22 | G_EXTRA_8 | 4.78 | 3.24 | 3.24 | 3.24
TD | Other | 22 | G_EXTRA_9 | 3.33 | 2.47 | 1.68 | 1.68
TD | Other | 22 | HACK_1 | 3.08 | 2.28 | 1.01 | 1
TD | Other | 22 | HACK_6 | 13.74 | 12.99 | 0 | 0
TD | Other | 22 | HAMHC1 | 28.8 | 14.87 | 14.87 | 14.87
TD | Other | 22 | HARK_1 | 31.74 | 22.09 | 9.99 | 9.97
TD | Other | 22 | HAWP_6 | 3.49 | 2.07 | 2.07 | 2.07
TD | Other | 22 | HEYS_1 | 9.19 | 5.7 | 5.01 | 5.01
TD | Other | 22 | HURS_1 | 14.12 | 10.8 | 4.31 | 4.31
TD | Other | 22 | HUTT_1 | 129.74 | 106.7 | 51.53 | 70.19
TD | Other | 22 | INDQ1 | 66.16 | 51.82 | 27.75 | 27.73
TD | Other | 22 | IROA1 | 8.75 | 6.02 | 3.69 | 3.68
TD | Other | 22 | IRONB1 | 6.31 | 3.93 | 3.93 | 3.93
TD | Other | 22 | IVER_1 | 201.11 | 168.61 | 87.13 | 93.98
TD | Other | 22 | KAIM | 3.87 | 2.71 | 1.55 | 1.54
TD | Other | 22 | KEAD_1 | 13.31 | 8.28 | 8.28 | 8.28
TD | Other | 22 | KEAR_1 | 40.51 | 27.07 | 24.69 | 24.69
TD | Other | 22 | KEIT_P | 25.63 | 22.29 | 11.36 | 16.86
TD | Other | 22 | KEMS_1 | 422.31 | 338.79 | 215.09 | 234.24
TD | Other | 22 | KIER | 4.59 | 2.72 | 2.72 | 2.72
TD | Other | 22 | KILT | 7.89 | 6.36 | 2.99 | 3.87
TD | Other | 22 | KILW | 18.34 | 16.2 | 6.57 | 6.53
TD | Other | 22 | KINO_1 | 163.95 | 138.4 | 61.47 | 61.23
TD | Other | 22 | KINT_P | 7.81 | 5.78 | 2.55 | 2.54
TD | Other | 22 | KIRKB1 | 8.27 | 7.27 | 4.79 | 5.26
TD | Other | 22 | KNAR | 5.06 | 3.54 | 3.54 | 3.54
TD | Other | 22 | LACK_6 | 141.36 | 108.97 | 76.05 | 84.26
TD | Other | 22 | LALE1SG003 | 69.65 | 52.46 | 29.2 | 29.61
TD | Other | 22 | LAND1 | 150.37 | 130.46 | 35.68 | 36.03
TD | Other | 22 | LEGA_1 | 11.99 | 7.74 | 6.05 | 6.04
TD | Other | 22 | LEVE | 24.72 | 18.81 | 11.63 | 12.74
TD | Other | 22 | LINM | 2.38 | 1.42 | 1.42 | 1.42
TD | Other | 22 | LISD_1 | 41.41 | 35.12 | 13.89 | 13.8
TD | Other | 22 | LITT_C | 14.57 | 10.91 | 3.04 | 3.04
TD | Other | 22 | LITT_J | 18.43 | 13.64 | 6.03 | 5.98
TD | Other | 22 | LODR_6 | 5.56 | 5.25 | 0 | 0
TD | Other | 22 | LOVE_1 | 227.4 | 203.64 | 22.52 | 22.49
TD | Other | 22 | LUNA_P | 2.15 | 1.6 | 1.1 | 1.32
TD | Other | 22 | MACC_3 | 27.48 | 19.79 | 9.98 | 9.92
TD | Other | 22 | MANN_1 | 32.22 | 22.4 | 16.72 | 18.05
TD | Other | 22 | MAYB | 11.02 | 8.15 | 3.85 | 3.83
TD | Other | 22 | MELK_1 | 81.94 | 72.46 | 8 | 7.99
TD | Other | 22 | MILC_P | 11.22 | 8.17 | 5.5 | 5.5
TD | Other | 22 | MILH_1 | 5.86 | 5.54 | 0 | 0
TD | Other | 22 | MITY_1 | 10.34 | 6.96 | 4.39 | 4.39
TD | Other | 22 | MYBS_P | 2.51 | 2.21 | 1.1 | 1.7
TD | Other | 22 | NEAR | 34.62 | 29.83 | 21.67 | 21.67
TD | Other | 22 | NECE_1 | 186.96 | 161.02 | 49.89 | 49.84
TD | Other | 22 | NEWX_6 | 54.22 | 40.71 | 32.02 | 32.02
TD | Other | 22 | NFLE | 5.7 | 4.06 | 2.25 | 2.25
TD | Other | 22 | NINF_1 | 6.09 | 3.97 | 2.98 | 2.97
TD | Other | 22 | NORM_1 | 103.1 | 84.47 | 41.77 | 53.16
TD | Other | 22 | NORT_1 | 3.48 | 2.3 | 1.63 | 1.63
TD | Other | 22 | NURS_1 | 43.48 | 32.6 | 16.06 | 16.03
TD | Other | 22 | OCKH_1 | 4.04 | 2.4 | 2.4 | 2.4
TD | Other | 22 | OFFE_3 | 8.25 | 4.9 | 4.9 | 4.9
TD | Other | 22 | OLDB_1 | 133.56 | 114.73 | 83.14 | 83.14
TD | Other | 22 | OSBA_1 | 53.14 | 47.68 | 6.16 | 6.15
TD | Other | 22 | PADIB1 | 31.3 | 25.2 | 6.42 | 6.68
TD | Other | 22 | PELH_1 | 7.01 | 4.58 | 4.58 | 4.58
TD | Other | 22 | PEMB_1 | 31.98 | 23.34 | 11.05 | 10.98
TD | Other | 22 | PENN_1 | 5.81 | 3.82 | 3.82 | 3.82
TD | Other | 22 | PENT_1 | 5.43 | 3.42 | 3.42 | 3.42
TD | Other | 22 | PENW_1 | 33.12 | 22.58 | 17.42 | 17.39
TD | Other | 22 | PERS_P | 13.56 | 9.6 | 5.22 | 5.19
TD | Other | 22 | POOB | 9.62 | 5.53 | 5.53 | 5.53
TD | Other | 22 | POPP_3 | 20.62 | 14.17 | 11.2 | 12.81
TD | Other | 22 | PORA_P | 6.2 | 5.86 | 0 | 0
TD | Other | 22 | PYLE_1 | 73.6 | 65.13 | 13.62 | 17.07
TD | Other | 22 | RAIN_1 | 198.25 | 184.03 | 5.74 | 5.74
TD | Other | 22 | RASS_1 | 192.68 | 178.36 | 6.93 | 6.93
TD | Other | 22 | RATS_1 | 76.58 | 61.53 | 21.1 | 21.06
TD | Other | 22 | RAYL_1 | 47.72 | 35.37 | 16.12 | 16.12
TD | Other | 22 | RICH1 | 15.41 | 11.41 | 5.04 | 5
TD | Other | 22 | ROCH_1 | 11.29 | 6.57 | 6.57 | 6.57
TD | Other | 22 | RYEH_1 | 31.75 | 21.69 | 14.44 | 14.42
TD | Other | 22 | SALH_1 | 394.61 | 304.78 | 125.66 | 125.16
TD | Other | 22 | SALT_1 | 39.69 | 35.58 | 3.56 | 3.55
TD | Other | 22 | SBAR | 22.75 | 21.5 | 0 | 0
TD | Other | 22 | SEAB1 | 150.41 | 121.59 | 59.19 | 59.18
TD | Other | 22 | SELL_1 | 52.85 | 49.25 | 1.2 | 1.2
TD | Other | 22 | SHEC_3 | 30.79 | 22.24 | 19.46 | 19.46
TD | Other | 22 | SHRW_1 | 15.06 | 10.8 | 8.34 | 8.34
TD | Other | 22 | SJOW_1 | 14.6 | 10.8 | 4.77 | 4.74
TD | Other | 22 | SKLGB1 | 119.18 | 108.34 | 7.67 | 7.66
TD | Other | 22 | SMAN_1 | 110.29 | 91.47 | 26.49 | 28.01
TD | Other | 22 | SPEN_1 | 189.65 | 146.29 | 102.22 | 112.1
TD | Other | 22 | STAH_1 | 28.85 | 22.31 | 11.69 | 13.76
TD | Other | 22 | STAY_1 | 149.11 | 127.47 | 31.26 | 31.24
TD | Other | 22 | STEN_1 | 8.06 | 5.4 | 3.68 | 3.67
TD | Other | 22 | STES_1 | 20.16 | 13.51 | 9.64 | 9.62
TD | Other | 22 | STIR | 16.64 | 14.64 | 7.28 | 10.48
TD | Other | 22 | STLE | 13.18 | 9.16 | 7.19 | 7.19
TD | Other | 22 | STRI_P | 2.93 | 1.74 | 1.74 | 1.74
TD | Other | 22 | SUND_1 | 45.81 | 28.26 | 24.65 | 24.65
TD | Other | 22 | SWAN_1 | 259.09 | 241.53 | 6.55 | 7.03
TD | Other | 22 | TAUN1 | 66.96 | 60.15 | 10.36 | 14.06
TD | Other | 22 | TAYN_P | 2.8 | 2.65 | 0 | 0
TD | Other | 22 | TEMP_3 | 2.15 | 1.44 | 0.98 | 0.97
TD | Other | 22 | THOM_6 | 175.93 | 158.22 | 17.64 | 18.22
TD | Other | 22 | THSO_P | 12.7 | 2.79 | 1.46 | 1.46
TD | Other | 22 | THUR_6 | 19.09 | 18.05 | 0 | 0
TD | Other | 22 | TILBB_1 | 22.64 | 15.59 | 9.82 | 9.82
TD | Other | 22 | TOTT_1 | 66 | 47.93 | 31.75 | 31.75
TD | Other | 22 | TRAW_1 | 1.94 | 1.15 | 1.15 | 1.15
TD | Other | 22 | TYNE_1 | 10.89 | 6.38 | 4.62 | 4.61
TD | Other | 22 | TYNE_2 | 30.53 | 28.86 | 0 | 0
TD | Other | 22 | UPPB_1 | 166.6 | 157.5 | 0 | 0
TD | Other | 22 | UPPB_3 | 74.87 | 70.26 | 1.5 | 1.5
TD | Other | 22 | USKM_1 | 42.06 | 33.71 | 19.45 | 23.75
TD | Other | 22 | WALH_1 | 18.69 | 11.91 | 10.23 | 10.72
TD | Other | 22 | WALP_1 | 109.77 | 97.86 | 36.32 | 36.09
TD | Other | 22 | WALP_B | 41.95 | 35.69 | 6.83 | 6.83
TD | Other | 22 | WASF_1 | 44.06 | 30.73 | 17.83 | 17.76
TD | Other | 22 | WATFS_1 | 6.4 | 5.04 | 2.88 | 2.88
TD | Other | 22 | WBUR_1 | 41.31 | 33.37 | 15.15 | 15.61
TD | Other | 22 | WFIE | 13.87 | 12.2 | 6.07 | 8.73
TD | Other | 22 | WHAM_1 | 55.04 | 43.28 | 15.53 | 16.58
TD | Other | 22 | WHGA_1 | 3.27 | 1.79 | 1.79 | 1.79
TD | Other | 22 | WHHO | 1.71 | 1.27 | 0.56 | 0.56
TD | Other | 22 | WIBA_3 | 49.16 | 42.39 | 21.61 | 30.64
TD | Other | 22 | WIEN_1 | 36.72 | 27.17 | 17.65 | 17.65
TD | Other | 22 | WILL_1 | 60.34 | 44.1 | 20.07 | 19.94
TD | Other | 22 | WIMBN1 | 12.36 | 11.69 | 0 | 0
TD | Other | 22 | WIMBS1 | 13.69 | 11.68 | 3.91 | 3.91
TD | Other | 22 | WISD_6 | 2.08 | 1.54 | 0.68 | 0.68
TD | Other | 22 | WMEL_1 | 125 | 116.67 | 4.29 | 4.29
TD | Other | 22 | WTHU31 | 20.91 | 12.42 | 12.42 | 12.42
TD | Other | 22 | WWEY_1 | 12.09 | 8.84 | 3.92 | 3.91
TD | Other | 22 | WYMOM_1 | 11.02 | 6.97 | 6.97 | 6.97
TD | Other | 23 | ABHA1 | 7.24 | 4.3 | 4.3 | 4.3
TD | Other | 23 | ABNE_P | 6.67 | 4.36 | 4.36 | 4.36
TD | Other | 23 | ABTH_1 | 28.59 | 25.73 | 9.35 | 9.28
TD | Other | 23 | ALNE_P | 7.17 | 6.31 | 3.14 | 4.52
TD | Other | 23 | ALVE1 | 14.31 | 9.82 | 9.82 | 9.82
TD | Other | 23 | AMEM_1 | 10.69 | 8.11 | 2.19 | 2.19
TD | Other | 23 | ARMO_P | 5 | 4.73 | 0 | 0
TD | Other | 23 | BARKC1 | 172.77 | 120.31 | 82.53 | 86.66
TD | Other | 23 | BARKW3 | 29.38 | 27.77 | 0 | 0
TD | Other | 23 | BEDD_1 | 77.59 | 66.83 | 9.96 | 9.96
TD | Other | 23 | BESW_1 | 13.94 | 8.77 | 7.38 | 7.38
TD | Other | 23 | BICF_1 | 74.89 | 64.43 | 34.62 | 50.79
TD | Other | 23 | BIRK_1 | 22.36 | 15.38 | 9.43 | 9.4
TD | Other | 23 | BISW_1 | 25.69 | 18.71 | 12.87 | 12.87
TD | Other | 23 | BLYTB1 | 7.27 | 4.72 | 3.59 | 3.58
TD | Other | 23 | BOLN_1 | 143.35 | 109.64 | 54.78 | 55.63
TD | Other | 23 | BONN | 1.12 | 0.83 | 0.37 | 0.36
TD | Other | 23 | BOTW_1 | 69.37 | 64.86 | 1.22 | 1.22
TD | Other | 23 | BRAI_1 | 12.45 | 7.74 | 7.74 | 7.74
TD | Other | 23 | BRAW_1 | 34.91 | 27.91 | 9.72 | 9.71
TD | Other | 23 | BRED_1 | 10.42 | 6.67 | 6.06 | 6.06
TD | Other | 23 | BRFO_1 | 195.77 | 171.34 | 35.23 | 38.91
TD | Other | 23 | BRIM_1 | 9.99 | 7.3 | 4.17 | 4.16
TD | Other | 23 | BRLE_1 | 121.39 | 105.33 | 16.45 | 16.43
TD | Other | 23 | BRWA1 | 58.13 | 52.5 | 6.24 | 7.54
TD | Other | 23 | BURM_1 | 256.02 | 204.67 | 125.81 | 134.28
TD | Other | 23 | BUSH_1 | 27.73 | 18.72 | 18.72 | 18.72
TD | Other | 23 | BUST_1 | 2.78 | 1.65 | 1.65 | 1.65
TD | Other | 23 | CANTN1 | 118.36 | 108.29 | 7.52 | 7.52
TD | Other | 23 | CAPEA1 | 216.41 | 196.35 | 42.26 | 42
TD | Other | 23 | CARE_1 | 215.17 | 188.1 | 31.2 | 31.17
TD | Other | 23 | CARR_1 | 91.22 | 71.29 | 35.48 | 44.56
TD | Other | 23 | CELL_1 | 193.61 | 161.8 | 39.79 | 41.78
TD | Other | 23 | CHIC_1 | 52.5 | 49.19 | 1.25 | 1.25
TD | Other | 23 | CHSI_1 | 10.59 | 9.69 | 0.54 | 0.54
TD | Other | 23 | CHTE_1 | 146.84 | 134.46 | 10.79 | 10.79
TD | Other | 23 | CITR_1 | 23.75 | 20.67 | 5.14 | 5.1
TD | Other | 23 | CLAY_P | 1.13 | 0.55 | 0.55 | 0.55
TD | Other | 23 | CLYM | 6.41 | 3.81 | 3.81 | 3.81
TD | Other | 23 | CONQA1 | 103.56 | 90.57 | 23.32 | 23.7
TD | Other | 23 | COVE_1 | 51.91 | 38.15 | 25.05 | 25.04
TD | Other | 23 | COWL_1 | 54.51 | 38.91 | 24.69 | 24.69
TD | Other | 23 | COYL | 6.08 | 3.61 | 3.61 | 3.61
TD | Other | 23 | CREB_1 | 33.68 | 28.11 | 7.77 | 7.75
TD | Other | 23 | CUMB | 21.39 | 13.9 | 13.52 | 13.52
TD | Other | 23 | CUPA | 2.26 | 1.58 | 1.58 | 1.58
TD | Other | 23 | DALM3 | 22.3 | 16.5 | 11.24 | 11.24
TD | Other | 23 | DEWP | 1.49 | 1.1 | 0.49 | 0.48
TD | Other | 23 | DRAK_1 | 14.03 | 9.16 | 6.92 | 6.91
TD | Other | 23 | DRAX_1 | 95.68 | 88.23 | 10.44 | 14.36
TD | Other | 23 | DUDH_P | 3.99 | 2.96 | 1.31 | 1.3
TD | Other | 23 | DUNB | 9.81 | 7.16 | 5.42 | 5.42
TD | Other | 23 | DUNF | 3.88 | 2.5 | 2.5 | 2.5
TD | Other | 23 | EALI_6 | 12.04 | 6.57 | 5.11 | 5.11
TD | Other | 23 | EASO_1 | 12.73 | 9.51 | 5.92 | 7.18
TD | Other | 23 | ECLA_1 | 47.49 | 31.72 | 22.5 | 22.47
TD | Other | 23 | EKIS | 5.6 | 3.33 | 3.33 | 3.33
TD | Other | 23 | ELLA_1 | 70.87 | 54.17 | 20.98 | 20.89
TD | Other | 23 | ELST_1 | 13.11 | 11.28 | 3.18 | 3.18
TD | Other | 23 | ENDE_1 | 36.31 | 23.77 | 19.82 | 20.24
TD | Other | 23 | EXET1 | 73 | 63.36 | 11.51 | 11.49
TD | Other | 23 | FAWL_1 | 220.21 | 185.22 | 37.09 | 36.93
TD | Other | 23 | FECK_6 | 57.92 | 52.04 | 5.98 | 6.8
TD | Other | 23 | FERRA2 | 63.99 | 59.25 | 2.11 | 2.11
TD | Other | 23 | FERRB1 | 114.4 | 84.81 | 56.15 | 57.78
TD | Other | 23 | FIDF_1 | 84.78 | 67.96 | 35.37 | 45
TD | Other | 23 | FLEE_1 | 148.66 | 139.42 | 1.91 | 1.91
TD | Other | 23 | FOUR_1 | 2.41 | 1.69 | 1.69 | 1.69
TD | Other | 23 | FROD_1 | 245.46 | 204.36 | 71.11 | 70.66
TD | Other | 23 | GLRO | 3.23 | 2.26 | 2.26 | 2.26
TD | Other | 23 | GREN_1 | 119.27 | 92.37 | 55.05 | 68.77
TD | Other | 23 | GRIW_1 | 84.16 | 71.45 | 29.96 | 29.79
TD | Other | 23 | G_EXTRA_2 | 1.94 | 1.35 | 1.35 | 1.35
TD | Other | 23 | G_EXTRA_4 | 4.25 | 2.52 | 2.52 | 2.52
TD | Other | 23 | G_EXTRA_5 | 5.87 | 3.49 | 3.49 | 3.49
TD | Other | 23 | G_EXTRA_8 | 4.97 | 3.38 | 3.38 | 3.38
TD | Other | 23 | G_EXTRA_9 | 3.34 | 2.48 | 1.69 | 1.69
TD | Other | 23 | HACK_1 | 3.11 | 2.3 | 1.02 | 1.01
TD | Other | 23 | HACK_6 | 13.77 | 13.02 | 0 | 0
TD | Other | 23 | HAMHC1 | 29.45 | 15.22 | 15.22 | 15.22
TD | Other | 23 | HARK_1 | 32.25 | 22.39 | 10.23 | 10.22
TD | Other | 23 | HAWP_6 | 3.38 | 2.01 | 2.01 | 2.01
TD | Other | 23 | HEYS_1 | 8.97 | 5.58 | 4.88 | 4.88
TD | Other | 23 | HURS_1 | 13.92 | 10.69 | 4.18 | 4.18
TD | Other | 23 | HUTT_1 | 132.44 | 109.03 | 52.65 | 71.86
TD | Other | 23 | INDQ1 | 66.81 | 52.33 | 28.12 | 28.1
TD | Other | 23 | IROA1 | 8.7 | 6 | 3.65 | 3.64
TD | Other | 23 | IRONB1 | 6.27 | 3.91 | 3.91 | 3.91
TD | Other | 23 | IVER_1 | 202.78 | 170.01 | 88.03 | 95.08
TD | Other | 23 | KAIM | 3.86 | 2.71 | 1.54 | 1.53
TD | Other | 23 | KEAD_1 | 13.22 | 8.25 | 8.25 | 8.25
TD | Other | 23 | KEAR_1 | 41.01 | 27.46 | 25.04 | 25.03
TD | Other | 23 | KEIT_P | 25.44 | 22.12 | 11.27 | 16.76
TD | Other | 23 | KEMS_1 | 423.92 | 339.59 | 216.69 | 235.36
TD | Other | 23 | KIER | 4.45 | 2.64 | 2.64 | 2.64
TD | Other | 23 | KILT | 8.04 | 6.48 | 3.05 | 3.96
TD | Other | 23 | KILW | 18.43 | 16.27 | 6.63 | 6.59
TD | Other | 23 | KINO_1 | 163.99 | 138.44 | 61.48 | 61.24
TD | Other | 23 | KINT_P | 7.88 | 5.83 | 2.58 | 2.56
TD | Other | 23 | KIRKB1 | 8.89 | 7.81 | 5.21 | 5.64
TD | Other | 23 | KNAR | 5.35 | 3.75 | 3.75 | 3.75
TD | Other | 23 | LACK_6 | 140.59 | 107.94 | 76.12 | 83.76
TD | Other | 23 | LALE1SG003 | 69.35 | 52.26 | 29.02 | 29.4
TD | Other | 23 | LAND1 | 152.35 | 132.22 | 36.82 | 37.15
TD | Other | 23 | LEGA_1 | 12 | 7.76 | 6.05 | 6.04
TD | Other | 23 | LEVE | 24.54 | 18.61 | 11.57 | 12.6
TD | Other | 23 | LINM | 2.31 | 1.37 | 1.37 | 1.37
TD | Other | 23 | LISD_1 | 41.54 | 35.21 | 13.94 | 13.85
TD | Other | 23 | LITT_C | 14.74 | 11 | 3.12 | 3.12
TD | Other | 23 | LITT_J | 18.61 | 13.77 | 6.08 | 6.04
TD | Other | 23 | LODR_6 | 5.57 | 5.27 | 0 | 0
TD | Other | 23 | LOVE_1 | 227.95 | 204.11 | 22.69 | 22.66
TD | Other | 23 | LUNA_P | 2.04 | 1.51 | 1.05 | 1.25
TD | Other | 23 | MACC_3 | 27.6 | 19.89 | 9.99 | 9.93
TD | Other | 23 | MANN_1 | 31.81 | 22.12 | 16.53 | 17.82
TD | Other | 23 | MAYB | 11.12 | 8.23 | 3.88 | 3.86
TD | Other | 23 | MELK_1 | 81.76 | 72.37 | 7.85 | 7.84
TD | Other | 23 | MILC_P | 11.21 | 8.17 | 5.49 | 5.49
TD | Other | 23 | MILH_1 | 5.87 | 5.55 | 0 | 0
TD | Other | 23 | MITY_1 | 10.19 | 6.86 | 4.29 | 4.29
TD | Other | 23 | MYBS_P | 2.58 | 2.27 | 1.13 | 1.75
TD | Other | 23 | NEAR | 39.59 | 34.21 | 24.79 | 24.79
TD | Other | 23 | NECE_1 | 191.52 | 164.97 | 52.7 | 52.66
TD | Other | 23 | NEWX_6 | 55.3 | 41.52 | 32.71 | 32.7
TD | Other | 23 | NFLE | 5.59 | 3.99 | 2.18 | 2.18
TD | Other | 23 | NINF_1 | 6 | 3.92 | 2.92 | 2.91
TD | Other | 23 | NORM_1 | 99.78 | 81.47 | 40.43 | 51.08
TD | Other | 23 | NORT_1 | 3.43 | 2.28 | 1.6 | 1.6
TD | Other | 23 | NURS_1 | 43.56 | 32.66 | 16.06 | 16.03
TD | Other | 23 | OCKH_1 | 3.91 | 2.32 | 2.32 | 2.32
TD | Other | 23 | OFFE_3 | 8 | 4.75 | 4.75 | 4.75
TD | Other | 23 | OLDB_1 | 149.57 | 128.82 | 93.19 | 93.19
TD | Other | 23 | OSBA_1 | 53.58 | 47.99 | 6.45 | 6.44
TD | Other | 23 | PADIB1 | 31.04 | 25.02 | 6.27 | 6.51
TD | Other | 23 | PELH_1 | 7.14 | 4.68 | 4.68 | 4.68
TD | Other | 23 | PEMB_1 | 32.2 | 23.52 | 11.1 | 11.03
TD | Other | 23 | PENN_1 | 6.1 | 4.02 | 4.02 | 4.02
TD | Other | 23 | PENT_1 | 5.43 | 3.43 | 3.43 | 3.43
TD | Other | 23 | PENW_1 | 33.39 | 22.79 | 17.58 | 17.55
TD | Other | 23 | PERS_P | 13.57 | 9.62 | 5.2 | 5.17
TD | Other | 23 | POOB | 9.72 | 5.59 | 5.59 | 5.59
TD | Other | 23 | POPP_3 | 20.39 | 14.09 | 11.03 | 12.69
TD | Other | 23 | PORA_P | 6.2 | 5.86 | 0 | 0
TD | Other | 23 | PYLE_1 | 72.67 | 64.24 | 13.27 | 16.48
TD | Other | 23 | RAIN_1 | 197.99 | 183.89 | 5.56 | 5.56
TD | Other | 23 | RASS_1 | 192.57 | 178.34 | 6.83 | 6.83
TD | Other | 23 | RATS_1 | 76.98 | 61.86 | 21.28 | 21.23
TD | Other | 23 | RAYL_1 | 47 | 34.95 | 15.66 | 15.66
TD | Other | 23 | RICH1 | 15.56 | 11.51 | 5.09 | 5.05
TD | Other | 23 | ROCH_1 | 11.01 | 6.41 | 6.41 | 6.41
TD | Other | 23 | RYEH_1 | 31.85 | 21.78 | 14.5 | 14.48
TD | Other | 23 | SALH_1 | 397.82 | 307.12 | 127.12 | 126.62
TD | Other | 23 | SALT_1 | 39.85 | 35.72 | 3.6 | 3.58
TD | Other | 23 | SBAR | 22.75 | 21.5 | 0 | 0
TD | Other | 23 | SEAB1 | 166.26 | 128.79 | 65.03 | 65.02
TD | Other | 23 | SELL_1 | 52.79 | 49.22 | 1.16 | 1.16
TD | Other | 23 | SHEC_3 | 31.26 | 22.6 | 19.77 | 19.77
TD | Other | 23 | SHRW_1 | 15.29 | 10.96 | 8.5 | 8.5
TD | Other | 23 | SJOW_1 | 14.74 | 10.91 | 4.82 | 4.78
TD | Other | 23 | SKLGB1 | 119.05 | 108.28 | 7.59 | 7.58
TD | Other | 23 | SMAN_1 | 111.5 | 92.38 | 27.15 | 28.71
TD | Other | 23 | SPEN_1 | 191.54 | 147.57 | 103.52 | 113.27
TD | Other | 23 | STAH_1 | 28.1 | 21.67 | 11.33 | 13.26
TD | Other | 23 | STAY_1 | 150.04 | 128.12 | 31.91 | 31.88
TD | Other | 23 | STEN_1 | 7.98 | 5.36 | 3.62 | 3.61
TD | Other | 23 | STES_1 | 20.06 | 13.47 | 9.56 | 9.54
TD | Other | 23 | STIR | 15.48 | 13.62 | 6.77 | 9.75
TD | Other | 23 | STLE | 13.12 | 9.13 | 7.16 | 7.16
TD | Other | 23 | STRI_P | 2.85 | 1.69 | 1.69 | 1.69
TD | Other | 23 | SUND_1 | 44.67 | 27.58 | 23.96 | 23.96
TD | Other | 23 | SWAN_1 | 259.15 | 241.69 | 6.33 | 6.78
TD | Other | 23 | TAUN1 | 67.22 | 60.44 | 10.45 | 14.25
TD | Other | 23 | TAYN_P | 2.8 | 2.65 | 0 | 0
TD | Other | 23 | TEMP_3 | 2.13 | 1.43 | 0.96 | 0.96
TD | Other | 23 | THOM_6 | 175.99 | 158.27 | 17.77 | 18.3
TD | Other | 23 | THSO_P | 12.7 | 2.79 | 1.46 | 1.46
TD | Other | 23 | THUR_6 | 19.09 | 18.05 | 0 | 0
TD | Other | 23 | TILBB_1 | 22.15 | 15.31 | 9.52 | 9.52
TD | Other | 23 | TOTT_1 | 66.16 | 48.03 | 31.83 | 31.83
TD | Other | 23 | TRAW_1 | 1.89 | 1.12 | 1.12 | 1.12
TD | Other | 23 | TYNE_1 | 11.1 | 6.49 | 4.72 | 4.71
TD | Other | 23 | TYNE_2 | 30.6 | 28.93 | 0 | 0
TD | Other | 23 | UPPB_1 | 166.7 | 157.6 | 0 | 0
TD | Other | 23 | UPPB_3 | 75 | 70.34 | 1.59 | 1.59
TD | Other | 23 | USKM_1 | 40.64 | 32.45 | 18.84 | 22.84
TD | Other | 23 | WALH_1 | 18.47 | 11.74 | 10.13 | 10.59
TD | Other | 23 | WALP_1 | 110.06 | 98.06 | 36.51 | 36.28
TD | Other | 23 | WALP_B | 42.03 | 35.77 | 6.84 | 6.84
TD | Other | 23 | WASF_1 | 43.97 | 30.72 | 17.7 | 17.62
TD | Other | 23 | WATFS_1 | 6.47 | 5.09 | 2.92 | 2.92
TD | Other | 23 | WBUR_1 | 42.31 | 34.09 | 15.84 | 16.31
TD | Other | 23 | WFIE | 12.9 | 11.35 | 5.64 | 8.12
TD | Other | 23 | WHAM_1 | 55.59 | 43.71 | 15.72 | 16.8
TD | Other | 23 | WHGA_1 | 3.24 | 1.77 | 1.77 | 1.77
TD | Other | 23 | WHHO | 1.73 | 1.28 | 0.57 | 0.56
TD | Other | 23 | WIBA_3 | 45.94 | 39.53 | 20.21 | 28.61
TD | Other | 23 | WIEN_1 | 36.76 | 27.2 | 17.67 | 17.67
TD | Other | 23 | WILL_1 | 60.94 | 44.53 | 20.28 | 20.14
TD | Other | 23 | WIMBN1 | 12.39 | 11.72 | 0 | 0
TD | Other | 23 | WIMBS1 | 13.84 | 11.8 | 3.99 | 3.99
TD | Other | 23 | WISD_6 | 2.1 | 1.56 | 0.69 | 0.68
TD | Other | 23 | WMEL_1 | 125.36 | 116.92 | 4.54 | 4.54
TD | Other | 23 | WTHU31 | 20.27 | 12.04 | 12.04 | 12.04
TD | Other | 23 | WWEY_1 | 12.03 | 8.81 | 3.87 | 3.86
TD | Other | 23 | WYMOM_1 | 11.04 | 7 | 7 | 7
TD | Other | 24 | ABHA1 | 6.99 | 4.15 | 4.15 | 4.15
TD | Other | 24 | ABNE_P | 6.78 | 4.44 | 4.44 | 4.44
TD | Other | 24 | ABTH_1 | 28.59 | 25.73 | 9.35 | 9.28
TD | Other | 24 | ALNE_P | 7.17 | 6.31 | 3.14 | 4.52
TD | Other | 24 | ALVE1 | 14.97 | 10.29 | 10.29 | 10.29
TD | Other | 24 | AMEM_1 | 10.56 | 8.04 | 2.12 | 2.12
TD | Other | 24 | ARMO_P | 5 | 4.73 | 0 | 0
TD | Other | 24 | BARKC1 | 173.18 | 120.5 | 82.68 | 86.81
TD | Other | 24 | BARKW3 | 29.43 | 27.83 | 0 | 0
TD | Other | 24 | BEDD_1 | 77.28 | 66.64 | 9.75 | 9.75
TD | Other | 24 | BESW_1 | 13.62 | 8.58 | 7.18 | 7.17
TD | Other | 24 | BICF_1 | 77 | 66.24 | 35.61 | 52.23
TD | Other | 24 | BIRK_1 | 22.26 | 15.35 | 9.33 | 9.29
TD | Other | 24 | BISW_1 | 25.67 | 18.7 | 12.86 | 12.86
TD | Other | 24 | BLYTB1 | 7.14 | 4.65 | 3.5 | 3.5
TD | Other | 24 | BOLN_1 | 144.15 | 110.37 | 54.95 | 55.81
TD | Other | 24 | BONN | 1.13 | 0.84 | 0.37 | 0.37
TD | Other | 24 | BOTW_1 | 69.44 | 64.95 | 1.18 | 1.18
TD | Other | 24 | BRAI_1 | 12.31 | 7.68 | 7.68 | 7.68
TD | Other | 24 | BRAW_1 | 38.01 | 30.19 | 11.95 | 11.95
TD | Other | 24 | BRED_1 | 10.63 | 6.83 | 6.21 | 6.21
TD | Other | 24 | BRFO_1 | 196.41 | 171.87 | 35.49 | 39.17
TD | Other | 24 | BRIM_1 | 10.22 | 7.46 | 4.3 | 4.28
TD | Other | 24 | BRLE_1 | 122.43 | 106.22 | 16.63 | 16.61
TD | Other | 24 | BRWA1 | 58.92 | 53.3 | 6.21 | 7.54
TD | Other | 24 | BURM_1 | 257.59 | 205.81 | 126.83 | 135.3
TD | Other | 24 | BUSH_1 | 28.73 | 19.44 | 19.44 | 19.44
TD | Other | 24 | BUST_1 | 2.68 | 1.59 | 1.59 | 1.59
TD | Other | 24 | CANTN1 | 118.6 | 108.53 | 7.59 | 7.59
TD | Other | 24 | CAPEA1 | 216.77 | 196.76 | 42.14 | 41.88
TD | Other | 24 | CARE_1 | 217.88 | 190.52 | 31.51 | 31.48
TD | Other | 24 | CARR_1 | 91.07 | 71.17 | 35.36 | 44.43
TD | Other | 24 | CELL_1 | 195.55 | 163.55 | 39.91 | 41.89
TD | Other | 24 | CHIC_1 | 52.61 | 49.27 | 1.32 | 1.32
TD | Other | 24 | CHSI_1 | 10.57 | 9.69 | 0.53 | 0.53
TD | Other | 24 | CHTE_1 | 149.51 | 137.04 | 11.05 | 11.05
TD | Other | 24 | CITR_1 | 23.84 | 20.74 | 5.16 | 5.13
TD | Other | 24 | CLAY_P | 1.15 | 0.56 | 0.56 | 0.56
TD | Other | 24 | CLYM | 6.19 | 3.68 | 3.68 | 3.68
TD | Other | 24 | CONQA1 | 105.2 | 92.02 | 23.65 | 24.04
TD | Other | 24 | COVE_1 | 52.1 | 38.34 | 25.15 | 25.14
TD | Other | 24 | COWL_1 | 54.11 | 38.67 | 24.44 | 24.44
TD | Other | 24 | COYL | 5.87 | 3.49 | 3.49 | 3.49
TD | Other | 24 | CREB_1 | 34.35 | 28.67 | 7.99 | 7.97
TD | Other | 24 | CUMB | 21.55 | 14.05 | 13.67 | 13.67
TD | Other | 24 | CUPA | 2.39 | 1.67 | 1.67 | 1.67
TD | Other | 24 | DALM3 | 22.37 | 16.55 | 11.28 | 11.28
TD | Other | 24 | DEWP | 1.51 | 1.11 | 0.49 | 0.49
TD | Other | 24 | DRAK_1 | 14.13 | 9.24 | 6.97 | 6.96
TD | Other | 24 | DRAX_1 | 96.87 | 89.38 | 10.39 | 14.31
TD | Other | 24 | DUDH_P | 4.04 | 2.99 | 1.32 | 1.31
TD | Other | 24 | DUNB | 9.97 | 7.27 | 5.53 | 5.53
TD | Other | 24 | DUNF | 3.92 | 2.53 | 2.53 | 2.53
TD | Other | 24 | EALI_6 | 12.3 | 6.7 | 5.23 | 5.23
TD | Other | 24 | EASO_1 | 12.76 | 9.58 | 5.9 | 7.19
TD | Other | 24 | ECLA_1 | 46.62 | 31.22 | 21.94 | 21.91
TD | Other | 24 | EKIS | 5.4 | 3.21 | 3.21 | 3.21
TD | Other | 24 | ELLA_1 | 71.32 | 54.51 | 21.12 | 21.02
TD | Other | 24 | ELST_1 | 13.39 | 11.48 | 3.36 | 3.36
TD | Other | 24 | ENDE_1 | 36.38 | 23.86 | 19.87 | 20.29
TD | Other | 24 | EXET1 | 73.24 | 63.55 | 11.66 | 11.64
TD | Other | 24 | FAWL_1 | 221.32 | 186.17 | 37.75 | 37.58
TD | Other | 24 | FECK_6 | 57.77 | 51.98 | 5.84 | 6.65
TD | Other | 24 | FERRA2 | 64.93 | 60.18 | 2.04 | 2.04
TD | Other | 24 | FERRB1 | 114.47 | 84.89 | 56.21 | 57.84
TD | Other | 24 | FIDF_1 | 85.58 | 68.74 | 35.74 | 45.59
TD | Other | 24 | FLEE_1 | 151.1 | 141.76 | 1.84 | 1.84
TD | Other | 24 | FOUR_1 | 2.55 | 1.79 | 1.79 | 1.79
TD | Other | 24 | FROD_1 | 247.12 | 205.56 | 71.86 | 71.41
TD | Other | 24 | GLRO | 3.41 | 2.39 | 2.39 | 2.39
TD | Other | 24 | GREN_1 | 120.04 | 93.1 | 55.33 | 69.24
TD | Other | 24 | GRIW_1 | 84.26 | 71.53 | 29.99 | 29.82
TD | Other | 24 | G_EXTRA_2 | 2.05 | 1.43 | 1.43 | 1.43
TD | Other | 24 | G_EXTRA_4 | 4.1 | 2.44 | 2.44 | 2.44
TD | Other | 24 | G_EXTRA_5 | 5.67 | 3.37 | 3.37 | 3.37
TD | Other | 24 | G_EXTRA_8 | 5.18 | 3.53 | 3.53 | 3.53
TD | Other | 24 | G_EXTRA_9 | 3.36 | 2.48 | 1.69 | 1.69
TD | Other | 24 | HACK_1 | 3.15 | 2.33 | 1.03 | 1.02
TD | Other | 24 | HACK_6 | 13.8 | 13.04 | 0 | 0
TD | Other | 24 | HAMHC1 | 30.1 | 15.57 | 15.57 | 15.57
TD | Other | 24 | HARK_1 | 32.78 | 22.7 | 10.49 | 10.47
TD | Other | 24 | HAWP_6 | 3.26 | 1.94 | 1.94 | 1.94
TD | Other | 24 | HEYS_1 | 8.74 | 5.44 | 4.74 | 4.73
TD | Other | 24 | HURS_1 | 13.69 | 10.55 | 4.03 | 4.03
TD | Other | 24 | HUTT_1 | 135.19 | 111.38 | 53.77 | 73.51
TD | Other | 24 | INDQ1 | 67.32 | 52.75 | 28.41 | 28.39
TD | Other | 24 | IROA1 | 8.67 | 5.99 | 3.61 | 3.6
TD | Other | 24 | IRONB1 | 6.21 | 3.89 | 3.89 | 3.89
TD | Other | 24 | IVER_1 | 204.21 | 171.22 | 88.77 | 96.03
TD | Other | 24 | KAIM | 3.86 | 2.71 | 1.53 | 1.52
TD | Other | 24 | KEAD_1 | 13.11 | 8.21 | 8.21 | 8.21
TD | Other | 24 | KEAR_1 | 41.44 | 27.79 | 25.34 | 25.33
TD | Other | 24 | KEIT_P | 25.86 | 22.5 | 11.45 | 17.05
TD | Other | 24 | KEMS_1 | 428.62 | 343.2 | 219.5 | 238.42
TD | Other | 24 | KIER | 4.29 | 2.55 | 2.55 | 2.55
TD | Other | 24 | KILT | 8.19 | 6.61 | 3.11 | 4.04
TD | Other | 24 | KILW | 18.53 | 16.33 | 6.69 | 6.65
TD | Other | 24 | KINO_1 | 163.99 | 138.45 | 61.48 | 61.23
TD | Other | 24 | KINT_P | 7.98 | 5.9 | 2.61 | 2.59
TD | Other | 24 | KIRKB1 | 9.8 | 8.61 | 5.78 | 6.22
TD | Other | 24 | KNAR | 5.66 | 3.96 | 3.96 | 3.96
TD | Other | 24 | LACK_6 | 142.63 | 109.39 | 77.36 | 85
TD | Other | 24 | LALE1SG003 | 69.16 | 52.17 | 28.88 | 29.26
TD | Other | 24 | LAND1 | 154.51 | 134.17 | 38.08 | 38.41
TD | Other | 24 | LEGA_1 | 12.01 | 7.78 | 6.05 | 6.04
TD | Other | 24 | LEVE | 24.79 | 18.79 | 11.7 | 12.72
TD | Other | 24 | LINM | 2.23 | 1.33 | 1.33 | 1.33
TD | Other | 24 | LISD_1 | 41.68 | 35.3 | 14 | 13.91
TD | Other | 24 | LITT_C | 14.91 | 11.09 | 3.19 | 3.19
TD | Other | 24 | LITT_J | 18.83 | 13.94 | 6.16 | 6.11
TD | Other | 24 | LODR_6 | 5.58 | 5.28 | 0 | 0
TD | Other | 24 | LOVE_1 | 229.74 | 205.75 | 22.86 | 22.84
TD | Other | 24 | LUNA_P | 2.01 | 1.49 | 1.03 | 1.23
TD | Other | 24 | MACC_3 | 27.76 | 20.03 | 10.01 | 9.95
TD | Other | 24 | MANN_1 | 31.62 | 22.05 | 16.43 | 17.73
TD | Other | 24 | MAYB | 11.24 | 8.32 | 3.92 | 3.9
TD | Other | 24 | MELK_1 | 82.35 | 73.02 | 7.68 | 7.67
TD | Other | 24 | MILC_P | 11.18 | 8.15 | 5.47 | 5.47
TD | Other | 24 | MILH_1 | 5.88 | 5.56 | 0 | 0
TD | Other | 24 | MITY_1 | 10.02 | 6.76 | 4.18 | 4.18
TD | Other | 24 | MYBS_P | 2.65 | 2.33 | 1.16 | 1.8
TD | Other | 24 | NEAR | 45.33 | 39.27 | 28.4 | 28.4
TD | Other | 24 | NECE_1 | 196.76 | 169.51 | 55.92 | 55.88
TD | Other | 24 | NEWX_6 | 56.21 | 42.19 | 33.27 | 33.27
TD | Other | 24 | NFLE | 5.47 | 3.92 | 2.11 | 2.11
TD | Other | 24 | NINF_1 | 5.91 | 3.87 | 2.85 | 2.85
TD | Other | 24 | NORM_1 | 100.41 | 81.94 | 40.81 | 51.48
TD | Other | 24 | NORT_1 | 3.39 | 2.26 | 1.57 | 1.57
TD | Other | 24 | NURS_1 | 43.64 | 32.73 | 16.05 | 16.03
TD | Other | 24 | OCKH_1 | 3.78 | 2.24 | 2.24 | 2.24
TD | Other | 24 | OFFE_3 | 7.73 | 4.59 | 4.59 | 4.59
TD | Other | 24 | OLDB_1 | 168.05 | 145.09 | 104.79 | 104.79
TD | Other | 24 | OSBA_1 | 54.04 | 48.32 | 6.75 | 6.74
TD | Other | 24 | PADIB1 | 30.87 | 24.93 | 6.15 | 6.39
TD | Other | 24 | PELH_1 | 7.28 | 4.79 | 4.79 | 4.79
TD | Other | 24 | PEMB_1 | 32.49 | 23.74 | 11.17 | 11.1
TD | Other | 24 | PENN_1 | 6.41 | 4.23 | 4.23 | 4.23
TD | Other | 24 | PENT_1 | 5.42 | 3.44 | 3.44 | 3.44
TD | Other | 24 | PENW_1 | 33.68 | 23.02 | 17.74 | 17.71
TD | Other | 24 | PERS_P | 13.6 | 9.66 | 5.18 | 5.15
TD | Other | 24 | POOB | 9.82 | 5.66 | 5.66 | 5.66
TD | Other | 24 | POPP_3 | 20.12 | 13.98 | 10.84 | 12.54
TD | Other | 24 | PORA_P | 6.2 | 5.86 | 0 | 0
TD | Other | 24 | PYLE_1 | 73.79 | 65.2 | 13.48 | 16.69
TD | Other | 24 | RAIN_1 | 200.73 | 186.59 | 5.37 | 5.37
TD | Other | 24 | RASS_1 | 194.98 | 180.7 | 6.72 | 6.72
TD | Other | 24 | RATS_1 | 77.41 | 62.22 | 21.47 | 21.42
TD | Other | 24 | RAYL_1 | 46.18 | 34.48 | 15.15 | 15.15
TD | Other | 24 | RICH1 | 15.75 | 11.65 | 5.15 | 5.11
TD | Other | 24 | ROCH_1 | 10.7 | 6.22 | 6.22 | 6.22
TD | Other | 24 | RYEH_1 | 31.94 | 21.86 | 14.54 | 14.53
TD | Other | 24 | SALH_1 | 401.56 | 309.86 | 128.76 | 128.26
TD | Other | 24 | SALT_1 | 40.03 | 35.86 | 3.65 | 3.63
TD | Other | 24 | SBAR | 23.14 | 21.88 | 0 | 0
TD | Other | 24 | SEAB1 | 172.86 | 134.46 | 69.15 | 69.14
TD | Other | 24 | SELL_1 | 53.57 | 49.98 | 1.12 | 1.12
TD | Other | 24 | SHEC_3 | 31.61 | 22.88 | 20 | 20
TD | Other | 24 | SHRW_1 | 15.53 | 11.14 | 8.67 | 8.67
TD | Other | 24 | SJOW_1 | 14.92 | 11.04 | 4.88 | 4.84
TD | Other | 24 | SKLGB1 | 120.75 | 109.94 | 7.5 | 7.49
TD | Other | 24 | SMAN_1 | 113.67 | 94.17 | 27.86 | 29.47
TD | Other | 24 | SPEN_1 | 194.61 | 149.94 | 105.24 | 115.15
TD | Other | 24 | STAH_1 | 28.14 | 21.72 | 11.3 | 13.23
TD | Other | 24 | STAY_1 | 152.56 | 130.29 | 32.57 | 32.55
TD | Other | 24 | STEN_1 | 7.9 | 5.32 | 3.56 | 3.55
TD | Other | 24 | STES_1 | 19.96 | 13.43 | 9.48 | 9.46
TD | Other | 24 | STIR | 15.48 | 13.62 | 6.77 | 9.75
TD | Other | 24 | STLE | 13.03 | 9.08 | 7.11 | 7.11
TD | Other | 24 | STRI_P | 2.75 | 1.63 | 1.63 | 1.63
TD | Other | 24 | SUND_1 | 43.41 | 26.83 | 23.2 | 23.2
TD | Other | 24 | SWAN_1 | 260.1 | 242.68 | 6.18 | 6.62
TD | Other | 24 | TAUN1 | 68.25 | 61.45 | 10.52 | 14.43
TD | Other | 24 | TAYN_P | 2.8 | 2.65 | 0 | 0
TD | Other | 24 | TEMP_3 | 2.11 | 1.42 | 0.95 | 0.94
TD | Other | 24 | THOM_6 | 178.82 | 160.92 | 17.99 | 18.53
TD | Other | 24 | THSO_P | 12.7 | 2.79 | 1.46 | 1.46
TD | Other | 24 | THUR_6 | 19.42 | 18.36 | 0 | 0
TD | Other | 24 | TILBB_1 | 21.61 | 14.99 | 9.19 | 9.19
TD | Other | 24 | TOTT_1 | 66.29 | 48.1 | 31.89 | 31.89
TD | Other | 24 | TRAW_1 | 1.82 | 1.08 | 1.08 | 1.08
TD | Other | 24 | TYNE_1 | 11.31 | 6.61 | 4.82 | 4.81
TD | Other | 24 | TYNE_2 | 30.66 | 28.99 | 0 | 0
TD | Other | 24 | UPPB_1 | 168.91 | 159.69 | 0 | 0
TD | Other | 24 | UPPB_3 | 76.4 | 71.64 | 1.68 | 1.68
TD | Other | 24 | USKM_1 | 40.81 | 32.58 | 18.92 | 22.92
TD | Other | 24 | WALH_1 | 18.41 | 11.72 | 10.1 | 10.56
TD | Other | 24 | WALP_1 | 110.35 | 98.27 | 36.71 | 36.48
TD | Other | 24 | WALP_B | 42.08 | 35.84 | 6.85 | 6.85
TD | Other | 24 | WASF_1 | 43.92 | 30.75 | 17.56 | 17.49
TD | Other | 24 | WATFS_1 | 6.54 | 5.14 | 2.97 | 2.97
TD | Other | 24 | WBUR_1 | 43.65 | 35.13 | 16.55 | 17.04
TD | Other | 24 | WFIE | 12.9 | 11.35 | 5.64 | 8.12
TD | Other | 24 | WHAM_1 | 56.24 | 44.22 | 15.94 | 17.06
TD | Other | 24 | WHGA_1 | 3.22 | 1.75 | 1.75 | 1.75
TD | Other | 24 | WHHO | 1.75 | 1.29 | 0.57 | 0.57
TD | Other | 24 | WIBA_3 | 46 | 39.56 | 20.24 | 28.63
TD | Other | 24 | WIEN_1 | 36.78 | 27.22 | 17.68 | 17.68
TD | Other | 24 | WILL_1 | 61.68 | 45.07 | 20.52 | 20.39
TD | Other | 24 | WIMBN1 | 12.42 | 11.74 | 0 | 0
TD | Other | 24 | WIMBS1 | 13.96 | 11.89 | 4.06 | 4.06
TD | Other | 24 | WISD_6 | 2.13 | 1.57 | 0.7 | 0.69
TD | Other | 24 | WMEL_1 | 127.79 | 119.13 | 4.8 | 4.8
TD | Other | 24 | WTHU31 | 19.57 | 11.62 | 11.62 | 11.62
TD | Other | 24 | WWEY_1 | 11.97 | 8.78 | 3.81 | 3.81
TD | Other | 24 | WYMOM_1 | 11.05 | 7.03 | 7.03 | 7.03
TD | Other | 25 | ABHA1 | 6.72 | 3.99 | 3.99 | 3.99
TD | Other | 25 | ABNE_P | 6.9 | 4.54 | 4.54 | 4.54
TD | Other | 25 | ABTH_1 | 28.59 | 25.73 | 9.35 | 9.28
TD | Other | 25 | ALNE_P | 7.17 | 6.31 | 3.14 | 4.52
TD | Other | 25 | ALVE1 | 15.66 | 10.78 | 10.78 | 10.78
TD | Other | 25 | AMEM_1 | 9.71 | 7.35 | 2.03 | 2.03
TD | Other | 25 | ARMO_P | 4.71 | 4.46 | 0 | 0
TD | Other | 25 | BARKC1 | 173.39 | 120.52 | 82.79 | 86.92
TD | Other | 25 | BARKW3 | 28.65 | 27.09 | 0 | 0
TD | Other | 25 | BEDD_1 | 76.71 | 66.22 | 9.52 | 9.52
TD | Other | 25 | BESW_1 | 13.28 | 8.39 | 6.96 | 6.96
TD | Other | 25 | BICF_1 | 79.07 | 68.02 | 36.59 | 53.64
TD | Other | 25 | BIRK_1 | 22.21 | 15.36 | 9.23 | 9.2
TD | Other | 25 | BISW_1 | 25.63 | 18.68 | 12.83 | 12.83
TD | Other | 25 | BLYTB1 | 7.02 | 4.58 | 3.42 | 3.41
TD | Other | 25 | BOLN_1 | 144.76 | 110.93 | 55.12 | 55.98
TD | Other | 25 | BONN | 1.15 | 0.85 | 0.38 | 0.37
TD | Other | 25 | BOTW_1 | 67.57 | 63.21 | 1.13 | 1.13
TD | Other | 25 | BRAI_1 | 12.17 | 7.61 | 7.61 | 7.61
TD | Other | 25 | BRAW_1 | 37.58 | 29.76 | 11.97 | 11.96
TD | Other | 25 | BRED_1 | 10.87 | 6.99 | 6.36 | 6.36
TD | Other | 25 | BRFO_1 | 193.39 | 168.93 | 35.74 | 39.42
TD | Other | 25 | BRIM_1 | 10.5 | 7.66 | 4.45 | 4.43
TD | Other | 25 | BRLE_1 | 123.42 | 107.05 | 16.82 | 16.8
TD | Other | 25 | BRWA1 | 59.6 | 53.99 | 6.16 | 7.54
TD | Other | 25 | BURM_1 | 259.27 | 207.03 | 127.87 | 136.34
TD | Other | 25 | BUSH_1 | 29.77 | 20.2 | 20.2 | 20.2
TD | Other | 25 | BUST_1 | 2.58 | 1.53 | 1.53 | 1.53
TD | Other | 25 | CANTN1 | 116.18 | 106.26 | 7.65 | 7.65
TD | Other | 25 | CAPEA1 | 216.53 | 196.6 | 42.01 | 41.75
TD | Other | 25 | CARE_1 | 219.51 | 191.9 | 31.85 | 31.82
TD | Other | 25 | CARR_1 | 90.89 | 71.03 | 35.22 | 44.29
TD | Other | 25 | CELL_1 | 197.29 | 165.04 | 40.12 | 42.11
TD | Other | 25 | CHIC_1 | 52.62 | 49.25 | 1.4 | 1.4
TD | Other | 25 | CHSI_1 | 10.28 | 9.42 | 0.5 | 0.5
TD | Other | 25 | CHTE_1 | 151.97 | 139.43 | 11.37 | 11.37
TD | Other | 25 | CITR_1 | 23.75 | 20.63 | 5.2 | 5.17
TD | Other | 25 | CLAY_P | 1.17 | 0.57 | 0.57 | 0.57
TD | Other | 25 | CLYM | 5.95 | 3.54 | 3.54 | 3.54
TD | Other | 25 | CONQA1 | 106.65 | 93.31 | 23.94 | 24.35
TD | Other | 25 | COVE_1 | 51.99 | 38.25 | 25.23 | 25.22
TD | Other | 25 | COWL_1 | 53.46 | 38.21 | 24.15 | 24.15
TD | Other | 25 | COYL | 5.64 | 3.35 | 3.35 | 3.35
TD | Other | 25 | CREB_1 | 35.02 | 29.22 | 8.22 | 8.2
TD | Other | 25 | CUMB | 21.7 | 14.2 | 13.82 | 13.82
TD | Other | 25 | CUPA | 2.53 | 1.77 | 1.77 | 1.77
TD | Other | 25 | DALM3 | 22.43 | 16.59 | 11.32 | 11.32
TD | Other | 25 | DEWP | 1.53 | 1.13 | 0.5 | 0.5
TD | Other | 25 | DRAK_1 | 14.26 | 9.35 | 7.04 | 7.02
TD | Other | 25 | DRAX_1 | 97.88 | 90.37 | 10.33 | 14.26
TD | Other | 25 | DUDH_P | 4.11 | 3.04 | 1.34 | 1.34
TD | Other | 25 | DUNB | 10.13 | 7.39 | 5.64 | 5.64
TD | Other | 25 | DUNF | 3.96 | 2.57 | 2.57 | 2.57
TD | Other | 25 | EALI_6 | 12.52 | 6.79 | 5.36 | 5.36
TD | Other | 25 | EASO_1 | 12.79 | 9.64 | 5.89 | 7.21
TD | Other | 25 | ECLA_1 | 45.59 | 30.6 | 21.35 | 21.33
TD | Other | 25 | EKIS | 5.2 | 3.09 | 3.09 | 3.09
TD | Other | 25 | ELLA_1 | 71.99 | 55.01 | 21.32 | 21.23
TD | Other | 25 | ELST_1 | 13.44 | 11.46 | 3.55 | 3.55
TD | Other | 25 | ENDE_1 | 36.46 | 23.97 | 19.92 | 20.34
TD | Other | 25 | EXET1 | 73.54 | 63.78 | 11.83 | 11.8
TD | Other | 25 | FAWL_1 | 209.9 | 176.51 | 38.52 | 38.35
TD | Other | 25 | FECK_6 | 56.27 | 50.65 | 5.69 | 6.5
TD | Other | 25 | FERRA2 | 65.72 | 60.97 | 1.96 | 1.96
TD | Other | 25 | FERRB1 | 114.48 | 84.92 | 56.25 | 57.87
TD | Other | 25 | FIDF_1 | 86.33 | 69.48 | 36.09 | 46.15
TD | Other | 25 | FLEE_1 | 153.2 | 143.79 | 1.77 | 1.77
TD | Other | 25 | FOUR_1 | 2.7 | 1.89 | 1.89 | 1.89
TD | Other | 25 | FROD_1 | 249.21 | 207.05 | 72.8 | 72.34
TD | Other | 25 | GLRO | 3.61 | 2.53 | 2.53 | 2.53
TD | Other | 25 | GREN_1 | 120.87 | 93.88 | 55.62 | 69.71
TD | Other | 25 | GRIW_1 | 84.41 | 71.64 | 30.03 | 29.86
TD | Other | 25 | G_EXTRA_2 | 2.16 | 1.52 | 1.52 | 1.52
TD | Other | 25 | G_EXTRA_4 | 3.94 | 2.34 | 2.34 | 2.34
TD | Other | 25 | G_EXTRA_5 | 5.45 | 3.24 | 3.24 | 3.24
TD | Other | 25 | G_EXTRA_8 | 5.38 | 3.68 | 3.68 | 3.68
TD | Other | 25 | G_EXTRA_9 | 3.36 | 2.49 | 1.7 | 1.7
TD | Other | 25 | HACK_1 | 3.21 | 2.37 | 1.05 | 1.04
TD | Other | 25 | HACK_6 | 13.43 | 12.7 | 0 | 0
TD | Other | 25 | HAMHC1 | 30.76 | 15.93 | 15.93 | 15.93
TD | Other | 25 | HARK_1 | 33.11 | 22.81 | 10.76 | 10.74
TD | Other | 25 | HAWP_6 | 3.14 | 1.86 | 1.86 | 1.86
TD | Other | 25 | HEYS_1 | 8.5 | 5.3 | 4.59 | 4.58
TD | Other | 25 | HURS_1 | 13.24 | 10.23 | 3.88 | 3.88
TD | Other | 25 | HUTT_1 | 138.16 | 113.88 | 54.96 | 75.22
TD | Other | 25 | INDQ1 | 67.3 | 52.67 | 28.67 | 28.65
TD | Other | 25 | IROA1 | 8.65 | 5.99 | 3.58 | 3.57
TD | Other | 25 | IRONB1 | 6.16 | 3.87 | 3.87 | 3.87
TD | Other | 25 | IVER_1 | 205.54 | 172.37 | 89.46 | 96.91
TD | Other | 25 | KAIM | 3.87 | 2.73 | 1.52 | 1.51
TD | Other | 25 | KEAD_1 | 12.98 | 8.16 | 8.16 | 8.16
TD | Other | 25 | KEAR_1 | 41.85 | 28.13 | 25.63 | 25.62
TD | Other | 25 | KEIT_P | 26.25 | 22.86 | 11.62 | 17.32
TD | Other | 25 | KEMS_1 | 432.98 | 346.55 | 222.15 | 241.31
TD | Other | 25 | KIER | 4.13 | 2.45 | 2.45 | 2.45
TD | Other | 25 | KILT | 8.36 | 6.75 | 3.18 | 4.14
TD | Other | 25 | KILW | 18.62 | 16.4 | 6.76 | 6.72
TD | Other | 25 | KINO_1 | 163.9 | 138.38 | 61.45 | 61.21
TD | Other | 25 | KINT_P | 8.12 | 6.01 | 2.65 | 2.63
TD | Other | 25 | KIRKB1 | 10.85 | 9.54 | 6.44 | 6.88
TD | Other | 25 | KNAR | 5.98 | 4.19 | 4.19 | 4.19
TD | Other | 25 | LACK_6 | 144.69 | 110.86 | 78.6 | 86.24
TD | Other | 25 | LALE1SG003 | 68.69 | 51.82 | 28.72 | 29.1
TD | Other | 25 | LAND1 | 154.22 | 133.8 | 39.47 | 39.8
TD | Other | 25 | LEGA_1 | 12.04 | 7.81 | 6.05 | 6.04
TD | Other | 25 | LEVE | 25.09 | 19.01 | 11.84 | 12.86
TD | Other | 25 | LINM | 2.15 | 1.27 | 1.27 | 1.27
TD | Other | 25 | LISD_1 | 41.88 | 35.43 | 14.07 | 13.98
TD | Other | 25 | LITT_C | 14.85 | 10.96 | 3.27 | 3.27
TD | Other | 25 | LITT_J | 19.16 | 14.18 | 6.26 | 6.22
TD | Other | 25 | LODR_6 | 5.43 | 5.14 | 0 | 0
TD | Other | 25 | LOVE_1 | 228.33 | 204.35 | 23.06 | 23.03
TD | Other | 25 | LUNA_P | 1.97 | 1.46 | 1.01 | 1.21
TD | Other | 25 | MACC_3 | 28.05 | 20.27 | 10.06 | 10.01
TD | Other | 25 | MANN_1 | 31.32 | 21.89 | 16.31 | 17.63
TD | Other | 25 | MAYB | 11.41 | 8.45 | 3.98 | 3.96
TD | Other | 25 | MELK_1 | 82.24 | 73.01 | 7.51 | 7.5
TD | Other | 25 | MILC_P | 11.15 | 8.13 | 5.45 | 5.45
TD | Other | 25 | MILH_1 | 5.72 | 5.41 | 0 | 0
TD | Other | 25 | MITY_1 | 9.75 | 6.57 | 4.06 | 4.06
TD | Other | 25 | MYBS_P | 2.72 | 2.39 | 1.19 | 1.84
TD | Other | 25 | NEAR | 51.95 | 45.11 | 32.56 | 32.56
TD | Other | 25 | NECE_1 | 202.82 | 174.76 | 59.63 | 59.59
TD | Other | 25 | NEWX_6 | 56.99 | 42.75 | 33.8 | 33.8
TD | Other | 25 | NFLE | 5.28 | 3.79 | 2.03 | 2.03
TD | Other | 25 | NINF_1 | 5.82 | 3.82 | 2.79 | 2.78
TD | Other | 25 | NORM_1 | 100.14 | 81.62 | 41.22 | 51.9
TD | Other | 25 | NORT_1 | 3.35 | 2.24 | 1.54 | 1.54
TD | Other | 25 | NURS_1 | 43.53 | 32.62 | 16.06 | 16.03
TD | Other | 25 | OCKH_1 | 3.63 | 2.16 | 2.16 | 2.16
TD | Other | 25 | OFFE_3 | 7.43 | 4.41 | 4.41 | 4.41
TD | Other | 25 | OLDB_1 | 189.36 | 163.86 | 118.18 | 118.17
TD | Other | 25 | OSBA_1 | 54.55 | 48.68 | 7.08 | 7.07
TD | Other | 25 | PADIB1 | 30.71 | 24.85 | 6.03 | 6.28
TD | Other | 25 | PELH_1 | 7.42 | 4.9 | 4.9 | 4.9
TD | Other | 25 | PEMB_1 | 32.94 | 24.08 | 11.3 | 11.23
TD | Other | 25 | PENN_1 | 6.73 | 4.45 | 4.45 | 4.45
TD | Other | 25 | PENT_1 | 5.41 | 3.44 | 3.44 | 3.44
TD | Other | 25 | PENW_1 | 34.03 | 23.29 | 17.93 | 17.9
TD | Other | 25 | PERS_P | 13.68 | 9.74 | 5.18 | 5.15
TD | Other | 25 | POOB | 9.9 | 5.72 | 5.72 | 5.72
TD | Other | 25 | POPP_3 | 19.8 | 13.84 | 10.62 | 12.37
TD | Other | 25 | PORA_P | 5.85 | 5.53 | 0 | 0
TD | Other | 25 | PYLE_1 | 74.83 | 66.09 | 13.7 | 16.91
TD | Other | 25 | RAIN_1 | 202.62 | 188.5 | 5.16 | 5.16
TD | Other | 25 | RASS_1 | 196.02 | 181.77 | 6.6 | 6.6
TD | Other | 25 | RATS_1 | 77.08 | 61.84 | 21.7 | 21.65
TD | Other | 25 | RAYL_1 | 44.72 | 33.42 | 14.6 | 14.6
TD | Other | 25 | RICH1 | 16.02 | 11.86 | 5.24 | 5.2
TD | Other | 25 | ROCH_1 | 10.37 | 6.02 | 6.02 | 6.02
TD | Other | 25 | RYEH_1 | 31.93 | 21.85 | 14.6 | 14.58
TD | Other | 25 | SALH_1 | 406.54 | 313.5 | 130.83 | 130.31
TD | Other | 25 | SALT_1 | 39.38 | 35.21 | 3.71 | 3.69
TD | Other | 25 | SBAR | 23.49 | 22.21 | 0 | 0
TD | Other | 25 | SEAB1 | 190.37 | 143.13 | 76.04 | 76.03
TD | Other | 25 | SELL_1 | 54.15 | 50.55 | 1.08 | 1.08
TD | Other | 25 | SHEC_3 | 31.92 | 23.13 | 20.21 | 20.21
TD | Other | 25 | SHRW_1 | 15.77 | 11.31 | 8.85 | 8.85
TD | Other | 25 | SJOW_1 | 15.18 | 11.23 | 4.96 | 4.93
TD | Other | 25 | SKLGB1 | 122.21 | 111.4 | 7.42 | 7.41
TD | Other | 25 | SMAN_1 | 115.99 | 96.04 | 28.67 | 30.32
TD | Other | 25 | SPEN_1 | 197.72 | 152.33 | 106.93 | 117
TD | Other | 25 | STAH_1 | 28.24 | 21.82 | 11.3 | 13.23
TD | Other | 25 | STAY_1 | 154.92 | 132.29 | 33.26 | 33.23
TD | Other | 25 | STEN_1 | 7.84 | 5.29 | 3.5 | 3.49
TD | Other | 25 | STES_1 | 19.89 | 13.43 | 9.4 | 9.38
TD | Other | 25 | STIR | 15.48 | 13.62 | 6.77 | 9.75
TD | Other | 25 | STLE | 12.93 | 9.03 | 7.05 | 7.05
TD | Other | 25 | STRI_P | 2.64 | 1.57 | 1.57 | 1.57
TD | Other | 25 | SUND_1 | 41.94 | 25.91 | 22.39 | 22.39
TD | Other | 25 | SWAN_1 | 255.18 | 238.12 | 6.01 | 6.46
TD | Other | 25 | TAUN1 | 69.14 | 62.34 | 10.57 | 14.58
TD | Other | 25 | TAYN_P | 2.64 | 2.5 | 0 | 0
TD | Other | 25 | TEMP_3 | 2.1 | 1.42 | 0.93 | 0.93
TD | Other | 25 | THOM_6 | 181.34 | 163.28 | 18.22 | 18.76
TD | Other | 25 | THSO_P | 23.7 | 5.21 | 3.88 | 3.88
TD | Other | 25 | THUR_6 | 19.72 | 18.64 | 0 | 0
TD | Other | 25 | TILBB_1 | 20.84 | 14.48 | 8.84 | 8.84
TD | Other | 25 | TOTT_1 | 66.38 | 48.15 | 31.93 | 31.93
TD | Other | 25 | TRAW_1 | 1.75 | 1.04 | 1.04 | 1.04
TD | Other | 25 | TYNE_1 | 11.56 | 6.74 | 4.92 | 4.91
TD | Other | 25 | TYNE_2 | 29.85 | 28.22 | 0 | 0
TD | Other | 25 | UPPB_1 | 169.53 | 160.28 | 0 | 0
TD | Other | 25 | UPPB_3 | 77.65 | 72.79 | 1.78 | 1.78
TD | Other | 25 | USKM_1 | 41.04 | 32.75 | 19.01 | 23.01
TD | Other | 25 | WALH_1 | 18.35 | 11.69 | 10.07 | 10.52
TD | Other | 25 | WALP_1 | 110.51 | 98.34 | 36.92 | 36.69
TD | Other | 25 | WALP_B | 41.26 | 35.07 | 6.85 | 6.85
TD | Other | 25 | WASF_1 | 44.01 | 30.88 | 17.47 | 17.39
TD | Other | 25 | WATFS_1 | 6.53 | 5.12 | 3.01 | 3.01
TD | Other | 25 | WBUR_1 | 45.01 | 36.17 | 17.3 | 17.8
TD | Other | 25 | WFIE | 12.9 | 11.35 | 5.64 | 8.12
TD | Other | 25 | WHAM_1 | 56.86 | 44.64 | 16.23 | 17.38
TD | Other | 25 | WHGA_1 | 3.18 | 1.73 | 1.73 | 1.73
TD | Other | 25 | WHHO | 1.78 | 1.32 | 0.58 | 0.58
TD | Other | 25 | WIBA_3 | 46.06 | 39.59 | 20.26 | 28.66
TD | Other | 25 | WIEN_1 | 36.78 | 27.22 | 17.68 | 17.68
TD | Other | 25 | WILL_1 | 62.76 | 45.86 | 20.88 | 20.74
TD | Other | 25 | WIMBN1 | 12.09 | 11.43 | 0 | 0
TD | Other | 25 | WIMBS1 | 13.86 | 11.78 | 4.13 | 4.13
TD | Other | 25 | WISD_6 | 2.16 | 1.6 | 0.71 | 0.7
TD | Other | 25 | WMEL_1 | 129.92 | 121.05 | 5.08 | 5.08
TD | Other | 25 | WTHU31 | 18.81 | 11.17 | 11.17 | 11.17
TD | Other | 25 | WWEY_1 | 11.79 | 8.64 | 3.76 | 3.75
TD | Other | 25 | WYMOM_1 | 11.05 | 7.06 | 7.06 | 7.06
TD | Other | 26 | ABHA1 | 6.43 | 3.82 | 3.82 | 3.82
TD | Other | 26 | ABNE_P | 7.02 | 4.64 | 4.64 | 4.64
TD | Other | 26 | ABTH_1 | 28.59 | 25.73 | 9.35 | 9.28
TD | Other | 26 | ALNE_P | 7.17 | 6.31 | 3.14 | 4.52
TD | Other | 26 | ALVE1 | 16.39 | 11.3 | 11.3 | 11.3
TD | Other | 26 | AMEM_1 | 9.56 | 7.26 | 1.95 | 1.95
TD | Other | 26 | ARMO_P | 4.29 | 4.05 | 0 | 0
TD | Other | 26 | BARKC1 | 173.42 | 120.39 | 82.86 | 87
TD | Other | 26 | BARKW3 | 27.17 | 25.68 | 0 | 0
TD | Other | 26 | BEDD_1 | 75.91 | 65.6 | 9.28 | 9.28
TD | Other | 26 | BESW_1 | 12.93 | 8.2 | 6.74 | 6.73
TD | Other | 26 | BICF_1 | 81.1 | 69.76 | 37.56 | 55.03
TD | Other | 26 | BIRK_1 | 22.2 | 15.4 | 9.15 | 9.11
TD | Other | 26 | BISW_1 | 25.57 | 18.65 | 12.8 | 12.8
TD | Other | 26 | BLYTB1 | 6.9 | 4.52 | 3.33 | 3.33
TD | Other | 26 | BOLN_1 | 145.26 | 111.39 | 55.29 | 56.15
TD | Other | 26 | BONN | 1.17 | 0.87 | 0.38 | 0.38
TD | Other | 26 | BOTW_1 | 64.08 | 59.94 | 1.08 | 1.08
TD | Other | 26 | BRAI_1 | 12.01 | 7.54 | 7.54 | 7.54
TD | Other | 26 | BRAW_1 | 36.72 | 28.91 | 11.98 | 11.97
TD | Other | 26 | BRED_1 | 11.11 | 7.17 | 6.53 | 6.52
TD | Other | 26 | BRFO_1 | 187.28 | 163.07 | 35.98 | 39.67
TD | Other | 26 | BRIM_1 | 10.82 | 7.89 | 4.61 | 4.59
TD | Other | 26 | BRLE_1 | 124.45 | 107.92 | 17.03 | 17.01
TD | Other | 26 | BRWA1 | 60.26 | 54.68 | 6.11 | 7.52
TD | Other | 26 | BURM_1 | 261.01 | 208.3 | 128.93 | 137.39
TD | Other | 26 | BUSH_1 | 30.87 | 20.99 | 20.99 | 20.99
TD | Other | 26 | BUST_1 | 2.47 | 1.47 | 1.47 | 1.47
TD | Other | 26 | CANTN1 | 111.53 | 101.87 | 7.72 | 7.72
TD | Other | 26 | CAPEA1 | 215.84 | 196.03 | 41.87 | 41.6
TD | Other | 26 | CARE_1 | 220.47 | 192.65 | 32.2 | 32.17
TD | Other | 26 | CARR_1 | 90.68 | 70.87 | 35.06 | 44.13
TD | Other | 26 | CELL_1 | 198.91 | 166.4 | 40.39 | 42.38
TD | Other | 26 | CHIC_1 | 52.54 | 49.16 | 1.48 | 1.48
TD | Other | 26 | CHSI_1 | 9.76 | 8.94 | 0.48 | 0.48
TD | Other | 26 | CHTE_1 | 155.12 | 142.44 | 12.15 | 12.15
TD | Other | 26 | CITR_1 | 23.48 | 20.35 | 5.25 | 5.21
TD | Other | 26 | CLAY_P | 1.19 | 0.58 | 0.58 | 0.58
TD | Other | 26 | CLYM | 5.7 | 3.38 | 3.38 | 3.38
TD | Other | 26 | CONQA1 | 108.07 | 94.58 | 24.22 | 24.63
TD | Other | 26 | COVE_1 | 51.63 | 37.94 | 25.27 | 25.26
TD | Other | 26 | COWL_1 | 52.61 | 37.58 | 23.83 | 23.83
TD | Other | 26 | COYL | 5.4 | 3.21 | 3.21 | 3.21
TD | Other | 26 | CREB_1 | 35.74 | 29.81 | 8.48 | 8.46
TD | Other | 26 | CUMB | 21.85 | 14.35 | 13.97 | 13.97
TD | Other | 26 | CUPA | 2.67 | 1.87 | 1.87 | 1.87
TD | Other | 26 | DALM3 | 22.47 | 16.62 | 11.35 | 11.35
TD | Other | 26 | DEWP | 1.56 | 1.16 | 0.51 | 0.51
TD | Other | 26 | DRAK_1 | 14.4 | 9.46 | 7.1 | 7.09
TD | Other | 26 | DRAX_1 | 98.91 | 91.38 | 10.27 | 14.2
TD | Other | 26 | DUDH_P | 4.2 | 3.1 | 1.37 | 1.36
TD | Other | 26 | DUNB | 10.3 | 7.51 | 5.76 | 5.76
TD | Other | 26 | DUNF | 3.99 | 2.6 | 2.6 | 2.6
TD | Other | 26 | EALI_6 | 12.7 | 6.84 | 5.49 | 5.49
TD | Other | 26 | EASO_1 | 12.81 | 9.7 | 5.86 | 7.22
TD | Other | 26 | ECLA_1 | 44.41 | 29.85 | 20.74 | 20.72
TD | Other | 26 | EKIS | 4.97 | 2.96 | 2.96 | 2.96
TD | Other | 26 | ELLA_1 | 72.77 | 55.59 | 21.56 | 21.47
TD | Other | 26 | ELST_1 | 13.29 | 11.25 | 3.76 | 3.76
TD | Other | 26 | ENDE_1 | 36.56 | 24.09 | 19.98 | 20.4
TD | Other | 26 | EXET1 | 73.87 | 64.03 | 12 | 11.98
TD | Other | 26 | FAWL_1 | 212.1 | 178.4 | 39.87 | 39.7
TD | Other | 26 | FECK_6 | 53.63 | 48.25 | 5.52 | 6.34
TD | Other | 26 | FERRA2 | 66.51 | 61.77 | 1.88 | 1.88
TD | Other | 26 | FERRB1 | 114.44 | 84.91 | 56.25 | 57.88
TD | Other | 26 | FIDF_1 | 87.04 | 70.19 | 36.42 | 46.68
TD | Other | 26 | FLEE_1 | 155.32 | 145.84 | 1.69 | 1.69
TD | Other | 26 | FOUR_1 | 2.85 | 2 | 2 | 2
TD | Other | 26 | FROD_1 | 251.51 | 208.68 | 73.85 | 73.39
TD | Other | 26 | GLRO | 3.81 | 2.67 | 2.67 | 2.67
TD | Other | 26 | GREN_1 | 121.72 | 94.67 | 55.91 | 70.17
TD | Other | 26 | GRIW_1 | 84.57 | 71.76 | 30.07 | 29.9
TD | Other | 26 | G_EXTRA_2 | 2.29 | 1.6 | 1.6 | 1.6
TD | Other | 26 | G_EXTRA_4 | 3.77 | 2.24 | 2.24 | 2.24
TD | Other | 26 | G_EXTRA_5 | 5.21 | 3.1 | 3.1 | 3.1
TD | Other | 26 | G_EXTRA_8 | 5.6 | 3.83 | 3.83 | 3.83
TD | Other | 26 | G_EXTRA_9 | 3.37 | 2.49 | 1.7 | 1.7
TD | Other | 26 | HACK_1 | 3.27 | 2.42 | 1.07 | 1.06
TD | Other | 26 | HACK_6 | 12.73 | 12.04 | 0 | 0
TD | Other | 26 | HAMHC1 | 31.44 | 16.3 | 16.3 | 16.3
TD | Other | 26 | HARK_1 | 33.24 | 22.73 | 11.05 | 11.03
TD | Other | 26 | HAWP_6 | 3 | 1.78 | 1.78 | 1.78
TD | Other | 26 | HEYS_1 | 8.25 | 5.16 | 4.43 | 4.42
TD | Other | 26 | HURS_1 | 12.62 | 9.73 | 3.71 | 3.71
TD | Other | 26 | HUTT_1 | 141.22 | 116.45 | 56.18 | 76.93
TD | Other | 26 | INDQ1 | 66.8 | 52.14 | 28.91 | 28.89
TD | Other | 26 | IROA1 | 8.65 | 6.01 | 3.55 | 3.53
TD | Other | 26 | IRONB1 | 6.09 | 3.84 | 3.84 | 3.84
TD | Other | 26 | IVER_1 | 206.78 | 173.44 | 90.09 | 97.73
TD | Other | 26 | KAIM | 3.89 | 2.75 | 1.51 | 1.51
TD | Other | 26 | KEAD_1 | 12.85 | 8.11 | 8.11 | 8.11
TD | Other | 26 | KEAR_1 | 42.25 | 28.45 | 25.91 | 25.91
TD | Other | 26 | KEIT_P | 26.64 | 23.21 | 11.78 | 17.59
TD | Other | 26 | KEMS_1 | 437.05 | 349.66 | 224.66 | 244.06
TD | Other | 26 | KIER | 3.95 | 2.35 | 2.35 | 2.35
TD | Other | 26 | KILT | 8.55 | 6.9 | 3.25 | 4.23
TD | Other | 26 | KILW | 18.73 | 16.47 | 6.83 | 6.79
TD | Other | 26 | KINO_1 | 163.72 | 138.22 | 61.41 | 61.17
TD | Other | 26 | KINT_P | 8.28 | 6.13 | 2.71 | 2.69
TD | Other | 26 | KIRKB1 | 12.79 | 11.24 | 7.72 | 8.15
TD | Other | 26 | KNAR | 6.33 | 4.43 | 4.43 | 4.43
TD | Other | 26 | LACK_6 | 146.76 | 112.34 | 79.82 | 87.46
TD | Other | 26 | LALE1SG003 | 67.98 | 51.24 | 28.54 | 28.92
TD | Other | 26 | LAND1 | 153.4 | 132.84 | 42.06 | 42.39
TD | Other | 26 | LEGA_1 | 12.07 | 7.85 | 6.05 | 6.04
TD | Other | 26 | LEVE | 25.44 | 19.26 | 11.99 | 13.02
TD | Other | 26 | LINM | 2.05 | 1.22 | 1.22 | 1.22
TD | Other | 26 | LISD_1 | 42.09 | 35.58 | 14.15 | 14.06
TD | Other | 26 | LITT_C | 14.59 | 10.64 | 3.35 | 3.35
TD | Other | 26 | LITT_J | 19.55 | 14.47 | 6.39 | 6.35
TD | Other | 26 | LODR_6 | 5.15 | 4.87 | 0 | 0
TD | Other | 26 | LOVE_1 | 224.35 | 200.52 | 23.26 | 23.23
TD | Other | 26 | LUNA_P | 1.93 | 1.44 | 0.98 | 1.18
TD | Other | 26 | MACC_3 | 28.4 | 20.55 | 10.14 | 10.08
TD | Other | 26 | MANN_1 | 30.93 | 21.64 | 16.18 | 17.51
TD | Other | 26 | MAYB | 11.62 | 8.6 | 4.05 | 4.03
TD | Other | 26 | MELK_1 | 81.63 | 72.53 | 7.33 | 7.32
TD | Other | 26 | MILC_P | 11.11 | 8.11 | 5.43 | 5.43
TD | Other | 26 | MILH_1 | 5.43 | 5.13 | 0 | 0
TD | Other | 26 | MITY_1 | 9.41 | 6.32 | 3.93 | 3.93
TD | Other | 26 | MYBS_P | 2.79 | 2.45 | 1.22 | 1.89
TD | Other | 26 | NEAR | 59.61 | 51.86 | 37.37 | 37.37
TD | Other | 26 | NECE_1 | 213.65 | 184.2 | 66.63 | 66.59
TD | Other | 26 | NEWX_6 | 57.64 | 43.2 | 34.3 | 34.29
TD | Other | 26 | NFLE | 5.04 | 3.61 | 1.94 | 1.94
TD | Other | 26 | NINF_1 | 5.73 | 3.77 | 2.72 | 2.71
TD | Other | 26 | NORM_1 | 100.46 | 81.78 | 41.66 | 52.35
TD | Other | 26 | NORT_1 | 3.32 | 2.22 | 1.51 | 1.51
TD | Other | 26 | NURS_1 | 43.26 | 32.35 | 16.06 | 16.03
TD | Other | 26 | OCKH_1 | 3.48 | 2.07 | 2.07 | 2.07
TD | Other | 26 | OFFE_3 | 7.11 | 4.22 | 4.22 | 4.22
TD | Other | 26 | OLDB_1 | 228.86 | 198.6 | 144.16 | 144.15
TD | Other | 26 | OSBA_1 | 55.1 | 49.06 | 7.43 | 7.42
TD | Other | 26 | PADIB1 | 30.56 | 24.77 | 5.91 | 6.15
TD | Other | 26 | PELH_1 | 7.57 | 5.02 | 5.02 | 5.02
TD | Other | 26 | PEMB_1 | 33.48 | 24.49 | 11.45 | 11.38
TD | Other | 26 | PENN_1 | 7.07 | 4.68 | 4.68 | 4.68
TD | Other | 26 | PENT_1 | 5.4 | 3.45 | 3.45 | 3.45
TD | Other | 26 | PENW_1 | 34.42 | 23.6 | 18.13 | 18.1
TD | Other | 26 | PERS_P | 13.79 | 9.84 | 5.18 | 5.16
TD | Other | 26 | POOB | 10 | 5.78 | 5.78 | 5.78
TD | Other | 26 | POPP_3 | 19.44 | 13.68 | 10.38 | 12.17
TD | Other | 26 | PORA_P | 5.31 | 5.02 | 0 | 0
TD | Other | 26 | PYLE_1 | 75.9 | 67 | 13.93 | 17.14
TD | Other | 26 | RAIN_1 | 204.16 | 190.09 | 4.94 | 4.94
TD | Other | 26 | RASS_1 | 196.21 | 182.05 | 6.47 | 6.47
TD | Other | 26 | RATS_1 | 76.09 | 60.81 | 21.95 | 21.9
TD | Other | 26 | RAYL_1 | 42.71 | 31.86 | 14.02 | 14.02
TD | Other | 26 | RICH1 | 16.34 | 12.1 | 5.34 | 5.31
TD | Other | 26 | ROCH_1 | 10.01 | 5.8 | 5.8 | 5.8
TD | Other | 26 | RYEH_1 | 31.83 | 21.76 | 14.65 | 14.63
TD | Other | 26 | SALH_1 | 412.22 | 317.67 | 133.13 | 132.61
TD | Other | 26 | SALT_1 | 38.01 | 33.87 | 3.78 | 3.76
TD | Other | 26 | SBAR | 23.84 | 22.54 | 0 | 0
TD | Other | 26 | SEAB1 | 203.75 | 154.76 | 84.8 | 84.79
TD | Other | 26 | SELL_1 | 54.66 | 51.07 | 1.03 | 1.03
TD | Other | 26 | SHEC_3 | 32.2 | 23.36 | 20.39 | 20.39
TD | Other | 26 | SHRW_1 | 16.02 | 11.49 | 9.03 | 9.03
TD | Other | 26 | SJOW_1 | 15.48 | 11.46 | 5.06 | 5.03
TD | Other | 26 | SKLGB1 | 123.71 | 112.88 | 7.33 | 7.32
TD | Other | 26 | SMAN_1 | 118.48 | 98.04 | 29.54 | 31.23
TD | Other | 26 | SPEN_1 | 200.79 | 154.7 | 108.58 | 118.8
TD | Other | 26 | STAH_1 | 28.39 | 21.94 | 11.31 | 13.24
TD | Other | 26 | STAY_1 | 157.32 | 134.33 | 33.97 | 33.94
TD | Other | 26 | STEN_1 | 7.78 | 5.26 | 3.44 | 3.43
TD | Other | 26 | STES_1 | 19.83 | 13.44 | 9.33 | 9.31
TD | Other | 26 | STIR | 15.48 | 13.62 | 6.77 | 9.75
TD | Other | 26 | STLE | 12.82 | 8.97 | 6.99 | 6.99
TD | Other | 26 | STRI_P | 2.53 | 1.5 | 1.5 | 1.5
TD | Other | 26 | SUND_1 | 40.29 | 24.86 | 21.52 | 21.52
TD | Other | 26 | SWAN_1 | 245.4 | 228.98 | 5.84 | 6.28
TD | Other | 26 | TAUN1 | 70.02 | 63.23 | 10.61 | 14.72
TD | Other | 26 | TAYN_P | 2.4 | 2.27 | 0 | 0
TD | Other | 26 | TEMP_3 | 2.08 | 1.41 | 0.91 | 0.91
TD | Other | 26 | THOM_6 | 183.92 | 165.7 | 18.47 | 19.01
TD | Other | 26 | THSO_P | 23.7 | 5.21 | 3.88 | 3.88
TD | Other | 26 | THUR_6 | 20.01 | 18.92 | 0 | 0
TD | Other | 26 | TILBB_1 | 19.9 | 13.81 | 8.46 | 8.46
TD | Other | 26 | TOTT_1 | 66.43 | 48.16 | 31.96 | 31.96
TD | Other | 26 | TRAW_1 | 1.68 | 0.99 | 0.99 | 0.99
TD | Other | 26 | TYNE_1 | 11.82 | 6.89 | 5.03 | 5.02
TD | Other | 26 | TYNE_2 | 28.3 | 26.75 | 0 | 0
TD | Other | 26 | UPPB_1 | 169.08 | 159.85 | 0 | 0
TD | Other | 26 | UPPB_3 | 78.92 | 73.95 | 1.88 | 1.88
TD | Other | 26 | USKM_1 | 41.29 | 32.95 | 19.11 | 23.12
TD | Other | 26 | WALH_1 | 18.28 | 11.67 | 10.03 | 10.48
TD | Other | 26 | WALP_1 | 110.55 | 98.3 | 37.14 | 36.91
TD | Other | 26 | WALP_B | 39.69 | 33.61 | 6.86 | 6.86
TD | Other | 26 | WASF_1 | 44.18 | 31.08 | 17.39 | 17.32
TD | Other | 26 | WATFS_1 | 6.48 | 5.05 | 3.05 | 3.05
TD | Other | 26 | WBUR_1 | 46.43 | 37.25 | 18.09 | 18.6
TD | Other | 26 | WFIE | 12.9 | 11.35 | 5.64 | 8.12
TD | Other | 26 | WHAM_1 | 57.39 | 44.96 | 16.57 | 17.75
TD | Other | 26 | WHGA_1 | 3.15 | 1.71 | 1.71 | 1.71
TD | Other | 26 | WHHO | 1.82 | 1.34 | 0.59 | 0.59
TD | Other | 26 | WIBA_3 | 46.11 | 39.62 | 20.29 | 28.69
TD | Other | 26 | WIEN_1 | 36.76 | 27.2 | 17.67 | 17.67
TD | Other | 26 | WILL_1 | 64.02 | 46.78 | 21.3 | 21.16
TD | Other | 26 | WIMBN1 | 11.46 | 10.84 | 0 | 0
TD | Other | 26 | WIMBS1 | 13.58 | 11.48 | 4.19 | 4.19
TD | Other | 26 | WISD_6 | 2.21 | 1.63 | 0.72 | 0.72
TD | Other | 26 | WMEL_1 | 132.07 | 122.98 | 5.37 | 5.37
TD | Other | 26 | WTHU31 | 18.01 | 10.7 | 10.7 | 10.7
TD | Other | 26 | WWEY_1 | 11.51 | 8.4 | 3.7 | 3.69
TD | Other | 26 | WYMOM_1 | 11.05 | 7.09 | 7.09 | 7.09
TD | Other | 27 | ABHA1 | 6.13 | 3.64 | 3.64 | 3.64
TD | Other | 27 | ABNE_P | 7.14 | 4.73 | 4.73 | 4.73
TD | Other | 27 | ABTH_1 | 28.59 | 25.73 | 9.35 | 9.28
TD | Other | 27 | ALNE_P | 7.17 | 6.31 | 3.14 | 4.52
TD | Other | 27 | ALVE1 | 17.15 | 11.84 | 11.84 | 11.84
TD | Other | 27 | AMEM_1 | 9.41 | 7.17 | 1.86 | 1.86
TD | Other | 27 | ARMO_P | 3.57 | 3.38 | 0 | 0
TD | Other | 27 | BARKC1 | 173.07 | 119.98 | 82.84 | 86.97
TD | Other | 27 | BARKW3 | 24.48 | 23.14 | 0 | 0
TD | Other | 27 | BEDD_1 | 74.75 | 64.64 | 9.02 | 9.02
TD | Other | 27 | BESW_1 | 12.58 | 8 | 6.51 | 6.5
TD | Other | 27 | BICF_1 | 83.1 | 71.47 | 38.52 | 56.4
TD | Other | 27 | BIRK_1 | 22.21 | 15.45 | 9.06 | 9.02
TD | Other | 27 | BISW_1 | 25.5 | 18.6 | 12.77 | 12.77
TD | Other | 27 | BLYTB1 | 6.78 | 4.45 | 3.24 | 3.24
TD | Other | 27 | BOLN_1 | 145.47 | 111.58 | 55.44 | 56.3
TD | Other | 27 | BONN | 1.2 | 0.89 | 0.39 | 0.39
TD | Other | 27 | BOTW_1 | 57.84 | 54.07 | 1.03 | 1.03
TD | Other | 27 | BRAI_1 | 11.85 | 7.47 | 7.47 | 7.47
TD | Other | 27 | BRAW_1 | 35.08 | 27.34 | 11.98 | 11.97
TD | Other | 27 | BRED_1 | 11.36 | 7.35 | 6.69 | 6.69
TD | Other | 27 | BRFO_1 | 175.96 | 152.29 | 36.22 | 39.91
TD | Other | 27 | BRIM_1 | 11.15 | 8.13 | 4.78 | 4.76
TD | Other | 27 | BRLE_1 | 125.38 | 108.7 | 17.23 | 17.2
TD | Other | 27 | BRWA1 | 60.81 | 55.26 | 6.06 | 7.49
TD | Other | 27 | BURM_1 | 262.78 | 209.59 | 129.98 | 138.45
TD | Other | 27 | BUSH_1 | 32.02 | 21.83 | 21.83 | 21.83
TD | Other | 27 | BUST_1 | 2.36 | 1.4 | 1.4 | 1.4
TD | Other | 27 | CANTN1 | 103.08 | 93.9 | 7.79 | 7.79
TD | Other | 27 | CAPEA1 | 214.32 | 194.67 | 41.72 | 41.45
TD | Other | 27 | CARE_1 | 219.89 | 191.94 | 32.55 | 32.52
TD | Other | 27 | CARR_1 | 90.38 | 70.66 | 34.85 | 43.92
TD | Other | 27 | CELL_1 | 199.95 | 167.17 | 40.7 | 42.68
TD | Other | 27 | CHIC_1 | 52.33 | 48.92 | 1.56 | 1.56
TD | Other | 27 | CHSI_1 | 8.83 | 8.08 | 0.46 | 0.46
TD | Other | 27 | CHTE_1 | 157.36 | 144.62 | 12.51 | 12.51
TD | Other | 27 | CITR_1 | 22.9 | 19.77 | 5.3 | 5.26
TD | Other | 27 | CLAY_P | 1.21 | 0.59 | 0.59 | 0.59
TD | Other | 27 | CLYM | 5.43 | 3.23 | 3.23 | 3.23
TD | Other | 27 | CONQA1 | 109.31 | 95.68 | 24.47 | 24.89
TD | Other | 27 | COVE_1 | 50.85 | 37.25 | 25.3 | 25.29
TD | Other | 27 | COWL_1 | 51.43 | 36.66 | 23.49 | 23.49
TD | Other | 27 | COYL | 5.15 | 3.06 | 3.06 | 3.06
TD | Other | 27 | CREB_1 | 36.44 | 30.37 | 8.75 | 8.73
TD | Other | 27 | CUMB | 22.02 | 14.51 | 14.13 | 14.13
TD | Other | 27 | CUPA | 2.82 | 1.97 | 1.97 | 1.97
TD | Other | 27 | DALM3 | 22.49 | 16.64 | 11.37 | 11.37
TD | Other | 27 | DEWP | 1.6 | 1.18 | 0.52 | 0.52
TD | Other | 27 | DRAK_1 | 14.56 | 9.59 | 7.18 | 7.17
TD | Other | 27 | DRAX_1 | 99.76 | 92.22 | 10.21 | 14.13
TD | Other | 27 | DUDH_P | 4.29 | 3.17 | 1.4 | 1.39
TD | Other | 27 | DUNB | 10.47 | 7.63 | 5.88 | 5.88
TD | Other | 27 | DUNF | 4.03 | 2.64 | 2.64 | 2.64
TD | Other | 27 | EALI_6 | 12.76 | 6.81 | 5.59 | 5.59
TD | Other | 27 | EASO_1 | 12.84 | 9.77 | 5.84 | 7.22
TD | Other | 27 | ECLA_1 | 43.01 | 28.9 | 20.11 | 20.08
TD | Other | 27 | EKIS | 4.74 | 2.82 | 2.82 | 2.82
TD | Other | 27 | ELLA_1 | 73.64 | 56.24 | 21.83 | 21.73
TD | Other | 27 | ELST_1 | 12.81 | 10.72 | 3.97 | 3.97
TD | Other | 27 | ENDE_1 | 36.67 | 24.22 | 20.04 | 20.46
TD | Other | 27 | EXET1 | 74.22 | 64.3 | 12.19 | 12.17
TD | Other | 27 | FAWL_1 | 213.62 | 179.69 | 40.74 | 40.57
TD | Other | 27 | FECK_6 | 49.07 | 44.05 | 5.35 | 6.17
TD | Other | 27 | FERRA2 | 67.16 | 62.43 | 1.79 | 1.79
TD | Other | 27 | FERRB1 | 114.35 | 84.87 | 56.24 | 57.87
TD | Other | 27 | FIDF_1 | 87.71 | 70.87 | 36.74 | 47.2
TD | Other | 27 | FLEE_1 | 157.1 | 147.57 | 1.62 | 1.62
TD | Other | 27 | FOUR_1 | 3.01 | 2.11 | 2.11 | 2.11
TD | Other | 27 | FROD_1 | 253.88 | 210.32 | 74.99 | 74.53
TD | Other | 27 | GLRO | 4.03 | 2.82 | 2.82 | 2.82
TD | Other | 27 | GREN_1 | 122.54 | 95.45 | 56.18 | 70.61
TD | Other | 27 | GRIW_1 | 84.74 | 71.89 | 30.12 | 29.95
TD | Other | 27 | G_EXTRA_2 | 2.42 | 1.69 | 1.69 | 1.69
TD | Other | 27 | G_EXTRA_4 | 3.6 | 2.14 | 2.14 | 2.14
TD | Other | 27 | G_EXTRA_5 | 4.97 | 2.95 | 2.95 | 2.95
TD | Other | 27 | G_EXTRA_8 | 5.84 | 4 | 4 | 4
TD | Other | 27 | G_EXTRA_9 | 3.37 | 2.5 | 1.7 | 1.7
TD | Other | 27 | HACK_1 | 3.34 | 2.47 | 1.09 | 1.09
TD | Other | 27 | HACK_6 | 11.48 | 10.85 | 0 | 0
TD | Other | 27 | HAMHC1 | 32.06 | 16.63 | 16.63 | 16.63
TD | Other | 27 | HARK_1 | 32.96 | 22.28 | 11.31 | 11.29
TD | Other | 27 | HAWP_6 | 2.86 | 1.7 | 1.7 | 1.7
TD | Other | 27 | HEYS_1 | 7.99 | 5.01 | 4.26 | 4.26
TD | Other | 27 | HURS_1 | 11.7 | 8.96 | 3.54 | 3.54
TD | Other | 27 | HUTT_1 | 144.34 | 119.05 | 57.4 | 78.64
TD | Other | 27 | INDQ1 | 65.52 | 50.88 | 29.12 | 29.1
TD | Other | 27 | IROA1 | 8.66 | 6.03 | 3.52 | 3.5
TD | Other | 27 | IRONB1 | 6.03 | 3.82 | 3.82 | 3.82
TD | Other | 27 | IVER_1 | 207.93 | 174.45 | 90.67 | 98.49
TD | Other | 27 | KAIM | 3.91 | 2.77 | 1.51 | 1.5
TD | Other | 27 | KEAD_1 | 12.72 | 8.05 | 8.05 | 8.05
TD | Other | 27 | KEAR_1 | 42.63 | 28.77 | 26.19 | 26.18
TD | Other | 27 | KEIT_P | 27.01 | 23.54 | 11.94 | 17.84
TD | Other | 27 | KEMS_1 | 440.8 | 352.51 | 227.04 | 246.66
TD | Other | 27 | KIER | 3.77 | 2.24 | 2.24 | 2.24
TD | Other | 27 | KILT | 8.74 | 7.06 | 3.33 | 4.33
TD | Other | 27 | KILW | 18.84 | 16.55 | 6.91 | 6.87
TD | Other | 27 | KINO_1 | 163.41 | 137.96 | 61.36 | 61.12
TD | Other | 27 | KINT_P | 8.47 | 6.27 | 2.77 | 2.75
TD | Other | 27 | KIRKB1 | 13.96 | 12.27 | 8.45 | 8.89
TD | Other | 27 | KNAR | 6.68 | 4.68 | 4.68 | 4.68
TD | Other | 27 | LACK_6 | 148.79 | 113.79 | 81.01 | 88.65
TD | Other | 27 | LALE1SG003 | 66.86 | 50.29 | 28.35 | 28.73
TD | Other | 27 | LAND1 | 147.19 | 126.89 | 43.53 | 43.86
TD | Other | 27 | LEGA_1 | 12.1 | 7.89 | 6.05 | 6.04
TD | Other | 27 | LEVE | 25.8 | 19.53 | 12.15 | 13.17
TD | Other | 27 | LINM | 1.96 | 1.16 | 1.16 | 1.16
TD | Other | 27 | LISD_1 | 42.32 | 35.73 | 14.23 | 14.14
TD | Other | 27 | LITT_C | 13.95 | 9.98 | 3.41 | 3.41
TD | Other | 27 | LITT_J | 19.98 | 14.78 | 6.53 | 6.48
TD | Other | 27 | LODR_6 | 4.64 | 4.39 | 0 | 0
TD | Other | 27 | LOVE_1 | 215.78 | 192.35 | 23.47 | 23.44
TD | Other | 27 | LUNA_P | 1.89 | 1.42 | 0.96 | 1.16
TD | Other | 27 | MACC_3 | 28.81 | 20.87 | 10.24 | 10.18
TD | Other | 27 | MANN_1 | 30.38 | 21.26 | 16.04 | 17.39
TD | Other | 27 | MAYB | 11.85 | 8.77 | 4.12 | 4.1
TD | Other | 27 | MELK_1 | 80.05 | 71.15 | 7.14 | 7.13
TD | Other | 27 | MILC_P | 11.07 | 8.08 | 5.41 | 5.41
TD | Other | 27 | MILH_1 | 4.89 | 4.62 | 0 | 0
TD | Other | 27 | MITY_1 | 8.93 | 5.95 | 3.8 | 3.8
TD | Other | 27 | MYBS_P | 2.85 | 2.51 | 1.25 | 1.93
TD | Other | 27 | NEAR | 66.99 | 58.37 | 42.01 | 42.01
TD | Other | 27 | NECE_1 | 220.42 | 190.06 | 70.76 | 70.71
TD | Other | 27 | NEWX_6 | 58.14 | 43.51 | 34.77 | 34.76
TD | Other | 27 | NFLE | 4.71 | 3.36 | 1.85 | 1.85
TD | Other | 27 | NINF_1 | 5.64 | 3.73 | 2.65 | 2.64
TD | Other | 27 | NORM_1 | 100.49 | 81.67 | 42.1 | 52.81
TD | Other | 27 | NORT_1 | 3.28 | 2.2 | 1.48 | 1.48
TD | Other | 27 | NURS_1 | 42.68 | 31.78 | 16.06 | 16.03
TD | Other | 27 | OCKH_1 | 3.32 | 1.97 | 1.97 | 1.97
TD | Other | 27 | OFFE_3 | 6.78 | 4.03 | 4.03 | 4.03
TD | Other | 27 | OLDB_1 | 252.62 | 219.52 | 159.07 | 159.07
TD | Other | 27 | OSBA_1 | 55.68 | 49.47 | 7.8 | 7.79
TD | Other | 27 | PADIB1 | 30.4 | 24.7 | 5.79 | 6.03
TD | Other | 27 | PELH_1 | 7.73 | 5.14 | 5.14 | 5.14
TD | Other | 27 | PEMB_1 | 34.08 | 24.95 | 11.63 | 11.55
TD | Other | 27 | PENN_1 | 7.42 | 4.92 | 4.92 | 4.92
TD | Other | 27 | PENT_1 | 5.38 | 3.46 | 3.46 | 3.46
TD | Other | 27 | PENW_1 | 34.82 | 23.93 | 18.33 | 18.3
TD | Other | 27 | PERS_P | 13.93 | 9.95 | 5.2 | 5.17
TD | Other | 27 | POOB | 10.09 | 5.85 | 5.85 | 5.85
TD | Other | 27 | POPP_3 | 19.06 | 13.5 | 10.13 | 11.96
TD | Other | 27 | PORA_P | 4.43 | 4.19 | 0 | 0
TD | Other | 27 | PYLE_1 | 76.86 | 67.81 | 14.16 | 17.37
TD | Other | 27 | RAIN_1 | 204.65 | 190.68 | 4.71 | 4.71
TD | Other | 27 | RASS_1 | 194.57 | 180.61 | 6.33 | 6.33
TD | Other | 27 | RATS_1 | 73.89 | 58.64 | 22.23 | 22.17
TD | Other | 27 | RAYL_1 | 39.82 | 29.49 | 13.41 | 13.41
TD | Other | 27 | RICH1 | 16.7 | 12.36 | 5.46 | 5.42
TD | Other | 27 | ROCH_1 | 9.64 | 5.58 | 5.58 | 5.58
TD | Other | 27 | RYEH_1 | 31.56 | 21.51 | 14.7 | 14.68
TD | Other | 27 | SALH_1 | 418.41 | 322.22 | 135.62 | 135.09
TD | Other | 27 | SALT_1 | 35.41 | 31.38 | 3.85 | 3.83
TD | Other | 27 | SBAR | 24.14 | 22.82 | 0 | 0
TD | Other | 27 | SEAB1 | 222 | 164.09 | 92.16 | 92.15
TD | Other | 27 | SELL_1 | 54.93 | 51.35 | 0.98 | 0.98
TD | Other | 27 | SHEC_3 | 32.44 | 23.56 | 20.55 | 20.55
TD | Other | 27 | SHRW_1 | 16.28 | 11.67 | 9.22 | 9.22
TD | Other | 27 | SJOW_1 | 15.82 | 11.71 | 5.17 | 5.14
TD | Other | 27 | SKLGB1 | 124.96 | 114.13 | 7.24 | 7.23
TD | Other | 27 | SMAN_1 | 120.98 | 100.03 | 30.46 | 32.19
TD | Other | 27 | SPEN_1 | 203.81 | 157.02 | 110.17 | 120.54
TD | Other | 27 | STAH_1 | 28.56 | 22.09 | 11.32 | 13.25
TD | Other | 27 | STAY_1 | 159.56 | 136.19 | 34.71 | 34.69
TD | Other | 27 | STEN_1 | 7.72 | 5.24 | 3.38 | 3.37
TD | Other | 27 | STES_1 | 19.79 | 13.45 | 9.26 | 9.23
TD | Other | 27 | STIR | 15.48 | 13.62 | 6.77 | 9.75
TD | Other | 27 | STLE | 12.69 | 8.89 | 6.91 | 6.91
TD | Other | 27 | STRI_P | 2.41 | 1.43 | 1.43 | 1.43
TD | Other | 27 | SUND_1 | 38.43 | 23.63 | 20.62 | 20.62
TD | Other | 27 | SWAN_1 | 227.28 | 211.95 | 5.66 | 6.1
TD | Other | 27 | TAUN1 | 70.78 | 64 | 10.64 | 14.85
TD | Other | 27 | TAYN_P | 2 | 1.89 | 0 | 0
TD | Other | 27 | TEMP_3 | 2.07 | 1.41 | 0.9 | 0.9
TD | Other | 27 | THOM_6 | 186.18 | 167.8 | 18.73 | 19.27
TD | Other | 27 | THSO_P | 23.7 | 5.21 | 3.88 | 3.88
TD | Other | 27 | THUR_6 | 20.26 | 19.16 | 0 | 0
TD | Other | 27 | TILBB_1 | 18.68 | 12.89 | 8.07 | 8.07
TD | Other | 27 | TOTT_1 | 66.44 | 48.15 | 31.96 | 31.96
TD | Other | 27 | TRAW_1 | 1.6 | 0.95 | 0.95 | 0.95
TD | Other | 27 | TYNE_1 | 12.05 | 7.03 | 5.13 | 5.12
TD | Other | 27 | TYNE_2 | 25.5 | 24.11 | 0 | 0
TD | Other | 27 | UPPB_1 | 166.47 | 157.38 | 0 | 0
TD | Other | 27 | UPPB_3 | 80.02 | 74.96 | 1.98 | 1.98
TD | Other | 27 | USKM_1 | 41.56 | 33.15 | 19.22 | 23.22
TD | Other | 27 | WALH_1 | 18.21 | 11.64 | 9.98 | 10.44
TD | Other | 27 | WALP_1 | 110.38 | 98.06 | 37.37 | 37.14
TD | Other | 27 | WALP_B | 36.87 | 30.97 | 6.86 | 6.86
TD | Other | 27 | WASF_1 | 44.39 | 31.31 | 17.33 | 17.25
TD | Other | 27 | WATFS_1 | 6.32 | 4.9 | 3.09 | 3.09
TD | Other | 27 | WBUR_1 | 47.87 | 38.33 | 18.92 | 19.44
TD | Other | 27 | WFIE | 12.9 | 11.35 | 5.64 | 8.12
TD | Other | 27 | WHAM_1 | 57.63 | 44.98 | 16.94 | 18.15
TD | Other | 27 | WHGA_1 | 3.1 | 1.67 | 1.67 | 1.67
TD | Other | 27 | WHHO | 1.86 | 1.37 | 0.61 | 0.6
TD | Other | 27 | WIBA_3 | 46.16 | 39.64 | 20.31 | 28.71
TD | Other | 27 | WIEN_1 | 36.72 | 27.18 | 17.65 | 17.65
TD | Other | 27 | WILL_1 | 65.42 | 47.81 | 21.77 | 21.62
TD | Other | 27 | WIMBN1 | 10.33 | 9.76 | 0 | 0
TD | Other | 27 | WIMBS1 | 12.97 | 10.9 | 4.25 | 4.25
TD | Other | 27 | WISD_6 | 2.26 | 1.67 | 0.74 | 0.73
TD | Other | 27 | WMEL_1 | 133.89 | 124.59 | 5.67 | 5.67
TD | Other | 27 | WTHU31 | 17.18 | 10.2 | 10.2 | 10.2
TD | Other | 27 | WWEY_1 | 11.05 | 8 | 3.63 | 3.63
TD | Other | 27 | WYMOM_1 | 11.05 | 7.12 | 7.12 | 7.12
TD | Other | 28 | ABHA1 | 5.83 | 3.46 | 3.46 | 3.46
TD | Other | 28 | ABNE_P | 7.29 | 4.85 | 4.85 | 4.85
TD | Other | 28 | ABTH_1 | 28.59 | 25.73 | 9.35 | 9.28
TD | Other | 28 | ALNE_P | 6.72 | 5.91 | 2.94 | 4.23
TD | Other | 28 | ALVE1 | 17.96 | 12.42 | 12.42 | 12.42
TD | Other | 28 | AMEM_1 | 9.25 | 7.08 | 1.77 | 1.77
TD | Other | 28 | ARMO_P | 2.5 | 2.36 | 0 | 0
TD | Other | 28 | BARKC1 | 171.05 | 118.1 | 82.19 | 86.06
TD | Other | 28 | BARKW3 | 20.2 | 19.09 | 0 | 0
TD | Other | 28 | BEDD_1 | 73.12 | 63.25 | 8.76 | 8.75
TD | Other | 28 | BESW_1 | 12.22 | 7.8 | 6.27 | 6.26
TD | Other | 28 | BICF_1 | 85.07 | 73.15 | 39.47 | 57.74
TD | Other | 28 | BIRK_1 | 22.24 | 15.52 | 8.98 | 8.94
TD | Other | 28 | BISW_1 | 25.41 | 18.55 | 12.72 | 12.72
TD | Other | 28 | BLYTB1 | 6.66 | 4.39 | 3.15 | 3.14
TD | Other | 28 | BOLN_1 | 145.15 | 111.3 | 55.48 | 56.28
TD | Other | 28 | BONN | 1.23 | 0.91 | 0.4 | 0.4
TD | Other | 28 | BOTW_1 | 47.94 | 44.74 | 0.98 | 0.98
TD | Other | 28 | BRAI_1 | 11.69 | 7.4 | 7.4 | 7.4
TD | Other | 28 | BRAW_1 | 32.44 | 24.83 | 11.98 | 11.97
TD | Other | 28 | BRED_1 | 11.63 | 7.54 | 6.87 | 6.87
TD | Other | 28 | BRFO_1 | 156.44 | 133.85 | 35.91 | 39.36
TD | Other | 28 | BRIM_1 | 11.52 | 8.39 | 4.96 | 4.94
TD | Other | 28 | BRLE_1 | 126.34 | 109.5 | 17.44 | 17.41
TD | Other | 28 | BRWA1 | 61.35 | 55.84 | 5.99 | 7.46
TD | Other | 28 | BURM_1 | 261.48 | 208.21 | 129.63 | 137.54
TD | Other | 28 | BUSH_1 | 33.24 | 22.71 | 22.71 | 22.71
TD | Other | 28 | BUST_1 | 2.24 | 1.33 | 1.33 | 1.33
TD | Other | 28 | CANTN1 | 89.57 | 81.15 | 7.87 | 7.87
TD | Other | 28 | CAPEA1 | 211.8 | 192.38 | 41.56 | 41.3
TD | Other | 28 | CARE_1 | 217.69 | 189.71 | 32.92 | 32.89
TD | Other | 28 | CARR_1 | 87.06 | 67.8 | 33.32 | 41.82
TD | Other | 28 | CELL_1 | 199.72 | 166.77 | 40.74 | 42.57
TD | Other | 28 | CHIC_1 | 51.92 | 48.51 | 1.65 | 1.65
TD | Other | 28 | CHSI_1 | 7.39 | 6.72 | 0.44 | 0.44
TD | Other | 28 | CHTE_1 | 159.71 | 146.91 | 12.92 | 12.92
TD | Other | 28 | CITR_1 | 21.9 | 18.79 | 5.35 | 5.32
TD | Other | 28 | CLAY_P | 1.24 | 0.6 | 0.6 | 0.6
TD | Other | 28 | CLYM | 5.16 | 3.07 | 3.07 | 3.07
TD | Other | 28 | CONQA1 | 110.44 | 96.71 | 24.65 | 25.08
TD | Other | 28 | COVE_1 | 49.49 | 36.02 | 25.26 | 25.25
TD | Other | 28 | COWL_1 | 49.87 | 35.38 | 23.13 | 23.13
TD | Other | 28 | COYL | 4.89 | 2.91 | 2.91 | 2.91
TD | Other | 28 | CREB_1 | 37.18 | 30.97 | 9.03 | 9.02
TD | Other | 28 | CUMB | 22.2 | 14.69 | 14.31 | 14.31
TD | Other | 28 | CUPA | 2.98 | 2.09 | 2.09 | 2.09
TD | Other | 28 | DALM3 | 22.5 | 16.65 | 11.37 | 11.37
TD | Other | 28 | DEWP | 1.63 | 1.21 | 0.53 | 0.53
TD | Other | 28 | DRAK_1 | 14.74 | 9.73 | 7.26 | 7.25
TD | Other | 28 | DRAX_1 | 99.32 | 91.92 | 9.58 | 13.25
TD | Other | 28 | DUDH_P | 4.39 | 3.25 | 1.44 | 1.43
TD | Other | 28 | DUNB | 10.64 | 7.75 | 6 | 6
TD | Other | 28 | DUNF | 4.07 | 2.68 | 2.68 | 2.68
TD | Other | 28 | EALI_6 | 12.74 | 6.69 | 5.69 | 5.69
TD | Other | 28 | EASO_1 | 12.86 | 9.83 | 5.81 | 7.23
TD | Other | 28 | ECLA_1 | 41.33 | 27.69 | 19.47 | 19.44
TD | Other | 28 | EKIS | 4.51 | 2.68 | 2.68 | 2.68
TD | Other | 28 | ELLA_1 | 74.6 | 56.95 | 22.12 | 22.02
TD | Other | 28 | ELST_1 | 11.88 | 9.76 | 4.19 | 4.19
TD | Other | 28 | ENDE_1 | 36.66 | 24.24 | 20.05 | 20.44
TD | Other | 28 | EXET1 | 74.6 | 64.6 | 12.4 | 12.37
TD | Other | 28 | FAWL_1 | 215.32 | 181.13 | 41.71 | 41.54
TD | Other | 28 | FECK_6 | 41.69 | 37.19 | 5.06 | 5.82
TD | Other | 28 | FERRA2 | 67.81 | 63.1 | 1.7 | 1.7
TD | Other | 28 | FERRB1 | 113.69 | 84.33 | 55.98 | 57.5
TD | Other | 28 | FIDF_1 | 87.83 | 71.06 | 36.81 | 47.37
TD | Other | 28 | FLEE_1 | 158.89 | 149.31 | 1.54 | 1.54
TD | Other | 28 | FOUR_1 | 3.18 | 2.23 | 2.23 | 2.23
TD | Other | 28 | FROD_1 | 256.27 | 211.94 | 76.22 | 75.75
TD | Other | 28 | GLRO | 4.26 | 2.98 | 2.98 | 2.98
TD | Other | 28 | GREN_1 | 121.05 | 94.2 | 55.43 | 69.58
TD | Other | 28 | GRIW_1 | 84.92 | 72.03 | 30.16 | 29.99
TD | Other | 28 | G_EXTRA_2 | 2.55 | 1.79 | 1.79 | 1.79
TD | Other | 28 | G_EXTRA_4 | 3.42 | 2.03 | 2.03 | 2.03
TD | Other | 28 | G_EXTRA_5 | 4.73 | 2.81 | 2.81 | 2.81
TD | Other | 28 | G_EXTRA_8 | 6.08 | 4.18 | 4.18 | 4.18
TD | Other | 28 | G_EXTRA_9 | 3.37 | 2.5 | 1.71 | 1.71
TD | Other | 28 | HACK_1 | 3.42 | 2.53 | 1.12 | 1.11
TD | Other | 28 | HACK_6 | 9.47 | 8.95 | 0 | 0
TD | Other | 28 | HAMHC1 | 32.69 | 16.98 | 16.98 | 16.98
TD | Other | 28 | HARK_1 | 32.21 | 21.37 | 11.59 | 11.57
TD | Other | 28 | HAWP_6 | 2.72 | 1.62 | 1.62 | 1.62
TD | Other | 28 | HEYS_1 | 7.72 | 4.86 | 4.09 | 4.09
TD | Other | 28 | HURS_1 | 10.4 | 7.84 | 3.36 | 3.36
TD | Other | 28 | HUTT_1 | 147.53 | 121.7 | 58.64 | 80.35
TD | Other | 28 | INDQ1 | 63.11 | 48.59 | 29.26 | 29.24
TD | Other | 28 | IROA1 | 8.68 | 6.06 | 3.49 | 3.47
TD | Other | 28 | IRONB1 | 5.96 | 3.79 | 3.79 | 3.79
TD | Other | 28 | IVER_1 | 208.87 | 175.3 | 91.12 | 99.12
TD | Other | 28 | KAIM | 3.94 | 2.8 | 1.51 | 1.5
TD | Other | 28 | KEAD_1 | 12.59 | 8 | 8 | 8
TD | Other | 28 | KEAR_1 | 42.97 | 29.06 | 26.44 | 26.43
TD | Other | 28 | KEIT_P | 26.85 | 23.42 | 11.86 | 17.76
TD | Other | 28 | KEMS_1 | 440.5 | 351.88 | 227.57 | 246.8
TD | Other | 28 | KIER | 3.58 | 2.13 | 2.13 | 2.13
TD | Other | 28 | KILT | 8.94 | 7.22 | 3.4 | 4.43
TD | Other | 28 | KILW | 18.95 | 16.63 | 6.99 | 6.95
TD | Other | 28 | KINO_1 | 162.94 | 137.55 | 61.3 | 61.06
TD | Other | 28 | KINT_P | 8.67 | 6.41 | 2.83 | 2.81
TD | Other | 28 | KIRKB1 | 15.14 | 13.3 | 9.22 | 9.63
TD | Other | 28 | KNAR | 7.06 | 4.94 | 4.94 | 4.94
TD | Other | 28 | LACK_6 | 148.1 | 112.87 | 80.97 | 88.12
TD | Other | 28 | LALE1SG003 | 65.09 | 48.74 | 28.09 | 28.45
TD | Other | 28 | LAND1 | 135.96 | 116.21 | 45.06 | 45.37
TD | Other | 28 | LEGA_1 | 12.14 | 7.94 | 6.06 | 6.05
TD | Other | 28 | LEVE | 25.83 | 19.49 | 12.15 | 13.11
TD | Other | 28 | LINM | 1.86 | 1.11 | 1.11 | 1.11
TD | Other | 28 | LISD_1 | 42.56 | 35.9 | 14.32 | 14.23
TD | Other | 28 | LITT_C | 12.86 | 8.89 | 3.47 | 3.47
TD | Other | 28 | LITT_J | 20.45 | 15.13 | 6.69 | 6.64
TD | Other | 28 | LODR_6 | 3.83 | 3.62 | 0 | 0
TD | Other | 28 | LOVE_1 | 201.34 | 178.63 | 23.69 | 23.66
TD | Other | 28 | LUNA_P | 1.78 | 1.33 | 0.91 | 1.09
TD | Other | 28 | MACC_3 | 29.27 | 21.23 | 10.34 | 10.28
TD | Other | 28 | MANN_1 | 29.43 | 20.51 | 15.79 | 17.11
TD | Other | 28 | MAYB | 12.09 | 8.95 | 4.2 | 4.18
TD | Other | 28 | MELK_1 | 77.34 | 68.69 | 6.95 | 6.94
TD | Other | 28 | MILC_P | 11.01 | 8.04 | 5.37 | 5.37
TD | Other | 28 | MILH_1 | 4.04 | 3.81 | 0 | 0
TD | Other | 28 | MITY_1 | 8.31 | 5.43 | 3.66 | 3.66
TD | Other | 28 | MYBS_P | 2.91 | 2.56 | 1.27 | 1.97
TD | Other | 28 | NEAR | 75.33 | 65.72 | 47.25 | 47.25
TD | Other | 28 | NECE_1 | 227.99 | 196.63 | 75.38 | 75.33
TD | Other | 28 | NEWX_6 | 58.3 | 43.55 | 35.12 | 35.11
TD | Other | 28 | NFLE | 4.28 | 3 | 1.76 | 1.76
TD | Other | 28 | NINF_1 | 5.55 | 3.68 | 2.58 | 2.58
TD | Other | 28 | NORM_1 | 96.81 | 78.26 | 41.12 | 51.2
TD | Other | 28 | NORT_1 | 3.24 | 2.19 | 1.45 | 1.44
TD | Other | 28 | NURS_1 | 41.69 | 30.83 | 16.06 | 16.03
TD | Other | 28 | OCKH_1 | 3.15 | 1.87 | 1.87 | 1.87
TD | Other | 28 | OFFE_3 | 6.44 | 3.83 | 3.83 | 3.83
TD | Other | 28 | OLDB_1 | 279.43 | 243.12 | 175.91 | 175.9
TD | Other | 28 | OSBA_1 | 56.3 | 49.91 | 8.19 | 8.17
TD | Other | 28 | PADIB1 | 30.17 | 24.56 | 5.63 | 5.85
TD | Other | 28 | PELH_1 | 7.89 | 5.27 | 5.27 | 5.27
TD | Other | 28 | PEMB_1 | 34.76 | 25.47 | 11.82 | 11.75
TD | Other | 28 | PENN_1 | 7.79 | 5.18 | 5.18 | 5.18
TD | Other | 28 | PENT_1 | 5.37 | 3.46 | 3.46 | 3.46
TD | Other | 28 | PENW_1 | 35.25 | 24.26 | 18.54 | 18.51
TD | Other | 28 | PERS_P | 14.07 | 10.08 | 5.21 | 5.19
TD | Other | 28 | POOB | 10.19 | 5.92 | 5.92 | 5.92
TD | Other | 28 | POPP_3 | 18.66 | 13.32 | 9.86 | 11.74
TD | Other | 28 | PORA_P | 3.1 | 2.93 | 0 | 0
TD | Other | 28 | PYLE_1 | 76.78 | 67.7 | 13.94 | 16.94
TD | Other | 28 | RAIN_1 | 204.32 | 190.51 | 4.48 | 4.48
TD | Other | 28 | RASS_1 | 191 | 177.34 | 6.19 | 6.19
TD | Other | 28 | RATS_1 | 70.09 | 54.94 | 22.53 | 22.47
TD | Other | 28 | RAYL_1 | 35.8 | 26.05 | 12.79 | 12.79
TD | Other | 28 | RICH1 | 17.1 | 12.65 | 5.59 | 5.55
TD | Other | 28 | ROCH_1 | 9.25 | 5.35 | 5.35 | 5.35
TD | Other | 28 | RYEH_1 | 31.07 | 21.06 | 14.76 | 14.74
TD | Other | 28 | SALH_1 | 425.16 | 327.16 | 138.31 | 137.76
TD | Other | 28 | SALT_1 | 31.16 | 27.31 | 3.93 | 3.91
TD | Other | 28 | SBAR | 24.44 | 23.11 | 0 | 0
TD | Other | 28 | SEAB1 | 231.18 | 172.06 | 97.9 | 97.89
TD | Other | 28 | SELL_1 | 55.05 | 51.49 | 0.94 | 0.94
TD | Other | 28 | SHEC_3 | 32.57 | 23.68 | 20.64 | 20.64
TD | Other | 28 | SHRW_1 | 16.55 | 11.87 | 9.41 | 9.41
TD | Other | 28 | SJOW_1 | 16.2 | 11.99 | 5.29 | 5.26
TD | Other | 28 | SKLGB1 | 126.23 | 115.41 | 7.16 | 7.14
TD | Other | 28 | SMAN_1 | 123.62 | 102.12 | 31.45 | 33.22
TD | Other | 28 | SPEN_1 | 205.21 | 157.96 | 110.97 | 121.23
TD | Other | 28 | STAH_1 | 28.11 | 21.69 | 11.06 | 12.86
TD | Other | 28 | STAY_1 | 161.86 | 138.11 | 35.5 | 35.47
TD | Other | 28 | STEN_1 | 7.66 | 5.23 | 3.32 | 3.31
TD | Other | 28 | STES_1 | 19.77 | 13.49 | 9.19 | 9.17
TD | Other | 28 | STIR | 14.5 | 12.76 | 6.34 | 9.13
TD | Other | 28 | STLE | 12.55 | 8.81 | 6.83 | 6.83
TD | Other | 28 | STRI_P | 2.29 | 1.36 | 1.36 | 1.36
TD | Other | 28 | SUND_1 | 36.32 | 22.17 | 19.69 | 19.69
TD | Other | 28 | SWAN_1 | 198.04 | 184.43 | 5.41 | 5.83
TD | Other | 28 | TAUN1 | 71.52 | 64.77 | 10.66 | 14.96
TD | Other | 28 | TAYN_P | 1.4 | 1.32 | 0 | 0
TD | Other | 28 | TEMP_3 | 2.05 | 1.4 | 0.88 | 0.88
TD | Other | 28 | THOM_6 | 188.32 | 169.8 | 18.94 | 19.44
TD | Other | 28 | THSO_P | 23.7 | 5.21 | 3.88 | 3.88
TD | Other | 28 | THUR_6 | 20.52 | 19.4 | 0 | 0
TD | Other | 28 | TILBB_1 | 17.12 | 11.64 | 7.67 | 7.67
TD | Other | 28 | TOTT_1 | 66.41 | 48.11 | 31.95 | 31.95
TD | Other | 28 | TRAW_1 | 1.52 | 0.9 | 0.9 | 0.9
TD | Other | 28 | TYNE_1 | 12.29 | 7.18 | 5.23 | 5.22
TD | Other | 28 | TYNE_2 | 21.04 | 19.89 | 0 | 0
TD | Other | 28 | UPPB_1 | 161.38 | 152.56 | 0 | 0
TD | Other | 28 | UPPB_3 | 81.15 | 75.98 | 2.1 | 2.1
TD | Other | 28 | USKM_1 | 40.5 | 32.19 | 18.74 | 22.48
TD | Other | 28 | WALH_1 | 17.98 | 11.47 | 9.88 | 10.3
TD | Other | 28 | WALP_1 | 109.92 | 97.55 | 37.6 | 37.38
TD | Other | 28 | WALP_B | 32.39 | 26.76 | 6.87 | 6.87
TD | Other | 28 | WASF_1 | 44.67 | 31.6 | 17.28 | 17.2
TD | Other | 28 | WATFS_1 | 6.04 | 4.61 | 3.12 | 3.12
TD | Other | 28 | WBUR_1 | 49.37 | 39.46 | 19.79 | 20.32
TD | Other | 28 | WFIE | 12.08 | 10.63 | 5.28 | 7.61
TD | Other | 28 | WHAM_1 | 57.47 | 44.6 | 17.34 | 18.57
TD | Other | 28 | WHGA_1 | 3.05 | 1.64 | 1.64 | 1.64
TD | Other | 28 | WHHO | 1.9 | 1.41 | 0.62 | 0.62
TD | Other | 28 | WIBA_3 | 43.42 | 37.21 | 19.12 | 26.98
TD | Other | 28 | WIEN_1 | 36.67 | 27.13 | 17.63 | 17.63
TD | Other | 28 | WILL_1 | 66.95 | 48.93 | 22.28 | 22.13
TD | Other | 28 | WIMBN1 | 8.52 | 8.06 | 0 | 0
TD | Other | 28 | WIMBS1 | 11.93 | 9.9 | 4.29 | 4.29
TD | Other | 28 | WISD_6 | 2.31 | 1.71 | 0.76 | 0.75
TD | Other | 28 | WMEL_1 | 135.65 | 126.14 | 5.99 | 5.99
TD | Other | 28 | WTHU31 | 16.32 | 9.7 | 9.7 | 9.7
TD | Other | 28 | WWEY_1 | 10.37 | 7.4 | 3.57 | 3.56
TD | Other | 28 | WYMOM_1 | 11.06 | 7.16 | 7.16 | 7.16
TD | Other | 29 | ABHA1 | 5.5 | 3.27 | 3.27 | 3.27
TD | Other | 29 | ABNE_P | 7.42 | 4.96 | 4.96 | 4.96
TD | Other | 29 | ABTH_1 | 28.59 | 25.73 | 9.35 | 9.28
TD | Other | 29 | ALNE_P | 6.72 | 5.91 | 2.94 | 4.23
TD | Other | 29 | ALVE1 | 18.8 | 13.02 | 13.02 | 13.02
TD | Other | 29 | AMEM_1 | 9.09 | 6.98 | 1.67 | 1.67
TD | Other | 29 | ARMO_P | 1.07 | 1.01 | 0 | 0
TD | Other | 29 | BARKC1 | 170.04 | 117.1 | 82.1 | 85.97
TD | Other | 29 | BARKW3 | 14.11 | 13.34 | 0 | 0
TD | Other | 29 | BEDD_1 | 70.95 | 61.36 | 8.47 | 8.46
TD | Other | 29 | BESW_1 | 11.83 | 7.58 | 6.02 | 6.01
TD | Other | 29 | BICF_1 | 87.02 | 74.81 | 40.41 | 59.07
TD | Other | 29 | BIRK_1 | 22.27 | 15.59 | 8.89 | 8.86
TD | Other | 29 | BISW_1 | 25.31 | 18.48 | 12.67 | 12.67
TD | Other | 29 | BLYTB1 | 6.53 | 4.33 | 3.05 | 3.05
TD | Other | 29 | BOLN_1 | 144.73 | 110.91 | 55.63 | 56.43
TD | Other | 29 | BONN | 1.26 | 0.93 | 0.41 | 0.41
TD | Other | 29 | BOTW_1 | 33.89 | 31.49 | 0.93 | 0.93
TD | Other | 29 | BRAI_1 | 11.52 | 7.32 | 7.32 | 7.32
TD | Other | 29 | BRAW_1 | 28.67 | 21.25 | 11.97 | 11.97
TD | Other | 29 | BRED_1 | 11.91 | 7.74 | 7.05 | 7.05
TD | Other | 29 | BRFO_1 | 130.3 | 109.07 | 36.13 | 39.58
TD | Other | 29 | BRIM_1 | 11.9 | 8.67 | 5.16 | 5.14
TD | Other | 29 | BRLE_1 | 127.21 | 110.21 | 17.65 | 17.63
TD | Other | 29 | BRWA1 | 61.76 | 56.29 | 5.92 | 7.42
TD | Other | 29 | BURM_1 | 263.07 | 209.38 | 130.53 | 138.44
TD | Other | 29 | BUSH_1 | 34.52 | 23.64 | 23.64 | 23.64
TD | Other | 29 | BUST_1 | 2.11 | 1.26 | 1.26 | 1.26
TD | Other | 29 | CANTN1 | 70.36 | 62.99 | 7.95 | 7.95
TD | Other | 29 | CAPEA1 | 208.07 | 188.95 | 41.39 | 41.13
TD | Other | 29 | CARE_1 | 213.34 | 185.43 | 33.3 | 33.26
TD | Other | 29 | CARR_1 | 86.71 | 67.56 | 33.08 | 41.58
TD | Other | 29 | CELL_1 | 199.29 | 166.11 | 41.1 | 42.93
TD | Other | 29 | CHIC_1 | 51.29 | 47.88 | 1.74 | 1.74
TD | Other | 29 | CHSI_1 | 5.34 | 4.8 | 0.41 | 0.41
TD | Other | 29 | CHTE_1 | 161.84 | 148.99 | 13.4 | 13.4
TD | Other | 29 | CITR_1 | 20.41 | 17.34 | 5.41 | 5.37
TD | Other | 29 | CLAY_P | 1.26 | 0.61 | 0.61 | 0.61
TD | Other | 29 | CLYM | 4.88 | 2.9 | 2.9 | 2.9
TD | Other | 29 | CONQA1 | 111.37 | 97.56 | 24.8 | 25.25
TD | Other | 29 | COVE_1 | 47.51 | 34.22 | 25.19 | 25.18
TD | Other | 29 | COWL_1 | 47.85 | 33.69 | 22.74 | 22.74
TD | Other | 29 | COYL | 4.62 | 2.75 | 2.75 | 2.75
TD | Other | 29 | CREB_1 | 37.91 | 31.54 | 9.34 | 9.32
TD | Other | 29 | CUMB | 22.39 | 14.87 | 14.49 | 14.49
TD | Other | 29 | CUPA | 3.15 | 2.2 | 2.2 | 2.2
TD | Other | 29 | DALM3 | 22.49 | 16.64 | 11.38 | 11.38
TD | Other | 29 | DEWP | 1.67 | 1.24 | 0.55 | 0.54
TD | Other | 29 | DRAK_1 | 14.92 | 9.87 | 7.34 | 7.33
TD | Other | 29 | DRAX_1 | 99.98 | 92.59 | 9.51 | 13.18
TD | Other | 29 | DUDH_P | 4.5 | 3.33 | 1.47 | 1.46
TD | Other | 29 | DUNB | 10.82 | 7.87 | 6.13 | 6.13
TD | Other | 29 | DUNF | 4.12 | 2.72 | 2.72 | 2.72
TD | Other | 29 | EALI_6 | 12.63 | 6.49 | 5.79 | 5.79
TD | Other | 29 | EASO_1 | 12.87 | 9.88 | 5.77 | 7.22
TD | Other | 29 | ECLA_1 | 39.29 | 26.17 | 18.78 | 18.75
TD | Other | 29 | EKIS | 4.26 | 2.53 | 2.53 | 2.53
TD | Other | 29 | ELLA_1 | 75.6 | 57.69 | 22.43 | 22.33
TD | Other | 29 | ELST_1 | 10.44 | 8.32 | 4.43 | 4.43
TD | Other | 29 | ENDE_1 | 36.78 | 24.39 | 20.12 | 20.51
TD | Other | 29 | EXET1 | 75 | 64.91 | 12.61 | 12.59
TD | Other | 29 | FAWL_1 | 217.2 | 182.72 | 42.78 | 42.61
TD | Other | 29 | FECK_6 | 31.7 | 27.85 | 4.88 | 5.64
TD | Other | 29 | FERRA2 | 68.3 | 63.62 | 1.61 | 1.61
TD | Other | 29 | FERRB1 | 113.52 | 84.23 | 55.93 | 57.45
TD | Other | 29 | FIDF_1 | 88.45 | 71.71 | 37.11 | 47.85
TD | Other | 29 | FLEE_1 | 160.31 | 150.7 | 1.45 | 1.45
TD | Other | 29 | FOUR_1 | 3.36 | 2.35 | 2.35 | 2.35
TD | Other | 29 | FROD_1 | 258.59 | 213.45 | 77.51 | 77.04
TD | Other | 29 | GLRO | 4.5 | 3.15 | 3.15 | 3.15
TD | Other | 29 | GREN_1 | 121.87 | 94.99 | 55.69 | 69.99
TD | Other | 29 | GRIW_1 | 85.1 | 72.17 | 30.2 | 30.03
TD | Other | 29 | G_EXTRA_2 | 2.7 | 1.89 | 1.89 | 1.89
TD | Other | 29 | G_EXTRA_4 | 3.23 | 1.92 | 1.92 | 1.92
TD | Other | 29 | G_EXTRA_5 | 4.46 | 2.65 | 2.65 | 2.65
TD | Other | 29 | G_EXTRA_8 | 6.34 | 4.36 | 4.36 | 4.36
TD | Other | 29 | G_EXTRA_9 | 3.37 | 2.5 | 1.71 | 1.71
TD | Other | 29 | HACK_1 | 3.51 | 2.59 | 1.15 | 1.14
TD | Other | 29 | HACK_6 | 6.61 | 6.25 | 0 | 0
TD | Other | 29 | HAMHC1 | 33.33 | 17.34 | 17.34 | 17.34
TD | Other | 29 | HARK_1 | 30.91 | 19.95 | 11.87 | 11.85
TD | Other | 29 | HAWP_6 | 2.57 | 1.53 | 1.53 | 1.53
TD | Other | 29 | HEYS_1 | 7.44 | 4.69 | 3.91 | 3.91
TD | Other | 29 | HURS_1 | 8.65 | 6.3 | 3.18 | 3.18
TD | Other | 29 | HUTT_1 | 150.74 | 124.36 | 59.89 | 82.06
TD | Other | 29 | INDQ1 | 59.54 | 45.2 | 29.37 | 29.35
TD | Other | 29 | IROA1 | 8.69 | 6.1 | 3.46 | 3.44
TD | Other | 29 | IRONB1 | 5.89 | 3.76 | 3.76 | 3.76
TD | Other | 29 | IVER_1 | 209.72 | 176.09 | 91.51 | 99.69
TD | Other | 29 | KAIM | 3.97 | 2.83 | 1.51 | 1.5
TD | Other | 29 | KEAD_1 | 12.44 | 7.95 | 7.95 | 7.95
TD | Other | 29 | KEAR_1 | 43.3 | 29.34 | 26.68 | 26.68
TD | Other | 29 | KEIT_P | 27.2 | 23.74 | 12.01 | 18
TD | Other | 29 | KEMS_1 | 443.09 | 353.82 | 229.41 | 248.85
TD | Other | 29 | KIER | 3.38 | 2.01 | 2.01 | 2.01
TD | Other | 29 | KILT | 9.15 | 7.39 | 3.48 | 4.53
TD | Other | 29 | KILW | 19.07 | 16.71 | 7.07 | 7.03
TD | Other | 29 | KINO_1 | 162.3 | 136.98 | 61.22 | 60.98
TD | Other | 29 | KINT_P | 8.88 | 6.57 | 2.9 | 2.88
TD | Other | 29 | KIRKB1 | 16.63 | 14.61 | 10.15 | 10.56
TD | Other | 29 | KNAR | 7.46 | 5.22 | 5.22 | 5.22
TD | Other | 29 | LACK_6 | 149.93 | 114.18 | 82.02 | 89.16
TD | Other | 29 | LALE1SG003 | 62.86 | 46.75 | 27.87 | 28.22
TD | Other | 29 | LAND1 | 119.39 | 100.47 | 46.81 | 47.12
TD | Other | 29 | LEGA_1 | 12.18 | 7.99 | 6.06 | 6.05
TD | Other | 29 | LEVE | 26.22 | 19.78 | 12.31 | 13.27
TD | Other | 29 | LINM | 1.76 | 1.04 | 1.04 | 1.04
TD | Other | 29 | LISD_1 | 42.81 | 36.07 | 14.41 | 14.31
TD | Other | 29 | LITT_C | 11.26 | 7.32 | 3.53 | 3.53
TD | Other | 29 | LITT_J | 20.95 | 15.5 | 6.85 | 6.8
TD | Other | 29 | LODR_6 | 2.67 | 2.53 | 0 | 0
TD | Other | 29 | LOVE_1 | 180.06 | 158.44 | 23.92 | 23.89
TD | Other | 29 | LUNA_P | 1.73 | 1.31 | 0.88 | 1.07
TD | Other | 29 | MACC_3 | 29.75 | 21.61 | 10.46 | 10.4
TD | Other | 29 | MANN_1 | 28.48 | 19.78 | 15.62 | 16.96
TD | Other | 29 | MAYB | 12.35 | 9.14 | 4.29 | 4.26
TD | Other | 29 | MELK_1 | 73.22 | 64.91 | 6.74 | 6.73
TD | Other | 29 | MILC_P | 10.95 | 8 | 5.34 | 5.34
TD | Other | 29 | MILH_1 | 2.82 | 2.66 | 0 | 0
TD | Other | 29 | MITY_1 | 7.49 | 4.75 | 3.51 | 3.51
TD | Other | 29 | MYBS_P | 2.98 | 2.62 | 1.3 | 2.02
TD | Other | 29 | NEAR | 84.74 | 74.01 | 53.16 | 53.16
TD | Other | 29 | NECE_1 | 236.46 | 203.99 | 80.56 | 80.5
TD | Other | 29 | NEWX_6 | 58.23 | 43.38 | 35.44 | 35.43
TD | Other | 29 | NFLE | 3.71 | 2.53 | 1.66 | 1.66
TD | Other | 29 | NINF_1 | 5.45 | 3.64 | 2.51 | 2.5
TD | Other | 29 | NORM_1 | 96.02 | 77.35 | 41.61 | 51.71
TD | Other | 29 | NORT_1 | 3.21 | 2.17 | 1.41 | 1.41
TD | Other | 29 | NURS_1 | 40.23 | 29.44 | 16.05 | 16.03
TD | Other | 29 | OCKH_1 | 2.97 | 1.77 | 1.77 | 1.77
TD | Other | 29 | OFFE_3 | 6.08 | 3.61 | 3.61 | 3.61
TD | Other | 29 | OLDB_1 | 309.67 | 269.74 | 194.9 | 194.89
TD | Other | 29 | OSBA_1 | 56.95 | 50.37 | 8.6 | 8.58
TD | Other | 29 | PADIB1 | 30.01 | 24.48 | 5.5 | 5.72
TD | Other | 29 | PELH_1 | 8.07 | 5.41 | 5.41 | 5.41
TD | Other | 29 | PEMB_1 | 35.47 | 26.01 | 12.03 | 11.95
TD | Other | 29 | PENN_1 | 8.18 | 5.44 | 5.44 | 5.44
TD | Other | 29 | PENT_1 | 5.36 | 3.47 | 3.47 | 3.47
TD | Other | 29 | PENW_1 | 35.69 | 24.61 | 18.75 | 18.71
TD | Other | 29 | PERS_P | 14.24 | 10.22 | 5.23 | 5.2
TD | Other | 29 | POOB | 10.3 | 5.99 | 5.99 | 5.99
TD | Other | 29 | POPP_3 | 18.22 | 13.1 | 9.58 | 11.49
TD | Other | 29 | PORA_P | 1.33 | 1.26 | 0 | 0
TD | Other | 29 | PYLE_1 | 77.67 | 68.43 | 14.19 | 17.2
TD | Other | 29 | RAIN_1 | 202.59 | 189.03 | 4.23 | 4.23
TD | Other | 29 | RASS_1 | 184.84 | 171.62 | 6.05 | 6.05
TD | Other | 29 | RATS_1 | 64.44 | 49.48 | 22.83 | 22.78
TD | Other | 29 | RAYL_1 | 30.46 | 21.39 | 12.12 | 12.12
TD | Other | 29 | RICH1 | 17.52 | 12.96 | 5.73 | 5.69
TD | Other | 29 | ROCH_1 | 8.84 | 5.1 | 5.1 | 5.1
TD | Other | 29 | RYEH_1 | 30.33 | 20.37 | 14.81 | 14.79
TD | Other | 29 | SALH_1 | 432.24 | 332.36 | 141.14 | 140.57
TD | Other | 29 | SALT_1 | 25.04 | 21.48 | 4 | 3.98
TD | Other | 29 | SBAR | 24.69 | 23.34 | 0 | 0
TD | Other | 29 | SEAB1 | 251.47 | 183.19 | 106.53 | 106.52
TD | Other | 29 | SELL_1 | 54.86 | 51.34 | 0.88 | 0.88
TD | Other | 29 | SHEC_3 | 32.67 | 23.77 | 20.71 | 20.71
TD | Other | 29 | SHRW_1 | 16.82 | 12.06 | 9.62 | 9.62
TD | Other | 29 | SJOW_1 | 16.59 | 12.28 | 5.42 | 5.39
TD | Other | 29 | SKLGB1 | 127.24 | 116.43 | 7.06 | 7.05
TD | Other | 29 | SMAN_1 | 126.24 | 104.17 | 32.48 | 34.28
TD | Other | 29 | SPEN_1 | 207.83 | 159.99 | 112.28 | 122.68
TD | Other | 29 | STAH_1 | 28.32 | 21.87 | 11.08 | 12.88
TD | Other | 29 | STAY_1 | 163.97 | 139.84 | 36.31 | 36.29
TD | Other | 29 | STEN_1 | 7.61 | 5.21 | 3.25 | 3.24
TD | Other | 29 | STES_1 | 19.74 | 13.52 | 9.12 | 9.09
TD | Other | 29 | STIR | 14.5 | 12.76 | 6.34 | 9.13
TD | Other | 29 | STLE | 12.4 | 8.72 | 6.75 | 6.75
TD | Other | 29 | STRI_P | 2.16 | 1.29 | 1.29 | 1.29
TD | Other | 29 | SUND_1 | 33.87 | 20.44 | 18.7 | 18.7
TD | Other | 29 | SWAN_1 | 156.44 | 145.21 | 5.22 | 5.63
TD | Other | 29 | TAUN1 | 72.12 | 65.41 | 10.67 | 15.06
TD | Other | 29 | TAYN_P | 0.6 | 0.57 | 0 | 0
TD | Other | 29 | TEMP_3 | 2.04 | 1.4 | 0.87 | 0.86
TD | Other | 29 | THOM_6 | 190.28 | 171.62 | 19.24 | 19.74
TD | Other | 29 | THSO_P | 33.7 | 7.41 | 6.08 | 6.08
TD | Other | 29 | THUR_6 | 20.72 | 19.59 | 0 | 0
TD | Other | 29 | TILBB_1 | 15.13 | 10.02 | 7.24 | 7.24
TD | Other | 29 | TOTT_1 | 66.36 | 48.06 | 31.93 | 31.93
TD | Other | 29 | TRAW_1 | 1.43 | 0.85 | 0.85 | 0.85
TD | Other | 29 | TYNE_1 | 12.54 | 7.33 | 5.33 | 5.32
TD | Other | 29 | TYNE_2 | 14.7 | 13.89 | 0 | 0
TD | Other | 29 | UPPB_1 | 153.16 | 144.8 | 0 | 0
TD | Other | 29 | UPPB_3 | 82.1 | 76.84 | 2.21 | 2.21
TD | Other | 29 | USKM_1 | 40.78 | 32.41 | 18.84 | 22.58
TD | Other | 29 | WALH_1 | 17.89 | 11.44 | 9.83 | 10.25
TD | Other | 29 | WALP_1 | 109.14 | 96.73 | 37.85 | 37.62
TD | Other | 29 | WALP_B | 26.03 | 20.77 | 6.87 | 6.87
TD | Other | 29 | WASF_1 | 44.96 | 31.89 | 17.22 | 17.14
TD | Other | 29 | WATFS_1 | 5.6 | 4.19 | 3.15 | 3.15
TD | Other | 29 | WBUR_1 | 50.88 | 40.59 | 20.7 | 21.24
TD | Other | 29 | WFIE | 12.08 | 10.63 | 5.28 | 7.61
TD | Other | 29 | WHAM_1 | 56.8 | 43.73 | 17.75 | 19.01
TD | Other | 29 | WHGA_1 | 3 | 1.61 | 1.61 | 1.61
TD | Other | 29 | WHHO | 1.95 | 1.44 | 0.64 | 0.63
TD | Other | 29 | WIBA_3 | 43.47 | 37.24 | 19.14 | 27
TD | Other | 29 | WIEN_1 | 36.6 | 27.08 | 17.59 | 17.59
TD | Other | 29 | WILL_1 | 68.57 | 50.12 | 22.81 | 22.66
TD | Other | 29 | WIMBN1 | 5.95 | 5.63 | 0 | 0
TD | Other | 29 | WIMBS1 | 10.42 | 8.46 | 4.32 | 4.32
TD | Other | 29 | WISD_6 | 2.37 | 1.75 | 0.77 | 0.77
TD | Other | 29 | WMEL_1 | 137.04 | 127.34 | 6.33 | 6.33
TD | Other | 29 | WTHU31 | 15.41 | 9.15 | 9.15 | 9.15
TD | Other | 29 | WWEY_1 | 9.43 | 6.54 | 3.5 | 3.49
TD | Other | 29 | WYMOM_1 | 11.06 | 7.19 | 7.19 | 7.19
TD | Other | 30 | ABHA1 | 5.18 | 3.08 | 3.08 | 3.08
TD | Other | 30 | ABNE_P | 7.58 | 5.08 | 5.08 | 5.08
TD | Other | 30 | ABTH_1 | 28.59 | 25.73 | 9.35 | 9.28
TD | Other | 30 | ALNE_P | 6.72 | 5.91 | 2.94 | 4.23
TD | Other | 30 | ALVE1 | 19.7 | 13.65 | 13.65 | 13.65
TD | Other | 30 | AMEM_1 | 8.92 | 6.88 | 1.57 | 1.57
TD | Other | 30 | ARMO_P | 0.36 | 0.34 | 0 | 0
TD | Other | 30 | BARKC1 | 169.13 | 116.22 | 81.98 | 85.86
TD | Other | 30 | BARKW3 | 8.98 | 8.49 | 0 | 0
TD | Other | 30 | BEDD_1 | 69.06 | 59.72 | 8.18 | 8.18
TD | Other | 30 | BESW_1 | 11.45 | 7.37 | 5.77 | 5.76
TD | Other | 30 | BICF_1 | 88.95 | 76.45 | 41.35 | 60.39
TD | Other | 30 | BIRK_1 | 22.34 | 15.7 | 8.82 | 8.78
TD | Other | 30 | BISW_1 | 25.2 | 18.41 | 12.61 | 12.61
TD | Other | 30 | BLYTB1 | 6.4 | 4.26 | 2.96 | 2.95
TD | Other | 30 | BOLN_1 | 144.43 | 110.63 | 55.81 | 56.61
TD | Other | 30 | BONN | 1.29 | 0.96 | 0.42 | 0.42
TD | Other | 30 | BOTW_1 | 22.04 | 20.32 | 0.87 | 0.87
TD | Other | 30 | BRAI_1 | 11.36 | 7.25 | 7.25 | 7.25
TD | Other | 30 | BRAW_1 | 25.51 | 18.24 | 11.97 | 11.97
TD | Other | 30 | BRED_1 | 12.2 | 7.95 | 7.25 | 7.25
TD | Other | 30 | BRFO_1 | 108.3 | 88.21 | 36.35 | 39.8
TD | Other | 30 | BRIM_1 | 12.32 | 8.97 | 5.36 | 5.34
TD | Other | 30 | BRLE_1 | 128 | 110.85 | 17.87 | 17.85
TD | Other | 30 | BRWA1 | 62.04 | 56.63 | 5.84 | 7.37
TD | Other | 30 | BURM_1 | 264.73 | 210.6 | 131.45 | 139.36
TD | Other | 30 | BUSH_1 | 35.88 | 24.62 | 24.62 | 24.62
TD | Other | 30 | BUST_1 | 1.99 | 1.18 | 1.18 | 1.18
TD | Other | 30 | CANTN1 | 54.19 | 47.73 | 8.04 | 8.04
TD | Other | 30 | CAPEA1 | 204.86 | 186.01 | 41.23 | 40.96
TD | Other | 30 | CARE_1 | 209.72 | 181.83 | 33.7 | 33.66
TD | Other | 30 | CARR_1 | 86.35 | 67.32 | 32.84 | 41.34
TD | Other | 30 | CELL_1 | 199.25 | 165.8 | 41.51 | 43.34
TD | Other | 30 | CHIC_1 | 50.79 | 47.37 | 1.84 | 1.84
TD | Other | 30 | CHSI_1 | 3.61 | 3.18 | 0.39 | 0.39
TD | Other | 30 | CHTE_1 | 164.77 | 151.75 | 14.65 | 14.65
TD | Other | 30 | CITR_1 | 19.21 | 16.17 | 5.48 | 5.44
TD | Other | 30 | CLAY_P | 1.27 | 0.62 | 0.62 | 0.62
TD | Other | 30 | CLYM | 4.59 | 2.72 | 2.72 | 2.72
TD | Other | 30 | CONQA1 | 112.11 | 98.23 | 24.94 | 25.39
TD | Other | 30 | COVE_1 | 45.81 | 32.7 | 25.1 | 25.09
TD | Other | 30 | COWL_1 | 46.03 | 32.19 | 22.35 | 22.35
TD | Other | 30 | COYL | 4.35 | 2.58 | 2.58 | 2.58
TD | Other | 30 | CREB_1 | 38.63 | 32.1 | 9.66 | 9.64
TD | Other | 30 | CUMB | 22.61 | 15.07 | 14.7 | 14.7
TD | Other | 30 | CUPA | 3.32 | 2.33 | 2.33 | 2.33
TD | Other | 30 | DALM3 | 22.48 | 16.63 | 11.37 | 11.37
TD | Other | 30 | DEWP | 1.72 | 1.27 | 0.56 | 0.56
TD | Other | 30 | DRAK_1 | 15.12 | 10.03 | 7.43 | 7.42
TD | Other | 30 | DRAX_1 | 100.46 | 93.09 | 9.44 | 13.12
TD | Other | 30 | DUDH_P | 4.62 | 3.42 | 1.51 | 1.5
TD | Other | 30 | DUNB | 11.01 | 8 | 6.26 | 6.26
TD | Other | 30 | DUNF | 4.17 | 2.76 | 2.76 | 2.76
TD | Other | 30 | EALI_6 | 12.56 | 6.33 | 5.89 | 5.89
TD | Other | 30 | EASO_1 | 12.88 | 9.94 | 5.74 | 7.22
TD | Other | 30 | ECLA_1 | 37.43 | 24.82 | 18.09 | 18.07
TD | Other | 30 | EKIS | 4 | 2.38 | 2.38 | 2.38
TD | Other | 30 | ELLA_1 | 76.72 | 58.53 | 22.77 | 22.67
TD | Other | 30 | ELST_1 | 9.3 | 7.15 | 4.68 | 4.68
TD | Other | 30 | ENDE_1 | 36.93 | 24.56 | 20.2 | 20.59
TD | Other | 30 | EXET1 | 75.45 | 65.25 | 12.84 | 12.82
TD | Other | 30 | FAWL_1 | 220.51 | 185.56 | 44.81 | 44.64
TD | Other | 30 | FECK_6 | 23.22 | 19.94 | 4.69 | 5.45
TD | Other | 30 | FERRA2 | 68.63 | 63.99 | 1.51 | 1.51
TD | Other | 30 | FERRB1 | 113.33 | 84.12 | 55.87 | 57.4
TD | Other | 30 | FIDF_1 | 89.07 | 72.36 | 37.41 | 48.34
TD | Other | 30 | FLEE_1 | 161.35 | 151.73 | 1.36 | 1.36
TD | Other | 30 | FOUR_1 | 3.55 | 2.48 | 2.48 | 2.48
TD | Other | 30 | FROD_1 | 261.35 | 215.32 | 78.93 | 78.45
TD | Other | 30 | GLRO | 4.75 | 3.32 | 3.32 | 3.32
TD | Other | 30 | GREN_1 | 122.76 | 95.82 | 55.97 | 70.43
TD | Other | 30 | GRIW_1 | 85.3 | 72.32 | 30.24 | 30.07
TD | Other | 30 | G_EXTRA_2 | 2.85 | 1.99 | 1.99 | 1.99
TD | Other | 30 | G_EXTRA_4 | 3.04 | 1.8 | 1.8 | 1.8
TD | Other | 30 | G_EXTRA_5 | 4.2 | 2.49 | 2.49 | 2.49
TD | Other | 30 | G_EXTRA_8 | 6.61 | 4.56 | 4.56 | 4.56
TD | Other | 30 | G_EXTRA_9 | 3.37 | 2.49 | 1.71 | 1.71
TD | Other | 30 | HACK_1 | 3.6 | 2.66 | 1.18 | 1.17
TD | Other | 30 | HACK_6 | 4.21 | 3.98 | 0 | 0
TD | Other | 30 | HAMHC1 | 33.92 | 17.67 | 17.67 | 17.67
TD | Other | 30 | HARK_1 | 29.94 | 18.83 | 12.17 | 12.14
TD | Other | 30 | HAWP_6 | 2.42 | 1.44 | 1.44 | 1.44
TD | Other | 30 | HEYS_1 | 7.16 | 4.54 | 3.73 | 3.73
TD | Other | 30 | HURS_1 | 7.13 | 4.98 | 2.99 | 2.99
TD | Other | 30 | HUTT_1 | 154.06 | 127.09 | 61.16 | 83.78
TD | Other | 30 | INDQ1 | 56.56 | 42.37 | 29.47 | 29.45
TD | Other | 30 | IROA1 | 8.73 | 6.14 | 3.43 | 3.42
TD | Other | 30 | IRONB1 | 5.83 | 3.74 | 3.74 | 3.74
TD | Other | 30 | IVER_1 | 210.52 | 176.84 | 91.87 | 100.22
TD | Other | 30 | KAIM | 4.01 | 2.86 | 1.51 | 1.5
TD | Other | 30 | KEAD_1 | 12.31 | 7.9 | 7.9 | 7.9
TD | Other | 30 | KEAR_1 | 43.65 | 29.64 | 26.95 | 26.94
TD | Other | 30 | KEIT_P | 27.54 | 24.05 | 12.15 | 18.23
TD | Other | 30 | KEMS_1 | 445.58 | 355.69 | 231.13 | 250.79
TD | Other | 30 | KIER | 3.18 | 1.89 | 1.89 | 1.89
TD | Other | 30 | KILT | 9.37 | 7.57 | 3.56 | 4.63
TD | Other | 30 | KILW | 19.19 | 16.8 | 7.16 | 7.12
TD | Other | 30 | KINO_1 | 161.72 | 136.47 | 61.14 | 60.89
TD | Other | 30 | KINT_P | 9.12 | 6.75 | 2.98 | 2.96
TD | Other | 30 | KIRKB1 | 19.61 | 17.23 | 12.1 | 12.51
TD | Other | 30 | KNAR | 7.88 | 5.51 | 5.51 | 5.51
TD | Other | 30 | LACK_6 | 151.79 | 115.5 | 83.07 | 90.21
TD | Other | 30 | LALE1SG003 | 60.92 | 45.05 | 27.64 | 28
TD | Other | 30 | LAND1 | 108.82 | 90.21 | 50.57 | 50.88
TD | Other | 30 | LEGA_1 | 12.24 | 8.05 | 6.07 | 6.06
TD | Other | 30 | LEVE | 26.63 | 20.08 | 12.48 | 13.43
TD | Other | 30 | LINM | 1.65 | 0.98 | 0.98 | 0.98
TD | Other | 30 | LISD_1 | 43.09 | 36.27 | 14.5 | 14.41
TD | Other | 30 | LITT_C | 9.93 | 6 | 3.59 | 3.59
TD | Other | 30 | LITT_J | 21.51 | 15.92 | 7.03 | 6.98
TD | Other | 30 | LODR_6 | 1.7 | 1.61 | 0 | 0
TD | Other | 30 | LOVE_1 | 162.19 | 141.46 | 24.17 | 24.14
TD | Other | 30 | LUNA_P | 1.69 | 1.28 | 0.85 | 1.04
TD | Other | 30 | MACC_3 | 30.31 | 22.05 | 10.6 | 10.53
TD | Other | 30 | MANN_1 | 27.65 | 19.14 | 15.47 | 16.82
TD | Other | 30 | MAYB | 12.65 | 9.36 | 4.39 | 4.36
TD | Other | 30 | MELK_1 | 69.67 | 61.67 | 6.54 | 6.53
TD | Other | 30 | MILC_P | 10.89 | 7.96 | 5.31 | 5.31
TD | Other | 30 | MILH_1 | 1.79 | 1.7 | 0 | 0
TD | Other | 30 | MITY_1 | 6.77 | 4.15 | 3.36 | 3.36
TD | Other | 30 | MYBS_P | 3.04 | 2.67 | 1.33 | 2.06
TD | Other | 30 | NEAR | 97.44 | 85.2 | 61.15 | 61.15
TD | Other | 30 | NECE_1 | 252.89 | 218.34 | 91.12 | 91.07
TD | Other | 30 | NEWX_6 | 58.23 | 43.27 | 35.73 | 35.73
TD | Other | 30 | NFLE | 3.21 | 2.12 | 1.56 | 1.56
TD | Other | 30 | NINF_1 | 5.36 | 3.6 | 2.44 | 2.43
TD | Other | 30 | NORM_1 | 95.55 | 76.73 | 42.14 | 52.25
TD | Other | 30 | NORT_1 | 3.17 | 2.16 | 1.38 | 1.38
TD | Other | 30 | NURS_1 | 39.04 | 28.3 | 16.06 | 16.03
TD | Other | 30 | OCKH_1 | 2.8 | 1.66 | 1.66 | 1.66
TD | Other | 30 | OFFE_3 | 5.72 | 3.4 | 3.4 | 3.4
TD | Other | 30 | OLDB_1 | 370.32 | 323.08 | 234.56 | 234.55
TD | Other | 30 | OSBA_1 | 57.64 | 50.86 | 9.03 | 9.02
TD | Other | 30 | PADIB1 | 29.87 | 24.42 | 5.37 | 5.59
TD | Other | 30 | PELH_1 | 8.26 | 5.56 | 5.56 | 5.56
TD | Other | 30 | PEMB_1 | 36.27 | 26.62 | 12.27 | 12.19
TD | Other | 30 | PENN_1 | 8.58 | 5.72 | 5.72 | 5.72
TD | Other | 30 | PENT_1 | 5.36 | 3.49 | 3.49 | 3.49
TD | Other | 30 | PENW_1 | 36.18 | 25 | 18.98 | 18.95
TD | Other | 30 | PERS_P | 14.43 | 10.38 | 5.26 | 5.23
TD | Other | 30 | POOB | 10.38 | 6.05 | 6.05 | 6.05
TD | Other | 30 | POPP_3 | 17.78 | 12.88 | 9.29 | 11.24
TD | Other | 30 | PORA_P | 0.44 | 0.42 | 0 | 0
TD | Other | 30 | PYLE_1 | 78.46 | 69.07 | 14.46 | 17.47
TD | Other | 30 | RAIN_1 | 200.91 | 187.58 | 3.98 | 3.98
TD | Other | 30 | RASS_1 | 179.48 | 166.66 | 5.9 | 5.9
TD | Other | 30 | RATS_1 | 59.87 | 45.04 | 23.18 | 23.12
TD | Other | 30 | RAYL_1 | 25.77 | 17.35 | 11.45 | 11.45
TD | Other | 30 | RICH1 | 17.99 | 13.31 | 5.88 | 5.84
TD | Other | 30 | ROCH_1 | 8.42 | 4.85 | 4.85 | 4.85
TD | Other | 30 | RYEH_1 | 29.76 | 19.83 | 14.89 | 14.87
TD | Other | 30 | SALH_1 | 440.06 | 338.11 | 144.23 | 143.65
TD | Other | 30 | SALT_1 | 19.94 | 16.61 | 4.09 | 4.07
TD | Other | 30 | SBAR | 24.87 | 23.51 | 0 | 0
TD | Other | 30 | SEAB1 | 271.58 | 200.76 | 119.83 | 119.82
TD | Other | 30 | SELL_1 | 54.64 | 51.17 | 0.83 | 0.83
TD | Other | 30 | SHEC_3 | 32.74 | 23.85 | 20.76 | 20.76
TD | Other | 30 | SHRW_1 | 17.12 | 12.27 | 9.83 | 9.83
TD | Other | 30 | SJOW_1 | 17.04 | 12.61 | 5.57 | 5.53
TD | Other | 30 | SKLGB1 | 127.99 | 117.21 | 6.98 | 6.97
TD | Other | 30 | SMAN_1 | 128.91 | 106.22 | 33.59 | 35.43
TD | Other | 30 | SPEN_1 | 210.45 | 162.01 | 113.56 | 124.09
TD | Other | 30 | STAH_1 | 28.57 | 22.08 | 11.12 | 12.92
TD | Other | 30 | STAY_1 | 165.88 | 141.38 | 37.16 | 37.14
TD | Other | 30 | STEN_1 | 7.56 | 5.2 | 3.19 | 3.18
TD | Other | 30 | STES_1 | 19.75 | 13.58 | 9.06 | 9.04
TD | Other | 30 | STIR | 14.5 | 12.76 | 6.34 | 9.13
TD | Other | 30 | STLE | 12.24 | 8.63 | 6.66 | 6.66
TD | Other | 30 | STRI_P | 2.03 | 1.21 | 1.21 | 1.21
TD | Other | 30 | SUND_1 | 31.53 | 18.8 | 17.7 | 17.7
TD | Other | 30 | SWAN_1 | 121.31 | 112.11 | 5.02 | 5.44
TD | Other | 30 | TAUN1 | 72.6 | 65.93 | 10.68 | 15.16
TD | Other | 30 | TAYN_P | 0.2 | 0.19 | 0 | 0
TD | Other | 30 | TEMP_3 | 2.03 | 1.4 | 0.85 | 0.85
TD | Other | 30 | THOM_6 | 191.92 | 173.12 | 19.57 | 20.07
TD | Other | 30 | THSO_P | 33.7 | 7.41 | 7.41 | 7.41
TD | Other | 30 | THUR_6 | 20.88 | 19.74 | 0 | 0
TD | Other | 30 | TILBB_1 | 13.33 | 8.58 | 6.81 | 6.81
TD | Other | 30 | TOTT_1 | 66.29 | 47.99 | 31.89 | 31.89
TD | Other | 30 | TRAW_1 | 1.35 | 0.8 | 0.8 | 0.8
TD | Other | 30 | TYNE_1 | 12.8 | 7.49 | 5.44 | 5.43
TD | Other | 30 | TYNE_2 | 9.35 | 8.84 | 0 | 0
TD | Other | 30 | UPPB_1 | 146.13 | 138.15 | 0 | 0
TD | Other | 30 | UPPB_3 | 82.87 | 77.52 | 2.34 | 2.34
TD | Other | 30 | USKM_1 | 41.1 | 32.65 | 18.95 | 22.69
TD | Other | 30 | WALH_1 | 17.81 | 11.41 | 9.78 | 10.21
TD | Other | 30 | WALP_1 | 108.56 | 96.09 | 38.11 | 37.88
TD | Other | 30 | WALP_B | 20.66 | 15.72 | 6.88 | 6.88
TD | Other | 30 | WASF_1 | 45.35 | 32.26 | 17.2 | 17.12
TD | Other | 30 | WATFS_1 | 5.25 | 3.85 | 3.18 | 3.18
TD | Other | 30 | WBUR_1 | 52.43 | 41.73 | 21.67 | 22.22
TD | Other | 30 | WFIE | 12.08 | 10.63 | 5.28 | 7.61
TD | Other | 30 | WHAM_1 | 56.56 | 43.24 | 18.21 | 19.5
TD | Other | 30 | WHGA_1 | 2.94 | 1.57 | 1.57 | 1.57
TD | Other | 30 | WHHO | 2 | 1.48 | 0.65 | 0.65
TD | Other | 30 | WIBA_3 | 43.51 | 37.26 | 19.16 | 27.03
TD | Other | 30 | WIEN_1 | 36.51 | 27.02 | 17.55 | 17.55
TD | Other | 30 | WILL_1 | 70.37 | 51.44 | 23.4 | 23.25
TD | Other | 30 | WIMBN1 | 3.79 | 3.58 | 0 | 0
TD | Other | 30 | WIMBS1 | 9.15 | 7.25 | 4.36 | 4.36
TD | Other | 30 | WISD_6 | 2.43 | 1.8 | 0.79 | 0.79
TD | Other | 30 | WMEL_1 | 138.21 | 128.32 | 6.68 | 6.68
TD | Other | 30 | WTHU31 | 14.5 | 8.61 | 8.61 | 8.61
TD | Other | 30 | WWEY_1 | 8.64 | 5.82 | 3.43 | 3.42
TD | Other | 30 | WYMOM_1 | 11.09 | 7.24 | 7.24 | 7.24
TD | Other | 31 | ABHA1 | 4.87 | 2.89 | 2.89 | 2.89
TD | Other | 31 | ABNE_P | 7.78 | 5.24 | 5.24 | 5.24
TD | Other | 31 | ABTH_1 | 28.59 | 25.73 | 9.35 | 9.28
TD | Other | 31 | ALNE_P | 6.72 | 5.91 | 2.94 | 4.23
TD | Other | 31 | ALVE1 | 20.73 | 14.39 | 14.39 | 14.39
TD | Other | 31 | AMEM_1 | 8.76 | 6.79 | 1.47 | 1.47
TD | Other | 31 | BARKC1 | 168.29 | 115.45 | 81.82 | 85.69
TD | Other | 31 | BARKW3 | 4.95 | 4.68 | 0 | 0
TD | Other | 31 | BEDD_1 | 67.49 | 58.4 | 7.91 | 7.9
TD | Other | 31 | BESW_1 | 11.11 | 7.19 | 5.53 | 5.52
TD | Other | 31 | BICF_1 | 90.9 | 78.1 | 42.32 | 61.73
TD | Other | 31 | BIRK_1 | 22.49 | 15.86 | 8.78 | 8.74
TD | Other | 31 | BISW_1 | 25.09 | 18.34 | 12.55 | 12.55
TD | Other | 31 | BLYTB1 | 6.3 | 4.22 | 2.87 | 2.87
TD | Other | 31 | BOLN_1 | 144.4 | 110.56 | 56.08 | 56.88
TD | Other | 31 | BONN | 1.33 | 0.98 | 0.43 | 0.43
TD | Other | 31 | BOTW_1 | 12.74 | 11.55 | 0.82 | 0.82
TD | Other | 31 | BRAI_1 | 11.25 | 7.22 | 7.22 | 7.22
TD | Other | 31 | BRAW_1 | 23.02 | 15.88 | 11.96 | 11.96
TD | Other | 31 | BRED_1 | 12.55 | 8.21 | 7.48 | 7.48
TD | Other | 31 | BRFO_1 | 91.16 | 71.94 | 36.6 | 40.05
TD | Other | 31 | BRIM_1 | 12.79 | 9.31 | 5.6 | 5.58
TD | Other | 31 | BRLE_1 | 128.76 | 111.45 | 18.12 | 18.1
TD | Other | 31 | BRWA1 | 62.23 | 56.88 | 5.77 | 7.33
TD | Other | 31 | BURM_1 | 266.52 | 211.91 | 132.42 | 140.33
TD | Other | 31 | BUSH_1 | 37.48 | 25.77 | 25.77 | 25.77
TD | Other | 31 | BUST_1 | 1.87 | 1.11 | 1.11 | 1.11
TD | Other | 31 | CANTN1 | 41.61 | 35.82 | 8.18 | 8.18
TD | Other | 31 | CAPEA1 | 202.28 | 183.66 | 41.06 | 40.8
TD | Other | 31 | CARE_1 | 207.09 | 179.16 | 34.15 | 34.12
TD | Other | 31 | CARR_1 | 85.95 | 67.06 | 32.58 | 41.08
TD | Other | 31 | CELL_1 | 199.8 | 165.98 | 42.02 | 43.85
TD | Other | 31 | CHIC_1 | 50.44 | 47.01 | 1.95 | 1.95
TD | Other | 31 | CHSI_1 | 2.25 | 1.91 | 0.37 | 0.37
TD | Other | 31 | CHTE_1 | 166.64 | 153.57 | 15.36 | 15.36
TD | Other | 31 | CITR_1 | 18.34 | 15.3 | 5.55 | 5.51
TD | Other | 31 | CLAY_P | 1.29 | 0.63 | 0.63 | 0.63
TD | Other | 31 | CLYM | 4.31 | 2.56 | 2.56 | 2.56
TD | Other | 31 | CONQA1 | 112.69 | 98.76 | 25.06 | 25.52
TD | Other | 31 | COVE_1 | 44.48 | 31.51 | 25.02 | 25.01
TD | Other | 31 | COWL_1 | 44.46 | 30.93 | 21.96 | 21.96
TD | Other | 31 | COYL | 4.09 | 2.43 | 2.43 | 2.43
TD | Other | 31 | CREB_1 | 39.41 | 32.7 | 10.05 | 10.02
TD | Other | 31 | CUMB | 22.94 | 15.36 | 14.98 | 14.98
TD | Other | 31 | CUPA | 3.52 | 2.47 | 2.47 | 2.47
TD | Other | 31 | DALM3 | 22.45 | 16.61 | 11.37 | 11.37
TD | Other | 31 | DEWP | 1.77 | 1.31 | 0.58 | 0.57
TD | Other | 31 | DRAK_1 | 15.37 | 10.22 | 7.56 | 7.54
TD | Other | 31 | DRAX_1 | 100.79 | 93.43 | 9.38 | 13.05
TD | Other | 31 | DUDH_P | 4.75 | 3.52 | 1.55 | 1.54
TD | Other | 31 | DUNB | 11.21 | 8.15 | 6.41 | 6.41
TD | Other | 31 | DUNF | 4.25 | 2.83 | 2.83 | 2.83
TD | Other | 31 | EALI_6 | 12.49 | 6.2 | 5.96 | 5.96
TD | Other | 31 | EASO_1 | 12.92 | 10.01 | 5.71 | 7.22
TD | Other | 31 | ECLA_1 | 35.87 | 23.71 | 17.47 | 17.44
TD | Other | 31 | EKIS | 3.76 | 2.24 | 2.24 | 2.24
TD | Other | 31 | ELLA_1 | 78 | 59.48 | 23.17 | 23.06
TD | Other | 31 | ELST_1 | 8.53 | 6.33 | 4.96 | 4.96
TD | Other | 31 | ENDE_1 | 37.21 | 24.82 | 20.36 | 20.75
TD | Other | 31 | EXET1 | 75.99 | 65.66 | 13.13 | 13.11
TD | Other | 31 | FAWL_1 | 222.97 | 187.64 | 46.22 | 46.05
TD | Other | 31 | FECK_6 | 16.52 | 13.72 | 4.51 | 5.27
TD | Other | 31 | FERRA2 | 68.84 | 64.24 | 1.42 | 1.42
TD | Other | 31 | FERRB1 | 113.16 | 84.02 | 55.84 | 57.36
TD | Other | 31 | FIDF_1 | 89.78 | 73.05 | 37.77 | 48.89
TD | Other | 31 | FLEE_1 | 162.09 | 152.48 | 1.28 | 1.28
TD | Other | 31 | FOUR_1 | 3.76 | 2.63 | 2.63 | 2.63
TD | Other | 31 | FROD_1 | 264.73 | 217.67 | 80.53 | 80.05
TD | Other | 31 | GLRO | 5.03 | 3.52 | 3.52 | 3.52
TD | Other | 31 | GREN_1 | 123.77 | 96.75 | 56.31 | 70.93
TD | Other | 31 | GRIW_1 | 85.53 | 72.5 | 30.3 | 30.13
TD | Other | 31 | G_EXTRA_2 | 3.02 | 2.11 | 2.11 | 2.11
TD | Other | 31 | G_EXTRA_4 | 2.86 | 1.7 | 1.7 | 1.7
TD | Other | 31 | G_EXTRA_5 | 3.95 | 2.34 | 2.34 | 2.34
TD | Other | 31 | G_EXTRA_8 | 6.93 | 4.78 | 4.78 | 4.78
TD | Other | 31 | G_EXTRA_9 | 3.37 | 2.49 | 1.7 | 1.7
TD | Other | 31 | HACK_1 | 3.71 | 2.74 | 1.21 | 1.2
TD | Other | 31 | HACK_6 | 2.32 | 2.2 | 0 | 0
TD | Other | 31 | HAMHC1 | 34.47 | 17.99 | 17.99 | 17.99
TD | Other | 31 | HARK_1 | 29.29 | 18.05 | 12.45 | 12.43
TD | Other | 31 | HAWP_6 | 2.27 | 1.35 | 1.35 | 1.35
TD | Other | 31 | HEYS_1 | 6.9 | 4.39 | 3.57 | 3.56
TD | Other | 31 | HURS_1 | 5.89 | 3.91 | 2.81 | 2.81
TD | Other | 31 | HUTT_1 | 157.55 | 129.95 | 62.49 | 85.55
TD | Other | 31 | INDQ1 | 54.29 | 40.21 | 29.57 | 29.54
TD | Other | 31 | IROA1 | 8.79 | 6.21 | 3.42 | 3.4
TD | Other | 31 | IRONB1 | 5.8 | 3.74 | 3.74 | 3.74
TD | Other | 31 | IVER_1 | 211.28 | 177.55 | 92.21 | 100.72
TD | Other | 31 | KAIM | 4.07 | 2.91 | 1.51 | 1.5
TD | Other | 31 | KEAD_1 | 12.24 | 7.89 | 7.89 | 7.89
TD | Other | 31 | KEAR_1 | 44.09 | 30 | 27.27 | 27.26
TD | Other | 31 | KEIT_P | 27.88 | 24.36 | 12.29 | 18.47
TD | Other | 31 | KEMS_1 | 448.06 | 357.56 | 232.81 | 252.67
TD | Other | 31 | KIER | 2.99 | 1.78 | 1.78 | 1.78
TD | Other | 31 | KILT | 9.59 | 7.74 | 3.64 | 4.73
TD | Other | 31 | KILW | 19.34 | 16.9 | 7.26 | 7.22
TD | Other | 31 | KINO_1 | 161.22 | 136.04 | 61.05 | 60.8
TD | Other | 31 | KINT_P | 9.38 | 6.94 | 3.07 | 3.05
TD | Other | 31 | KIRKB1 | 21.55 | 18.93 | 13.32 | 13.73
TD | Other | 31 | KNAR | 8.35 | 5.85 | 5.85 | 5.85
TD | Other | 31 | LACK_6 | 153.71 | 116.87 | 84.15 | 91.29
TD | Other | 31 | LALE1SG003 | 59.36 | 43.68 | 27.43 | 27.78
TD | Other | 31 | LAND1 | 99.66 | 81.43 | 52.86 | 53.17
TD | Other | 31 | LEGA_1 | 12.33 | 8.14 | 6.11 | 6.09
TD | Other | 31 | LEVE | 27.1 | 20.42 | 12.66 | 13.62
TD | Other | 31 | LINM | 1.55 | 0.92 | 0.92 | 0.92
TD | Other | 31 | LISD_1 | 43.38 | 36.48 | 14.61 | 14.51
TD | Other | 31 | LITT_C | 8.87 | 4.97 | 3.64 | 3.64
TD | Other | 31 | LITT_J | 22.14 | 16.39 | 7.24 | 7.19
TD | Other | 31 | LODR_6 | 0.94 | 0.89 | 0 | 0
TD | Other | 31 | LOVE_1 | 148.37 | 128.28 | 24.49 | 24.46
TD | Other | 31 | LUNA_P | 1.65 | 1.25 | 0.83 | 1.01
TD | Other | 31 | MACC_3 | 30.97 | 22.56 | 10.77 | 10.71
TD | Other | 31 | MANN_1 | 27 | 18.66 | 15.36 | 16.72
TD | Other | 31 | MAYB | 12.98 | 9.6 | 4.49 | 4.47
TD | Other | 31 | MELK_1 | 66.84 | 59.1 | 6.35 | 6.34
TD | Other | 31 | MILC_P | 10.82 | 7.92 | 5.27 | 5.27
TD | Other | 31 | MILH_1 | 0.99 | 0.94 | 0 | 0
TD | Other | 31 | MITY_1 | 6.15 | 3.65 | 3.21 | 3.21
TD | Other | 31 | MYBS_P | 3.1 | 2.72 | 1.35 | 2.1
TD | Other | 31 | NEAR | 109.71 | 96 | 68.85 | 68.85
TD | Other | 31 | NECE_1 | 263.86 | 227.88 | 97.83 | 97.77
TD | Other | 31 | NEWX_6 | 58.3 | 43.24 | 36 | 36
TD | Other | 31 | NFLE | 2.8 | 1.77 | 1.47 | 1.47
TD | Other | 31 | NINF_1 | 5.29 | 3.57 | 2.37 | 2.36
TD | Other | 31 | NORM_1 | 95.51 | 76.5 | 42.76 | 52.89
TD | Other | 31 | NORT_1 | 3.15 | 2.16 | 1.35 | 1.35
TD | Other | 31 | NURS_1 | 38.17 | 27.46 | 16.07 | 16.04
TD | Other | 31 | OCKH_1 | 2.63 | 1.56 | 1.56 | 1.56
TD | Other | 31 | OFFE_3 | 5.38 | 3.2 | 3.2 | 3.2
TD | Other | 31 | OLDB_1 | 409.72 | 357.73 | 259.29 | 259.28
TD | Other | 31 | OSBA_1 | 58.42 | 51.41 | 9.52 | 9.51
TD | Other | 31 | PADIB1 | 29.76 | 24.38 | 5.26 | 5.48
TD | Other | 31 | PELH_1 | 8.5 | 5.74 | 5.74 | 5.74
TD | Other | 31 | PEMB_1 | 37.21 | 27.32 | 12.55 | 12.47
TD | Other | 31 | PENN_1 | 9.03 | 6.03 | 6.03 | 6.03
TD | Other | 31 | PENT_1 | 5.38 | 3.52 | 3.52 | 3.52
TD | Other | 31 | PENW_1 | 36.78 | 25.47 | 19.27 | 19.23
TD | Other | 31 | PERS_P | 14.68 | 10.58 | 5.31 | 5.28
TD | Other | 31 | POOB | 10.51 | 6.14 | 6.14 | 6.14
TD | Other | 31 | POPP_3 | 17.35 | 12.68 | 9.01 | 11
TD | Other | 31 | PYLE_1 | 79.19 | 69.64 | 14.76 | 17.76
TD | Other | 31 | RAIN_1 | 199.45 | 186.35 | 3.74 | 3.74
TD | Other | 31 | RASS_1 | 175.2 | 162.72 | 5.78 | 5.78
TD | Other | 31 | RATS_1 | 56.63 | 41.81 | 23.61 | 23.56
TD | Other | 31 | RAYL_1 | 21.9 | 14.07 | 10.81 | 10.81
TD | Other | 31 | RICH1 | 18.52 | 13.7 | 6.05 | 6.01
TD | Other | 31 | ROCH_1 | 8.02 | 4.61 | 4.61 | 4.61
TD | Other | 31 | RYEH_1 | 29.42 | 19.5 | 15.01 | 14.99
TD | Other | 31 | SALH_1 | 448.97 | 344.64 | 147.75 | 147.15
TD | Other | 31 | SALT_1 | 16.03 | 12.86 | 4.19 | 4.17
TD | Other | 31 | SBAR | 25.01 | 23.64 | 0 | 0
TD | Other | 31 | SEAB1 | 284.79 | 212.27 | 128.11 | 128.1
TD | Other | 31 | SELL_1 | 54.44 | 51 | 0.78 | 0.78
TD | Other | 31 | SHEC_3 | 32.8 | 23.92 | 20.8 | 20.8
TD | Other | 31 | SHRW_1 | 17.46 | 12.52 | 10.08 | 10.08
TD | Other | 31 | SJOW_1 | 17.54 | 12.98 | 5.73 | 5.69
TD | Other | 31 | SKLGB1 | 128.57 | 117.81 | 6.92 | 6.91
TD | Other | 31 | SMAN_1 | 131.78 | 108.4 | 34.85 | 36.72
TD | Other | 31 | SPEN_1 | 213.14 | 164.07 | 114.84 | 125.51
TD | Other | 31 | STAH_1 | 28.89 | 22.34 | 11.18 | 12.98
TD | Other | 31 | STAY_1 | 167.82 | 142.89 | 38.17 | 38.14
TD | Other | 31 | STEN_1 | 7.55 | 5.21 | 3.15 | 3.13
TD | Other | 31 | STES_1 | 19.83 | 13.69 | 9.04 | 9.01
TD | Other | 31 | STIR | 14.5 | 12.76 | 6.34 | 9.13
TD | Other | 31 | STLE | 12.09 | 8.54 | 6.57 | 6.57
TD | Other | 31 | STRI_P | 1.91 | 1.14 | 1.14 | 1.14
TD | Other | 31 | SUND_1 | 29.41 | 17.36 | 16.75 | 16.75
TD | Other | 31 | SWAN_1 | 93.69 | 86.11 | 4.84 | 5.26
TD | Other | 31 | TAUN1 | 72.98 | 66.36 | 10.68 | 15.25
TD | Other | 31 | TEMP_3 | 2.03 | 1.4 | 0.84 | 0.84
TD | Other | 31 | THOM_6 | 193.42 | 174.45 | 20.01 | 20.51
TD | Other | 31 | THSO_P | 33.7 | 7.41 | 7.41 | 7.41
TD | Other | 31 | THUR_6 | 20.99 | 19.84 | 0 | 0
TD | Other | 31 | TILBB_1 | 11.81 | 7.38 | 6.4 | 6.4
TD | Other | 31 | TOTT_1 | 66.17 | 47.88 | 31.84 | 31.84
TD | Other | 31 | TRAW_1 | 1.27 | 0.75 | 0.75 | 0.75
TD | Other | 31 | TYNE_1 | 13.04 | 7.64 | 5.54 | 5.52
TD | Other | 31 | TYNE_2 | 5.16 | 4.88 | 0 | 0
TD | Other | 31 | UPPB_1 | 140.57 | 132.89 | 0 | 0
TD | Other | 31 | UPPB_3 | 83.51 | 78.08 | 2.48 | 2.48
TD | Other | 31 | USKM_1 | 41.46 | 32.92 | 19.08 | 22.82
TD | Other | 31 | WALH_1 | 17.77 | 11.41 | 9.76 | 10.19
TD | Other | 31 | WALP_1 | 108.24 | 95.68 | 38.4 | 38.18
TD | Other | 31 | WALP_B | 16.49 | 11.79 | 6.92 | 6.92
TD | Other | 31 | WASF_1 | 45.89 | 32.74 | 17.23 | 17.15
TD | Other | 31 | WATFS_1 | 4.98 | 3.58 | 3.21 | 3.21
TD | Other | 31 | WBUR_1 | 54.14 | 42.98 | 22.77 | 23.34
TD | Other | 31 | WFIE | 12.08 | 10.63 | 5.28 | 7.61
TD | Other | 31 | WHAM_1 | 56.83 | 43.2 | 18.73 | 20.03
TD | Other | 31 | WHGA_1 | 2.88 | 1.53 | 1.53 | 1.53
TD | Other | 31 | WHHO | 2.06 | 1.52 | 0.67 | 0.67
TD | Other | 31 | WIBA_3 | 43.55 | 37.27 | 19.18 | 27.04
TD | Other | 31 | WIEN_1 | 36.41 | 26.94 | 17.5 | 17.5
TD | Other | 31 | WILL_1 | 72.41 | 52.94 | 24.08 | 23.91
TD | Other | 31 | WIMBN1 | 2.09 | 1.98 | 0 | 0
TD | Other | 31 | WIMBS1 | 8.16 | 6.3 | 4.39 | 4.39
TD | Other | 31 | WISD_6 | 2.5 | 1.85 | 0.82 | 0.81
TD | Other | 31 | WMEL_1 | 139.26 | 129.17 | 7.09 | 7.09
TD | Other | 31 | WTHU31 | 13.63 | 8.09 | 8.09 | 8.09
TD | Other | 31 | WWEY_1 | 8.01 | 5.26 | 3.37 | 3.36
TD | Other | 31 | WYMOM_1 | 11.17 | 7.33 | 7.33 | 7.33
TD | Other | 32 | ABHA1 | 4.57 | 2.71 | 2.71 | 2.71
TD | Other | 32 | ABNE_P | 7.96 | 5.37 | 5.37 | 5.37
TD | Other | 32 | ABTH_1 | 28.59 | 25.73 | 9.35 | 9.28
TD | Other | 32 | ALNE_P | 6.72 | 5.91 | 2.94 | 4.23
TD | Other | 32 | ALVE1 | 21.68 | 15.06 | 15.06 | 15.06
TD | Other | 32 | AMEM_1 | 8.61 | 6.7 | 1.38 | 1.38
TD | Other | 32 | BARKC1 | 167.71 | 114.93 | 81.66 | 85.53
TD | Other | 32 | BARKW3 | 2.57 | 2.43 | 0 | 0
TD | Other | 32 | BEDD_1 | 66.43 | 57.54 | 7.65 | 7.64
TD | Other | 32 | BESW_1 | 10.81 | 7.03 | 5.32 | 5.31
TD | Other | 32 | BICF_1 | 92.78 | 79.7 | 43.24 | 63.02
TD | Other | 32 | BIRK_1 | 22.73 | 16.09 | 8.77 | 8.73
TD | Other | 32 | BISW_1 | 24.97 | 18.26 | 12.49 | 12.49
TD | Other | 32 | BLYTB1 | 6.22 | 4.19 | 2.8 | 2.79
TD | Other | 32 | BOLN_1 | 144.59 | 110.7 | 56.33 | 57.12
TD | Other | 32 | BONN | 1.37 | 1.02 | 0.45 | 0.45
TD | Other | 32 | BOTW_1 | 7.18 | 6.34 | 0.77 | 0.77
TD | Other | 32 | BRAI_1 | 11.14 | 7.18 | 7.18 | 7.18
TD | Other | 32 | BRAW_1 | 21.57 | 14.5 | 11.96 | 11.95
TD | Other | 32 | BRED_1 | 12.88 | 8.44 | 7.7 | 7.69
TD | Other | 32 | BRFO_1 | 81.09 | 62.36 | 36.82 | 40.27
TD | Other | 32 | BRIM_1 | 13.29 | 9.67 | 5.83 | 5.81
TD | Other | 32 | BRLE_1 | 129.5 | 112.03 | 18.38 | 18.35
TD | Other | 32 | BRWA1 | 62.38 | 57.08 | 5.71 | 7.3
TD | Other | 32 | BURM_1 | 268.41 | 213.31 | 133.42 | 141.32
TD | Other | 32 | BUSH_1 | 38.94 | 26.82 | 26.82 | 26.82
TD | Other | 32 | BUST_1 | 1.75 | 1.04 | 1.04 | 1.04
TD | Other | 32 | CANTN1 | 34.18 | 28.8 | 8.31 | 8.31
TD | Other | 32 | CAPEA1 | 200.69 | 182.25 | 40.91 | 40.64
TD | Other | 32 | CARE_1 | 206.06 | 177.98 | 34.59 | 34.56
TD | Other | 32 | CARR_1 | 85.57 | 66.82 | 32.34 | 40.83
TD | Other | 32 | CELL_1 | 201.35 | 167.03 | 42.65 | 44.47
TD | Other | 32 | CHIC_1 | 50.29 | 46.83 | 2.05 | 2.05
TD | Other | 32 | CHSI_1 | 1.42 | 1.14 | 0.34 | 0.34
TD | Other | 32 | CHTE_1 | 168.26 | 155.14 | 15.99 | 15.99
TD | Other | 32 | CITR_1 | 17.95 | 14.87 | 5.64 | 5.6
TD | Other | 32 | CLAY_P | 1.31 | 0.64 | 0.64 | 0.64
TD | Other | 32 | CLYM | 4.05 | 2.4 | 2.4 | 2.4
TD | Other | 32 | CONQA1 | 113.19 | 99.2 | 25.17 | 25.64
TD | Other | 32 | COVE_1 | 43.68 | 30.82 | 24.95 | 24.93
TD | Other | 32 | COWL_1 | 43.28 | 30.02 | 21.58 | 21.58
TD | Other | 32 | COYL | 3.84 | 2.28 | 2.28 | 2.28
TD | Other | 32 | CREB_1 | 40.17 | 33.28 | 10.41 | 10.39
TD | Other | 32 | CUMB | 23.24 | 15.61 | 15.23 | 15.23
TD | Other | 32 | CUPA | 3.71 | 2.6 | 2.6 | 2.6
TD | Other | 32 | DALM3 | 22.41 | 16.58 | 11.35 | 11.35
TD | Other | 32 | DEWP | 1.83 | 1.35 | 0.6 | 0.59
TD | Other | 32 | DRAK_1 | 15.65 | 10.44 | 7.68 | 7.66
TD | Other | 32 | DRAX_1 | 101.04 | 93.71 | 9.31 | 12.99
TD | Other | 32 | DUDH_P | 4.91 | 3.63 | 1.61 | 1.59
TD | Other | 32 | DUNB | 11.4 | 8.27 | 6.54 | 6.54
TD | Other | 32 | DUNF | 4.31 | 2.88 | 2.88 | 2.88
TD | Other | 32 | EALI_6 | 12.51 | 6.16 | 6.03 | 6.03
TD | Other | 32 | EASO_1 | 12.98 | 10.1 | 5.7 | 7.23
TD | Other | 32 | ECLA_1 | 34.71 | 22.94 | 16.89 | 16.86
TD | Other | 32 | EKIS | 3.53 | 2.1 | 2.1 | 2.1
TD | Other | 32 | ELLA_1 | 79.49 | 60.59 | 23.63 | 23.52
TD | Other | 32 | ELST_1 | 8.2 | 5.93 | 5.22 | 5.22
TD | Other | 32 | ENDE_1 | 37.51 | 25.09 | 20.52 | 20.91
TD | Other | 32 | EXET1 | 76.55 | 66.08 | 13.41 | 13.39
TD | Other | 32 | FAWL_1 | 225.34 | 189.63 | 47.54 | 47.37
TD | Other | 32 | FECK_6 | 12.44 | 9.96 | 4.34 | 5.1
TD | Other | 32 | FERRA2 | 69 | 64.44 | 1.33 | 1.33
TD | Other | 32 | FERRB1 | 112.94 | 83.88 | 55.78 | 57.3
TD | Other | 32 | FIDF_1 | 90.45 | 73.72 | 38.11 | 49.41
TD | Other | 32 | FLEE_1 | 162.68 | 153.08 | 1.2 | 1.2
TD | Other | 32 | FOUR_1 | 3.96 | 2.77 | 2.77 | 2.77
TD | Other | 32 | FROD_1 | 268.74 | 220.54 | 82.25 | 81.75
TD | Other | 32 | GLRO | 5.3 | 3.71 | 3.71 | 3.71
TD | Other | 32 | GREN_1 | 124.89 | 97.75 | 56.69 | 71.45
TD | Other | 32 | GRIW_1 | 85.81 | 72.71 | 30.37 | 30.2
TD | Other | 32 | G_EXTRA_2 | 3.18 | 2.23 | 2.23 | 2.23
TD | Other | 32 | G_EXTRA_4 | 2.68 | 1.59 | 1.59 | 1.59
TD | Other | 32 | G_EXTRA_5 | 3.71 | 2.2 | 2.2 | 2.2
TD | Other | 32 | G_EXTRA_8 | 7.22 | 4.99 | 4.99 | 4.99
TD | Other | 32 | G_EXTRA_9 | 3.36 | 2.49 | 1.7 | 1.7
TD | Other | 32 | HACK_1 | 3.83 | 2.83 | 1.25 | 1.24
TD | Other | 32 | HACK_6 | 1.2 | 1.14 | 0 | 0
TD | Other | 32 | HAMHC1 | 35.01 | 18.3 | 18.3 | 18.3
TD | Other | 32 | HARK_1 | 29.19 | 17.77 | 12.74 | 12.71
TD | Other | 32 | HAWP_6 | 2.13 | 1.27 | 1.27 | 1.27
TD | Other | 32 | HEYS_1 | 6.67 | 4.26 | 3.41 | 3.41
TD | Other | 32 | HURS_1 | 5.04 | 3.21 | 2.64 | 2.64
TD | Other | 32 | HUTT_1 | 161.28 | 132.97 | 63.89 | 87.38
TD | Other | 32 | INDQ1 | 53.08 | 39.04 | 29.67 | 29.64
TD | Other | 32 | IROA1 | 8.89 | 6.3 | 3.42 | 3.4
TD | Other | 32 | IRONB1 | 5.76 | 3.73 | 3.73 | 3.73
TD | Other | 32 | IVER_1 | 212.01 | 178.25 | 92.53 | 101.21
TD | Other | 32 | KAIM | 4.14 | 2.97 | 1.52 | 1.52
TD | Other | 32 | KEAD_1 | 12.16 | 7.88 | 7.88 | 7.88
TD | Other | 32 | KEAR_1 | 44.5 | 30.34 | 27.56 | 27.55
TD | Other | 32 | KEIT_P | 28.2 | 24.65 | 12.43 | 18.69
TD | Other | 32 | KEMS_1 | 450.42 | 359.37 | 234.33 | 254.4
TD | Other | 32 | KIER | 2.81 | 1.67 | 1.67 | 1.67
TD | Other | 32 | KILT | 9.85 | 7.94 | 3.74 | 4.85
TD | Other | 32 | KILW | 19.47 | 16.99 | 7.35 | 7.31
TD | Other | 32 | KINO_1 | 160.86 | 135.74 | 60.95 | 60.71
TD | Other | 32 | KINT_P | 9.69 | 7.17 | 3.17 | 3.15
TD | Other | 32 | KIRKB1 | 23.31 | 20.48 | 14.42 | 14.83
TD | Other | 32 | KNAR | 8.79 | 6.15 | 6.15 | 6.15
TD | Other | 32 | LACK_6 | 155.6 | 118.23 | 85.18 | 92.32
TD | Other | 32 | LALE1SG003 | 58.33 | 42.82 | 27.22 | 27.57
TD | Other | 32 | LAND1 | 95.36 | 77.24 | 54.93 | 55.24
TD | Other | 32 | LEGA_1 | 12.45 | 8.25 | 6.14 | 6.13
TD | Other | 32 | LEVE | 27.62 | 20.81 | 12.86 | 13.82
TD | Other | 32 | LINM | 1.46 | 0.87 | 0.87 | 0.87
TD | Other | 32 | LISD_1 | 43.72 | 36.72 | 14.72 | 14.63
TD | Other | 32 | LITT_C | 8.28 | 4.37 | 3.68 | 3.68
TD | Other | 32 | LITT_J | 22.88 | 16.93 | 7.48 | 7.43
TD | Other | 32 | LODR_6 | 0.49 | 0.46 | 0 | 0
TD | Other | 32 | LOVE_1 | 140.55 | 120.78 | 24.8 | 24.77
TD | Other | 32 | LUNA_P | 1.6 | 1.23 | 0.8 | 0.99
TD | Other | 32 | MACC_3 | 31.77 | 23.18 | 11 | 10.93
TD | Other | 32 | MANN_1 | 26.52 | 18.33 | 15.24 | 16.62
TD | Other | 32 | MAYB | 13.36 | 9.89 | 4.62 | 4.59
TD | Other | 32 | MELK_1 | 65.16 | 57.61 | 6.18 | 6.17
TD | Other | 32 | MILC_P | 10.75 | 7.88 | 5.23 | 5.23
TD | Other | 32 | MILH_1 | 0.51 | 0.49 | 0 | 0
TD | Other | 32 | MITY_1 | 5.7 | 3.3 | 3.07 | 3.07
TD | Other | 32 | MYBS_P | 3.15 | 2.78 | 1.38 | 2.14
TD | Other | 32 | NEAR | 120.86 | 105.82 | 75.85 | 75.85
TD | Other | 32 | NECE_1 | 273.98 | 236.65 | 103.97 | 103.91
TD | Other | 32 | NEWX_6 | 58.5 | 43.34 | 36.25 | 36.25
TD | Other | 32 | NFLE | 2.49 | 1.54 | 1.38 | 1.38
TD | Other | 32 | NINF_1 | 5.24 | 3.55 | 2.32 | 2.31
TD | Other | 32 | NORM_1 | 95.89 | 76.65 | 43.35 | 53.49
TD | Other | 32 | NORT_1 | 3.14 | 2.16 | 1.33 | 1.33
TD | Other | 32 | NURS_1 | 37.79 | 27.07 | 16.1 | 16.07
TD | Other | 32 | OCKH_1 | 2.47 | 1.47 | 1.47 | 1.47
TD | Other | 32 | OFFE_3 | 5.05 | 3 | 3 | 3
TD | Other | 32 | OLDB_1 | 445.51 | 389.22 | 281.76 | 281.75
TD | Other | 32 | OSBA_1 | 59.18 | 51.95 | 9.99 | 9.97
TD | Other | 32 | PADIB1 | 29.7 | 24.38 | 5.16 | 5.39
TD | Other | 32 | PELH_1 | 8.72 | 5.9 | 5.9 | 5.9
TD | Other | 32 | PEMB_1 | 38.31 | 28.15 | 12.89 | 12.8
TD | Other | 32 | PENN_1 | 9.45 | 6.32 | 6.32 | 6.32
TD | Other | 32 | PENT_1 | 5.4 | 3.54 | 3.54 | 3.54
TD | Other | 32 | PENW_1 | 37.43 | 25.97 | 19.57 | 19.53
TD | Other | 32 | PERS_P | 14.98 | 10.82 | 5.38 | 5.35
TD | Other | 32 | POOB | 10.62 | 6.22 | 6.22 | 6.22
TD | Other | 32 | POPP_3 | 16.96 | 12.49 | 8.75 | 10.78
TD | Other | 32 | PYLE_1 | 79.84 | 70.15 | 15.03 | 18.04
TD | Other | 32 | RAIN_1 | 198.68 | 185.76 | 3.51 | 3.51
TD | Other | 32 | RASS_1 | 172.78 | 160.52 | 5.67 | 5.67
TD | Other | 32 | RATS_1 | 55.18 | 40.24 | 24.06 | 24
TD | Other | 32 | RAYL_1 | 19.22 | 11.89 | 10.2 | 10.2
TD | Other | 32 | RICH1 | 19.13 | 14.16 | 6.25 | 6.21
TD | Other | 32 | ROCH_1 | 7.64 | 4.38 | 4.38 | 4.38
TD | Other | 32 | RYEH_1 | 29.33 | 19.4 | 15.12 | 15.1
TD | Other | 32 | SALH_1 | 458.88 | 351.93 | 151.54 | 150.93
TD | Other | 32 | SALT_1 | 13.87 | 10.74 | 4.3 | 4.28
TD | Other | 32 | SBAR | 25.12 | 23.75 | 0 | 0
TD | Other | 32 | SEAB1 | 310.82 | 225.83 | 138.71 | 138.7
TD | Other | 32 | SELL_1 | 54.35 | 50.95 | 0.73 | 0.73
TD | Other | 32 | SHEC_3 | 32.84 | 23.97 | 20.84 | 20.84
TD | Other | 32 | SHRW_1 | 17.77 | 12.74 | 10.31 | 10.31
TD | Other | 32 | SJOW_1 | 18.12 | 13.41 | 5.92 | 5.88
TD | Other | 32 | SKLGB1 | 129.07 | 118.33 | 6.88 | 6.86
TD | Other | 32 | SMAN_1 | 134.74 | 110.63 | 36.12 | 38.03
TD | Other | 32 | SPEN_1 | 215.88 | 166.18 | 116.11 | 126.91
TD | Other | 32 | STAH_1 | 29.29 | 22.66 | 11.27 | 13.07
TD | Other | 32 | STAY_1 | 169.53 | 144.22 | 39.08 | 39.05
TD | Other | 32 | STEN_1 | 7.56 | 5.24 | 3.11 | 3.1
TD | Other | 32 | STES_1 | 19.97 | 13.84 | 9.03 | 9.01
TD | Other | 32 | STIR | 14.5 | 12.76 | 6.34 | 9.13
TD | Other | 32 | STLE | 11.93 | 8.44 | 6.48 | 6.48
TD | Other | 32 | STRI_P | 1.8 | 1.07 | 1.07 | 1.07
TD | Other | 32 | SUND_1 | 27.58 | 16.16 | 15.84 | 15.84
TD | Other | 32 | SWAN_1 | 77.3 | 70.71 | 4.67 | 5.09
TD | Other | 32 | TAUN1 | 73.32 | 66.74 | 10.7 | 15.35
TD | Other | 32 | TEMP_3 | 2.03 | 1.41 | 0.83 | 0.83
TD | Other | 32 | THOM_6 | 194.72 | 175.6 | 20.41 | 20.91
TD | Other | 32 | THSO_P | 33.7 | 7.41 | 7.41 | 7.41
TD | Other | 32 | THUR_6 | 21.09 | 19.93 | 0 | 0
TD | Other | 32 | TILBB_1 | 10.65 | 6.52 | 6.01 | 6.01
TD | Other | 32 | TOTT_1 | 66.03 | 47.77 | 31.77 | 31.77
TD | Other | 32 | TRAW_1 | 1.19 | 0.71 | 0.71 | 0.71
TD | Other | 32 | TYNE_1 | 13.31 | 7.81 | 5.64 | 5.62
TD | Other | 32 | TYNE_2 | 2.68 | 2.53 | 0 | 0
TD | Other | 32 | UPPB_1 | 137.44 | 129.93 | 0 | 0
TD | Other | 32 | UPPB_3 | 84.05 | 78.55 | 2.61 | 2.61
TD | Other | 32 | USKM_1 | 41.88 | 33.24 | 19.22 | 22.96
TD | Other | 32 | WALH_1 | 17.73 | 11.42 | 9.75 | 10.17
TD | Other | 32 | WALP_1 | 108.18 | 95.53 | 38.68 | 38.45
TD | Other | 32 | WALP_B | 14.02 | 9.47 | 6.94 | 6.94
TD | Other | 32 | WASF_1 | 46.63 | 33.36 | 17.34 | 17.25
TD | Other | 32 | WATFS_1 | 4.83 | 3.43 | 3.24 | 3.24
TD | Other | 32 | WBUR_1 | 55.72 | 44.13 | 23.79 | 24.37
TD | Other | 32 | WFIE | 12.08 | 10.63 | 5.28 | 7.61
TD | Other | 32 | WHAM_1 | 57.84 | 43.81 | 19.31 | 20.64
TD | Other | 32 | WHGA_1 | 2.83 | 1.5 | 1.5 | 1.5
TD | Other | 32 | WHHO | 2.13 | 1.57 | 0.69 | 0.69
TD | Other | 32 | WIBA_3 | 43.58 | 37.29 | 19.19 | 27.06
TD | Other | 32 | WIEN_1 | 36.3 | 26.86 | 17.45 | 17.45
TD | Other | 32 | WILL_1 | 74.76 | 54.67 | 24.85 | 24.68
TD | Other | 32 | WIMBN1 | 1.08 | 1.02 | 0 | 0
TD | Other | 32 | WIMBS1 | 7.59 | 5.75 | 4.42 | 4.42
TD | Other | 32 | WISD_6 | 2.59 | 1.91 | 0.85 | 0.84
TD | Other | 32 | WMEL_1 | 140.23 | 129.96 | 7.46 | 7.46
TD | Other | 32 | WTHU31 | 12.8 | 7.6 | 7.6 | 7.6
TD | Other | 32 | WWEY_1 | 7.63 | 4.93 | 3.31 | 3.3
TD | Other | 32 | WYMOM_1 | 11.23 | 7.41 | 7.41 | 7.41
TD | Other | 33 | ABHA1 | 4.28 | 2.54 | 2.54 | 2.54
TD | Other | 33 | ABNE_P | 8.16 | 5.53 | 5.53 | 5.53
TD | Other | 33 | ABTH_1 | 28.59 | 25.73 | 9.35 | 9.28
TD | Other | 33 | ALNE_P | 6.18 | 5.44 | 2.7 | 3.89
TD | Other | 33 | ALVE1 | 22.69 | 15.77 | 15.77 | 15.77
TD | Other | 33 | AMEM_1 | 8.46 | 6.61 | 1.3 | 1.3
TD | Other | 33 | BARKC1 | 165.34 | 112.88 | 80.69 | 84.25
TD | Other | 33 | BARKW3 | 1.17 | 1.1 | 0 | 0
TD | Other | 33 | BEDD_1 | 65.46 | 56.8 | 7.33 | 7.33
TD | Other | 33 | BESW_1 | 10.22 | 6.65 | 5.01 | 5
TD | Other | 33 | BICF_1 | 94.65 | 81.28 | 44.17 | 64.3
TD | Other | 33 | BIRK_1 | 21.69 | 15.36 | 8.35 | 8.31
TD | Other | 33 | BISW_1 | 24.84 | 18.17 | 12.42 | 12.42
TD | Other | 33 | BLYTB1 | 5.9 | 3.98 | 2.65 | 2.64
TD | Other | 33 | BOLN_1 | 143.64 | 109.98 | 56.14 | 56.87
TD | Other | 33 | BONN | 1.32 | 0.98 | 0.43 | 0.43
TD | Other | 33 | BOTW_1 | 3.89 | 3.25 | 0.72 | 0.72
TD | Other | 33 | BRAI_1 | 11.04 | 7.15 | 7.15 | 7.15
TD | Other | 33 | BRAW_1 | 20.56 | 13.57 | 11.9 | 11.89
TD | Other | 33 | BRED_1 | 13.09 | 8.6 | 7.88 | 7.88
TD | Other | 33 | BRFO_1 | 73.85 | 55.54 | 36.42 | 39.59
TD | Other | 33 | BRIM_1 | 13.12 | 9.54 | 5.86 | 5.84
TD | Other | 33 | BRLE_1 | 129.41 | 111.98 | 18.38 | 18.35
TD | Other | 33 | BRWA1 | 62.48 | 57.24 | 5.64 | 7.26
TD | Other | 33 | BURM_1 | 264.72 | 210.09 | 132.21 | 139.46
TD | Other | 33 | BUSH_1 | 40.51 | 27.95 | 27.95 | 27.95
TD | Other | 33 | BUST_1 | 1.64 | 0.98 | 0.98 | 0.98
TD | Other | 33 | CANTN1 | 29.91 | 24.74 | 8.45 | 8.45
TD | Other | 33 | CAPEA1 | 199.68 | 181.38 | 40.75 | 40.49
TD | Other | 33 | CARE_1 | 204.81 | 176.83 | 34.68 | 34.65
TD | Other | 33 | CARR_1 | 81.65 | 63.46 | 30.55 | 38.36
TD | Other | 33 | CELL_1 | 196.64 | 163.4 | 41.04 | 42.7
TD | Other | 33 | CHIC_1 | 50.27 | 46.77 | 2.16 | 2.16
TD | Other | 33 | CHSI_1 | 0.93 | 0.68 | 0.32 | 0.32
TD | Other | 33 | CHTE_1 | 169.53 | 156.39 | 16.48 | 16.48
TD | Other | 33 | CITR_1 | 17.23 | 14.26 | 5.53 | 5.49
TD | Other | 33 | CLAY_P | 1.32 | 0.64 | 0.64 | 0.64
TD | Other | 33 | CLYM | 3.79 | 2.25 | 2.25 | 2.25
TD | Other | 33 | CONQA1 | 113.5 | 99.5 | 25.21 | 25.69
TD | Other | 33 | COVE_1 | 42.71 | 30.07 | 24.69 | 24.68
TD | Other | 33 | COWL_1 | 42.32 | 29.32 | 21.2 | 21.2
TD | Other | 33 | COYL | 3.59 | 2.13 | 2.13 | 2.13
TD | Other | 33 | CREB_1 | 40.26 | 33.35 | 10.58 | 10.56
TD | Other | 33 | CUMB | 23.58 | 15.89 | 15.52 | 15.52
TD | Other | 33 | CUPA | 3.9 | 2.73 | 2.73 | 2.73
TD | Other | 33 | DALM3 | 22.36 | 16.55 | 11.33 | 11.33
TD | Other | 33 | DEWP | 1.75 | 1.3 | 0.57 | 0.57
TD | Other | 33 | DRAK_1 | 15.45 | 10.3 | 7.65 | 7.64
TD | Other | 33 | DRAX_1 | 99.69 | 92.57 | 8.58 | 11.96
TD | Other | 33 | DUDH_P | 4.71 | 3.49 | 1.54 | 1.53
TD | Other | 33 | DUNB | 11.59 | 8.41 | 6.68 | 6.68
TD | Other | 33 | DUNF | 4.39 | 2.94 | 2.94 | 2.94
TD | Other | 33 | EALI_6 | 12.58 | 6.16 | 6.1 | 6.1
TD | Other | 33 | EASO_1 | 12.76 | 9.98 | 5.59 | 7.15
TD | Other | 33 | ECLA_1 | 32.72 | 21.6 | 16 | 15.97
TD | Other | 33 | EKIS | 3.31 | 1.96 | 1.96 | 1.96
TD | Other | 33 | ELLA_1 | 77.38 | 59.04 | 22.92 | 22.81
TD | Other | 33 | ELST_1 | 8.19 | 5.82 | 5.49 | 5.49
TD | Other | 33 | ENDE_1 | 37.04 | 24.76 | 20.41 | 20.77
TD | Other | 33 | EXET1 | 76.33 | 65.93 | 13.45 | 13.43
TD | Other | 33 | FAWL_1 | 225.99 | 190.31 | 48.23 | 48.06
TD | Other | 33 | FECK_6 | 9.61 | 7.41 | 4.04 | 4.74
TD | Other | 33 | FERRA2 | 69.09 | 64.57 | 1.25 | 1.25
TD | Other | 33 | FERRB1 | 112.08 | 83.17 | 55.43 | 56.84
TD | Other | 33 | FIDF_1 | 90.49 | 73.83 | 38.19 | 49.54
TD | Other | 33 | FLEE_1 | 163.11 | 153.54 | 1.13 | 1.13
TD | Other | 33 | FOUR_1 | 4.17 | 2.92 | 2.92 | 2.92
TD | Other | 33 | FROD_1 | 264.91 | 217.63 | 81.37 | 80.88
TD | Other | 33 | GLRO | 5.58 | 3.9 | 3.9 | 3.9
TD | Other | 33 | GREN_1 | 121.39 | 94.94 | 55.26 | 69.64
TD | Other | 33 | GRIW_1 | 85.29 | 72.33 | 30.18 | 30.01
TD | Other | 33 | G_EXTRA_2 | 3.35 | 2.34 | 2.34 | 2.34
TD | Other | 33 | G_EXTRA_4 | 2.51 | 1.49 | 1.49 | 1.49
TD | Other | 33 | G_EXTRA_5 | 3.47 | 2.06 | 2.06 | 2.06
TD | Other | 33 | G_EXTRA_8 | 7.53 | 5.21 | 5.21 | 5.21
TD | Other | 33 | G_EXTRA_9 | 3.35 | 2.48 | 1.7 | 1.7
TD | Other | 33 | HACK_1 | 3.67 | 2.72 | 1.2 | 1.19
TD | Other | 33 | HACK_6 | 0.55 | 0.52 | 0 | 0
TD | Other | 33 | HAMHC1 | 35.56 | 18.62 | 18.62 | 18.62
TD | Other | 33 | HARK_1 | 28.65 | 17.23 | 12.78 | 12.76
TD | Other | 33 | HAWP_6 | 2 | 1.19 | 1.19 | 1.19
TD | Other | 33 | HEYS_1 | 6.29 | 4.03 | 3.21 | 3.2
TD | Other | 33 | HURS_1 | 4.43 | 2.73 | 2.47 | 2.47
TD | Other | 33 | HUTT_1 | 160.47 | 132.63 | 63.8 | 87.72
TD | Other | 33 | INDQ1 | 51.67 | 37.86 | 29.46 | 29.44
TD | Other | 33 | IROA1 | 8.48 | 6.02 | 3.25 | 3.24
TD | Other | 33 | IRONB1 | 5.73 | 3.73 | 3.73 | 3.73
TD | Other | 33 | IVER_1 | 212.38 | 178.66 | 92.67 | 101.52
TD | Other | 33 | KAIM | 3.95 | 2.84 | 1.45 | 1.45
TD | Other | 33 | KEAD_1 | 12.1 | 7.88 | 7.88 | 7.88
TD | Other | 33 | KEAR_1 | 44.72 | 30.53 | 27.79 | 27.78
TD | Other | 33 | KEIT_P | 27.91 | 24.4 | 12.29 | 18.52
TD | Other | 33 | KEMS_1 | 448.39 | 357.41 | 233.79 | 253.32
TD | Other | 33 | KIER | 2.63 | 1.56 | 1.56 | 1.56
TD | Other | 33 | KILT | 9.73 | 7.87 | 3.71 | 4.84
TD | Other | 33 | KILW | 19.61 | 17.09 | 7.45 | 7.41
TD | Other | 33 | KINO_1 | 160.44 | 135.41 | 60.81 | 60.57
TD | Other | 33 | KINT_P | 9.3 | 6.88 | 3.04 | 3.02
TD | Other | 33 | KIRKB1 | 24.61 | 21.62 | 15.27 | 15.65
TD | Other | 33 | KNAR | 9.25 | 6.47 | 6.47 | 6.47
TD | Other | 33 | LACK_6 | 152.78 | 115.67 | 84.28 | 90.85
TD | Other | 33 | LALE1SG003 | 56.99 | 41.77 | 26.8 | 27.12
TD | Other | 33 | LAND1 | 93.36 | 75.31 | 56.51 | 56.79
TD | Other | 33 | LEGA_1 | 12.2 | 8.08 | 6.07 | 6.05
TD | Other | 33 | LEVE | 26.73 | 20.09 | 12.55 | 13.43
TD | Other | 33 | LINM | 1.37 | 0.81 | 0.81 | 0.81
TD | Other | 33 | LISD_1 | 43.36 | 36.45 | 14.61 | 14.52
TD | Other | 33 | LITT_C | 7.97 | 4.03 | 3.72 | 3.72
TD | Other | 33 | LITT_J | 21.95 | 16.24 | 7.17 | 7.12
TD | Other | 33 | LODR_6 | 0.22 | 0.21 | 0 | 0
TD | Other | 33 | LOVE_1 | 135.23 | 115.85 | 24.78 | 24.74
TD | Other | 33 | LUNA_P | 1.49 | 1.14 | 0.74 | 0.91
TD | Other | 33 | MACC_3 | 30.42 | 22.2 | 10.51 | 10.45
TD | Other | 33 | MANN_1 | 25.89 | 17.88 | 15.02 | 16.36
TD | Other | 33 | MAYB | 12.87 | 9.52 | 4.46 | 4.43
TD | Other | 33 | MELK_1 | 63.75 | 56.45 | 5.89 | 5.87
TD | Other | 33 | MILC_P | 10.68 | 7.82 | 5.19 | 5.19
TD | Other | 33 | MILH_1 | 0.23 | 0.22 | 0 | 0
TD | Other | 33 | MITY_1 | 5.34 | 3.04 | 2.94 | 2.94
TD | Other | 33 | MYBS_P | 3.21 | 2.83 | 1.4 | 2.18
TD | Other | 33 | NEAR | 130.15 | 114.01 | 81.7 | 81.7
TD | Other | 33 | NECE_1 | 280.77 | 242.76 | 108.56 | 108.5
TD | Other | 33 | NEWX_6 | 58.42 | 43.25 | 36.32 | 36.32
TD | Other | 33 | NFLE | 2.25 | 1.36 | 1.29 | 1.29
TD | Other | 33 | NINF_1 | 4.98 | 3.37 | 2.19 | 2.18
TD | Other | 33 | NORM_1 | 91.91 | 73.08 | 42.02 | 51.41
TD | Other | 33 | NORT_1 | 2.99 | 2.06 | 1.26 | 1.26
TD | Other | 33 | NURS_1 | 36.7 | 26.2 | 15.82 | 15.79
TD | Other | 33 | OCKH_1 | 2.31 | 1.37 | 1.37 | 1.37
TD | Other | 33 | OFFE_3 | 4.73 | 2.81 | 2.81 | 2.81
TD | Other | 33 | OLDB_1 | 475.27 | 415.43 | 300.48 | 300.48
TD | Other | 33 | OSBA_1 | 59.57 | 52.22 | 10.35 | 10.33
TD | Other | 33 | PADIB1 | 29.06 | 23.93 | 4.87 | 5.08
TD | Other | 33 | PELH_1 | 8.96 | 6.08 | 6.08 | 6.08
TD | Other | 33 | PEMB_1 | 36.71 | 26.98 | 12.34 | 12.26
TD | Other | 33 | PENN_1 | 9.89 | 6.63 | 6.63 | 6.63
TD | Other | 33 | PENT_1 | 5.42 | 3.58 | 3.58 | 3.58
TD | Other | 33 | PENW_1 | 36.97 | 25.65 | 19.51 | 19.47
TD | Other | 33 | PERS_P | 14.33 | 10.36 | 5.13 | 5.1
TD | Other | 33 | POOB | 10.75 | 6.31 | 6.31 | 6.31
TD | Other | 33 | POPP_3 | 16.56 | 12.3 | 8.49 | 10.56
TD | Other | 33 | PYLE_1 | 79.09 | 69.43 | 14.73 | 17.5
TD | Other | 33 | RAIN_1 | 198.24 | 185.48 | 3.29 | 3.29
TD | Other | 33 | RASS_1 | 171.42 | 159.32 | 5.56 | 5.56
TD | Other | 33 | RATS_1 | 52.85 | 38.25 | 23.9 | 23.84
TD | Other | 33 | RAYL_1 | 17.24 | 10.37 | 9.6 | 9.6
TD | Other | 33 | RICH1 | 18.35 | 13.58 | 6 | 5.96
TD | Other | 33 | ROCH_1 | 7.26 | 4.15 | 4.15 | 4.15
TD | Other | 33 | RYEH_1 | 28.88 | 19.05 | 15.09 | 15.07
TD | Other | 33 | SALH_1 | 449.32 | 344.8 | 149 | 148.41
TD | Other | 33 | SALT_1 | 12.04 | 9.09 | 4.18 | 4.16
TD | Other | 33 | SBAR | 25.21 | 23.83 | 0 | 0
TD | Other | 33 | SEAB1 | 330.54 | 236.54 | 147.1 | 147.09
TD | Other | 33 | SELL_1 | 54.31 | 50.94 | 0.69 | 0.69
TD | Other | 33 | SHEC_3 | 32.79 | 23.95 | 20.81 | 20.81
TD | Other | 33 | SHRW_1 | 18.09 | 12.97 | 10.55 | 10.55
TD | Other | 33 | SJOW_1 | 17.38 | 12.86 | 5.68 | 5.64
TD | Other | 33 | SKLGB1 | 129.04 | 118.44 | 6.7 | 6.69
TD | Other | 33 | SMAN_1 | 134.03 | 110.14 | 36.23 | 38.18
TD | Other | 33 | SPEN_1 | 213.87 | 164.56 | 115.55 | 126.18
TD | Other | 33 | STAH_1 | 27.66 | 21.37 | 10.61 | 12.26
TD | Other | 33 | STAY_1 | 171.23 | 145.51 | 40.06 | 40.03
TD | Other | 33 | STEN_1 | 7.19 | 5 | 2.95 | 2.94
TD | Other | 33 | STES_1 | 19.27 | 13.37 | 8.76 | 8.74
TD | Other | 33 | STIR | 13.34 | 11.74 | 5.83 | 8.4
TD | Other | 33 | STLE | 11.78 | 8.35 | 6.39 | 6.39
TD | Other | 33 | STRI_P | 1.68 | 1 | 1 | 1
TD | Other | 33 | SUND_1 | 25.9 | 15.09 | 14.95 | 14.95
TD | Other | 33 | SWAN_1 | 67.27 | 61.37 | 4.37 | 4.76
TD | Other | 33 | TAUN1 | 73.61 | 67.07 | 10.71 | 15.45
TD | Other | 33 | TEMP_3 | 1.93 | 1.35 | 0.79 | 0.79
TD | Other | 33 | THOM_6 | 195.34 | 176.18 | 20.64 | 21.09
TD | Other | 33 | THSO_P | 33.7 | 7.41 | 7.41 | 7.41
TD | Other | 33 | THUR_6 | 21.16 | 20 | 0 | 0
TD | Other | 33 | TILBB_1 | 9.71 | 5.86 | 5.63 | 5.63
TD | Other | 33 | TOTT_1 | 65.87 | 47.64 | 31.69 | 31.69
TD | Other | 33 | TRAW_1 | 1.11 | 0.66 | 0.66 | 0.66
TD | Other | 33 | TYNE_1 | 13.18 | 7.7 | 5.61 | 5.6
TD | Other | 33 | TYNE_2 | 1.22 | 1.15 | 0 | 0
TD | Other | 33 | UPPB_1 | 135.72 | 128.31 | 0 | 0
TD | Other | 33 | UPPB_3 | 84.53 | 78.95 | 2.75 | 2.75
TD | Other | 33 | USKM_1 | 39.78 | 31.48 | 18.37 | 21.81
TD | Other | 33 | WALH_1 | 17.41 | 11.18 | 9.62 | 10.01
TD | Other | 33 | WALP_1 | 108.33 | 95.57 | 38.96 | 38.74
TD | Other | 33 | WALP_B | 12.59 | 8.13 | 6.98 | 6.98
TD | Other | 33 | WASF_1 | 44.54 | 31.89 | 16.52 | 16.44
TD | Other | 33 | WATFS_1 | 4.77 | 3.36 | 3.27 | 3.27
TD | Other | 33 | WBUR_1 | 57.23 | 45.22 | 24.83 | 25.42
TD | Other | 33 | WFIE | 11.11 | 9.78 | 4.86 | 7
TD | Other | 33 | WHAM_1 | 55.42 | 41.95 | 18.68 | 20.04
TD | Other | 33 | WHGA_1 | 2.77 | 1.47 | 1.47 | 1.47
TD | Other | 33 | WHHO | 2.04 | 1.51 | 0.67 | 0.66
TD | Other | 33 | WIBA_3 | 40.33 | 34.42 | 17.77 | 25.01
TD | Other | 33 | WIEN_1 | 36.18 | 26.77 | 17.39 | 17.39
TD | Other | 33 | WILL_1 | 71.84 | 52.51 | 23.9 | 23.74
TD | Other | 33 | WIMBN1 | 0.49 | 0.47 | 0 | 0
TD | Other | 33 | WIMBS1 | 7.25 | 5.43 | 4.43 | 4.43
TD | Other | 33 | WISD_6 | 2.48 | 1.84 | 0.81 | 0.8
TD | Other | 33 | WMEL_1 | 141.16 | 130.71 | 7.85 | 7.85
TD | Other | 33 | WTHU31 | 11.98 | 7.11 | 7.11 | 7.11
TD | Other | 33 | WWEY_1 | 7.16 | 4.56 | 3.18 | 3.18
TD | Other | 33 | WYMOM_1 | 11.32 | 7.5 | 7.5 | 7.5
TD | Other | 34 | ABHA1 | 3.99 | 2.37 | 2.37 | 2.37
TD | Other | 34 | ABNE_P | 8.33 | 5.66 | 5.66 | 5.66
TD | Other | 34 | ABTH_1 | 28.59 | 25.73 | 9.35 | 9.28
TD | Other | 34 | ALNE_P | 6.18 | 5.44 | 2.7 | 3.89
TD | Other | 34 | ALVE1 | 23.57 | 16.39 | 16.39 | 16.39
TD | Other | 34 | AMEM_1 | 8.32 | 6.52 | 1.21 | 1.21
TD | Other | 34 | BARKC1 | 164.58 | 112.3 | 80.37 | 83.93
TD | Other | 34 | BARKW3 | 0.44 | 0.42 | 0 | 0
TD | Other | 34 | BEDD_1 | 64.69 | 56.25 | 7.02 | 7.01
TD | Other | 34 | BESW_1 | 9.64 | 6.28 | 4.71 | 4.7
TD | Other | 34 | BICF_1 | 96.45 | 82.81 | 45.05 | 65.53
TD | Other | 34 | BIRK_1 | 20.7 | 14.67 | 7.94 | 7.9
TD | Other | 34 | BISW_1 | 24.71 | 18.08 | 12.35 | 12.35
TD | Other | 34 | BLYTB1 | 5.59 | 3.78 | 2.5 | 2.49
TD | Other | 34 | BOLN_1 | 143.03 | 109.58 | 56.03 | 56.76
TD | Other | 34 | BONN | 1.27 | 0.94 | 0.41 | 0.41
TD | Other | 34 | BOTW_1 | 2.15 | 1.63 | 0.67 | 0.67
TD | Other | 34 | BRAI_1 | 10.93 | 7.11 | 7.11 | 7.11
TD | Other | 34 | BRAW_1 | 19.96 | 13.04 | 11.83 | 11.82
TD | Other | 34 | BRED_1 | 13.27 | 8.73 | 8.04 | 8.03
TD | Other | 34 | BRFO_1 | 70.9 | 52.71 | 36.58 | 39.75
TD | Other | 34 | BRIM_1 | 12.95 | 9.41 | 5.87 | 5.85
TD | Other | 34 | BRLE_1 | 129.25 | 111.88 | 18.36 | 18.33
TD | Other | 34 | BRWA1 | 62.53 | 57.35 | 5.58 | 7.22
TD | Other | 34 | BURM_1 | 264.35 | 209.81 | 132.4 | 139.65
TD | Other | 34 | BUSH_1 | 41.87 | 28.92 | 28.92 | 28.92
TD | Other | 34 | BUST_1 | 1.53 | 0.91 | 0.91 | 0.91
TD | Other | 34 | CANTN1 | 27.73 | 22.68 | 8.56 | 8.56
TD | Other | 34 | CAPEA1 | 199.06 | 180.89 | 40.6 | 40.34
TD | Other | 34 | CARE_1 | 204.08 | 176.2 | 34.72 | 34.69
TD | Other | 34 | CARR_1 | 81.25 | 63.2 | 30.29 | 38.1
TD | Other | 34 | CELL_1 | 193.18 | 160.86 | 39.85 | 41.52
TD | Other | 34 | CHIC_1 | 50.31 | 46.78 | 2.25 | 2.25
TD | Other | 34 | CHSI_1 | 0.65 | 0.44 | 0.3 | 0.3
TD | Other | 34 | CHTE_1 | 171.49 | 158.24 | 17.56 | 17.56
TD | Other | 34 | CITR_1 | 16.72 | 13.84 | 5.43 | 5.39
TD | Other | 34 | CLAY_P | 1.34 | 0.65 | 0.65 | 0.65
TD | Other | 34 | CLYM | 3.53 | 2.1 | 2.1 | 2.1
TD | Other | 34 | CONQA1 | 113.64 | 99.66 | 25.18 | 25.67
TD | Other | 34 | COVE_1 | 41.89 | 29.47 | 24.39 | 24.38
TD | Other | 34 | COWL_1 | 41.5 | 28.75 | 20.82 | 20.82
TD | Other | 34 | COYL | 3.35 | 1.99 | 1.99 | 1.99
TD | Other | 34 | CREB_1 | 40.3 | 33.38 | 10.71 | 10.69
TD | Other | 34 | CUMB | 23.84 | 16.12 | 15.75 | 15.75
TD | Other | 34 | CUPA | 4.08 | 2.85 | 2.85 | 2.85
TD | Other | 34 | DALM3 | 22.29 | 16.49 | 11.29 | 11.29
TD | Other | 34 | DEWP | 1.68 | 1.25 | 0.55 | 0.55
TD | Other | 34 | DRAK_1 | 15.24 | 10.16 | 7.62 | 7.6
TD | Other | 34 | DRAX_1 | 99.79 | 92.7 | 8.52 | 11.9
TD | Other | 34 | DUDH_P | 4.52 | 3.35 | 1.48 | 1.47
TD | Other | 34 | DUNB | 11.75 | 8.52 | 6.8 | 6.8
TD | Other | 34 | DUNF | 4.45 | 2.99 | 2.99 | 2.99
TD | Other | 34 | EALI_6 | 12.65 | 6.17 | 6.15 | 6.15
TD | Other | 34 | EASO_1 | 12.56 | 9.87 | 5.49 | 7.08
TD | Other | 34 | ECLA_1 | 30.9 | 20.4 | 15.13 | 15.1
TD | Other | 34 | EKIS | 3.09 | 1.83 | 1.83 | 1.83
TD | Other | 34 | ELLA_1 | 75.4 | 57.57 | 22.25 | 22.15
TD | Other | 34 | ELST_1 | 8.32 | 5.86 | 5.74 | 5.74
TD | Other | 34 | ENDE_1 | 36.7 | 24.56 | 20.35 | 20.71
TD | Other | 34 | EXET1 | 76.09 | 65.77 | 13.46 | 13.44
TD | Other | 34 | FAWL_1 | 227.65 | 191.88 | 49.61 | 49.44
TD | Other | 34 | FECK_6 | 8.18 | 6.15 | 3.87 | 4.57
TD | Other | 34 | FERRA2 | 69.11 | 64.65 | 1.16 | 1.16
TD | Other | 34 | FERRB1 | 111.79 | 82.98 | 55.33 | 56.74
TD | Other | 34 | FIDF_1 | 91.11 | 74.45 | 38.5 | 50.02
TD | Other | 34 | FLEE_1 | 163.38 | 153.84 | 1.05 | 1.05
TD | Other | 34 | FOUR_1 | 4.35 | 3.05 | 3.05 | 3.05
TD | Other | 34 | FROD_1 | 261.37 | 214.95 | 80.52 | 80.04
TD | Other | 34 | GLRO | 5.82 | 4.08 | 4.08 | 4.08
TD | Other | 34 | GREN_1 | 120.63 | 94.55 | 55.01 | 69.55
TD | Other | 34 | GRIW_1 | 84.79 | 71.97 | 29.99 | 29.82
TD | Other | 34 | G_EXTRA_2 | 3.49 | 2.45 | 2.45 | 2.45
TD | Other | 34 | G_EXTRA_4 | 2.34 | 1.39 | 1.39 | 1.39
TD | Other | 34 | G_EXTRA_5 | 3.23 | 1.92 | 1.92 | 1.92
TD | Other | 34 | G_EXTRA_8 | 7.8 | 5.4 | 5.4 | 5.4
TD | Other | 34 | G_EXTRA_9 | 3.34 | 2.47 | 1.69 | 1.69
TD | Other | 34 | HACK_1 | 3.53 | 2.61 | 1.15 | 1.14
TD | Other | 34 | HACK_6 | 0.21 | 0.2 | 0 | 0
TD | Other | 34 | HAMHC1 | 36.04 | 18.9 | 18.9 | 18.9
TD | Other | 34 | HARK_1 | 28.29 | 16.87 | 12.81 | 12.79
TD | Other | 34 | HAWP_6 | 1.86 | 1.11 | 1.11 | 1.11
TD | Other | 34 | HEYS_1 | 5.92 | 3.8 | 3.01 | 3.01
TD | Other | 34 | HURS_1 | 3.98 | 2.4 | 2.3 | 2.3
TD | Other | 34 | HUTT_1 | 159.78 | 132.37 | 63.75 | 88.1
TD | Other | 34 | INDQ1 | 50.61 | 37.01 | 29.2 | 29.18
TD | Other | 34 | IROA1 | 8.1 | 5.75 | 3.09 | 3.08
TD | Other | 34 | IRONB1 | 5.69 | 3.72 | 3.72 | 3.72
TD | Other | 34 | IVER_1 | 212.57 | 178.95 | 92.71 | 101.71
TD | Other | 34 | KAIM | 3.78 | 2.71 | 1.39 | 1.38
TD | Other | 34 | KEAD_1 | 12.02 | 7.86 | 7.86 | 7.86
TD | Other | 34 | KEAR_1 | 44.8 | 30.63 | 27.93 | 27.92
TD | Other | 34 | KEIT_P | 28.22 | 24.69 | 12.43 | 18.74
TD | Other | 34 | KEMS_1 | 449.51 | 358.33 | 234.44 | 254.17
TD | Other | 34 | KIER | 2.45 | 1.46 | 1.46 | 1.46
TD | Other | 34 | KILT | 9.61 | 7.79 | 3.68 | 4.83
TD | Other | 34 | KILW | 19.73 | 17.18 | 7.54 | 7.5
TD | Other | 34 | KINO_1 | 160.07 | 135.14 | 60.67 | 60.42
TD | Other | 34 | KINT_P | 8.93 | 6.61 | 2.92 | 2.9
TD | Other | 34 | KIRKB1 | 27.17 | 23.87 | 16.96 | 17.33
TD | Other | 34 | KNAR | 9.66 | 6.76 | 6.76 | 6.76
TD | Other | 34 | LACK_6 | 152.68 | 115.56 | 84.49 | 91.06
TD | Other | 34 | LALE1SG003 | 56.03 | 41.06 | 26.44 | 26.77
TD | Other | 34 | LAND1 | 95.71 | 77.36 | 59.6 | 59.88
TD | Other | 34 | LEGA_1 | 11.95 | 7.92 | 5.98 | 5.97
TD | Other | 34 | LEVE | 26.27 | 19.75 | 12.43 | 13.31
TD | Other | 34 | LINM | 1.27 | 0.76 | 0.76 | 0.76
TD | Other | 34 | LISD_1 | 43.02 | 36.19 | 14.5 | 14.41
TD | Other | 34 | LITT_C | 7.83 | 3.87 | 3.75 | 3.75
TD | Other | 34 | LITT_J | 21.07 | 15.59 | 6.89 | 6.84
TD | Other | 34 | LODR_6 | 0.08 | 0.08 | 0 | 0
TD | Other | 34 | LOVE_1 | 132.31 | 113.2 | 24.72 | 24.69
TD | Other | 34 | LUNA_P | 1.45 | 1.11 | 0.72 | 0.89
TD | Other | 34 | MACC_3 | 29.15 | 21.28 | 10.06 | 10
TD | Other | 34 | MANN_1 | 25.58 | 17.71 | 14.9 | 16.25
TD | Other | 34 | MAYB | 12.4 | 9.18 | 4.31 | 4.28
TD | Other | 34 | MELK_1 | 62.79 | 55.71 | 5.6 | 5.59
TD | Other | 34 | MILC_P | 10.61 | 7.78 | 5.16 | 5.16
TD | Other | 34 | MILH_1 | 0.09 | 0.08 | 0 | 0
TD | Other | 34 | MITY_1 | 5.05 | 2.84 | 2.8 | 2.8
TD | Other | 34 | MYBS_P | 3.27 | 2.88 | 1.43 | 2.21
TD | Other | 34 | NEAR | 140.18 | 122.85 | 88 | 88
TD | Other | 34 | NECE_1 | 293.36 | 253.96 | 117.18 | 117.13
TD | Other | 34 | NEWX_6 | 58.24 | 43.1 | 36.29 | 36.28
TD | Other | 34 | NFLE | 2.06 | 1.23 | 1.2 | 1.2
TD | Other | 34 | NINF_1 | 4.72 | 3.2 | 2.07 | 2.06
TD | Other | 34 | NORM_1 | 91.95 | 73.08 | 42.34 | 51.74
TD | Other | 34 | NORT_1 | 2.84 | 1.96 | 1.19 | 1.19
TD | Other | 34 | NURS_1 | 35.8 | 25.51 | 15.54 | 15.51
TD | Other | 34 | OCKH_1 | 2.16 | 1.28 | 1.28 | 1.28
TD | Other | 34 | OFFE_3 | 4.41 | 2.62 | 2.62 | 2.62
TD | Other | 34 | OLDB_1 | 527.21 | 461.12 | 334.71 | 334.71
TD | Other | 34 | OSBA_1 | 59.91 | 52.44 | 10.66 | 10.65
TD | Other | 34 | PADIB1 | 28.55 | 23.59 | 4.63 | 4.84
TD | Other | 34 | PELH_1 | 9.16 | 6.23 | 6.23 | 6.23
TD | Other | 34 | PEMB_1 | 35.21 | 25.89 | 11.83 | 11.75
TD | Other | 34 | PENN_1 | 10.28 | 6.9 | 6.9 | 6.9
TD | Other | 34 | PENT_1 | 5.43 | 3.6 | 3.6 | 3.6
TD | Other | 34 | PENW_1 | 36.49 | 25.33 | 19.43 | 19.39
TD | Other | 34 | PERS_P | 13.71 | 9.92 | 4.9 | 4.87
TD | Other | 34 | POOB | 10.84 | 6.38 | 6.38 | 6.38
TD | Other | 34 | POPP_3 | 16.18 | 12.11 | 8.24 | 10.34
TD | Other | 34 | PYLE_1 | 79.49 | 69.74 | 14.95 | 17.71
TD | Other | 34 | RAIN_1 | 197.98 | 185.35 | 3.06 | 3.06
TD | Other | 34 | RASS_1 | 170.71 | 158.75 | 5.45 | 5.45
TD | Other | 34 | RATS_1 | 51.24 | 36.92 | 23.71 | 23.66
TD | Other | 34 | RAYL_1 | 15.75 | 9.31 | 9.01 | 9.01
TD | Other | 34 | RICH1 | 17.62 | 13.04 | 5.76 | 5.72
TD | Other | 34 | ROCH_1 | 6.88 | 3.93 | 3.93 | 3.93
TD | Other | 34 | RYEH_1 | 28.49 | 18.78 | 15.03 | 15.01
TD | Other | 34 | SALH_1 | 440.25 | 338.03 | 146.54 | 145.97
TD | Other | 34 | SALT_1 | 10.93 | 8.12 | 4.07 | 4.05
TD | Other | 34 | SBAR | 25.27 | 23.89 | 0 | 0
TD | Other | 34 | SEAB1 | 347.35 | 251.29 | 158.25 | 158.24
TD | Other | 34 | SELL_1 | 54.29 | 50.95 | 0.64 | 0.64
TD | Other | 34 | SHEC_3 | 32.64 | 23.86 | 20.72 | 20.72
TD | Other | 34 | SHRW_1 | 18.37 | 13.17 | 10.76 | 10.76
TD | Other | 34 | SJOW_1 | 16.69 | 12.35 | 5.46 | 5.42
TD | Other | 34 | SKLGB1 | 128.9 | 118.44 | 6.52 | 6.5
TD | Other | 34 | SMAN_1 | 133.26 | 109.6 | 36.29 | 38.28
TD | Other | 34 | SPEN_1 | 213.1 | 164.06 | 115.43 | 126.19
TD | Other | 34 | STAH_1 | 26.85 | 20.79 | 10.31 | 11.96
TD | Other | 34 | STAY_1 | 172.65 | 146.58 | 40.9 | 40.87
TD | Other | 34 | STEN_1 | 6.85 | 4.76 | 2.79 | 2.78
TD | Other | 34 | STES_1 | 18.59 | 12.92 | 8.49 | 8.47
TD | Other | 34 | STIR | 13.34 | 11.74 | 5.83 | 8.4
TD | Other | 34 | STLE | 11.61 | 8.25 | 6.3 | 6.3
TD | Other | 34 | STRI_P | 1.57 | 0.93 | 0.93 | 0.93
TD | Other | 34 | SUND_1 | 24.33 | 14.12 | 14.07 | 14.07
TD | Other | 34 | SWAN_1 | 62.02 | 56.54 | 4.16 | 4.54
TD | Other | 34 | TAUN1 | 73.84 | 67.35 | 10.72 | 15.54
TD | Other | 34 | TEMP_3 | 1.84 | 1.28 | 0.75 | 0.74
TD | Other | 34 | THOM_6 | 195.93 | 176.73 | 20.89 | 21.35
TD | Other | 34 | THSO_P | 33.7 | 7.41 | 7.41 | 7.41
TD | Other | 34 | THUR_6 | 21.21 | 20.05 | 0 | 0
TD | Other | 34 | TILBB_1 | 8.93 | 5.33 | 5.25 | 5.25
TD | Other | 34 | TOTT_1 | 65.68 | 47.49 | 31.6 | 31.6
TD | Other | 34 | TRAW_1 | 1.04 | 0.62 | 0.62 | 0.62
TD | Other | 34 | TYNE_1 | 13.05 | 7.58 | 5.58 | 5.57
TD | Other | 34 | TYNE_2 | 0.46 | 0.44 | 0 | 0
TD | Other | 34 | UPPB_1 | 134.92 | 127.55 | 0 | 0
TD | Other | 34 | UPPB_3 | 84.9 | 79.26 | 2.87 | 2.87
TD | Other | 34 | USKM_1 | 39.28 | 31.11 | 18.21 | 21.65
TD | Other | 34 | WALH_1 | 17.25 | 11.1 | 9.56 | 9.95
TD | Other | 34 | WALP_1 | 108.56 | 95.7 | 39.21 | 38.99
TD | Other | 34 | WALP_B | 11.84 | 7.44 | 7.01 | 7.01
TD | Other | 34 | WASF_1 | 42.57 | 30.5 | 15.75 | 15.66
TD | Other | 34 | WATFS_1 | 4.74 | 3.33 | 3.3 | 3.3
TD | Other | 34 | WBUR_1 | 58.54 | 46.17 | 25.74 | 26.34
TD | Other | 34 | WFIE | 11.11 | 9.78 | 4.86 | 7
TD | Other | 34 | WHAM_1 | 53.36 | 40.39 | 18.09 | 19.48
TD | Other | 34 | WHGA_1 | 2.72 | 1.43 | 1.43 | 1.43
TD | Other | 34 | WHHO | 1.96 | 1.45 | 0.64 | 0.64
TD | Other | 34 | WIBA_3 | 40.35 | 34.43 | 17.79 | 25.02
TD | Other | 34 | WIEN_1 | 36.04 | 26.67 | 17.33 | 17.33
TD | Other | 34 | WILL_1 | 69.12 | 50.48 | 23.02 | 22.86
TD | Other | 34 | WIMBN1 | 0.19 | 0.18 | 0 | 0
TD | Other | 34 | WIMBS1 | 7.06 | 5.25 | 4.43 | 4.43
TD | Other | 34 | WISD_6 | 2.38 | 1.76 | 0.78 | 0.77
TD | Other | 34 | WMEL_1 | 141.94 | 131.32 | 8.19 | 8.19
TD | Other | 34 | WTHU31 | 11.17 | 6.64 | 6.64 | 6.64
TD | Other | 34 | WWEY_1 | 6.8 | 4.29 | 3.06 | 3.05
TD | Other | 34 | WYMOM_1 | 11.37 | 7.56 | 7.56 | 7.56
TD | Other | 35 | ABHA1 | 3.72 | 2.21 | 2.21 | 2.21
TD | Other | 35 | ABNE_P | 8.51 | 5.8 | 5.8 | 5.8
TD | Other | 35 | ABTH_1 | 28.59 | 25.73 | 9.35 | 9.28
TD | Other | 35 | ALNE_P | 5.78 | 5.08 | 2.53 | 3.64
TD | Other | 35 | ALVE1 | 24.51 | 17.06 | 17.06 | 17.06
TD | Other | 35 | AMEM_1 | 8.18 | 6.44 | 1.13 | 1.13
TD | Other | 35 | BARKC1 | 162.74 | 110.76 | 79.54 | 82.87
TD | Other | 35 | BARKW3 | 0.16 | 0.15 | 0 | 0
TD | Other | 35 | BEDD_1 | 64.09 | 55.85 | 6.73 | 6.72
TD | Other | 35 | BESW_1 | 9.11 | 5.95 | 4.43 | 4.42
TD | Other | 35 | BICF_1 | 98.24 | 84.32 | 45.93 | 66.76
TD | Other | 35 | BIRK_1 | 19.82 | 14.07 | 7.57 | 7.54
TD | Other | 35 | BISW_1 | 24.57 | 17.99 | 12.29 | 12.29
TD | Other | 35 | BLYTB1 | 5.32 | 3.59 | 2.36 | 2.35
TD | Other | 35 | BOLN_1 | 142.32 | 109.06 | 55.88 | 56.56
TD | Other | 35 | BONN | 1.22 | 0.9 | 0.4 | 0.4
TD | Other | 35 | BOTW_1 | 1.42 | 0.98 | 0.63 | 0.63
TD | Other | 35 | BRAI_1 | 10.84 | 7.09 | 7.09 | 7.09
TD | Other | 35 | BRAW_1 | 19.65 | 12.78 | 11.77 | 11.76
TD | Other | 35 | BRED_1 | 13.48 | 8.88 | 8.21 | 8.21
TD | Other | 35 | BRFO_1 | 68.82 | 50.76 | 36.29 | 39.26
TD | Other | 35 | BRIM_1 | 12.84 | 9.32 | 5.91 | 5.89
TD | Other | 35 | BRLE_1 | 129.12 | 111.78 | 18.37 | 18.35
TD | Other | 35 | BRWA1 | 62.51 | 57.39 | 5.52 | 7.19
TD | Other | 35 | BURM_1 | 261.62 | 207.43 | 131.55 | 138.31
TD | Other | 35 | BUSH_1 | 43.32 | 29.97 | 29.97 | 29.97
TD | Other | 35 | BUST_1 | 1.43 | 0.85 | 0.85 | 0.85
TD | Other | 35 | CANTN1 | 26.98 | 21.97 | 8.69 | 8.69
TD | Other | 35 | CAPEA1 | 198.68 | 180.61 | 40.46 | 40.19
TD | Other | 35 | CARE_1 | 203.73 | 175.89 | 34.81 | 34.78
TD | Other | 35 | CARR_1 | 61.64 | 45.71 | 28.9 | 36.2
TD | Other | 35 | CELL_1 | 189.63 | 158.17 | 38.55 | 40.11
TD | Other | 35 | CHIC_1 | 50.42 | 46.84 | 2.35 | 2.35
TD | Other | 35 | CHSI_1 | 0.52 | 0.33 | 0.28 | 0.28
TD | Other | 35 | CHTE_1 | 172.18 | 158.96 | 17.92 | 17.92
TD | Other | 35 | CITR_1 | 16.38 | 13.57 | 5.34 | 5.3
TD | Other | 35 | CLAY_P | 1.36 | 0.66 | 0.66 | 0.66
TD | Other | 35 | CLYM | 3.29 | 1.96 | 1.96 | 1.96
TD | Other | 35 | CONQA1 | 113.68 | 99.71 | 25.16 | 25.66
TD | Other | 35 | COVE_1 | 41.27 | 29.03 | 24.11 | 24.1
TD | Other | 35 | COWL_1 | 40.81 | 28.3 | 20.46 | 20.46
TD | Other | 35 | COYL | 3.12 | 1.85 | 1.85 | 1.85
TD | Other | 35 | CREB_1 | 40.39 | 33.45 | 10.88 | 10.86
TD | Other | 35 | CUMB | 24.15 | 16.38 | 16.01 | 16.01
TD | Other | 35 | CUPA | 4.26 | 2.98 | 2.98 | 2.98
TD | Other | 35 | DALM3 | 22.21 | 16.44 | 11.26 | 11.26
TD | Other | 35 | DEWP | 1.63 | 1.2 | 0.53 | 0.53
TD | Other | 35 | DRAK_1 | 15.1 | 10.06 | 7.61 | 7.59
TD | Other | 35 | DRAX_1 | 98.63 | 91.71 | 7.97 | 11.13
TD | Other | 35 | DUDH_P | 4.36 | 3.23 | 1.43 | 1.42
TD | Other | 35 | DUNB | 11.92 | 8.64 | 6.92 | 6.92
TD | Other | 35 | DUNF | 4.52 | 3.05 | 3.05 | 3.05
TD | Other | 35 | EALI_6 | 12.75 | 6.21 | 6.2 | 6.2
TD | Other | 35 | EASO_1 | 12.38 | 9.78 | 5.4 | 7.02
TD | Other | 35 | ECLA_1 | 29.3 | 19.37 | 14.33 | 14.3
TD | Other | 35 | EKIS | 2.88 | 1.71 | 1.71 | 1.71
TD | Other | 35 | ELLA_1 | 58.89 | 42.99 | 21.67 | 21.57
TD | Other | 35 | ELST_1 | 8.6 | 6.03 | 5.99 | 5.99
TD | Other | 35 | ENDE_1 | 36.34 | 24.32 | 20.29 | 20.62
TD | Other | 35 | EXET1 | 75.95 | 65.67 | 13.52 | 13.49
TD | Other | 35 | FAWL_1 | 228.17 | 192.42 | 50.16 | 50
TD | Other | 35 | FECK_6 | 7.24 | 5.36 | 3.61 | 4.27
TD | Other | 35 | FERRA2 | 69.05 | 64.63 | 1.09 | 1.09
TD | Other | 35 | FERRB1 | 111.03 | 82.37 | 55.03 | 56.34
TD | Other | 35 | FIDF_1 | 77.07 | 61.88 | 38.63 | 50.22
TD | Other | 35 | FLEE_1 | 163.43 | 153.92 | 0.98 | 0.98
TD | Other | 35 | FOUR_1 | 4.54 | 3.18 | 3.18 | 3.18
TD | Other | 35 | FROD_1 | 223 | 180.83 | 79.9 | 79.43
TD | Other | 35 | GLRO | 6.08 | 4.26 | 4.26 | 4.26
TD | Other | 35 | GREN_1 | 118.03 | 92.5 | 53.96 | 68.24
TD | Other | 35 | GRIW_1 | 84.36 | 71.66 | 29.83 | 29.66
TD | Other | 35 | G_EXTRA_2 | 3.65 | 2.55 | 2.55 | 2.55
TD | Other | 35 | G_EXTRA_4 | 2.18 | 1.3 | 1.3 | 1.3
TD | Other | 35 | G_EXTRA_5 | 3.01 | 1.79 | 1.79 | 1.79
TD | Other | 35 | G_EXTRA_8 | 8.09 | 5.61 | 5.61 | 5.61
TD | Other | 35 | G_EXTRA_9 | 3.33 | 2.47 | 1.69 | 1.69
TD | Other | 35 | HACK_1 | 3.4 | 2.52 | 1.11 | 1.1
TD | Other | 35 | HACK_6 | 0.08 | 0.07 | 0 | 0
TD | Other | 35 | HAMHC1 | 36.53 | 19.19 | 19.19 | 19.19
TD | Other | 35 | HARK_1 | 28.13 | 16.7 | 12.86 | 12.83
TD | Other | 35 | HAWP_6 | 1.74 | 1.03 | 1.03 | 1.03
TD | Other | 35 | HEYS_1 | 5.58 | 3.58 | 2.83 | 2.82
TD | Other | 35 | HURS_1 | 3.65 | 2.18 | 2.15 | 2.15
TD | Other | 35 | HUTT_1 | 159.42 | 132.36 | 63.81 | 88.57
TD | Other | 35 | INDQ1 | 49.89 | 36.47 | 28.96 | 28.94
TD | Other | 35 | IROA1 | 7.76 | 5.51 | 2.95 | 2.94
TD | Other | 35 | IRONB1 | 5.67 | 3.72 | 3.72 | 3.72
TD | Other | 35 | IVER_1 | 212.79 | 179.25 | 92.76 | 101.91
TD | Other | 35 | KAIM | 3.63 | 2.61 | 1.33 | 1.32
TD | Other | 35 | KEAD_1 | 11.97 | 7.86 | 7.86 | 7.86
TD | Other | 35 | KEAR_1 | 44.96 | 30.78 | 28.11 | 28.11
TD | Other | 35 | KEIT_P | 28.07 | 24.57 | 12.35 | 18.66
TD | Other | 35 | KEMS_1 | 447.82 | 356.77 | 233.87 | 253.24
TD | Other | 35 | KIER | 2.28 | 1.36 | 1.36 | 1.36
TD | Other | 35 | KILT | 9.52 | 7.74 | 3.66 | 4.83
TD | Other | 35 | KILW | 19.86 | 17.27 | 7.63 | 7.59
TD | Other | 35 | KINO_1 | 159.74 | 134.89 | 60.52 | 60.28
TD | Other | 35 | KINT_P | 8.61 | 6.37 | 2.82 | 2.8
TD | Other | 35 | KIRKB1 | 28.2 | 24.78 | 17.63 | 17.98
TD | Other | 35 | KNAR | 10.09 | 7.06 | 7.06 | 7.06
TD | Other | 35 | LACK_6 | 150.49 | 113.58 | 83.78 | 89.92
TD | Other | 35 | LALE1SG003 | 55.14 | 40.41 | 26.06 | 26.36
TD | Other | 35 | LAND1 | 96.6 | 78.21 | 60.76 | 61.02
TD | Other | 35 | LEGA_1 | 11.75 | 7.79 | 5.92 | 5.91
TD | Other | 35 | LEVE | 25.58 | 19.19 | 12.19 | 13.01
TD | Other | 35 | LINM | 1.19 | 0.71 | 0.71 | 0.71
TD | Other | 35 | LISD_1 | 42.74 | 35.97 | 14.41 | 14.32
TD | Other | 35 | LITT_C | 7.82 | 3.83 | 3.79 | 3.79
TD | Other | 35 | LITT_J | 20.33 | 15.04 | 6.65 | 6.6
TD | Other | 35 | LODR_6 | 0.03 | 0.03 | 0 | 0
TD | Other | 35 | LOVE_1 | 131.02 | 112.06 | 24.71 | 24.68
TD | Other | 35 | LUNA_P | 1.35 | 1.04 | 0.67 | 0.83
TD | Other | 35 | MACC_3 | 28.06 | 20.49 | 9.67 | 9.61
TD | Other | 35 | MANN_1 | 25.15 | 17.44 | 14.72 | 16.05
TD | Other | 35 | MAYB | 12.01 | 8.89 | 4.18 | 4.15
TD | Other | 35 | MELK_1 | 62.11 | 55.23 | 5.33 | 5.32
TD | Other | 35 | MILC_P | 10.53 | 7.72 | 5.11 | 5.11
TD | Other | 35 | MILH_1 | 0.03 | 0.03 | 0 | 0
TD | Other | 35 | MITY_1 | 4.81 | 2.68 | 2.67 | 2.67
TD | Other | 35 | MYBS_P | 3.32 | 2.92 | 1.45 | 2.25
TD | Other | 35 | NEAR | 147.53 | 129.32 | 92.61 | 92.61
TD | Other | 35 | NECE_1 | 298.68 | 258.74 | 120.79 | 120.74
TD | Other | 35 | NEWX_6 | 58.12 | 43.01 | 36.26 | 36.25
TD | Other | 35 | NFLE | 1.9 | 1.13 | 1.12 | 1.12
TD | Other | 35 | NINF_1 | 4.49 | 3.05 | 1.96 | 1.95
TD | Other | 35 | NORM_1 | 89.3 | 70.7 | 41.43 | 50.29
TD | Other | 35 | NORT_1 | 2.71 | 1.87 | 1.13 | 1.13
TD | Other | 35 | NURS_1 | 35.11 | 25 | 15.29 | 15.26
TD | Other | 35 | OCKH_1 | 2.01 | 1.19 | 1.19 | 1.19
TD | Other | 35 | OFFE_3 | 4.11 | 2.44 | 2.44 | 2.44
TD | Other | 35 | OLDB_1 | 550.69 | 481.81 | 349.48 | 349.48
TD | Other | 35 | OSBA_1 | 60.3 | 52.71 | 11 | 10.99
TD | Other | 35 | PADIB1 | 10.24 | 7.23 | 4.38 | 4.58
TD | Other | 35 | PELH_1 | 9.38 | 6.4 | 6.4 | 6.4
TD | Other | 35 | PEMB_1 | 33.93 | 24.95 | 11.39 | 11.31
TD | Other | 35 | PENN_1 | 10.69 | 7.18 | 7.18 | 7.18
TD | Other | 35 | PENT_1 | 5.46 | 3.63 | 3.63 | 3.63
TD | Other | 35 | PENW_1 | 36.14 | 25.09 | 19.39 | 19.36
TD | Other | 35 | PERS_P | 13.18 | 9.54 | 4.7 | 4.67
TD | Other | 35 | POOB | 10.97 | 6.47 | 6.47 | 6.47
TD | Other | 35 | POPP_3 | 15.82 | 11.94 | 8 | 10.14
TD | Other | 35 | PYLE_1 | 78.91 | 69.17 | 14.77 | 17.35
TD | Other | 35 | RAIN_1 | 197.67 | 185.19 | 2.86 | 2.86
TD | Other | 35 | RASS_1 | 170.33 | 158.48 | 5.35 | 5.35
TD | Other | 35 | RATS_1 | 50.27 | 36.17 | 23.6 | 23.55
TD | Other | 35 | RAYL_1 | 14.62 | 8.57 | 8.46 | 8.46
TD | Other | 35 | RICH1 | 17 | 12.58 | 5.56 | 5.52
TD | Other | 35 | ROCH_1 | 6.53 | 3.72 | 3.72 | 3.72
TD | Other | 35 | RYEH_1 | 28.24 | 18.62 | 15 | 14.99
TD | Other | 35 | SALH_1 | 406.69 | 308.98 | 144.63 | 144.08
TD | Other | 35 | SALT_1 | 10.35 | 7.62 | 3.98 | 3.96
TD | Other | 35 | SBAR | 25.3 | 23.92 | 0 | 0
TD | Other | 35 | SEAB1 | 354.97 | 257.97 | 163.11 | 163.1
TD | Other | 35 | SELL_1 | 54.25 | 50.93 | 0.6 | 0.6
TD | Other | 35 | SHEC_3 | 32.51 | 23.78 | 20.64 | 20.64
TD | Other | 35 | SHRW_1 | 18.67 | 13.38 | 10.98 | 10.98
TD | Other | 35 | SJOW_1 | 16.1 | 11.92 | 5.26 | 5.23
TD | Other | 35 | SKLGB1 | 128.65 | 118.31 | 6.36 | 6.35
TD | Other | 35 | SMAN_1 | 132.76 | 109.23 | 36.49 | 38.52
TD | Other | 35 | SPEN_1 | 211.41 | 162.72 | 114.88 | 125.56
TD | Other | 35 | STAH_1 | 25.57 | 19.79 | 9.79 | 11.33
TD | Other | 35 | STAY_1 | 174 | 147.56 | 41.8 | 41.78
TD | Other | 35 | STEN_1 | 6.54 | 4.55 | 2.66 | 2.64
TD | Other | 35 | STES_1 | 18.01 | 12.53 | 8.26 | 8.23
TD | Other | 35 | STIR | 12.47 | 10.97 | 5.45 | 7.85
TD | Other | 35 | STLE | 11.46 | 8.16 | 6.21 | 6.21
TD | Other | 35 | STRI_P | 1.46 | 0.87 | 0.87 | 0.87
TD | Other | 35 | SUND_1 | 22.91 | 13.26 | 13.24 | 13.24
TD | Other | 35 | SWAN_1 | 59.63 | 54.41 | 3.9 | 4.26
TD | Other | 35 | TAUN1 | 74.01 | 67.57 | 10.73 | 15.64
TD | Other | 35 | TEMP_3 | 1.76 | 1.23 | 0.71 | 0.71
TD | Other | 35 | THOM_6 | 196.21 | 176.98 | 21.12 | 21.55
TD | Other | 35 | THSO_P | 33.7 | 7.41 | 7.41 | 7.41
TD | Other | 35 | THUR_6 | 21.23 | 20.07 | 0 | 0
TD | Other | 35 | TILBB_1 | 8.27 | 4.92 | 4.89 | 4.89
TD | Other | 35 | TOTT_1 | 65.48 | 47.33 | 31.5 | 31.5
TD | Other | 35 | TRAW_1 | 0.97 | 0.58 | 0.58 | 0.58
TD | Other | 35 | TYNE_1 | 12.95 | 7.49 | 5.56 | 5.55
TD | Other | 35 | TYNE_2 | 0.17 | 0.16 | 0 | 0
TD | Other | 35 | UPPB_1 | 134.61 | 127.26 | 0 | 0
TD | Other | 35 | UPPB_3 | 85.17 | 79.47 | 3 | 3
TD | Other | 35 | USKM_1 | 37.68 | 29.77 | 17.57 | 20.78
TD | Other | 35 | WALH_1 | 16.99 | 10.92 | 9.46 | 9.82
TD | Other | 35 | WALP_1 | 108.88 | 95.91 | 39.48 | 39.25
TD | Other | 35 | WALP_B | 11.57 | 7.2 | 7.05 | 7.05
TD | Other | 35 | WASF_1 | 40.84 | 29.29 | 15.06 | 14.98
TD | Other | 35 | WATFS_1 | 4.76 | 3.33 | 3.32 | 3.32
TD | Other | 35 | WBUR_1 | 59.91 | 47.15 | 26.71 | 27.32
TD | Other | 35 | WFIE | 10.39 | 9.14 | 4.54 | 6.54
TD | Other | 35 | WHAM_1 | 51.72 | 39.17 | 17.59 | 19.01
TD | Other | 35 | WHGA_1 | 2.66 | 1.4 | 1.4 | 1.4
TD | Other | 35 | WHHO | 1.89 | 1.4 | 0.62 | 0.61
TD | Other | 35 | WIBA_3 | 37.93 | 32.29 | 16.73 | 23.49
TD | Other | 35 | WIEN_1 | 35.9 | 26.57 | 17.26 | 17.26
TD | Other | 35 | WILL_1 | 66.81 | 48.76 | 22.26 | 22.12
TD | Other | 35 | WIMBN1 | 0.07 | 0.06 | 0 | 0
TD | Other | 35 | WIMBS1 | 6.99 | 5.18 | 4.43 | 4.43
TD | Other | 35 | WISD_6 | 2.3 | 1.7 | 0.75 | 0.75
TD | Other | 35 | WMEL_1 | 142.58 | 131.79 | 8.56 | 8.56
TD | Other | 35 | WTHU31 | 10.41 | 6.19 | 6.19 | 6.19
TD | Other | 35 | WWEY_1 | 6.52 | 4.1 | 2.94 | 2.94
TD | Other | 35 | WYMOM_1 | 11.45 | 7.64 | 7.64 | 7.64
TD | Other | 36 | ABHA1 | 3.46 | 2.06 | 2.06 | 2.06
TD | Other | 36 | ABNE_P | 8.66 | 5.91 | 5.91 | 5.91
TD | Other | 36 | ABTH_1 | 28.59 | 25.73 | 9.35 | 9.28
TD | Other | 36 | ALNE_P | 5.78 | 5.08 | 2.53 | 3.64
TD | Other | 36 | ALVE1 | 25.28 | 17.61 | 17.61 | 17.61
TD | Other | 36 | AMEM_1 | 8.05 | 6.37 | 1.05 | 1.05
TD | Other | 36 | BARKC1 | 162.08 | 110.28 | 79.21 | 82.54
TD | Other | 36 | BARKW3 | 0.05 | 0.05 | 0 | 0
TD | Other | 36 | BEDD_1 | 63.58 | 55.53 | 6.46 | 6.45
TD | Other | 36 | BESW_1 | 8.65 | 5.66 | 4.18 | 4.17
TD | Other | 36 | BICF_1 | 99.95 | 85.77 | 46.76 | 67.92
TD | Other | 36 | BIRK_1 | 19.17 | 13.63 | 7.28 | 7.25
TD | Other | 36 | BISW_1 | 24.43 | 17.9 | 12.21 | 12.21
TD | Other | 36 | BLYTB1 | 5.09 | 3.45 | 2.24 | 2.24
TD | Other | 36 | BOLN_1 | 141.9 | 108.81 | 55.81 | 56.49
TD | Other | 36 | BONN | 1.19 | 0.88 | 0.39 | 0.39
TD | Other | 36 | BOTW_1 | 1.1 | 0.69 | 0.58 | 0.58
TD | Other | 36 | BRAI_1 | 10.74 | 7.05 | 7.05 | 7.05
TD | Other | 36 | BRAW_1 | 19.48 | 12.64 | 11.71 | 11.71
TD | Other | 36 | BRED_1 | 13.65 | 9 | 8.35 | 8.35
TD | Other | 36 | BRFO_1 | 68.5 | 50.42 | 36.43 | 39.4
TD | Other | 36 | BRIM_1 | 12.81 | 9.29 | 5.96 | 5.94
TD | Other | 36 | BRLE_1 | 129.03 | 111.71 | 18.39 | 18.37
TD | Other | 36 | BRWA1 | 62.47 | 57.41 | 5.47 | 7.17
TD | Other | 36 | BURM_1 | 261.72 | 207.5 | 131.88 | 138.65
TD | Other | 36 | BUSH_1 | 44.52 | 30.83 | 30.83 | 30.83
TD | Other | 36 | BUST_1 | 1.33 | 0.79 | 0.79 | 0.79
TD | Other | 36 | CANTN1 | 26.73 | 21.73 | 8.79 | 8.79
TD | Other | 36 | CAPEA1 | 198.4 | 180.42 | 40.32 | 40.06
TD | Other | 36 | CARE_1 | 203.56 | 175.75 | 34.89 | 34.86
TD | Other | 36 | CARR_1 | 61.25 | 45.47 | 28.65 | 35.96
TD | Other | 36 | CELL_1 | 187.64 | 156.73 | 37.82 | 39.38
TD | Other | 36 | CHIC_1 | 50.53 | 46.92 | 2.44 | 2.44
TD | Other | 36 | CHSI_1 | 0.45 | 0.28 | 0.26 | 0.26
TD | Other | 36 | CHTE_1 | 172.43 | 159.28 | 18.05 | 18.05
TD | Other | 36 | CITR_1 | 16.17 | 13.42 | 5.28 | 5.24
TD | Other | 36 | CLAY_P | 1.37 | 0.67 | 0.67 | 0.67
TD | Other | 36 | CLYM | 3.07 | 1.82 | 1.82 | 1.82
TD | Other | 36 | CONQA1 | 113.69 | 99.74 | 25.14 | 25.64
TD | Other | 36 | COVE_1 | 40.78 | 28.71 | 23.87 | 23.86
TD | Other | 36 | COWL_1 | 40.17 | 27.89 | 20.1 | 20.1
TD | Other | 36 | COYL | 2.91 | 1.73 | 1.73 | 1.73
TD | Other | 36 | CREB_1 | 40.5 | 33.53 | 11.04 | 11.02
TD | Other | 36 | CUMB | 24.38 | 16.58 | 16.21 | 16.21
TD | Other | 36 | CUPA | 4.41 | 3.09 | 3.09 | 3.09
TD | Other | 36 | DALM3 | 22.14 | 16.38 | 11.22 | 11.22
TD | Other | 36 | DEWP | 1.59 | 1.17 | 0.52 | 0.51
TD | Other | 36 | DRAK_1 | 15.01 | 9.99 | 7.6 | 7.59
TD | Other | 36 | DRAX_1 | 98.58 | 91.7 | 7.91 | 11.07
TD | Other | 36 | DUDH_P | 4.26 | 3.15 | 1.39 | 1.38
TD | Other | 36 | DUNB | 12.06 | 8.73 | 7.02 | 7.02
TD | Other | 36 | DUNF | 4.57 | 3.09 | 3.09 | 3.09
TD | Other | 36 | EALI_6 | 12.82 | 6.24 | 6.24 | 6.24
TD | Other | 36 | EASO_1 | 12.26 | 9.72 | 5.33 | 6.97
TD | Other | 36 | ECLA_1 | 27.95 | 18.52 | 13.62 | 13.59
TD | Other | 36 | EKIS | 2.68 | 1.59 | 1.59 | 1.59
TD | Other | 36 | ELLA_1 | 57.74 | 42.15 | 21.28 | 21.18
TD | Other | 36 | ELST_1 | 8.88 | 6.22 | 6.2 | 6.2
TD | Other | 36 | ENDE_1 | 36.16 | 24.23 | 20.27 | 20.61
TD | Other | 36 | EXET1 | 75.87 | 65.62 | 13.57 | 13.55
TD | Other | 36 | FAWL_1 | 228.41 | 192.68 | 50.47 | 50.3
TD | Other | 36 | FECK_6 | 6.82 | 5.05 | 3.47 | 4.12
TD | Other | 36 | FERRA2 | 68.95 | 64.59 | 1.01 | 1.01
TD | Other | 36 | FERRB1 | 110.68 | 82.14 | 54.9 | 56.21
TD | Other | 36 | FIDF_1 | 77.66 | 62.47 | 38.92 | 50.68
TD | Other | 36 | FLEE_1 | 163.39 | 153.93 | 0.91 | 0.91
TD | Other | 36 | FOUR_1 | 4.71 | 3.29 | 3.29 | 3.29
TD | Other | 36 | FROD_1 | 221.31 | 179.54 | 79.59 | 79.13
TD | Other | 36 | GLRO | 6.3 | 4.41 | 4.41 | 4.41
TD | Other | 36 | GREN_1 | 117.72 | 92.43 | 53.86 | 68.28
TD | Other | 36 | GRIW_1 | 84.06 | 71.44 | 29.71 | 29.54
TD | Other | 36 | G_EXTRA_2 | 3.78 | 2.65 | 2.65 | 2.65
TD | Other | 36 | G_EXTRA_4 | 2.03 | 1.21 | 1.21 | 1.21
TD | Other | 36 | G_EXTRA_5 | 2.81 | 1.67 | 1.67 | 1.67
TD | Other | 36 | G_EXTRA_8 | 8.32 | 5.78 | 5.78 | 5.78
TD | Other | 36 | G_EXTRA_9 | 3.32 | 2.46 | 1.68 | 1.68
TD | Other | 36 | HACK_1 | 3.32 | 2.46 | 1.09 | 1.08
TD | Other | 36 | HACK_6 | 0.02 | 0.02 | 0 | 0
TD | Other | 36 | HAMHC1 | 36.95 | 19.43 | 19.43 | 19.43
TD | Other | 36 | HARK_1 | 28.08 | 16.63 | 12.91 | 12.89
TD | Other | 36 | HAWP_6 | 1.62 | 0.96 | 0.96 | 0.96
TD | Other | 36 | HEYS_1 | 5.28 | 3.4 | 2.66 | 2.65
TD | Other | 36 | HURS_1 | 3.38 | 2.01 | 2 | 2
TD | Other | 36 | HUTT_1 | 159.73 | 132.83 | 64.08 | 89.25
TD | Other | 36 | INDQ1 | 49.4 | 36.13 | 28.76 | 28.75
TD | Other | 36 | IROA1 | 7.5 | 5.34 | 2.84 | 2.83
TD | Other | 36 | IRONB1 | 5.63 | 3.71 | 3.71 | 3.71
TD | Other | 36 | IVER_1 | 213.04 | 179.57 | 92.82 | 102.13
TD | Other | 36 | KAIM | 3.52 | 2.53 | 1.28 | 1.27
TD | Other | 36 | KEAD_1 | 11.89 | 7.84 | 7.84 | 7.84
TD | Other | 36 | KEAR_1 | 45.06 | 30.89 | 28.24 | 28.24
TD | Other | 36 | KEIT_P | 28.38 | 24.85 | 12.48 | 18.87
TD | Other | 36 | KEMS_1 | 448.87 | 357.64 | 234.45 | 254.01
TD | Other | 36 | KIER | 2.13 | 1.26 | 1.26 | 1.26
TD | Other | 36 | KILT | 9.49 | 7.73 | 3.66 | 4.85
TD | Other | 36 | KILW | 19.97 | 17.34 | 7.7 | 7.66
TD | Other | 36 | KINO_1 | 159.43 | 134.67 | 60.38 | 60.13
TD | Other | 36 | KINT_P | 8.41 | 6.22 | 2.75 | 2.73
TD | Other | 36 | KIRKB1 | 28.85 | 25.35 | 18.04 | 18.39
TD | Other | 36 | KNAR | 10.45 | 7.31 | 7.31 | 7.31
TD | Other | 36 | LACK_6 | 150.65 | 113.67 | 84.05 | 90.19
TD | Other | 36 | LALE1SG003 | 54.49 | 39.97 | 25.75 | 26.05
TD | Other | 36 | LAND1 | 97.13 | 78.77 | 61.32 | 61.59
TD | Other | 36 | LEGA_1 | 11.59 | 7.68 | 5.86 | 5.85
TD | Other | 36 | LEVE | 25.36 | 19.02 | 12.15 | 12.97
TD | Other | 36 | LINM | 1.11 | 0.66 | 0.66 | 0.66
TD | Other | 36 | LISD_1 | 42.55 | 35.83 | 14.36 | 14.26
TD | Other | 36 | LITT_C | 7.84 | 3.82 | 3.81 | 3.81
TD | Other | 36 | LITT_J | 19.84 | 14.68 | 6.49 | 6.44
TD | Other | 36 | LODR_6 | 0.01 | 0.01 | 0 | 0
TD | Other | 36 | LOVE_1 | 130.42 | 111.56 | 24.71 | 24.68
TD | Other | 36 | LUNA_P | 1.31 | 1.02 | 0.65 | 0.81
TD | Other | 36 | MACC_3 | 27.3 | 19.95 | 9.39 | 9.33
TD | Other | 36 | MANN_1 | 24.92 | 17.34 | 14.61 | 15.95
TD | Other | 36 | MAYB | 11.75 | 8.7 | 4.09 | 4.07
TD | Other | 36 | MELK_1 | 61.61 | 54.89 | 5.1 | 5.09
TD | Other | 36 | MILC_P | 10.46 | 7.68 | 5.07 | 5.07
TD | Other | 36 | MILH_1 | 0.01 | 0.01 | 0 | 0
TD | Other | 36 | MITY_1 | 4.59 | 2.55 | 2.55 | 2.55
TD | Other | 36 | MYBS_P | 3.38 | 2.97 | 1.48 | 2.29
TD | Other | 36 | NEAR | 151.59 | 132.91 | 95.16 | 95.16
TD | Other | 36 | NECE_1 | 301.53 | 261.33 | 122.76 | 122.71
TD | Other | 36 | NEWX_6 | 58.05 | 42.96 | 36.24 | 36.23
TD | Other | 36 | NFLE | 1.76 | 1.05 | 1.05 | 1.05
TD | Other | 36 | NINF_1 | 4.3 | 2.93 | 1.86 | 1.86
TD | Other | 36 | NORM_1 | 89.6 | 70.92 | 41.75 | 50.62
TD | Other | 36 | NORT_1 | 2.6 | 1.8 | 1.08 | 1.08
TD | Other | 36 | NURS_1 | 34.6 | 24.63 | 15.08 | 15.06
TD | Other | 36 | OCKH_1 | 1.87 | 1.11 | 1.11 | 1.11
TD | Other | 36 | OFFE_3 | 3.83 | 2.27 | 2.27 | 2.27
TD | Other | 36 | OLDB_1 | 563.7 | 493.29 | 357.68 | 357.67
TD | Other | 36 | OSBA_1 | 60.67 | 52.96 | 11.3 | 11.29
TD | Other | 36 | PADIB1 | 9.87 | 6.99 | 4.2 | 4.39
TD | Other | 36 | PELH_1 | 9.55 | 6.54 | 6.54 | 6.54
TD | Other | 36 | PEMB_1 | 33.07 | 24.32 | 11.09 | 11.01
TD | Other | 36 | PENN_1 | 11.04 | 7.42 | 7.42 | 7.42
TD | Other | 36 | PENT_1 | 5.47 | 3.65 | 3.65 | 3.65
TD | Other | 36 | PENW_1 | 35.91 | 24.94 | 19.39 | 19.35
TD | Other | 36 | PERS_P | 12.79 | 9.27 | 4.55 | 4.52
TD | Other | 36 | POOB | 11.07 | 6.54 | 6.54 | 6.54
TD | Other | 36 | POPP_3 | 15.49 | 11.78 | 7.79 | 9.95
TD | Other | 36 | PYLE_1 | 79.19 | 69.37 | 14.96 | 17.54
TD | Other | 36 | RAIN_1 | 197.38 | 185.03 | 2.66 | 2.66
TD | Other | 36 | RASS_1 | 170.08 | 158.32 | 5.24 | 5.24
TD | Other | 36 | RATS_1 | 49.72 | 35.76 | 23.54 | 23.49
TD | Other | 36 | RAYL_1 | 13.67 | 7.97 | 7.94 | 7.94
TD | Other | 36 | RICH1 | 16.59 | 12.28 | 5.42 | 5.39
TD | Other | 36 | ROCH_1 | 6.2 | 3.52 | 3.52 | 3.52
TD | Other | 36 | RYEH_1 | 28.05 | 18.51 | 14.97 | 14.95
TD | Other | 36 | SALH_1 | 401.94 | 305.42 | 143.51 | 142.97
TD | Other | 36 | SALT_1 | 10.04 | 7.37 | 3.93 | 3.91
TD | Other | 36 | SBAR | 25.31 | 23.93 | 0 | 0
TD | Other | 36 | SEAB1 | 359.2 | 261.68 | 165.83 | 165.82
TD | Other | 36 | SELL_1 | 54.19 | 50.9 | 0.56 | 0.56
TD | Other | 36 | SHEC_3 | 32.38 | 23.71 | 20.57 | 20.57
TD | Other | 36 | SHRW_1 | 18.91 | 13.55 | 11.15 | 11.15
TD | Other | 36 | SJOW_1 | 15.72 | 11.63 | 5.14 | 5.1
TD | Other | 36 | SKLGB1 | 128.4 | 118.18 | 6.23 | 6.21
TD | Other | 36 | SMAN_1 | 132.64 | 109.15 | 36.75 | 38.82
TD | Other | 36 | SPEN_1 | 211.25 | 162.68 | 114.95 | 125.75
TD | Other | 36 | STAH_1 | 25.07 | 19.44 | 9.59 | 11.13
TD | Other | 36 | STAY_1 | 175.07 | 148.33 | 42.54 | 42.52
TD | Other | 36 | STEN_1 | 6.29 | 4.39 | 2.54 | 2.53
TD | Other | 36 | STES_1 | 17.55 | 12.23 | 8.07 | 8.04
TD | Other | 36 | STIR | 12.47 | 10.97 | 5.45 | 7.85
TD | Other | 36 | STLE | 11.31 | 8.06 | 6.13 | 6.13
TD | Other | 36 | STRI_P | 1.36 | 0.81 | 0.81 | 0.81
TD | Other | 36 | SUND_1 | 21.6 | 12.47 | 12.46 | 12.46
TD | Other | 36 | SWAN_1 | 58.57 | 53.51 | 3.72 | 4.08
TD | Other | 36 | TAUN1 | 74.16 | 67.76 | 10.76 | 15.74
TD | Other | 36 | TEMP_3 | 1.69 | 1.18 | 0.68 | 0.68
TD | Other | 36 | THOM_6 | 196.51 | 177.25 | 21.37 | 21.79
TD | Other | 36 | THSO_P | 33.7 | 7.41 | 7.41 | 7.41
TD | Other | 36 | THUR_6 | 21.24 | 20.08 | 0 | 0
TD | Other | 36 | TILBB_1 | 7.68 | 4.57 | 4.56 | 4.56
TD | Other | 36 | TOTT_1 | 65.25 | 47.15 | 31.39 | 31.39
TD | Other | 36 | TRAW_1 | 0.9 | 0.54 | 0.54 | 0.54
TD | Other | 36 | TYNE_1 | 12.89 | 7.43 | 5.55 | 5.54
TD | Other | 36 | TYNE_2 | 0.05 | 0.05 | 0 | 0
TD | Other | 36 | UPPB_1 | 134.51 | 127.16 | 0 | 0
TD | Other | 36 | UPPB_3 | 85.36 | 79.61 | 3.1 | 3.1
TD | Other | 36 | USKM_1 | 37.4 | 29.58 | 17.48 | 20.7
TD | Other | 36 | WALH_1 | 16.87 | 10.85 | 9.41 | 9.77
TD | Other | 36 | WALP_1 | 109.18 | 96.11 | 39.7 | 39.48
TD | Other | 36 | WALP_B | 11.47 | 7.12 | 7.07 | 7.07
TD | Other | 36 | WASF_1 | 39.58 | 28.42 | 14.53 | 14.45
TD | Other | 36 | WATFS_1 | 4.78 | 3.35 | 3.35 | 3.35
TD | Other | 36 | WBUR_1 | 61.06 | 47.97 | 27.52 | 28.14
TD | Other | 36 | WFIE | 10.39 | 9.14 | 4.54 | 6.54
TD | Other | 36 | WHAM_1 | 50.7 | 38.43 | 17.28 | 18.73
TD | Other | 36 | WHGA_1 | 2.61 | 1.36 | 1.36 | 1.36
TD | Other | 36 | WHHO | 1.84 | 1.36 | 0.6 | 0.6
TD | Other | 36 | WIBA_3 | 37.95 | 32.3 | 16.74 | 23.5
TD | Other | 36 | WIEN_1 | 35.75 | 26.45 | 17.18 | 17.18
TD | Other | 36 | WILL_1 | 65.31 | 47.65 | 21.78 | 21.64
TD | Other | 36 | WIMBN1 | 0.02 | 0.02 | 0 | 0
TD | Other | 36 | WIMBS1 | 6.96 | 5.15 | 4.43 | 4.43
TD | Other | 36 | WISD_6 | 2.24 | 1.66 | 0.73 | 0.73
TD | Other | 36 | WMEL_1 | 143.07 | 132.15 | 8.86 | 8.86
TD | Other | 36 | WTHU31 | 9.7 | 5.76 | 5.76 | 5.76
TD | Other | 36 | WWEY_1 | 6.31 | 3.96 | 2.85 | 2.84
TD | Other | 36 | WYMOM_1 | 11.5 | 7.7 | 7.7 | 7.7
TD | Other | 37 | ABHA1 | 3.23 | 1.92 | 1.92 | 1.92
TD | Other | 37 | ABNE_P | 8.76 | 5.99 | 5.99 | 5.99
TD | Other | 37 | ABTH_1 | 28.59 | 25.73 | 9.35 | 9.28
TD | Other | 37 | ALNE_P | 5.78 | 5.08 | 2.53 | 3.64
TD | Other | 37 | ALVE1 | 25.88 | 18.03 | 18.03 | 18.03
TD | Other | 37 | AMEM_1 | 7.93 | 6.29 | 0.98 | 0.98
TD | Other | 37 | BARKC1 | 161.5 | 109.86 | 78.9 | 82.22
TD | Other | 37 | BARKW3 | 0.02 | 0.02 | 0 | 0
TD | Other | 37 | BEDD_1 | 63.17 | 55.27 | 6.22 | 6.21
TD | Other | 37 | BESW_1 | 8.29 | 5.44 | 3.97 | 3.96
TD | Other | 37 | BICF_1 | 101.56 | 87.16 | 47.53 | 69.03
TD | Other | 37 | BIRK_1 | 18.85 | 13.43 | 7.11 | 7.07
TD | Other | 37 | BISW_1 | 24.29 | 17.8 | 12.14 | 12.14
TD | Other | 37 | BLYTB1 | 4.92 | 3.35 | 2.15 | 2.14
TD | Other | 37 | BOLN_1 | 141.59 | 108.63 | 55.72 | 56.4
TD | Other | 37 | BONN | 1.19 | 0.88 | 0.39 | 0.39
TD | Other | 37 | BOTW_1 | 0.96 | 0.58 | 0.54 | 0.54
TD | Other | 37 | BRAI_1 | 10.6 | 6.99 | 6.99 | 6.99
TD | Other | 37 | BRAW_1 | 19.4 | 12.58 | 11.68 | 11.67
TD | Other | 37 | BRED_1 | 13.8 | 9.11 | 8.47 | 8.46
TD | Other | 37 | BRFO_1 | 68.44 | 50.34 | 36.52 | 39.48
TD | Other | 37 | BRIM_1 | 12.91 | 9.36 | 6.04 | 6.02
TD | Other | 37 | BRLE_1 | 129.08 | 111.74 | 18.45 | 18.42
TD | Other | 37 | BRWA1 | 62.42 | 57.41 | 5.42 | 7.15
TD | Other | 37 | BURM_1 | 262.31 | 207.93 | 132.35 | 139.12
TD | Other | 37 | BUSH_1 | 45.41 | 31.48 | 31.48 | 31.48
TD | Other | 37 | BUST_1 | 1.24 | 0.74 | 0.74 | 0.74
TD | Other | 37 | CANTN1 | 26.67 | 21.69 | 8.84 | 8.84
TD | Other | 37 | CAPEA1 | 198.17 | 180.28 | 40.19 | 39.93
TD | Other | 37 | CARE_1 | 203.58 | 175.75 | 34.99 | 34.96
TD | Other | 37 | CARR_1 | 60.89 | 45.24 | 28.43 | 35.73
TD | Other | 37 | CELL_1 | 187.07 | 156.34 | 37.57 | 39.13
TD | Other | 37 | CHIC_1 | 50.62 | 46.98 | 2.5 | 2.5
TD | Other | 37 | CHSI_1 | 0.41 | 0.25 | 0.24 | 0.24
TD | Other | 37 | CHTE_1 | 172.42 | 159.35 | 18.05 | 18.05
TD | Other | 37 | CITR_1 | 16.14 | 13.39 | 5.27 | 5.24
TD | Other | 37 | CLAY_P | 1.39 | 0.68 | 0.68 | 0.68
TD | Other | 37 | CLYM | 2.86 | 1.7 | 1.7 | 1.7
TD | Other | 37 | CONQA1 | 113.66 | 99.74 | 25.12 | 25.63
TD | Other | 37 | COVE_1 | 40.44 | 28.5 | 23.68 | 23.66
TD | Other | 37 | COWL_1 | 39.57 | 27.51 | 19.77 | 19.77
TD | Other | 37 | COYL | 2.71 | 1.61 | 1.61 | 1.61
TD | Other | 37 | CREB_1 | 40.7 | 33.67 | 11.2 | 11.18
TD | Other | 37 | CUMB | 24.49 | 16.7 | 16.33 | 16.33
TD | Other | 37 | CUPA | 4.53 | 3.17 | 3.17 | 3.17
TD | Other | 37 | DALM3 | 22.05 | 16.32 | 11.18 | 11.18
TD | Other | 37 | DEWP | 1.58 | 1.17 | 0.52 | 0.51
TD | Other | 37 | DRAK_1 | 15.01 | 10 | 7.62 | 7.61
TD | Other | 37 | DRAX_1 | 98.5 | 91.65 | 7.86 | 11.02
TD | Other | 37 | DUDH_P | 4.25 | 3.14 | 1.39 | 1.38
TD | Other | 37 | DUNB | 12.16 | 8.8 | 7.1 | 7.1
TD | Other | 37 | DUNF | 4.6 | 3.12 | 3.12 | 3.12
TD | Other | 37 | EALI_6 | 12.89 | 6.28 | 6.28 | 6.28
TD | Other | 37 | EASO_1 | 12.21 | 9.72 | 5.29 | 6.96
TD | Other | 37 | ECLA_1 | 26.93 | 17.91 | 13.03 | 13
TD | Other | 37 | EKIS | 2.49 | 1.48 | 1.48 | 1.48
TD | Other | 37 | ELLA_1 | 57.5 | 41.97 | 21.18 | 21.08
TD | Other | 37 | ELST_1 | 9.11 | 6.38 | 6.37 | 6.37
TD | Other | 37 | ENDE_1 | 36.08 | 24.2 | 20.26 | 20.59
TD | Other | 37 | EXET1 | 75.93 | 65.67 | 13.64 | 13.62
TD | Other | 37 | FAWL_1 | 228.7 | 192.96 | 50.69 | 50.53
TD | Other | 37 | FECK_6 | 6.53 | 4.87 | 3.33 | 3.99
TD | Other | 37 | FERRA2 | 68.84 | 64.52 | 0.94 | 0.94
TD | Other | 37 | FERRB1 | 110.27 | 81.85 | 54.72 | 56.04
TD | Other | 37 | FIDF_1 | 78.17 | 63.01 | 39.16 | 51.08
TD | Other | 37 | FLEE_1 | 163.29 | 153.87 | 0.85 | 0.85
TD | Other | 37 | FOUR_1 | 4.83 | 3.38 | 3.38 | 3.38
TD | Other | 37 | FROD_1 | 221.47 | 179.64 | 79.84 | 79.37
TD | Other | 37 | GLRO | 6.47 | 4.53 | 4.53 | 4.53
TD | Other | 37 | GREN_1 | 117.85 | 92.68 | 53.89 | 68.45
TD | Other | 37 | GRIW_1 | 83.96 | 71.37 | 29.65 | 29.49
TD | Other | 37 | G_EXTRA_2 | 3.88 | 2.72 | 2.72 | 2.72
TD | Other | 37 | G_EXTRA_4 | 1.89 | 1.12 | 1.12 | 1.12
TD | Other | 37 | G_EXTRA_5 | 2.61 | 1.55 | 1.55 | 1.55
TD | Other | 37 | G_EXTRA_8 | 8.5 | 5.91 | 5.91 | 5.91
TD | Other | 37 | G_EXTRA_9 | 3.31 | 2.45 | 1.68 | 1.68
TD | Other | 37 | HACK_1 | 3.31 | 2.45 | 1.08 | 1.07
TD | Other | 37 | HACK_6 | 0.01 | 0.01 | 0 | 0
TD | Other | 37 | HAMHC1 | 37.32 | 19.64 | 19.64 | 19.64
TD | Other | 37 | HARK_1 | 28.21 | 16.7 | 13 | 12.98
TD | Other | 37 | HAWP_6 | 1.51 | 0.89 | 0.89 | 0.89
TD | Other | 37 | HEYS_1 | 5.04 | 3.25 | 2.51 | 2.51
TD | Other | 37 | HURS_1 | 3.14 | 1.86 | 1.86 | 1.86
TD | Other | 37 | HUTT_1 | 161.13 | 134.11 | 64.7 | 90.27
TD | Other | 37 | INDQ1 | 49.14 | 35.97 | 28.63 | 28.61
TD | Other | 37 | IROA1 | 7.38 | 5.26 | 2.77 | 2.76
TD | Other | 37 | IRONB1 | 5.57 | 3.69 | 3.69 | 3.69
TD | Other | 37 | IVER_1 | 213.35 | 179.93 | 92.91 | 102.37
TD | Other | 37 | KAIM | 3.47 | 2.5 | 1.26 | 1.25
TD | Other | 37 | KEAD_1 | 11.77 | 7.8 | 7.8 | 7.8
TD | Other | 37 | KEAR_1 | 45.11 | 30.96 | 28.32 | 28.31
TD | Other | 37 | KEIT_P | 28.68 | 25.12 | 12.61 | 19.08
TD | Other | 37 | KEMS_1 | 449.78 | 358.41 | 234.95 | 254.69
TD | Other | 37 | KIER | 1.98 | 1.18 | 1.18 | 1.18
TD | Other | 37 | KILT | 9.56 | 7.79 | 3.69 | 4.9
TD | Other | 37 | KILW | 20.05 | 17.4 | 7.76 | 7.72
TD | Other | 37 | KINO_1 | 159.14 | 134.46 | 60.23 | 59.99
TD | Other | 37 | KINT_P | 8.38 | 6.2 | 2.74 | 2.72
TD | Other | 37 | KIRKB1 | 29.22 | 25.67 | 18.27 | 18.62
TD | Other | 37 | KNAR | 10.73 | 7.51 | 7.51 | 7.51
TD | Other | 37 | LACK_6 | 151.05 | 113.94 | 84.35 | 90.49
TD | Other | 37 | LALE1SG003 | 53.99 | 39.64 | 25.48 | 25.79
TD | Other | 37 | LAND1 | 97.37 | 79.09 | 61.55 | 61.82
TD | Other | 37 | LEGA_1 | 11.51 | 7.64 | 5.82 | 5.81
TD | Other | 37 | LEVE | 25.38 | 19.03 | 12.18 | 13
TD | Other | 37 | LINM | 1.03 | 0.61 | 0.61 | 0.61
TD | Other | 37 | LISD_1 | 42.54 | 35.82 | 14.35 | 14.26
TD | Other | 37 | LITT_C | 7.87 | 3.84 | 3.83 | 3.83
TD | Other | 37 | LITT_J | 19.77 | 14.63 | 6.46 | 6.42
TD | Other | 37 | LODR_6 | 0 | 0 | 0 | 0
TD | Other | 37 | LOVE_1 | 130.26 | 111.43 | 24.74 | 24.71
TD | Other | 37 | LUNA_P | 1.28 | 1 | 0.63 | 0.79
TD | Other | 37 | MACC_3 | 27.09 | 19.81 | 9.29 | 9.23
TD | Other | 37 | MANN_1 | 24.68 | 17.23 | 14.49 | 15.83
TD | Other | 37 | MAYB | 11.71 | 8.67 | 4.08 | 4.05
TD | Other | 37 | MELK_1 | 61.26 | 54.67 | 4.91 | 4.9
TD | Other | 37 | MILC_P | 10.39 | 7.63 | 5.04 | 5.04
TD | Other | 37 | MILH_1 | 0 | 0 | 0 | 0
TD | Other | 37 | MITY_1 | 4.4 | 2.43 | 2.43 | 2.43
TD | Other | 37 | MYBS_P | 3.43 | 3.02 | 1.5 | 2.32
TD | Other | 37 | NEAR | 153.88 | 134.94 | 96.61 | 96.61
TD | Other | 37 | NECE_1 | 303.34 | 262.93 | 123.95 | 123.9
TD | Other | 37 | NEWX_6 | 58.03 | 42.95 | 36.23 | 36.23
TD | Other | 37 | NFLE | 1.64 | 0.97 | 0.97 | 0.97
TD | Other | 37 | NINF_1 | 4.17 | 2.86 | 1.79 | 1.78
TD | Other | 37 | NORM_1 | 89.95 | 71.2 | 42.03 | 50.91
TD | Other | 37 | NORT_1 | 2.54 | 1.76 | 1.04 | 1.04
TD | Other | 37 | NURS_1 | 34.35 | 24.46 | 14.96 | 14.94
TD | Other | 37 | OCKH_1 | 1.74 | 1.04 | 1.04 | 1.04
TD | Other | 37 | OFFE_3 | 3.57 | 2.12 | 2.12 | 2.12
TD | Other | 37 | OLDB_1 | 571.06 | 499.81 | 362.31 | 362.31
TD | Other | 37 | OSBA_1 | 61.02 | 53.21 | 11.55 | 11.54
TD | Other | 37 | PADIB1 | 9.63 | 6.84 | 4.06 | 4.25
TD | Other | 37 | PELH_1 | 9.67 | 6.63 | 6.63 | 6.63
TD | Other | 37 | PEMB_1 | 32.89 | 24.2 | 11.01 | 10.93
TD | Other | 37 | PENN_1 | 11.32 | 7.61 | 7.61 | 7.61
TD | Other | 37 | PENT_1 | 5.45 | 3.65 | 3.65 | 3.65
TD | Other | 37 | PENW_1 | 35.92 | 24.97 | 19.43 | 19.4
TD | Other | 37 | PERS_P | 12.66 | 9.19 | 4.48 | 4.45
TD | Other | 37 | POOB | 11.14 | 6.59 | 6.59 | 6.59
TD | Other | 37 | POPP_3 | 15.18 | 11.64 | 7.58 | 9.78
TD | Other | 37 | PYLE_1 | 79.41 | 69.52 | 15.12 | 17.7
TD | Other | 37 | RAIN_1 | 197.05 | 184.83 | 2.48 | 2.48
TD | Other | 37 | RASS_1 | 169.84 | 158.17 | 5.13 | 5.13
TD | Other | 37 | RATS_1 | 49.64 | 35.72 | 23.58 | 23.53
TD | Other | 37 | RAYL_1 | 12.83 | 7.46 | 7.45 | 7.45
TD | Other | 37 | RICH1 | 16.53 | 12.23 | 5.4 | 5.37
TD | Other | 37 | ROCH_1 | 5.88 | 3.33 | 3.33 | 3.33
TD | Other | 37 | RYEH_1 | 27.95 | 18.47 | 14.94 | 14.93
TD | Other | 37 | SALH_1 | 401.72 | 305.23 | 143.76 | 143.22
TD | Other | 37 | SALT_1 | 9.99 | 7.33 | 3.93 | 3.91
TD | Other | 37 | SBAR | 25.31 | 23.93 | 0 | 0
TD | Other | 37 | SEAB1 | 361.65 | 263.81 | 167.4 | 167.39
TD | Other | 37 | SELL_1 | 54.12 | 50.86 | 0.52 | 0.52
TD | Other | 37 | SHEC_3 | 32.26 | 23.64 | 20.5 | 20.5
TD | Other | 37 | SHRW_1 | 19.07 | 13.67 | 11.28 | 11.28
TD | Other | 37 | SJOW_1 | 15.66 | 11.59 | 5.12 | 5.08
TD | Other | 37 | SKLGB1 | 128.19 | 118.06 | 6.12 | 6.11
TD | Other | 37 | SMAN_1 | 133.21 | 109.58 | 37.18 | 39.29
TD | Other | 37 | SPEN_1 | 211.75 | 163.12 | 115.22 | 126.14
TD | Other | 37 | STAH_1 | 24.89 | 19.32 | 9.5 | 11.04
TD | Other | 37 | STAY_1 | 175.82 | 148.86 | 43.09 | 43.07
TD | Other | 37 | STEN_1 | 6.15 | 4.31 | 2.46 | 2.45
TD | Other | 37 | STES_1 | 17.3 | 12.09 | 7.94 | 7.91
TD | Other | 37 | STIR | 12.47 | 10.97 | 5.45 | 7.85
TD | Other | 37 | STLE | 11.17 | 7.98 | 6.05 | 6.05
TD | Other | 37 | STRI_P | 1.27 | 0.75 | 0.75 | 0.75
TD | Other | 37 | SUND_1 | 20.38 | 11.74 | 11.74 | 11.74
TD | Other | 37 | SWAN_1 | 58.08 | 53.14 | 3.56 | 3.92
TD | Other | 37 | TAUN1 | 74.29 | 67.93 | 10.78 | 15.84
TD | Other | 37 | TEMP_3 | 1.66 | 1.16 | 0.66 | 0.66
TD | Other | 37 | THOM_6 | 196.68 | 177.41 | 21.54 | 21.96
TD | Other | 37 | THSO_P | 33.7 | 7.41 | 7.41 | 7.41
TD | Other | 37 | THUR_6 | 21.24 | 20.08 | 0 | 0
TD | Other | 37 | TILBB_1 | 7.14 | 4.25 | 4.24 | 4.24
TD | Other | 37 | TOTT_1 | 65 | 46.96 | 31.27 | 31.27
TD | Other | 37 | TRAW_1 | 0.84 | 0.5 | 0.5 | 0.5
TD | Other | 37 | TYNE_1 | 12.92 | 7.44 | 5.56 | 5.55
TD | Other | 37 | TYNE_2 | 0.02 | 0.02 | 0 | 0
TD | Other | 37 | UPPB_1 | 134.46 | 127.11 | 0 | 0
TD | Other | 37 | UPPB_3 | 85.48 | 79.7 | 3.19 | 3.19
TD | Other | 37 | USKM_1 | 37.36 | 29.55 | 17.47 | 20.69
TD | Other | 37 | WALH_1 | 16.76 | 10.79 | 9.35 | 9.72
TD | Other | 37 | WALP_1 | 109.43 | 96.28 | 39.88 | 39.65
TD | Other | 37 | WALP_B | 11.41 | 7.08 | 7.07 | 7.07
TD | Other | 37 | WASF_1 | 39.05 | 28.09 | 14.25 | 14.17
TD | Other | 37 | WATFS_1 | 4.81 | 3.37 | 3.37 | 3.37
TD | Other | 37 | WBUR_1 | 61.97 | 48.63 | 28.16 | 28.79
TD | Other | 37 | WFIE | 10.39 | 9.14 | 4.54 | 6.54
TD | Other | 37 | WHAM_1 | 50.63 | 38.39 | 17.27 | 18.75
TD | Other | 37 | WHGA_1 | 2.56 | 1.33 | 1.33 | 1.33
TD | Other | 37 | WHHO | 1.84 | 1.36 | 0.6 | 0.6
TD | Other | 37 | WIBA_3 | 37.96 | 32.3 | 16.74 | 23.5
TD | Other | 37 | WIEN_1 | 35.59 | 26.33 | 17.11 | 17.11
TD | Other | 37 | WILL_1 | 65.11 | 47.49 | 21.72 | 21.58
TD | Other | 37 | WIMBN1 | 0.01 | 0.01 | 0 | 0
TD | Other | 37 | WIMBS1 | 6.95 | 5.15 | 4.43 | 4.43
TD | Other | 37 | WISD_6 | 2.23 | 1.65 | 0.73 | 0.73
TD | Other | 37 | WMEL_1 | 143.41 | 132.39 | 9.1 | 9.1
TD | Other | 37 | WTHU31 | 9.03 | 5.36 | 5.36 | 5.36
TD | Other | 37 | WWEY_1 | 6.18 | 3.88 | 2.77 | 2.76
TD | Other | 37 | WYMOM_1 | 11.49 | 7.72 | 7.72 | 7.72
TD | Other | 38 | ABHA1 | 3 | 1.78 | 1.78 | 1.78
TD | Other | 38 | ABNE_P | 8.84 | 6.06 | 6.06 | 6.06
TD | Other | 38 | ABTH_1 | 28.59 | 25.73 | 9.35 | 9.28
TD | Other | 38 | ALNE_P | 5.78 | 5.08 | 2.53 | 3.64
TD | Other | 38 | ALVE1 | 26.39 | 18.39 | 18.39 | 18.39
TD | Other | 38 | AMEM_1 | 7.81 | 6.23 | 0.91 | 0.91
TD | Other | 38 | BARKC1 | 160.61 | 109.26 | 78.44 | 81.77
TD | Other | 38 | BARKW3 | 0 | 0 | 0 | 0
TD | Other | 38 | BEDD_1 | 62.72 | 55 | 5.96 | 5.96
TD | Other | 38 | BESW_1 | 7.87 | 5.19 | 3.75 | 3.74
TD | Other | 38 | BICF_1 | 103.12 | 88.49 | 48.27 | 70.09
TD | Other | 38 | BIRK_1 | 18.24 | 13.01 | 6.84 | 6.81
TD | Other | 38 | BISW_1 | 24.15 | 17.7 | 12.07 | 12.07
TD | Other | 38 | BLYTB1 | 4.71 | 3.21 | 2.04 | 2.04
TD | Other | 38 | BOLN_1 | 140.96 | 108.22 | 55.5 | 56.19
TD | Other | 38 | BONN | 1.16 | 0.86 | 0.38 | 0.38
TD | Other | 38 | BOTW_1 | 0.86 | 0.51 | 0.51 | 0.51
TD | Other | 38 | BRAI_1 | 10.46 | 6.92 | 6.92 | 6.92
TD | Other | 38 | BRAW_1 | 19.25 | 12.48 | 11.61 | 11.61
TD | Other | 38 | BRED_1 | 13.87 | 9.17 | 8.54 | 8.54
TD | Other | 38 | BRFO_1 | 68.4 | 50.3 | 36.56 | 39.52
TD | Other | 38 | BRIM_1 | 12.83 | 9.29 | 6.05 | 6.03
TD | Other | 38 | BRLE_1 | 128.87 | 111.59 | 18.4 | 18.38
TD | Other | 38 | BRWA1 | 62.38 | 57.42 | 5.38 | 7.13
TD | Other | 38 | BURM_1 | 262.36 | 207.96 | 132.64 | 139.41
TD | Other | 38 | BUSH_1 | 46.17 | 32.03 | 32.03 | 32.03
TD | Other | 38 | BUST_1 | 1.15 | 0.68 | 0.68 | 0.68
TD | Other | 38 | CANTN1 | 26.65 | 21.68 | 8.87 | 8.87
TD | Other | 38 | CAPEA1 | 197.95 | 180.14 | 40.07 | 39.81
TD | Other | 38 | CARE_1 | 203.27 | 175.52 | 34.95 | 34.92
TD | Other | 38 | CARR_1 | 60.46 | 44.99 | 28.18 | 35.48
TD | Other | 38 | CELL_1 | 185.13 | 154.93 | 36.86 | 38.43
TD | Other | 38 | CHIC_1 | 50.7 | 47.03 | 2.56 | 2.56
TD | Other | 38 | CHSI_1 | 0.38 | 0.23 | 0.23 | 0.23
TD | Other | 38 | CHTE_1 | 172.37 | 159.39 | 18.03 | 18.03
TD | Other | 38 | CITR_1 | 15.96 | 13.26 | 5.22 | 5.18
TD | Other | 38 | CLAY_P | 1.4 | 0.68 | 0.68 | 0.68
TD | Other | 38 | CLYM | 2.66 | 1.58 | 1.58 | 1.58
TD | Other | 38 | CONQA1 | 113.64 | 99.73 | 25.1 | 25.62
TD | Other | 38 | COVE_1 | 40.01 | 28.23 | 23.45 | 23.44
TD | Other | 38 | COWL_1 | 38.98 | 27.14 | 19.43 | 19.43
TD | Other | 38 | COYL | 2.52 | 1.5 | 1.5 | 1.5
TD | Other | 38 | CREB_1 | 40.69 | 33.67 | 11.27 | 11.25
TD | Other | 38 | CUMB | 24.56 | 16.78 | 16.41 | 16.41
TD | Other | 38 | CUPA | 4.63 | 3.24 | 3.24 | 3.24
TD | Other | 38 | DALM3 | 21.97 | 16.26 | 11.14 | 11.14
TD | Other | 38 | DEWP | 1.54 | 1.14 | 0.5 | 0.5
TD | Other | 38 | DRAK_1 | 14.87 | 9.91 | 7.58 | 7.57
TD | Other | 38 | DRAX_1 | 98.42 | 91.6 | 7.82 | 10.98
TD | Other | 38 | DUDH_P | 4.14 | 3.07 | 1.35 | 1.34
TD | Other | 38 | DUNB | 12.24 | 8.86 | 7.16 | 7.16
TD | Other | 38 | DUNF | 4.62 | 3.14 | 3.14 | 3.14
TD | Other | 38 | EALI_6 | 12.89 | 6.28 | 6.28 | 6.28
TD | Other | 38 | EASO_1 | 12.1 | 9.68 | 5.23 | 6.92
TD | Other | 38 | ECLA_1 | 25.73 | 17.15 | 12.39 | 12.37
TD | Other | 38 | EKIS | 2.32 | 1.38 | 1.38 | 1.38
TD | Other | 38 | ELLA_1 | 56.37 | 41.14 | 20.79 | 20.69
TD | Other | 38 | ELST_1 | 9.31 | 6.52 | 6.51 | 6.51
TD | Other | 38 | ENDE_1 | 35.79 | 24.04 | 20.17 | 20.5
TD | Other | 38 | EXET1 | 75.76 | 65.56 | 13.63 | 13.61
TD | Other | 38 | FAWL_1 | 228.55 | 192.9 | 50.75 | 50.58
TD | Other | 38 | FECK_6 | 6.3 | 4.72 | 3.2 | 3.86
TD | Other | 38 | FERRA2 | 68.73 | 64.46 | 0.88 | 0.88
TD | Other | 38 | FERRB1 | 109.82 | 81.54 | 54.53 | 55.84
TD | Other | 38 | FIDF_1 | 78.65 | 63.51 | 39.37 | 51.46
TD | Other | 38 | FLEE_1 | 163.19 | 153.81 | 0.79 | 0.79
TD | Other | 38 | FOUR_1 | 4.94 | 3.46 | 3.46 | 3.46
TD | Other | 38 | FROD_1 | 219.63 | 178.26 | 79.4 | 78.94
TD | Other | 38 | GLRO | 6.61 | 4.63 | 4.63 | 4.63
TD | Other | 38 | GREN_1 | 117.47 | 92.57 | 53.74 | 68.44
TD | Other | 38 | GRIW_1 | 83.66 | 71.15 | 29.53 | 29.37
TD | Other | 38 | G_EXTRA_2 | 3.97 | 2.78 | 2.78 | 2.78
TD | Other | 38 | G_EXTRA_4 | 1.76 | 1.05 | 1.05 | 1.05
TD | Other | 38 | G_EXTRA_5 | 2.43 | 1.45 | 1.45 | 1.45
TD | Other | 38 | G_EXTRA_8 | 8.66 | 6.02 | 6.02 | 6.02
TD | Other | 38 | G_EXTRA_9 | 3.3 | 2.44 | 1.67 | 1.67
TD | Other | 38 | HACK_1 | 3.23 | 2.39 | 1.06 | 1.05
TD | Other | 38 | HACK_6 | 0 | 0 | 0 | 0
TD | Other | 38 | HAMHC1 | 37.51 | 19.76 | 19.76 | 19.76
TD | Other | 38 | HARK_1 | 28.07 | 16.59 | 12.98 | 12.96
TD | Other | 38 | HAWP_6 | 1.4 | 0.83 | 0.83 | 0.83
TD | Other | 38 | HEYS_1 | 4.77 | 3.09 | 2.37 | 2.36
TD | Other | 38 | HURS_1 | 2.92 | 1.73 | 1.73 | 1.73
TD | Other | 38 | HUTT_1 | 161.43 | 134.56 | 64.96 | 90.92
TD | Other | 38 | INDQ1 | 48.74 | 35.7 | 28.46 | 28.44
TD | Other | 38 | IROA1 | 7.14 | 5.1 | 2.67 | 2.66
TD | Other | 38 | IRONB1 | 5.51 | 3.66 | 3.66 | 3.66
TD | Other | 38 | IVER_1 | 213.61 | 180.26 | 92.98 | 102.59
TD | Other | 38 | KAIM | 3.37 | 2.43 | 1.21 | 1.21
TD | Other | 38 | KEAD_1 | 11.65 | 7.74 | 7.74 | 7.74
TD | Other | 38 | KEAR_1 | 45.05 | 30.96 | 28.34 | 28.33
TD | Other | 38 | KEIT_P | 28.98 | 25.4 | 12.74 | 19.29
TD | Other | 38 | KEMS_1 | 450.61 | 359.12 | 235.39 | 255.32
TD | Other | 38 | KIER | 1.84 | 1.09 | 1.09 | 1.09
TD | Other | 38 | KILT | 9.53 | 7.78 | 3.69 | 4.92
TD | Other | 38 | KILW | 20.13 | 17.45 | 7.81 | 7.77
TD | Other | 38 | KINO_1 | 158.82 | 134.23 | 60.08 | 59.84
TD | Other | 38 | KINT_P | 8.18 | 6.05 | 2.67 | 2.65
TD | Other | 38 | KIRKB1 | 29.52 | 25.94 | 18.46 | 18.81
TD | Other | 38 | KNAR | 10.97 | 7.68 | 7.68 | 7.68
TD | Other | 38 | LACK_6 | 151 | 113.89 | 84.47 | 90.61
TD | Other | 38 | LALE1SG003 | 53.39 | 39.23 | 25.19 | 25.49
TD | Other | 38 | LAND1 | 97.56 | 79.36 | 61.71 | 61.97
TD | Other | 38 | LEGA_1 | 11.32 | 7.53 | 5.75 | 5.74
TD | Other | 38 | LEVE | 25.15 | 18.86 | 12.13 | 12.95
TD | Other | 38 | LINM | 0.96 | 0.57 | 0.57 | 0.57
TD | Other | 38 | LISD_1 | 42.34 | 35.67 | 14.29 | 14.2
TD | Other | 38 | LITT_C | 7.87 | 3.83 | 3.83 | 3.83
TD | Other | 38 | LITT_J | 19.3 | 14.28 | 6.31 | 6.26
TD | Other | 38 | LODR_6 | 0 | 0 | 0 | 0
TD | Other | 38 | LOVE_1 | 129.86 | 111.15 | 24.66 | 24.63
TD | Other | 38 | LUNA_P | 1.25 | 0.98 | 0.61 | 0.77
TD | Other | 38 | MACC_3 | 26.37 | 19.3 | 9.02 | 8.96
TD | Other | 38 | MANN_1 | 24.43 | 17.12 | 14.35 | 15.71
TD | Other | 38 | MAYB | 11.46 | 8.48 | 3.99 | 3.97
TD | Other | 38 | MELK_1 | 60.84 | 54.41 | 4.69 | 4.68
TD | Other | 38 | MILC_P | 10.31 | 7.58 | 5 | 5
TD | Other | 38 | MILH_1 | 0 | 0 | 0 | 0
TD | Other | 38 | MITY_1 | 4.21 | 2.32 | 2.32 | 2.32
TD | Other | 38 | MYBS_P | 3.48 | 3.06 | 1.52 | 2.36
TD | Other | 38 | NEAR | 155.73 | 136.58 | 97.77 | 97.77
TD | Other | 38 | NECE_1 | 304.33 | 263.89 | 124.76 | 124.71
TD | Other | 38 | NEWX_6 | 57.97 | 42.9 | 36.22 | 36.21
TD | Other | 38 | NFLE | 1.52 | 0.91 | 0.91 | 0.91
TD | Other | 38 | NINF_1 | 4 | 2.74 | 1.7 | 1.7
TD | Other | 38 | NORM_1 | 90.05 | 71.29 | 42.18 | 51.08
TD | Other | 38 | NORT_1 | 2.44 | 1.7 | 1 | 0.99
TD | Other | 38 | NURS_1 | 33.87 | 24.12 | 14.76 | 14.73
TD | Other | 38 | OCKH_1 | 1.62 | 0.96 | 0.96 | 0.96
TD | Other | 38 | OFFE_3 | 3.32 | 1.97 | 1.97 | 1.97
TD | Other | 38 | OLDB_1 | 576.96 | 505.04 | 366.04 | 366.04
TD | Other | 38 | OSBA_1 | 61.23 | 53.35 | 11.74 | 11.73
TD | Other | 38 | PADIB1 | 9.29 | 6.62 | 3.89 | 4.09
TD | Other | 38 | PELH_1 | 9.77 | 6.71 | 6.71 | 6.71
TD | Other | 38 | PEMB_1 | 32.06 | 23.59 | 10.72 | 10.65
TD | Other | 38 | PENN_1 | 11.55 | 7.77 | 7.77 | 7.77
TD | Other | 38 | PENT_1 | 5.43 | 3.65 | 3.65 | 3.65
TD | Other | 38 | PENW_1 | 35.62 | 24.77 | 19.37 | 19.34
TD | Other | 38 | PERS_P | 12.3 | 8.93 | 4.34 | 4.31
TD | Other | 38 | POOB | 11.18 | 6.62 | 6.62 | 6.62
TD | Other | 38 | POPP_3 | 14.91 | 11.52 | 7.4 | 9.63
TD | Other | 38 | PYLE_1 | 79.55 | 69.62 | 15.23 | 17.81
TD | Other | 38 | RAIN_1 | 196.76 | 184.65 | 2.31 | 2.31
TD | Other | 38 | RASS_1 | 169.62 | 158.05 | 5.02 | 5.02
TD | Other | 38 | RATS_1 | 49.08 | 35.32 | 23.44 | 23.39
TD | Other | 38 | RAYL_1 | 12.05 | 6.99 | 6.99 | 6.99
TD | Other | 38 | RICH1 | 16.14 | 11.94 | 5.28 | 5.24
TD | Other | 38 | ROCH_1 | 5.58 | 3.15 | 3.15 | 3.15
TD | Other | 38 | RYEH_1 | 27.68 | 18.31 | 14.85 | 14.83
TD | Other | 38 | SALH_1 | 396.63 | 301.44 | 142.36 | 141.84
TD | Other | 38 | SALT_1 | 9.79 | 7.18 | 3.87 | 3.85
TD | Other | 38 | SBAR | 25.31 | 23.93 | 0 | 0
TD | Other | 38 | SEAB1 | 363.48 | 265.43 | 168.62 | 168.61
TD | Other | 38 | SELL_1 | 54.06 | 50.83 | 0.48 | 0.48
TD | Other | 38 | SHEC_3 | 32.15 | 23.57 | 20.43 | 20.43
TD | Other | 38 | SHRW_1 | 19.21 | 13.76 | 11.39 | 11.39
TD | Other | 38 | SJOW_1 | 15.29 | 11.31 | 5 | 4.96
TD | Other | 38 | SKLGB1 | 127.89 | 117.87 | 5.98 | 5.97
TD | Other | 38 | SMAN_1 | 132.8 | 109.28 | 37.26 | 39.4
TD | Other | 38 | SPEN_1 | 211.54 | 163.03 | 115.25 | 126.29
TD | Other | 38 | STAH_1 | 24.42 | 18.99 | 9.31 | 10.86
TD | Other | 38 | STAY_1 | 176.41 | 149.29 | 43.54 | 43.52
TD | Other | 38 | STEN_1 | 5.93 | 4.16 | 2.36 | 2.35
TD | Other | 38 | STES_1 | 16.86 | 11.8 | 7.75 | 7.72
TD | Other | 38 | STIR | 12.47 | 10.97 | 5.45 | 7.85
TD | Other | 38 | STLE | 11.03 | 7.89 | 5.97 | 5.97
TD | Other | 38 | STRI_P | 1.18 | 0.7 | 0.7 | 0.7
TD | Other | 38 | SUND_1 | 19.22 | 11.05 | 11.05 | 11.05
TD | Other | 38 | SWAN_1 | 57.69 | 52.87 | 3.4 | 3.76
TD | Other | 38 | TAUN1 | 74.42 | 68.1 | 10.81 | 15.95
TD | Other | 38 | TEMP_3 | 1.6 | 1.12 | 0.63 | 0.63
TD | Other | 38 | THOM_6 | 196.71 | 177.46 | 21.63 | 22.06
TD | Other | 38 | THSO_P | 33.7 | 7.41 | 7.41 | 7.41
TD | Other | 38 | THUR_6 | 21.24 | 20.08 | 0 | 0
TD | Other | 38 | TILBB_1 | 6.65 | 3.95 | 3.95 | 3.95
TD | Other | 38 | TOTT_1 | 64.71 | 46.75 | 31.14 | 31.14
TD | Other | 38 | TRAW_1 | 0.78 | 0.46 | 0.46 | 0.46
TD | Other | 38 | TYNE_1 | 12.81 | 7.36 | 5.53 | 5.52
TD | Other | 38 | TYNE_2 | 0 | 0 | 0 | 0
TD | Other | 38 | UPPB_1 | 134.43 | 127.09 | 0 | 0
TD | Other | 38 | UPPB_3 | 85.58 | 79.77 | 3.26 | 3.26
TD | Other | 38 | USKM_1 | 37.1 | 29.36 | 17.39 | 20.61
TD | Other | 38 | WALH_1 | 16.59 | 10.7 | 9.28 | 9.64
TD | Other | 38 | WALP_1 | 109.64 | 96.43 | 40.03 | 39.8
TD | Other | 38 | WALP_B | 11.36 | 7.06 | 7.05 | 7.05
TD | Other | 38 | WASF_1 | 37.86 | 27.27 | 13.75 | 13.68
TD | Other | 38 | WATFS_1 | 4.85 | 3.39 | 3.39 | 3.39
TD | Other | 38 | WBUR_1 | 62.72 | 49.16 | 28.69 | 29.33
TD | Other | 38 | WFIE | 10.39 | 9.14 | 4.54 | 6.54
TD | Other | 38 | WHAM_1 | 49.67 | 37.69 | 16.97 | 18.47
TD | Other | 38 | WHGA_1 | 2.5 | 1.3 | 1.3 | 1.3
TD | Other | 38 | WHHO | 1.79 | 1.33 | 0.59 | 0.58
TD | Other | 38 | WIBA_3 | 37.96 | 32.3 | 16.74 | 23.5
TD | Other | 38 | WIEN_1 | 35.42 | 26.21 | 17.03 | 17.03
TD | Other | 38 | WILL_1 | 63.64 | 46.4 | 21.24 | 21.1
TD | Other | 38 | WIMBN1 | 0 | 0 | 0 | 0
TD | Other | 38 | WIMBS1 | 6.95 | 5.14 | 4.43 | 4.43
TD | Other | 38 | WISD_6 | 2.18 | 1.61 | 0.71 | 0.71
TD | Other | 38 | WMEL_1 | 143.7 | 132.59 | 9.31 | 9.31
TD | Other | 38 | WTHU31 | 8.4 | 4.99 | 4.99 | 4.99
TD | Other | 38 | WWEY_1 | 5.99 | 3.75 | 2.67 | 2.67
TD | Other | 38 | WYMOM_1 | 11.47 | 7.73 | 7.73 | 7.73
TD | Other | 39 | ABHA1 | 2.79 | 1.66 | 1.66 | 1.66
TD | Other | 39 | ABNE_P | 8.83 | 6.06 | 6.06 | 6.06
TD | Other | 39 | ABTH_1 | 28.59 | 25.73 | 9.35 | 9.28
TD | Other | 39 | ALNE_P | 5.78 | 5.08 | 2.53 | 3.64
TD | Other | 39 | ALVE1 | 26.63 | 18.57 | 18.57 | 18.57
TD | Other | 39 | AMEM_1 | 7.71 | 6.16 | 0.85 | 0.85
TD | Other | 39 | BARKC1 | 159.57 | 108.58 | 77.92 | 81.25
TD | Other | 39 | BEDD_1 | 62.26 | 54.71 | 5.72 | 5.71
TD | Other | 39 | BESW_1 | 7.43 | 4.9 | 3.52 | 3.51
TD | Other | 39 | BICF_1 | 104.55 | 89.74 | 48.92 | 71.06
TD | Other | 39 | BIRK_1 | 17.41 | 12.44 | 6.51 | 6.48
TD | Other | 39 | BISW_1 | 24 | 17.6 | 12 | 12
TD | Other | 39 | BLYTB1 | 4.47 | 3.05 | 1.93 | 1.92
TD | Other | 39 | BOLN_1 | 139.97 | 107.55 | 55.08 | 55.77
TD | Other | 39 | BONN | 1.11 | 0.82 | 0.36 | 0.36
TD | Other | 39 | BOTW_1 | 0.79 | 0.47 | 0.47 | 0.47
TD | Other | 39 | BRAI_1 | 10.27 | 6.81 | 6.81 | 6.81
TD | Other | 39 | BRAW_1 | 19.09 | 12.37 | 11.54 | 11.53
TD | Other | 39 | BRED_1 | 13.83 | 9.15 | 8.54 | 8.54
TD | Other | 39 | BRFO_1 | 68.23 | 50.2 | 36.5 | 39.46
TD | Other | 39 | BRIM_1 | 12.57 | 9.1 | 5.99 | 5.97
TD | Other | 39 | BRLE_1 | 128.42 | 111.27 | 18.25 | 18.23
TD | Other | 39 | BRWA1 | 62.34 | 57.43 | 5.34 | 7.12
TD | Other | 39 | BURM_1 | 261.82 | 207.57 | 132.65 | 139.43
TD | Other | 39 | BUSH_1 | 46.47 | 32.26 | 32.26 | 32.26
TD | Other | 39 | BUST_1 | 1.07 | 0.64 | 0.64 | 0.64
TD | Other | 39 | CANTN1 | 26.55 | 21.63 | 8.84 | 8.84
TD | Other | 39 | CAPEA1 | 197.75 | 180.02 | 39.95 | 39.69
TD | Other | 39 | CARE_1 | 202.63 | 175.05 | 34.75 | 34.72
TD | Other | 39 | CARR_1 | 60.06 | 44.75 | 27.94 | 35.24
TD | Other | 39 | CELL_1 | 182.18 | 152.78 | 35.82 | 37.4
TD | Other | 39 | CHIC_1 | 50.74 | 47.06 | 2.59 | 2.59
TD | Other | 39 | CHSI_1 | 0.35 | 0.21 | 0.21 | 0.21
TD | Other | 39 | CHTE_1 | 172.25 | 159.36 | 17.97 | 17.97
TD | Other | 39 | CITR_1 | 15.69 | 13.06 | 5.13 | 5.09
TD | Other | 39 | CLAY_P | 1.4 | 0.68 | 0.68 | 0.68
TD | Other | 39 | CLYM | 2.47 | 1.47 | 1.47 | 1.47
TD | Other | 39 | CONQA1 | 113.62 | 99.73 | 25.08 | 25.61
TD | Other | 39 | COVE_1 | 39.52 | 27.91 | 23.21 | 23.2
TD | Other | 39 | COWL_1 | 38.41 | 26.78 | 19.11 | 19.11
TD | Other | 39 | COYL | 2.34 | 1.39 | 1.39 | 1.39
TD | Other | 39 | CREB_1 | 40.44 | 33.49 | 11.22 | 11.21
TD | Other | 39 | CUMB | 24.45 | 16.74 | 16.37 | 16.37
TD | Other | 39 | CUPA | 4.68 | 3.28 | 3.28 | 3.28
TD | Other | 39 | DALM3 | 21.88 | 16.19 | 11.09 | 11.09
TD | Other | 39 | DEWP | 1.48 | 1.1 | 0.48 | 0.48
TD | Other | 39 | DRAK_1 | 14.58 | 9.71 | 7.48 | 7.47
TD | Other | 39 | DRAX_1 | 98.35 | 91.56 | 7.77 | 10.93
TD | Other | 39 | DUDH_P | 3.98 | 2.94 | 1.3 | 1.29
TD | Other | 39 | DUNB | 12.26 | 8.87 | 7.19 | 7.19
TD | Other | 39 | DUNF | 4.6 | 3.14 | 3.14 | 3.14
TD | Other | 39 | EALI_6 | 12.89 | 6.28 | 6.28 | 6.28
TD | Other | 39 | EASO_1 | 11.95 | 9.6 | 5.16 | 6.88
TD | Other | 39 | ECLA_1 | 24.41 | 16.31 | 11.73 | 11.71
TD | Other | 39 | EKIS | 2.16 | 1.28 | 1.28 | 1.28
TD | Other | 39 | ELLA_1 | 54.61 | 39.84 | 20.19 | 20.09
TD | Other | 39 | ELST_1 | 9.41 | 6.59 | 6.59 | 6.59
TD | Other | 39 | ENDE_1 | 35.24 | 23.69 | 19.94 | 20.27
TD | Other | 39 | EXET1 | 75.36 | 65.27 | 13.51 | 13.49
TD | Other | 39 | FAWL_1 | 227.97 | 192.51 | 50.6 | 50.44
TD | Other | 39 | FECK_6 | 6.09 | 4.59 | 3.08 | 3.74
TD | Other | 39 | FERRA2 | 68.62 | 64.39 | 0.81 | 0.81
TD | Other | 39 | FERRB1 | 109.28 | 81.16 | 54.26 | 55.58
TD | Other | 39 | FIDF_1 | 78.99 | 63.91 | 39.49 | 51.73
TD | Other | 39 | FLEE_1 | 163.1 | 153.76 | 0.74 | 0.74
TD | Other | 39 | FOUR_1 | 5 | 3.5 | 3.5 | 3.5
TD | Other | 39 | FROD_1 | 216.18 | 175.7 | 78.35 | 77.9
TD | Other | 39 | GLRO | 6.69 | 4.68 | 4.68 | 4.68
TD | Other | 39 | GREN_1 | 116.69 | 92.15 | 53.43 | 68.27
TD | Other | 39 | GRIW_1 | 83.2 | 70.82 | 29.36 | 29.19
TD | Other | 39 | G_EXTRA_2 | 4.01 | 2.81 | 2.81 | 2.81
TD | Other | 39 | G_EXTRA_4 | 1.64 | 0.97 | 0.97 | 0.97
TD | Other | 39 | G_EXTRA_5 | 2.26 | 1.34 | 1.34 | 1.34
TD | Other | 39 | G_EXTRA_8 | 8.72 | 6.07 | 6.07 | 6.07
TD | Other | 39 | G_EXTRA_9 | 3.28 | 2.43 | 1.66 | 1.66
TD | Other | 39 | HACK_1 | 3.1 | 2.3 | 1.01 | 1.01
TD | Other | 39 | HAMHC1 | 37.54 | 19.78 | 19.78 | 19.78
TD | Other | 39 | HARK_1 | 27.76 | 16.35 | 12.89 | 12.87
TD | Other | 39 | HAWP_6 | 1.3 | 0.77 | 0.77 | 0.77
TD | Other | 39 | HEYS_1 | 4.49 | 2.91 | 2.22 | 2.21
TD | Other | 39 | HURS_1 | 2.71 | 1.61 | 1.61 | 1.61
TD | Other | 39 | HUTT_1 | 160.91 | 134.41 | 64.96 | 91.31
TD | Other | 39 | INDQ1 | 48.24 | 35.35 | 28.24 | 28.23
TD | Other | 39 | IROA1 | 6.82 | 4.88 | 2.54 | 2.53
TD | Other | 39 | IRONB1 | 5.43 | 3.61 | 3.61 | 3.61
TD | Other | 39 | IVER_1 | 213.85 | 180.56 | 93.05 | 102.8
TD | Other | 39 | KAIM | 3.22 | 2.33 | 1.16 | 1.15
TD | Other | 39 | KEAD_1 | 11.47 | 7.64 | 7.64 | 7.64
TD | Other | 39 | KEAR_1 | 44.81 | 30.82 | 28.23 | 28.23
TD | Other | 39 | KEIT_P | 29.28 | 25.66 | 12.86 | 19.49
TD | Other | 39 | KEMS_1 | 451.24 | 359.7 | 235.69 | 255.81
TD | Other | 39 | KIER | 1.71 | 1.02 | 1.02 | 1.02
TD | Other | 39 | KILT | 9.43 | 7.71 | 3.66 | 4.91
TD | Other | 39 | KILW | 20.16 | 17.48 | 7.84 | 7.8
TD | Other | 39 | KINO_1 | 158.47 | 133.98 | 59.92 | 59.67
TD | Other | 39 | KINT_P | 7.85 | 5.81 | 2.57 | 2.55
TD | Other | 39 | KIRKB1 | 29.7 | 26.1 | 18.57 | 18.93
TD | Other | 39 | KNAR | 11.09 | 7.76 | 7.76 | 7.76
TD | Other | 39 | LACK_6 | 150.5 | 113.51 | 84.38 | 90.52
TD | Other | 39 | LALE1SG003 | 52.73 | 38.77 | 24.87 | 25.18
TD | Other | 39 | LAND1 | 97.56 | 79.46 | 61.73 | 62
TD | Other | 39 | LEGA_1 | 11.05 | 7.34 | 5.64 | 5.63
TD | Other | 39 | LEVE | 24.74 | 18.56 | 12.01 | 12.83
TD | Other | 39 | LINM | 0.89 | 0.53 | 0.53 | 0.53
TD | Other | 39 | LISD_1 | 42.02 | 35.44 | 14.19 | 14.1
TD | Other | 39 | LITT_C | 7.87 | 3.83 | 3.83 | 3.83
TD | Other | 39 | LITT_J | 18.53 | 13.71 | 6.06 | 6.02
TD | Other | 39 | LOVE_1 | 129.18 | 110.67 | 24.42 | 24.39
TD | Other | 39 | LUNA_P | 1.22 | 0.96 | 0.6 | 0.76
TD | Other | 39 | MACC_3 | 25.28 | 18.5 | 8.64 | 8.58
TD | Other | 39 | MANN_1 | 24.13 | 16.96 | 14.17 | 15.55
TD | Other | 39 | MAYB | 11.05 | 8.18 | 3.86 | 3.84
TD | Other | 39 | MELK_1 | 60.38 | 54.1 | 4.47 | 4.46
TD | Other | 39 | MILC_P | 10.23 | 7.52 | 4.96 | 4.96
TD | Other | 39 | MITY_1 | 4.03 | 2.22 | 2.22 | 2.22
TD | Other | 39 | MYBS_P | 3.53 | 3.11 | 1.54 | 2.39
TD | Other | 39 | NEAR | 156.83 | 137.57 | 98.46 | 98.46
TD | Other | 39 | NECE_1 | 304.37 | 264.05 | 125.06 | 125.01
TD | Other | 39 | NEWX_6 | 57.88 | 42.83 | 36.18 | 36.18
TD | Other | 39 | NFLE | 1.42 | 0.84 | 0.84 | 0.84
TD | Other | 39 | NINF_1 | 3.8 | 2.61 | 1.61 | 1.6
TD | Other | 39 | NORM_1 | 89.79 | 71.13 | 42.14 | 51.05
TD | Other | 39 | NORT_1 | 2.32 | 1.61 | 0.94 | 0.94
TD | Other | 39 | NURS_1 | 33.22 | 23.66 | 14.51 | 14.48
TD | Other | 39 | OCKH_1 | 1.51 | 0.9 | 0.9 | 0.9
TD | Other | 39 | OFFE_3 | 3.09 | 1.83 | 1.83 | 1.83
TD | Other | 39 | OLDB_1 | 580.45 | 508.15 | 368.26 | 368.26
TD | Other | 39 | OSBA_1 | 61.21 | 53.33 | 11.8 | 11.79
TD | Other | 39 | PADIB1 | 8.88 | 6.34 | 3.71 | 3.9
TD | Other | 39 | PELH_1 | 9.78 | 6.72 | 6.72 | 6.72
TD | Other | 39 | PEMB_1 | 30.76 | 22.64 | 10.28 | 10.21
TD | Other | 39 | PENN_1 | 11.66 | 7.85 | 7.85 | 7.85
TD | Other | 39 | PENT_1 | 5.38 | 3.62 | 3.62 | 3.62
TD | Other | 39 | PENW_1 | 35.04 | 24.37 | 19.17 | 19.15
TD | Other | 39 | PERS_P | 11.78 | 8.55 | 4.14 | 4.12
TD | Other | 39 | POOB | 11.14 | 6.6 | 6.6 | 6.6
TD | Other | 39 | POPP_3 | 14.65 | 11.4 | 7.22 | 9.49
TD | Other | 39 | PYLE_1 | 79.56 | 69.63 | 15.26 | 17.85
TD | Other | 39 | RAIN_1 | 196.48 | 184.49 | 2.14 | 2.14
TD | Other | 39 | RASS_1 | 169.39 | 157.92 | 4.9 | 4.9
TD | Other | 39 | RATS_1 | 48.07 | 34.6 | 23.1 | 23.05
TD | Other | 39 | RAYL_1 | 11.31 | 6.55 | 6.55 | 6.55
TD | Other | 39 | RICH1 | 15.5 | 11.47 | 5.07 | 5.03
TD | Other | 39 | ROCH_1 | 5.3 | 2.98 | 2.98 | 2.98
TD | Other | 39 | RYEH_1 | 27.24 | 18.03 | 14.66 | 14.64
TD | Other | 39 | SALH_1 | 387.67 | 294.8 | 139.52 | 139.02
TD | Other | 39 | SALT_1 | 9.48 | 6.94 | 3.77 | 3.76
TD | Other | 39 | SBAR | 25.31 | 23.93 | 0 | 0
TD | Other | 39 | SEAB1 | 364.41 | 266.29 | 169.29 | 169.28
TD | Other | 39 | SELL_1 | 54.01 | 50.79 | 0.45 | 0.45
TD | Other | 39 | SHEC_3 | 32.04 | 23.51 | 20.37 | 20.37
TD | Other | 39 | SHRW_1 | 19.24 | 13.78 | 11.43 | 11.43
TD | Other | 39 | SJOW_1 | 14.68 | 10.86 | 4.8 | 4.76
TD | Other | 39 | SKLGB1 | 127.49 | 117.61 | 5.8 | 5.79
TD | Other | 39 | SMAN_1 | 131.47 | 108.32 | 36.93 | 39.11
TD | Other | 39 | SPEN_1 | 210.75 | 162.53 | 115.06 | 126.23
TD | Other | 39 | STAH_1 | 23.73 | 18.5 | 9.05 | 10.6
TD | Other | 39 | STAY_1 | 176.55 | 149.4 | 43.67 | 43.65
TD | Other | 39 | STEN_1 | 5.65 | 3.96 | 2.23 | 2.23
TD | Other | 39 | STES_1 | 16.25 | 11.38 | 7.49 | 7.47
TD | Other | 39 | STIR | 12.47 | 10.97 | 5.45 | 7.85
TD | Other | 39 | STLE | 10.9 | 7.81 | 5.9 | 5.9
TD | Other | 39 | STRI_P | 1.1 | 0.65 | 0.65 | 0.65
TD | Other | 39 | SUND_1 | 18.12 | 10.39 | 10.39 | 10.39
TD | Other | 39 | SWAN_1 | 57.36 | 52.65 | 3.24 | 3.6
TD | Other | 39 | TAUN1 | 74.57 | 68.28 | 10.85 | 16.06
TD | Other | 39 | TEMP_3 | 1.52 | 1.07 | 0.6 | 0.6
TD | Other | 39 | THOM_6 | 196.44 | 177.31 | 21.55 | 21.98
TD | Other | 39 | THSO_P | 33.7 | 7.41 | 7.41 | 7.41
TD | Other | 39 | THUR_6 | 21.24 | 20.08 | 0 | 0
TD | Other | 39 | TILBB_1 | 6.18 | 3.67 | 3.67 | 3.67
TD | Other | 39 | TOTT_1 | 64.42 | 46.53 | 30.99 | 30.99
TD | Other | 39 | TRAW_1 | 0.73 | 0.43 | 0.43 | 0.43
TD | Other | 39 | TYNE_1 | 12.64 | 7.23 | 5.47 | 5.46
TD | Other | 39 | UPPB_1 | 134.43 | 127.09 | 0 | 0
TD | Other | 39 | UPPB_3 | 85.63 | 79.8 | 3.29 | 3.29
TD | Other | 39 | USKM_1 | 36.66 | 29.04 | 17.26 | 20.47
TD | Other | 39 | WALH_1 | 16.35 | 10.55 | 9.15 | 9.52
TD | Other | 39 | WALP_1 | 109.76 | 96.51 | 40.11 | 39.88
TD | Other | 39 | WALP_B | 11.24 | 6.99 | 6.99 | 6.99
TD | Other | 39 | WASF_1 | 36.21 | 26.09 | 13.12 | 13.04
TD | Other | 39 | WATFS_1 | 4.87 | 3.41 | 3.41 | 3.41
TD | Other | 39 | WBUR_1 | 63.04 | 49.4 | 28.94 | 29.59
TD | Other | 39 | WFIE | 10.39 | 9.14 | 4.54 | 6.54
TD | Other | 39 | WHAM_1 | 48.06 | 36.51 | 16.46 | 17.98
TD | Other | 39 | WHGA_1 | 2.45 | 1.27 | 1.27 | 1.27
TD | Other | 39 | WHHO | 1.72 | 1.27 | 0.56 | 0.56
TD | Other | 39 | WIBA_3 | 37.96 | 32.3 | 16.74 | 23.5
TD | Other | 39 | WIEN_1 | 35.24 | 26.08 | 16.94 | 16.94
TD | Other | 39 | WILL_1 | 61.22 | 44.61 | 20.45 | 20.32
TD | Other | 39 | WIMBS1 | 6.95 | 5.14 | 4.43 | 4.43
TD | Other | 39 | WISD_6 | 2.09 | 1.55 | 0.68 | 0.68
TD | Other | 39 | WMEL_1 | 143.85 | 132.7 | 9.41 | 9.41
TD | Other | 39 | WTHU31 | 7.82 | 4.64 | 4.64 | 4.64
TD | Other | 39 | WWEY_1 | 5.77 | 3.61 | 2.57 | 2.57
TD | Other | 39 | WYMOM_1 | 11.37 | 7.68 | 7.68 | 7.68
TD | Other | 40 | ABHA1 | 2.59 | 1.54 | 1.54 | 1.54
TD | Other | 40 | ABNE_P | 8.77 | 6.03 | 6.03 | 6.03
TD | Other | 40 | ABTH_1 | 28.59 | 25.73 | 9.35 | 9.28
TD | Other | 40 | ALNE_P | 5.78 | 5.08 | 2.53 | 3.64
TD | Other | 40 | ALVE1 | 26.64 | 18.58 | 18.58 | 18.58
TD | Other | 40 | AMEM_1 | 7.61 | 6.1 | 0.79 | 0.79
TD | Other | 40 | BARKC1 | 158.5 | 107.85 | 77.38 | 80.71
TD | Other | 40 | BEDD_1 | 61.82 | 54.44 | 5.48 | 5.48
TD | Other | 40 | BESW_1 | 6.99 | 4.62 | 3.3 | 3.29
TD | Other | 40 | BICF_1 | 105.64 | 90.7 | 49.4 | 71.8
TD | Other | 40 | BIRK_1 | 16.53 | 11.81 | 6.16 | 6.13
TD | Other | 40 | BISW_1 | 23.86 | 17.5 | 11.93 | 11.93
TD | Other | 40 | BLYTB1 | 4.22 | 2.89 | 1.81 | 1.81
TD | Other | 40 | BOLN_1 | 138.75 | 106.71 | 54.53 | 55.22
TD | Other | 40 | BONN | 1.06 | 0.79 | 0.35 | 0.34
TD | Other | 40 | BOTW_1 | 0.74 | 0.44 | 0.44 | 0.44
TD | Other | 40 | BRAI_1 | 10.04 | 6.68 | 6.68 | 6.68
TD | Other | 40 | BRAW_1 | 18.93 | 12.26 | 11.47 | 11.46
TD | Other | 40 | BRED_1 | 13.71 | 9.07 | 8.49 | 8.49
TD | Other | 40 | BRFO_1 | 67.98 | 50.04 | 36.37 | 39.33
TD | Other | 40 | BRIM_1 | 12.23 | 8.85 | 5.88 | 5.87
TD | Other | 40 | BRLE_1 | 127.87 | 110.88 | 18.04 | 18.02
TD | Other | 40 | BRWA1 | 62.29 | 57.43 | 5.3 | 7.1
TD | Other | 40 | BURM_1 | 261.1 | 207.03 | 132.58 | 139.36
TD | Other | 40 | BUSH_1 | 46.39 | 32.22 | 32.22 | 32.22
TD | Other | 40 | BUST_1 | 1 | 0.59 | 0.59 | 0.59
TD | Other | 40 | CANTN1 | 26.39 | 21.54 | 8.75 | 8.75
TD | Other | 40 | CAPEA1 | 197.57 | 179.91 | 39.84 | 39.58
TD | Other | 40 | CARE_1 | 201.79 | 174.45 | 34.43 | 34.4
TD | Other | 40 | CARR_1 | 59.69 | 44.53 | 27.71 | 35.02
TD | Other | 40 | CELL_1 | 178.9 | 150.39 | 34.68 | 36.26
TD | Other | 40 | CHIC_1 | 50.75 | 47.07 | 2.59 | 2.59
TD | Other | 40 | CHSI_1 | 0.33 | 0.19 | 0.19 | 0.19
TD | Other | 40 | CHTE_1 | 172 | 159.22 | 17.82 | 17.82
TD | Other | 40 | CITR_1 | 15.38 | 12.83 | 5.03 | 4.99
TD | Other | 40 | CLAY_P | 1.4 | 0.68 | 0.68 | 0.68
TD | Other | 40 | CLYM | 2.3 | 1.37 | 1.37 | 1.37
TD | Other | 40 | CONQA1 | 113.6 | 99.73 | 25.07 | 25.6
TD | Other | 40 | COVE_1 | 39.03 | 27.59 | 22.97 | 22.96
TD | Other | 40 | COWL_1 | 37.87 | 26.43 | 18.81 | 18.81
TD | Other | 40 | COYL | 2.18 | 1.29 | 1.29 | 1.29
TD | Other | 40 | CREB_1 | 40.06 | 33.21 | 11.09 | 11.07
TD | Other | 40 | CUMB | 24.19 | 16.59 | 16.22 | 16.22
TD | Other | 40 | CUPA | 4.69 | 3.28 | 3.28 | 3.28
TD | Other | 40 | DALM3 | 21.78 | 16.12 | 11.05 | 11.05
TD | Other | 40 | DEWP | 1.41 | 1.05 | 0.46 | 0.46
TD | Other | 40 | DRAK_1 | 14.23 | 9.47 | 7.34 | 7.33
TD | Other | 40 | DRAX_1 | 98.28 | 91.52 | 7.73 | 10.89
TD | Other | 40 | DUDH_P | 3.79 | 2.81 | 1.24 | 1.23
TD | Other | 40 | DUNB | 12.24 | 8.86 | 7.18 | 7.18
TD | Other | 40 | DUNF | 4.55 | 3.11 | 3.11 | 3.11
TD | Other | 40 | EALI_6 | 12.89 | 6.28 | 6.28 | 6.28
TD | Other | 40 | EASO_1 | 11.77 | 9.5 | 5.08 | 6.82
TD | Other | 40 | ECLA_1 | 23.09 | 15.45 | 11.09 | 11.07
TD | Other | 40 | EKIS | 2.01 | 1.19 | 1.19 | 1.19
TD | Other | 40 | ELLA_1 | 52.63 | 38.39 | 19.52 | 19.43
TD | Other | 40 | ELST_1 | 9.43 | 6.6 | 6.6 | 6.6
TD | Other | 40 | ENDE_1 | 34.57 | 23.24 | 19.63 | 19.96
TD | Other | 40 | EXET1 | 74.83 | 64.89 | 13.31 | 13.29
TD | Other | 40 | FAWL_1 | 227.08 | 191.86 | 50.28 | 50.12
TD | Other | 40 | FECK_6 | 5.9 | 4.48 | 2.97 | 3.63
TD | Other | 40 | FERRA2 | 68.53 | 64.34 | 0.76 | 0.76
TD | Other | 40 | FERRB1 | 108.66 | 80.73 | 53.95 | 55.26
TD | Other | 40 | FIDF_1 | 79.11 | 64.14 | 39.48 | 51.86
TD | Other | 40 | FLEE_1 | 163.01 | 153.7 | 0.68 | 0.68
TD | Other | 40 | FOUR_1 | 5.01 | 3.51 | 3.51 | 3.51
TD | Other | 40 | FROD_1 | 212.07 | 172.66 | 77.03 | 76.59
TD | Other | 40 | GLRO | 6.7 | 4.69 | 4.69 | 4.69
TD | Other | 40 | GREN_1 | 115.64 | 91.51 | 53 | 67.95
TD | Other | 40 | GRIW_1 | 82.7 | 70.46 | 29.17 | 29.01
TD | Other | 40 | G_EXTRA_2 | 4.02 | 2.81 | 2.81 | 2.81
TD | Other | 40 | G_EXTRA_4 | 1.52 | 0.9 | 0.9 | 0.9
TD | Other | 40 | G_EXTRA_5 | 2.1 | 1.25 | 1.25 | 1.25
TD | Other | 40 | G_EXTRA_8 | 8.72 | 6.07 | 6.07 | 6.07
TD | Other | 40 | G_EXTRA_9 | 3.27 | 2.42 | 1.66 | 1.66
TD | Other | 40 | HACK_1 | 2.96 | 2.19 | 0.97 | 0.96
TD | Other | 40 | HAMHC1 | 37.5 | 19.77 | 19.77 | 19.77
TD | Other | 40 | HARK_1 | 27.38 | 16.07 | 12.77 | 12.75
TD | Other | 40 | HAWP_6 | 1.21 | 0.72 | 0.72 | 0.72
TD | Other | 40 | HEYS_1 | 4.21 | 2.73 | 2.07 | 2.07
TD | Other | 40 | HURS_1 | 2.52 | 1.5 | 1.5 | 1.5
TD | Other | 40 | HUTT_1 | 159.84 | 133.8 | 64.74 | 91.4
TD | Other | 40 | INDQ1 | 47.71 | 34.99 | 28.03 | 28.01
TD | Other | 40 | IROA1 | 6.47 | 4.63 | 2.41 | 2.39
TD | Other | 40 | IRONB1 | 5.31 | 3.55 | 3.55 | 3.55
TD | Other | 40 | IVER_1 | 213.99 | 180.77 | 93.08 | 102.95
TD | Other | 40 | KAIM | 3.06 | 2.21 | 1.1 | 1.09
TD | Other | 40 | KEAD_1 | 11.23 | 7.5 | 7.5 | 7.5
TD | Other | 40 | KEAR_1 | 44.43 | 30.58 | 28.03 | 28.03
TD | Other | 40 | KEIT_P | 29.52 | 25.88 | 12.96 | 19.65
TD | Other | 40 | KEMS_1 | 451.58 | 360.04 | 235.83 | 256.09
TD | Other | 40 | KIER | 1.59 | 0.95 | 0.95 | 0.95
TD | Other | 40 | KILT | 9.29 | 7.62 | 3.62 | 4.89
TD | Other | 40 | KILW | 20.17 | 17.48 | 7.84 | 7.81
TD | Other | 40 | KINO_1 | 158.11 | 133.72 | 59.75 | 59.5
TD | Other | 40 | KINT_P | 7.49 | 5.54 | 2.45 | 2.43
TD | Other | 40 | KIRKB1 | 29.7 | 26.1 | 18.57 | 18.93
TD | Other | 40 | KNAR | 11.12 | 7.78 | 7.78 | 7.78
TD | Other | 40 | LACK_6 | 149.76 | 112.96 | 84.15 | 90.3
TD | Other | 40 | LALE1SG003 | 52.04 | 38.3 | 24.55 | 24.86
TD | Other | 40 | LAND1 | 97.24 | 79.27 | 61.54 | 61.81
TD | Other | 40 | LEGA_1 | 10.73 | 7.13 | 5.5 | 5.49
TD | Other | 40 | LEVE | 24.27 | 18.21 | 11.88 | 12.7
TD | Other | 40 | LINM | 0.83 | 0.49 | 0.49 | 0.49
TD | Other | 40 | LISD_1 | 41.67 | 35.17 | 14.07 | 13.98
TD | Other | 40 | LITT_C | 7.87 | 3.83 | 3.83 | 3.83
TD | Other | 40 | LITT_J | 17.67 | 13.08 | 5.78 | 5.74
TD | Other | 40 | LOVE_1 | 128.35 | 110.08 | 24.09 | 24.07
TD | Other | 40 | LUNA_P | 1.19 | 0.95 | 0.58 | 0.74
TD | Other | 40 | MACC_3 | 24.07 | 17.62 | 8.21 | 8.16
TD | Other | 40 | MANN_1 | 23.78 | 16.76 | 13.96 | 15.34
TD | Other | 40 | MAYB | 10.6 | 7.84 | 3.71 | 3.69
TD | Other | 40 | MELK_1 | 59.91 | 53.79 | 4.24 | 4.23
TD | Other | 40 | MILC_P | 10.16 | 7.47 | 4.92 | 4.92
TD | Other | 40 | MITY_1 | 3.87 | 2.12 | 2.12 | 2.12
TD | Other | 40 | MYBS_P | 3.57 | 3.15 | 1.56 | 2.42
TD | Other | 40 | NEAR | 156.77 | 137.54 | 98.43 | 98.43
TD | Other | 40 | NECE_1 | 303.33 | 263.27 | 124.71 | 124.67
TD | Other | 40 | NEWX_6 | 57.77 | 42.75 | 36.15 | 36.14
TD | Other | 40 | NFLE | 1.32 | 0.78 | 0.78 | 0.78
TD | Other | 40 | NINF_1 | 3.59 | 2.47 | 1.51 | 1.51
TD | Other | 40 | NORM_1 | 89.3 | 70.8 | 41.95 | 50.86
TD | Other | 40 | NORT_1 | 2.19 | 1.53 | 0.89 | 0.89
TD | Other | 40 | NURS_1 | 32.52 | 23.15 | 14.23 | 14.21
TD | Other | 40 | OCKH_1 | 1.4 | 0.83 | 0.83 | 0.83
TD | Other | 40 | OFFE_3 | 2.87 | 1.7 | 1.7 | 1.7
TD | Other | 40 | OLDB_1 | 580.22 | 508 | 368.15 | 368.15
TD | Other | 40 | OSBA_1 | 61.04 | 53.2 | 11.75 | 11.74
TD | Other | 40 | PADIB1 | 8.45 | 6.05 | 3.52 | 3.71
TD | Other | 40 | PELH_1 | 9.72 | 6.69 | 6.69 | 6.69
TD | Other | 40 | PEMB_1 | 29.3 | 21.57 | 9.79 | 9.72
TD | Other | 40 | PENN_1 | 11.69 | 7.87 | 7.87 | 7.87
TD | Other | 40 | PENT_1 | 5.29 | 3.57 | 3.57 | 3.57
TD | Other | 40 | PENW_1 | 34.31 | 23.86 | 18.91 | 18.88
TD | Other | 40 | PERS_P | 11.2 | 8.14 | 3.93 | 3.91
TD | Other | 40 | POOB | 11.06 | 6.56 | 6.56 | 6.56
TD | Other | 40 | POPP_3 | 14.4 | 11.29 | 7.05 | 9.35
TD | Other | 40 | PYLE_1 | 79.49 | 69.58 | 15.24 | 17.82
TD | Other | 40 | RAIN_1 | 196.23 | 184.34 | 1.99 | 1.99
TD | Other | 40 | RASS_1 | 169.15 | 157.77 | 4.75 | 4.75
TD | Other | 40 | RATS_1 | 46.84 | 33.72 | 22.64 | 22.6
TD | Other | 40 | RAYL_1 | 10.62 | 6.15 | 6.15 | 6.15
TD | Other | 40 | RICH1 | 14.77 | 10.93 | 4.83 | 4.8
TD | Other | 40 | ROCH_1 | 5.03 | 2.83 | 2.83 | 2.83
TD | Other | 40 | RYEH_1 | 26.69 | 17.67 | 14.41 | 14.4
TD | Other | 40 | SALH_1 | 377.17 | 287.04 | 136.04 | 135.56
TD | Other | 40 | SALT_1 | 9.13 | 6.69 | 3.66 | 3.65
TD | Other | 40 | SBAR | 25.31 | 23.93 | 0 | 0
TD | Other | 40 | SEAB1 | 364.08 | 266.04 | 169.17 | 169.16
TD | Other | 40 | SELL_1 | 53.95 | 50.76 | 0.42 | 0.42
TD | Other | 40 | SHEC_3 | 31.95 | 23.45 | 20.31 | 20.31
TD | Other | 40 | SHRW_1 | 19.18 | 13.75 | 11.4 | 11.4
TD | Other | 40 | SJOW_1 | 13.99 | 10.36 | 4.57 | 4.54
TD | Other | 40 | SKLGB1 | 127.05 | 117.32 | 5.6 | 5.59
TD | Other | 40 | SMAN_1 | 129.67 | 107.01 | 36.36 | 38.56
TD | Other | 40 | SPEN_1 | 209.66 | 161.78 | 114.74 | 126.01
TD | Other | 40 | STAH_1 | 22.97 | 17.95 | 8.78 | 10.33
TD | Other | 40 | STAY_1 | 176.34 | 149.28 | 43.57 | 43.55
TD | Other | 40 | STEN_1 | 5.35 | 3.76 | 2.11 | 2.1
TD | Other | 40 | STES_1 | 15.57 | 10.92 | 7.21 | 7.19
TD | Other | 40 | STIR | 12.47 | 10.97 | 5.45 | 7.85
TD | Other | 40 | STLE | 10.77 | 7.73 | 5.83 | 5.83
TD | Other | 40 | STRI_P | 1.02 | 0.61 | 0.61 | 0.61
TD | Other | 40 | SUND_1 | 17.09 | 9.78 | 9.78 | 9.78
TD | Other | 40 | SWAN_1 | 57.06 | 52.46 | 3.08 | 3.44
TD | Other | 40 | TAUN1 | 74.66 | 68.41 | 10.87 | 16.14
TD | Other | 40 | TEMP_3 | 1.44 | 1.02 | 0.57 | 0.56
TD | Other | 40 | THOM_6 | 195.97 | 177 | 21.32 | 21.75
TD | Other | 40 | THSO_P | 33.7 | 7.41 | 7.41 | 7.41
TD | Other | 40 | THUR_6 | 21.24 | 20.08 | 0 | 0
TD | Other | 40 | TILBB_1 | 5.74 | 3.41 | 3.41 | 3.41
TD | Other | 40 | TOTT_1 | 64.11 | 46.3 | 30.84 | 30.84
TD | Other | 40 | TRAW_1 | 0.68 | 0.4 | 0.4 | 0.4
TD | Other | 40 | TYNE_1 | 12.44 | 7.09 | 5.41 | 5.4
TD | Other | 40 | UPPB_1 | 134.43 | 127.09 | 0 | 0
TD | Other | 40 | UPPB_3 | 85.64 | 79.81 | 3.3 | 3.3
TD | Other | 40 | USKM_1 | 36.17 | 28.69 | 17.1 | 20.32
TD | Other | 40 | WALH_1 | 16.07 | 10.38 | 9 | 9.37
TD | Other | 40 | WALP_1 | 109.79 | 96.54 | 40.13 | 39.91
TD | Other | 40 | WALP_B | 11.08 | 6.9 | 6.9 | 6.9
TD | Other | 40 | WASF_1 | 34.4 | 24.81 | 12.44 | 12.37
TD | Other | 40 | WATFS_1 | 4.9 | 3.43 | 3.43 | 3.43
TD | Other | 40 | WBUR_1 | 63.01 | 49.39 | 28.95 | 29.6
TD | Other | 40 | WFIE | 10.39 | 9.14 | 4.54 | 6.54
TD | Other | 40 | WHAM_1 | 46.22 | 35.16 | 15.86 | 17.41
TD | Other | 40 | WHGA_1 | 2.4 | 1.24 | 1.24 | 1.24
TD | Other | 40 | WHHO | 1.64 | 1.21 | 0.54 | 0.53
TD | Other | 40 | WIBA_3 | 37.96 | 32.3 | 16.74 | 23.5
TD | Other | 40 | WIEN_1 | 35.06 | 25.95 | 16.85 | 16.85
TD | Other | 40 | WILL_1 | 58.5 | 42.59 | 19.56 | 19.43
TD | Other | 40 | WIMBS1 | 6.95 | 5.14 | 4.43 | 4.43
TD | Other | 40 | WISD_6 | 2 | 1.48 | 0.65 | 0.65
TD | Other | 40 | WMEL_1 | 143.88 | 132.72 | 9.43 | 9.43
TD | Other | 40 | WTHU31 | 7.27 | 4.32 | 4.32 | 4.32
TD | Other | 40 | WWEY_1 | 5.54 | 3.46 | 2.47 | 2.46
TD | Other | 40 | WYMOM_1 | 11.2 | 7.58 | 7.58 | 7.58
TD | Solar | 17 | ABHA1 | 82.33 | 0 | 1.86 | 58.88
TD | Solar | 17 | ABNE_P | 9.9 | 0 | 0.22 | 7.08
TD | Solar | 17 | ABTH_1 | 64.33 | 0 | 1.45 | 46.01
TD | Solar | 17 | ALVE1 | 183.06 | 0 | 4.14 | 130.92
TD | Solar | 17 | AMEM_1 | 37.22 | 0 | 0.84 | 26.62
TD | Solar | 17 | ARBR_P | 24.23 | 0 | 0.55 | 17.33
TD | Solar | 17 | AXMI1 | 93.28 | 0 | 2.11 | 66.71
TD | Solar | 17 | BARKC1 | 1.64 | 0 | 0.04 | 1.17
TD | Solar | 17 | BESW_1 | 43.45 | 0 | 0.98 | 31.08
TD | Solar | 17 | BICF_1 | 156.31 | 0 | 3.53 | 111.79
TD | Solar | 17 | BISW_1 | 17.58 | 0 | 0.4 | 12.57
TD | Solar | 17 | BOLN_1 | 65.49 | 0 | 1.48 | 46.84
TD | Solar | 17 | BOTW_1 | 54.96 | 0 | 1.24 | 39.31
TD | Solar | 17 | BRAI_1 | 95.97 | 0 | 2.17 | 68.64
TD | Solar | 17 | BRED_1 | 1.08 | 0 | 0.02 | 0.77
TD | Solar | 17 | BRFO_1 | 133.56 | 0 | 3.02 | 95.52
TD | Solar | 17 | BRLE_1 | 59.53 | 0 | 1.35 | 42.58
TD | Solar | 17 | BRWA1 | 239.5 | 0 | 5.41 | 171.29
TD | Solar | 17 | BURM_1 | 311.97 | 0 | 7.05 | 223.12
TD | Solar | 17 | BUSH_1 | 11.75 | 0 | 0.27 | 8.4
TD | Solar | 17 | CAMB_01 | 16.3 | 0 | 0.37 | 11.66
TD | Solar | 17 | CANTN1 | 108.8 | 0 | 2.46 | 77.81
TD | Solar | 17 | CAPEA1 | 5.43 | 0 | 0.12 | 3.88
TD | Solar | 17 | CARE_1 | 14.12 | 0 | 0.32 | 10.1
TD | Solar | 17 | CARR_1 | 1.66 | 0 | 0.04 | 1.19
TD | Solar | 17 | CELL_1 | 29.24 | 0 | 0.66 | 20.91
TD | Solar | 17 | CHIC_1 | 66.82 | 0 | 1.51 | 47.79
TD | Solar | 17 | CHTE_1 | 141.05 | 0 | 3.19 | 100.88
TD | Solar | 17 | CONQA1 | 110.45 | 0 | 2.5 | 78.99
TD | Solar | 17 | COVE_1 | 5.37 | 0 | 0.12 | 3.84
TD | Solar | 17 | COWL_1 | 268.05 | 0 | 6.06 | 191.71
TD | Solar | 17 | CREB_1 | 16.28 | 0 | 0.37 | 11.64
TD | Solar | 17 | CUPA | 4 | 0 | 0.09 | 2.86
TD | Solar | 17 | DEVO | 5 | 0 | 0.11 | 3.58
TD | Solar | 17 | DRAK_1 | 89.4 | 0 | 2.02 | 63.94
TD | Solar | 17 | EASO_1 | 224.24 | 0 | 5.07 | 160.38
TD | Solar | 17 | ECLA_1 | 121.33 | 0 | 2.74 | 86.78
TD | Solar | 17 | ELGI_P | 1.27 | 0 | 0.03 | 0.91
TD | Solar | 17 | ENDE_1 | 49.42 | 0 | 1.12 | 35.35
TD | Solar | 17 | EXET1 | 91.27 | 0 | 2.06 | 65.28
TD | Solar | 17 | FAWL_1 | 89.02 | 0 | 2.01 | 63.67
TD | Solar | 17 | FECK_6 | 137.83 | 0 | 3.11 | 98.58
TD | Solar | 17 | FERRA2 | 8.04 | 0 | 0.18 | 5.75
TD | Solar | 17 | FERRB1 | 5.43 | 0 | 0.12 | 3.88
TD | Solar | 17 | FLEE_1 | 43.15 | 0 | 0.98 | 30.86
TD | Solar | 17 | FROD_1 | 3.66 | 0 | 0.08 | 2.62
TD | Solar | 17 | GREN_1 | 243.4 | 0 | 5.5 | 174.08
TD | Solar | 17 | GRIW_1 | 29.78 | 0 | 0.67 | 21.3
TD | Solar | 17 | HAMHC1 | 27.56 | 0 | 0.62 | 19.71
TD | Solar | 17 | HARK_1 | 52.47 | 0 | 1.19 | 37.53
TD | Solar | 17 | HAWP_6 | 5.44 | 0 | 0.12 | 3.89
TD | Solar | 17 | HEYS_1 | 23.95 | 0 | 0.54 | 17.13
TD | Solar | 17 | HUTT_1 | 10.59 | 0 | 0.24 | 7.57
TD | Solar | 17 | IMPK_1 | 10.7 | 0 | 0.24 | 7.65
TD | Solar | 17 | INDQ1 | 332.89 | 0 | 7.52 | 238.08
TD | Solar | 17 | IROA1 | 100.97 | 0 | 2.28 | 72.21
TD | Solar | 17 | IRONB1 | 36.04 | 0 | 0.81 | 25.78
TD | Solar | 17 | KEAD_1 | 48.12 | 0 | 1.09 | 34.42
TD | Solar | 17 | KEAR_3 | 11.19 | 0 | 0.25 | 8
TD | Solar | 17 | KEMS_1 | 71.83 | 0 | 1.62 | 51.37
TD | Solar | 17 | KIBY_1 | 1.64 | 0 | 0.04 | 1.17
TD | Solar | 17 | KILW | 4.99 | 0 | 0.11 | 3.57
TD | Solar | 17 | KINO_1 | 21.51 | 0 | 0.49 | 15.38
TD | Solar | 17 | KINT_P | 1.8 | 0 | 0.04 | 1.29
TD | Solar | 17 | KITW_1 | 1.32 | 0 | 0.03 | 0.94
TD | Solar | 17 | KNAR | 16.27 | 0 | 0.37 | 11.64
TD | Solar | 17 | LACK_6 | 5.44 | 0 | 0.12 | 3.89
TD | Solar | 17 | LALE1SG003 | 5.26 | 0 | 0.12 | 3.76
TD | Solar | 17 | LAND1 | 227.67 | 0 | 5.15 | 162.83
TD | Solar | 17 | LEGA_1 | 65.26 | 0 | 1.47 | 46.67
TD | Solar | 17 | LISD_1 | 2.71 | 0 | 0.06 | 1.94
TD | Solar | 17 | LOVE_1 | 170.81 | 0 | 3.86 | 122.16
TD | Solar | 17 | MACC_3 | 10.86 | 0 | 0.25 | 7.77
TD | Solar | 17 | MACD_P | 2.4 | 0 | 0.05 | 1.72
TD | Solar | 17 | MAGA_6 | 27.52 | 0 | 0.62 | 19.68
TD | Solar | 17 | MANN_1 | 295.77 | 0 | 6.68 | 211.53
TD | Solar | 17 | MELK_1 | 276.42 | 0 | 6.25 | 197.7
TD | Solar | 17 | MILH_1 | 10.85 | 0 | 0.25 | 7.76
TD | Solar | 17 | MITY_1 | 512.01 | 0 | 11.57 | 366.19
TD | Solar | 17 | NFLE | 41.48 | 0 | 0.94 | 29.67
TD | Solar | 17 | NINF_1 | 72.38 | 0 | 1.64 | 51.77
TD | Solar | 17 | NORM_1 | 297.26 | 0 | 6.72 | 212.6
TD | Solar | 17 | NORT_1 | 31.3 | 0 | 0.71 | 22.39
TD | Solar | 17 | NURS_1 | 195.9 | 0 | 4.43 | 140.11
TD | Solar | 17 | PADIB1 | 5.43 | 0 | 0.12 | 3.88
TD | Solar | 17 | PELH_1 | 141.51 | 0 | 3.2 | 101.21
TD | Solar | 17 | PEMB_1 | 242.25 | 0 | 5.47 | 173.26
TD | Solar | 17 | PENN_1 | 5.43 | 0 | 0.12 | 3.88
TD | Solar | 17 | PENT_1 | 46.26 | 0 | 1.05 | 33.09
TD | Solar | 17 | PENW_1 | 45.41 | 0 | 1.03 | 32.48
TD | Solar | 17 | POPP_3 | 10.87 | 0 | 0.25 | 7.77
TD | Solar | 17 | PYLE_1 | 36.77 | 0 | 0.83 | 26.3
TD | Solar | 17 | RAIN_1 | 2.83 | 0 | 0.06 | 2.02
TD | Solar | 17 | RASS_1 | 36.14 | 0 | 0.82 | 25.85
TD | Solar | 17 | RATS_1 | 76.43 | 0 | 1.73 | 54.66
TD | Solar | 17 | RAYL_1 | 24.41 | 0 | 0.55 | 17.46
TD | Solar | 17 | REDH | 8.3 | 0 | 0.19 | 5.94
TD | Solar | 17 | RICH1 | 67.01 | 0 | 1.51 | 47.93
TD | Solar | 17 | ROCH_1 | 2.61 | 0 | 0.06 | 1.87
TD | Solar | 17 | RUGEB1 | 15.48 | 0 | 0.35 | 11.07
TD | Solar | 17 | SALH_1 | 10.8 | 0 | 0.24 | 7.72
TD | Solar | 17 | SALT_1 | 6.6 | 0 | 0.15 | 4.72
TD | Solar | 17 | SBAR | 48.07 | 0 | 1.09 | 34.38
TD | Solar | 17 | SEAB1 | 93.38 | 0 | 2.11 | 66.79
TD | Solar | 17 | SELL_1 | 47.94 | 0 | 1.08 | 34.29
TD | Solar | 17 | SHRW_1 | 116.14 | 0 | 2.62 | 83.06
TD | Solar | 17 | SKLGB1 | 5.43 | 0 | 0.12 | 3.88
TD | Solar | 17 | SPEN_1 | 5.39 | 0 | 0.12 | 3.85
TD | Solar | 17 | STAH_1 | 10.28 | 0 | 0.23 | 7.35
TD | Solar | 17 | STAY_1 | 137.24 | 0 | 3.1 | 98.15
TD | Solar | 17 | STES_1 | 5.43 | 0 | 0.12 | 3.88
TD | Solar | 17 | STRI_P | 1.6 | 0 | 0.04 | 1.14
TD | Solar | 17 | SUND_1 | 48.94 | 0 | 1.11 | 35
TD | Solar | 17 | SWAN_1 | 117.47 | 0 | 2.65 | 84.01
TD | Solar | 17 | TARL_P | 4.95 | 0 | 0.11 | 3.54
TD | Solar | 17 | TAUN1 | 83.97 | 0 | 1.9 | 60.06
TD | Solar | 17 | THOM_6 | 5.4 | 0 | 0.12 | 3.86
TD | Solar | 17 | TILBB_1 | 4.69 | 0 | 0.11 | 3.35
TD | Solar | 17 | TRAW_1 | 16.44 | 0 | 0.37 | 11.76
TD | Solar | 17 | UPPB_1 | 31.52 | 0 | 0.71 | 22.54
TD | Solar | 17 | UPPB_3 | 30.82 | 0 | 0.7 | 22.04
TD | Solar | 17 | USKM_1 | 39.52 | 0 | 0.89 | 28.26
TD | Solar | 17 | WALH_1 | 101.25 | 0 | 2.29 | 72.41
TD | Solar | 17 | WALP_1 | 22.62 | 0 | 0.51 | 16.18
TD | Solar | 17 | WALP_B | 195.87 | 0 | 4.43 | 140.09
TD | Solar | 17 | WARL_1 | 16.52 | 0 | 0.37 | 11.82
TD | Solar | 17 | WASF_1 | 5.43 | 0 | 0.12 | 3.88
TD | Solar | 17 | WBOL_6 | 5.12 | 0 | 0.12 | 3.66
TD | Solar | 17 | WBUR_1 | 111.46 | 0 | 2.52 | 79.72
TD | Solar | 17 | WILL_1 | 51.96 | 0 | 1.17 | 37.16
TD | Solar | 17 | WWEY_1 | 2.17 | 0 | 0.05 | 1.55
TD | Solar | 17 | WYMOM_1 | 24.7 | 0 | 0.56 | 17.67
TD | Solar | 18 | ABHA1 | 90.93 | 0 | 2.06 | 65.03
TD | Solar | 18 | ABNE_P | 10.94 | 0 | 0.25 | 7.82
TD | Solar | 18 | ABTH_1 | 71.04 | 0 | 1.61 | 50.81
TD | Solar | 18 | ALVE1 | 202.16 | 0 | 4.57 | 144.58
TD | Solar | 18 | AMEM_1 | 41.1 | 0 | 0.93 | 29.39
TD | Solar | 18 | ARBR_P | 26.77 | 0 | 0.61 | 19.15
TD | Solar | 18 | AXMI1 | 103.02 | 0 | 2.33 | 73.68
TD | Solar | 18 | BARKC1 | 1.81 | 0 | 0.04 | 1.29
TD | Solar | 18 | BESW_1 | 47.99 | 0 | 1.08 | 34.32
TD | Solar | 18 | BICF_1 | 172.63 | 0 | 3.9 | 123.46
TD | Solar | 18 | BISW_1 | 19.42 | 0 | 0.44 | 13.89
TD | Solar | 18 | BOLN_1 | 72.33 | 0 | 1.63 | 51.73
TD | Solar | 18 | BOTW_1 | 60.7 | 0 | 1.37 | 43.41
TD | Solar | 18 | BRAI_1 | 105.99 | 0 | 2.4 | 75.8
TD | Solar | 18 | BRED_1 | 1.2 | 0 | 0.03 | 0.86
TD | Solar | 18 | BRFO_1 | 147.5 | 0 | 3.33 | 105.49
TD | Solar | 18 | BRLE_1 | 65.75 | 0 | 1.49 | 47.02
TD | Solar | 18 | BRWA1 | 264.5 | 0 | 5.98 | 189.17
TD | Solar | 18 | BURM_1 | 344.53 | 0 | 7.79 | 246.41
TD | Solar | 18 | BUSH_1 | 12.98 | 0 | 0.29 | 9.28
TD | Solar | 18 | CAMB_01 | 18 | 0 | 0.41 | 12.87
TD | Solar | 18 | CANTN1 | 120.16 | 0 | 2.72 | 85.94
TD | Solar | 18 | CAPEA1 | 6 | 0 | 0.14 | 4.29
TD | Solar | 18 | CARE_1 | 15.59 | 0 | 0.35 | 11.15
TD | Solar | 18 | CARR_1 | 1.83 | 0 | 0.04 | 1.31
TD | Solar | 18 | CELL_1 | 32.29 | 0 | 0.73 | 23.09
TD | Solar | 18 | CHIC_1 | 73.8 | 0 | 1.67 | 52.78
TD | Solar | 18 | CHTE_1 | 155.77 | 0 | 3.52 | 111.41
TD | Solar | 18 | CONQA1 | 121.97 | 0 | 2.76 | 87.23
TD | Solar | 18 | COVE_1 | 5.93 | 0 | 0.13 | 4.24
TD | Solar | 18 | COWL_1 | 296.03 | 0 | 6.69 | 211.72
TD | Solar | 18 | CREB_1 | 17.98 | 0 | 0.41 | 12.86
TD | Solar | 18 | CUPA | 5.29 | 0 | 0.12 | 3.78
TD | Solar | 18 | DEVO | 6.61 | 0 | 0.15 | 4.73
TD | Solar | 18 | DRAK_1 | 98.73 | 0 | 2.23 | 70.61
TD | Solar | 18 | EASO_1 | 247.64 | 0 | 5.6 | 177.11
TD | Solar | 18 | ECLA_1 | 133.99 | 0 | 3.03 | 95.83
TD | Solar | 18 | ELGI_P | 1.41 | 0 | 0.03 | 1.01
TD | Solar | 18 | ENDE_1 | 54.57 | 0 | 1.23 | 39.03
TD | Solar | 18 | EXET1 | 100.8 | 0 | 2.28 | 72.09
TD | Solar | 18 | FAWL_1 | 98.31 | 0 | 2.22 | 70.31
TD | Solar | 18 | FECK_6 | 152.22 | 0 | 3.44 | 108.87
TD | Solar | 18 | FERRA2 | 8.88 | 0 | 0.2 | 6.35
TD | Solar | 18 | FERRB1 | 6 | 0 | 0.14 | 4.29
TD | Solar | 18 | FLEE_1 | 47.65 | 0 | 1.08 | 34.08
TD | Solar | 18 | FROD_1 | 4.05 | 0 | 0.09 | 2.9
TD | Solar | 18 | GREN_1 | 268.81 | 0 | 6.08 | 192.25
TD | Solar | 18 | GRIW_1 | 32.89 | 0 | 0.74 | 23.52
TD | Solar | 18 | HAMHC1 | 30.44 | 0 | 0.69 | 21.77
TD | Solar | 18 | HARK_1 | 57.94 | 0 | 1.31 | 41.44
TD | Solar | 18 | HAWP_6 | 6 | 0 | 0.14 | 4.29
TD | Solar | 18 | HEYS_1 | 26.45 | 0 | 0.6 | 18.92
TD | Solar | 18 | HUTT_1 | 11.7 | 0 | 0.26 | 8.37
TD | Solar | 18 | IMPK_1 | 11.82 | 0 | 0.27 | 8.45
TD | Solar | 18 | INDQ1 | 367.63 | 0 | 8.31 | 262.93
TD | Solar | 18 | IROA1 | 111.51 | 0 | 2.52 | 79.75
TD | Solar | 18 | IRONB1 | 39.8 | 0 | 0.9 | 28.46
TD | Solar | 18 | KEAD_1 | 53.14 | 0 | 1.2 | 38.01
TD | Solar | 18 | KEAR_3 | 12.36 | 0 | 0.28 | 8.84
TD | Solar | 18 | KEMS_1 | 79.33 | 0 | 1.79 | 56.74
TD | Solar | 18 | KIBY_1 | 1.82 | 0 | 0.04 | 1.3
TD | Solar | 18 | KILW | 6.6 | 0 | 0.15 | 4.72
TD | Solar | 18 | KINO_1 | 23.75 | 0 | 0.54 | 16.99
TD | Solar | 18 | KINT_P | 1.99 | 0 | 0.04 | 1.42
TD | Solar | 18 | KITW_1 | 1.45 | 0 | 0.03 | 1.04
TD | Solar | 18 | KNAR | 17.97 | 0 | 0.41 | 12.85
TD | Solar | 18 | LACK_6 | 6 | 0 | 0.14 | 4.29
TD | Solar | 18 | LALE1SG003 | 5.81 | 0 | 0.13 | 4.16
TD | Solar | 18 | LAND1 | 251.43 | 0 | 5.68 | 179.82
TD | Solar | 18 | LEGA_1 | 72.08 | 0 | 1.63 | 51.55
TD | Solar | 18 | LISD_1 | 2.99 | 0 | 0.07 | 2.14
TD | Solar | 18 | LOVE_1 | 188.64 | 0 | 4.26 | 134.92
TD | Solar | 18 | MACC_3 | 12 | 0 | 0.27 | 8.58
TD | Solar | 18 | MACD_P | 2.65 | 0 | 0.06 | 1.9
TD | Solar | 18 | MAGA_6 | 30.39 | 0 | 0.69 | 21.73
TD | Solar | 18 | MANN_1 | 326.64 | 0 | 7.38 | 233.61
TD | Solar | 18 | MELK_1 | 305.28 | 0 | 6.9 | 218.34
TD | Solar | 18 | MILH_1 | 11.99 | 0 | 0.27 | 8.58
TD | Solar | 18 | MITY_1 | 565.46 | 0 | 12.78 | 404.42
TD | Solar | 18 | NFLE | 45.81 | 0 | 1.04 | 32.76
TD | Solar | 18 | NINF_1 | 79.93 | 0 | 1.81 | 57.17
TD | Solar | 18 | NORM_1 | 328.29 | 0 | 7.42 | 234.79
TD | Solar | 18 | NORT_1 | 34.57 | 0 | 0.78 | 24.72
TD | Solar | 18 | NURS_1 | 216.35 | 0 | 4.89 | 154.73
TD | Solar | 18 | PADIB1 | 5.99 | 0 | 0.14 | 4.28
TD | Solar | 18 | PELH_1 | 156.28 | 0 | 3.53 | 111.77
TD | Solar | 18 | PEMB_1 | 267.53 | 0 | 6.05 | 191.34
TD | Solar | 18 | PENN_1 | 5.99 | 0 | 0.14 | 4.28
TD | Solar | 18 | PENT_1 | 51.09 | 0 | 1.15 | 36.54
TD | Solar | 18 | PENW_1 | 50.15 | 0 | 1.13 | 35.87
TD | Solar | 18 | POPP_3 | 12 | 0 | 0.27 | 8.58
TD | Solar | 18 | PYLE_1 | 40.61 | 0 | 0.92 | 29.04
TD | Solar | 18 | RAIN_1 | 3.12 | 0 | 0.07 | 2.23
TD | Solar | 18 | RASS_1 | 39.92 | 0 | 0.9 | 28.55
TD | Solar | 18 | RATS_1 | 84.41 | 0 | 1.91 | 60.37
TD | Solar | 18 | RAYL_1 | 26.96 | 0 | 0.61 | 19.28
TD | Solar | 18 | REDH | 10.98 | 0 | 0.25 | 7.85
TD | Solar | 18 | RICH1 | 74.01 | 0 | 1.67 | 52.93
TD | Solar | 18 | ROCH_1 | 2.88 | 0 | 0.07 | 2.06
TD | Solar | 18 | RUGEB1 | 17.1 | 0 | 0.39 | 12.23
TD | Solar | 18 | SALH_1 | 11.92 | 0 | 0.27 | 8.53
TD | Solar | 18 | SALT_1 | 7.29 | 0 | 0.16 | 5.21
TD | Solar | 18 | SBAR | 53.09 | 0 | 1.2 | 37.97
TD | Solar | 18 | SEAB1 | 103.13 | 0 | 2.33 | 73.76
TD | Solar | 18 | SELL_1 | 52.94 | 0 | 1.2 | 37.86
TD | Solar | 18 | SHRW_1 | 128.27 | 0 | 2.9 | 91.74
TD | Solar | 18 | SKLGB1 | 5.99 | 0 | 0.14 | 4.28
TD | Solar | 18 | SPEN_1 | 5.96 | 0 | 0.13 | 4.26
TD | Solar | 18 | STAH_1 | 11.35 | 0 | 0.26 | 8.12
TD | Solar | 18 | STAY_1 | 151.57 | 0 | 3.43 | 108.4
TD | Solar | 18 | STES_1 | 5.99 | 0 | 0.14 | 4.28
TD | Solar | 18 | STRI_P | 1.77 | 0 | 0.04 | 1.27
TD | Solar | 18 | SUND_1 | 54.04 | 0 | 1.22 | 38.65
TD | Solar | 18 | SWAN_1 | 129.73 | 0 | 2.93 | 92.78
TD | Solar | 18 | TARL_P | 5.47 | 0 | 0.12 | 3.91
TD | Solar | 18 | TAUN1 | 92.73 | 0 | 2.1 | 66.32
TD | Solar | 18 | THOM_6 | 5.97 | 0 | 0.13 | 4.27
TD | Solar | 18 | TILBB_1 | 5.18 | 0 | 0.12 | 3.7
TD | Solar | 18 | TRAW_1 | 18.16 | 0 | 0.41 | 12.99
TD | Solar | 18 | UPPB_1 | 34.81 | 0 | 0.79 | 24.9
TD | Solar | 18 | UPPB_3 | 34.04 | 0 | 0.77 | 24.35
TD | Solar | 18 | USKM_1 | 43.65 | 0 | 0.99 | 31.22
TD | Solar | 18 | WALH_1 | 111.82 | 0 | 2.53 | 79.97
TD | Solar | 18 | WALP_1 | 24.98 | 0 | 0.56 | 17.87
TD | Solar | 18 | WALP_B | 216.32 | 0 | 4.89 | 154.71
TD | Solar | 18 | WARL_1 | 18.25 | 0 | 0.41 | 13.05
TD | Solar | 18 | WASF_1 | 5.99 | 0 | 0.14 | 4.28
TD | Solar | 18 | WBOL_6 | 5.66 | 0 | 0.13 | 4.05
TD | Solar | 18 | WBUR_1 | 123.09 | 0 | 2.78 | 88.03
TD | Solar | 18 | WILL_1 | 57.38 | 0 | 1.3 | 41.04
TD | Solar | 18 | WWEY_1 | 2.4 | 0 | 0.05 | 1.72
TD | Solar | 18 | WYMOM_1 | 27.27 | 0 | 0.62 | 19.5
TD | Solar | 19 | ABHA1 | 96.6 | 0 | 2.18 | 69.09
TD | Solar | 19 | ABNE_P | 11.62 | 0 | 0.26 | 8.31
TD | Solar | 19 | ABTH_1 | 75.47 | 0 | 1.71 | 53.98
TD | Solar | 19 | ALVE1 | 214.78 | 0 | 4.85 | 153.61
TD | Solar | 19 | AMEM_1 | 43.67 | 0 | 0.99 | 31.23
TD | Solar | 19 | ARBR_P | 28.44 | 0 | 0.64 | 20.34
TD | Solar | 19 | AXMI1 | 109.45 | 0 | 2.47 | 78.28
TD | Solar | 19 | BARKC1 | 1.92 | 0 | 0.04 | 1.37
TD | Solar | 19 | BESW_1 | 50.98 | 0 | 1.15 | 36.46
TD | Solar | 19 | BICF_1 | 183.4 | 0 | 4.14 | 131.17
TD | Solar | 19 | BISW_1 | 20.63 | 0 | 0.47 | 14.75
TD | Solar | 19 | BOLN_1 | 76.84 | 0 | 1.74 | 54.96
TD | Solar | 19 | BOTW_1 | 64.49 | 0 | 1.46 | 46.12
TD | Solar | 19 | BRAI_1 | 112.6 | 0 | 2.54 | 80.53
TD | Solar | 19 | BRED_1 | 1.27 | 0 | 0.03 | 0.91
TD | Solar | 19 | BRFO_1 | 156.71 | 0 | 3.54 | 112.08
TD | Solar | 19 | BRLE_1 | 69.85 | 0 | 1.58 | 49.96
TD | Solar | 19 | BRWA1 | 281 | 0 | 6.35 | 200.97
TD | Solar | 19 | BURM_1 | 366.04 | 0 | 8.27 | 261.79
TD | Solar | 19 | BUSH_1 | 13.79 | 0 | 0.31 | 9.86
TD | Solar | 19 | CAMB_01 | 19.12 | 0 | 0.43 | 13.67
TD | Solar | 19 | CANTN1 | 127.66 | 0 | 2.89 | 91.3
TD | Solar | 19 | CAPEA1 | 6.37 | 0 | 0.14 | 4.56
TD | Solar | 19 | CARE_1 | 16.56 | 0 | 0.37 | 11.84
TD | Solar | 19 | CARR_1 | 1.94 | 0 | 0.04 | 1.39
TD | Solar | 19 | CELL_1 | 34.3 | 0 | 0.78 | 24.53
TD | Solar | 19 | CHIC_1 | 78.41 | 0 | 1.77 | 56.08
TD | Solar | 19 | CHTE_1 | 165.5 | 0 | 3.74 | 118.37
TD | Solar | 19 | CONQA1 | 129.59 | 0 | 2.93 | 92.68
TD | Solar | 19 | COVE_1 | 6.3 | 0 | 0.14 | 4.51
TD | Solar | 19 | COWL_1 | 314.51 | 0 | 7.11 | 224.94
TD | Solar | 19 | CREB_1 | 19.1 | 0 | 0.43 | 13.66
TD | Solar | 19 | CUPA | 6.09 | 0 | 0.14 | 4.36
TD | Solar | 19 | DEVO | 7.61 | 0 | 0.17 | 5.44
TD | Solar | 19 | DRAK_1 | 104.89 | 0 | 2.37 | 75.02
TD | Solar | 19 | EASO_1 | 263.1 | 0 | 5.95 | 188.17
TD | Solar | 19 | ECLA_1 | 142.35 | 0 | 3.22 | 101.81
TD | Solar | 19 | ELGI_P | 1.49 | 0 | 0.03 | 1.07
TD | Solar | 19 | ENDE_1 | 57.98 | 0 | 1.31 | 41.47
TD | Solar | 19 | EXET1 | 107.09 | 0 | 2.42 | 76.59
TD | Solar | 19 | FAWL_1 | 104.45 | 0 | 2.36 | 74.7
TD | Solar | 19 | FECK_6 | 161.72 | 0 | 3.65 | 115.66
TD | Solar | 19 | FERRA2 | 9.44 | 0 | 0.21 | 6.75
TD | Solar | 19 | FERRB1 | 6.38 | 0 | 0.14 | 4.56
TD | Solar | 19 | FLEE_1 | 50.63 | 0 | 1.14 | 36.21
TD | Solar | 19 | FROD_1 | 4.3 | 0 | 0.1 | 3.08
TD | Solar | 19 | GREN_1 | 285.58 | 0 | 6.45 | 204.25
TD | Solar | 19 | GRIW_1 | 34.95 | 0 | 0.79 | 25
TD | Solar | 19 | HAMHC1 | 32.34 | 0 | 0.73 | 23.13
TD | Solar | 19 | HARK_1 | 61.56 | 0 | 1.39 | 44.03
TD | Solar | 19 | HAWP_6 | 6.38 | 0 | 0.14 | 4.56
TD | Solar | 19 | HEYS_1 | 28.1 | 0 | 0.64 | 20.1
TD | Solar | 19 | HUTT_1 | 12.43 | 0 | 0.28 | 8.89
TD | Solar | 19 | IMPK_1 | 12.55 | 0 | 0.28 | 8.98
TD | Solar | 19 | INDQ1 | 390.58 | 0 | 8.83 | 279.34
TD | Solar | 19 | IROA1 | 118.47 | 0 | 2.68 | 84.73
TD | Solar | 19 | IRONB1 | 42.28 | 0 | 0.96 | 30.24
TD | Solar | 19 | KEAD_1 | 56.46 | 0 | 1.28 | 40.38
TD | Solar | 19 | KEAR_3 | 13.13 | 0 | 0.3 | 9.39
TD | Solar | 19 | KEMS_1 | 84.28 | 0 | 1.9 | 60.28
TD | Solar | 19 | KIBY_1 | 1.93 | 0 | 0.04 | 1.38
TD | Solar | 19 | KILW | 7.59 | 0 | 0.17 | 5.43
TD | Solar | 19 | KINO_1 | 25.23 | 0 | 0.57 | 18.04
TD | Solar | 19 | KINT_P | 2.11 | 0 | 0.05 | 1.51
TD | Solar | 19 | KITW_1 | 1.54 | 0 | 0.03 | 1.1
TD | Solar | 19 | KNAR | 19.09 | 0 | 0.43 | 13.65
TD | Solar | 19 | LACK_6 | 6.38 | 0 | 0.14 | 4.56
TD | Solar | 19 | LALE1SG003 | 6.17 | 0 | 0.14 | 4.41
TD | Solar | 19 | LAND1 | 267.12 | 0 | 6.04 | 191.04
TD | Solar | 19 | LEGA_1 | 76.57 | 0 | 1.73 | 54.76
TD | Solar | 19 | LISD_1 | 3.18 | 0 | 0.07 | 2.27
TD | Solar | 19 | LOVE_1 | 200.41 | 0 | 4.53 | 143.33
TD | Solar | 19 | MACC_3 | 12.74 | 0 | 0.29 | 9.11
TD | Solar | 19 | MACD_P | 2.82 | 0 | 0.06 | 2.02
TD | Solar | 19 | MAGA_6 | 32.29 | 0 | 0.73 | 23.09
TD | Solar | 19 | MANN_1 | 347.03 | 0 | 7.84 | 248.2
TD | Solar | 19 | MELK_1 | 324.33 | 0 | 7.33 | 231.96
TD | Solar | 19 | MILH_1 | 12.73 | 0 | 0.29 | 9.1
TD | Solar | 19 | MITY_1 | 600.75 | 0 | 13.58 | 429.66
TD | Solar | 19 | NFLE | 48.66 | 0 | 1.1 | 34.8
TD | Solar | 19 | NINF_1 | 84.92 | 0 | 1.92 | 60.73
TD | Solar | 19 | NORM_1 | 348.78 | 0 | 7.88 | 249.45
TD | Solar | 19 | NORT_1 | 36.72 | 0 | 0.83 | 26.26
TD | Solar | 19 | NURS_1 | 229.85 | 0 | 5.19 | 164.39
TD | Solar | 19 | PADIB1 | 6.37 | 0 | 0.14 | 4.56
TD | Solar | 19 | PELH_1 | 166.03 | 0 | 3.75 | 118.74
TD | Solar | 19 | PEMB_1 | 284.23 | 0 | 6.42 | 203.28
TD | Solar | 19 | PENN_1 | 6.37 | 0 | 0.14 | 4.56
TD | Solar | 19 | PENT_1 | 54.28 | 0 | 1.23 | 38.82
TD | Solar | 19 | PENW_1 | 53.28 | 0 | 1.2 | 38.11
TD | Solar | 19 | POPP_3 | 12.75 | 0 | 0.29 | 9.12
TD | Solar | 19 | PYLE_1 | 43.14 | 0 | 0.97 | 30.85
TD | Solar | 19 | RAIN_1 | 3.32 | 0 | 0.08 | 2.37
TD | Solar | 19 | RASS_1 | 42.41 | 0 | 0.96 | 30.33
TD | Solar | 19 | RATS_1 | 89.68 | 0 | 2.03 | 64.14
TD | Solar | 19 | RAYL_1 | 28.64 | 0 | 0.65 | 20.48
TD | Solar | 19 | REDH | 12.63 | 0 | 0.29 | 9.03
TD | Solar | 19 | RICH1 | 78.62 | 0 | 1.78 | 56.23
TD | Solar | 19 | ROCH_1 | 3.06 | 0 | 0.07 | 2.19
TD | Solar | 19 | RUGEB1 | 18.17 | 0 | 0.41 | 13
TD | Solar | 19 | SALH_1 | 12.67 | 0 | 0.29 | 9.06
TD | Solar | 19 | SALT_1 | 7.75 | 0 | 0.18 | 5.54
TD | Solar | 19 | SBAR | 56.4 | 0 | 1.27 | 40.34
TD | Solar | 19 | SEAB1 | 109.56 | 0 | 2.48 | 78.36
TD | Solar | 19 | SELL_1 | 56.25 | 0 | 1.27 | 40.23
TD | Solar | 19 | SHRW_1 | 136.27 | 0 | 3.08 | 97.46
TD | Solar | 19 | SKLGB1 | 6.37 | 0 | 0.14 | 4.56
TD | Solar | 19 | SPEN_1 | 6.33 | 0 | 0.14 | 4.53
TD | Solar | 19 | STAH_1 | 12.06 | 0 | 0.27 | 8.63
TD | Solar | 19 | STAY_1 | 161.03 | 0 | 3.64 | 115.17
TD | Solar | 19 | STES_1 | 6.37 | 0 | 0.14 | 4.56
TD | Solar | 19 | STRI_P | 1.88 | 0 | 0.04 | 1.34
TD | Solar | 19 | SUND_1 | 57.42 | 0 | 1.3 | 41.07
TD | Solar | 19 | SWAN_1 | 137.83 | 0 | 3.11 | 98.58
TD | Solar | 19 | TARL_P | 5.81 | 0 | 0.13 | 4.16
TD | Solar | 19 | TAUN1 | 98.52 | 0 | 2.23 | 70.46
TD | Solar | 19 | THOM_6 | 6.34 | 0 | 0.14 | 4.53
TD | Solar | 19 | TILBB_1 | 5.5 | 0 | 0.12 | 3.93
TD | Solar | 19 | TRAW_1 | 19.29 | 0 | 0.44 | 13.8
TD | Solar | 19 | UPPB_1 | 36.98 | 0 | 0.84 | 26.45
TD | Solar | 19 | UPPB_3 | 36.16 | 0 | 0.82 | 25.86
TD | Solar | 19 | USKM_1 | 46.37 | 0 | 1.05 | 33.16
TD | Solar | 19 | WALH_1 | 118.79 | 0 | 2.68 | 84.96
TD | Solar | 19 | WALP_1 | 26.54 | 0 | 0.6 | 18.98
TD | Solar | 19 | WALP_B | 229.82 | 0 | 5.19 | 164.37
TD | Solar | 19 | WARL_1 | 19.39 | 0 | 0.44 | 13.87
TD | Solar | 19 | WASF_1 | 6.37 | 0 | 0.14 | 4.56
TD | Solar | 19 | WBOL_6 | 6.01 | 0 | 0.14 | 4.3
TD | Solar | 19 | WBUR_1 | 130.77 | 0 | 2.96 | 93.53
TD | Solar | 19 | WILL_1 | 60.96 | 0 | 1.38 | 43.6
TD | Solar | 19 | WWEY_1 | 2.55 | 0 | 0.06 | 1.82
TD | Solar | 19 | WYMOM_1 | 28.98 | 0 | 0.65 | 20.73
TD | Solar | 20 | ABHA1 | 102.9 | 0 | 2.33 | 73.59
TD | Solar | 20 | ABNE_P | 11.69 | 0 | 0.26 | 8.36
TD | Solar | 20 | ABTH_1 | 75.85 | 0 | 1.71 | 54.25
TD | Solar | 20 | ACTL_2 | 0.21 | 0 | 0 | 0.15
TD | Solar | 20 | ACTL_C | 0.21 | 0 | 0 | 0.15
TD | Solar | 20 | ALNE_P | 0.06 | 0 | 0 | 0.04
TD | Solar | 20 | ALST_3 | 0.38 | 0 | 0.01 | 0.27
TD | Solar | 20 | ALVE1 | 221.08 | 0 | 5 | 158.12
TD | Solar | 20 | AMEM_1 | 43.92 | 0 | 0.99 | 31.41
TD | Solar | 20 | ARBR_P | 28.44 | 0 | 0.64 | 20.34
TD | Solar | 20 | ARDK_P | 0.02 | 0 | 0 | 0.01
TD | Solar | 20 | ARMO_P | 0.13 | 0 | 0 | 0.09
TD | Solar | 20 | AXMI1 | 117.81 | 0 | 2.66 | 84.26
TD | Solar | 20 | BAGA | 0.17 | 0 | 0 | 0.12
TD | Solar | 20 | BAIN | 0.17 | 0 | 0 | 0.12
TD | Solar | 20 | BARKC1 | 2.2 | 0 | 0.05 | 1.57
TD | Solar | 20 | BARKW3 | 0.29 | 0 | 0.01 | 0.21
TD | Solar | 20 | BEDDT1 | 0.33 | 0 | 0.01 | 0.24
TD | Solar | 20 | BEDD_1 | 0.33 | 0 | 0.01 | 0.24
TD | Solar | 20 | BERW | 0.02 | 0 | 0 | 0.01
TD | Solar | 20 | BESW_1 | 52.29 | 0 | 1.18 | 37.4
TD | Solar | 20 | BICF_1 | 199.37 | 0 | 4.51 | 142.59
TD | Solar | 20 | BIRK_1 | 0.38 | 0 | 0.01 | 0.27
TD | Solar | 20 | BISW_1 | 21.28 | 0 | 0.48 | 15.22
TD | Solar | 20 | BLYTB1 | 1.14 | 0 | 0.03 | 0.82
TD | Solar | 20 | BLYTH132 | 1.14 | 0 | 0.03 | 0.82
TD | Solar | 20 | BOAG_P | 0.02 | 0 | 0 | 0.01
TD | Solar | 20 | BOLN_1 | 77.98 | 0 | 1.76 | 55.77
TD | Solar | 20 | BONN | 0.17 | 0 | 0 | 0.12
TD | Solar | 20 | BOTW_1 | 69.62 | 0 | 1.57 | 49.79
TD | Solar | 20 | BRAC_P | 0.01 | 0 | 0 | 0.01
TD | Solar | 20 | BRAI_1 | 114.88 | 0 | 2.6 | 82.16
TD | Solar | 20 | BRAW_1 | 0.29 | 0 | 0.01 | 0.21
TD | Solar | 20 | BRED_1 | 1.65 | 0 | 0.04 | 1.18
TD | Solar | 20 | BRFO_1 | 158.74 | 0 | 3.59 | 113.53
TD | Solar | 20 | BRIM_1 | 2.28 | 0 | 0.05 | 1.63
TD | Solar | 20 | BRLE_1 | 72.13 | 0 | 1.63 | 51.59
TD | Solar | 20 | BROX | 0.02 | 0 | 0 | 0.01
TD | Solar | 20 | BRWA1 | 290.13 | 0 | 6.56 | 207.5
TD | Solar | 20 | BURM_1 | 391.13 | 0 | 8.84 | 279.74
TD | Solar | 20 | BUSH_1 | 14.44 | 0 | 0.33 | 10.33
TD | Solar | 20 | BUST_1 | 1.3 | 0 | 0.03 | 0.93
TD | Solar | 20 | CAAD_P | 0.01 | 0 | 0 | 0.01
TD | Solar | 20 | CAFA | 0.02 | 0 | 0 | 0.01
TD | Solar | 20 | CAMB_01 | 20.26 | 0 | 0.46 | 14.49
TD | Solar | 20 | CANTN1 | 130.39 | 0 | 2.95 | 93.25
TD | Solar | 20 | CAPEA1 | 6.76 | 0 | 0.15 | 4.83
TD | Solar | 20 | CARE_1 | 16.94 | 0 | 0.38 | 12.12
TD | Solar | 20 | CARR_1 | 2.32 | 0 | 0.05 | 1.66
TD | Solar | 20 | CASS_P | 0.02 | 0 | 0 | 0.01
TD | Solar | 20 | CATY | 0.02 | 0 | 0 | 0.01
TD | Solar | 20 | CBNK_H | 0.21 | 0 | 0 | 0.15
TD | Solar | 20 | CELL_1 | 37.73 | 0 | 0.85 | 26.98
TD | Solar | 20 | CHAP | 0.02 | 0 | 0 | 0.01
TD | Solar | 20 | CHAS | 0.02 | 0 | 0 | 0.01
TD | Solar | 20 | CHIC_1 | 86.77 | 0 | 1.96 | 62.06
TD | Solar | 20 | CHSI_1 | 0.33 | 0 | 0.01 | 0.24
TD | Solar | 20 | CHTE_1 | 165.95 | 0 | 3.75 | 118.69
TD | Solar | 20 | CITR_1 | 0.21 | 0 | 0 | 0.15
TD | Solar | 20 | CLAC_P | 0.04 | 0 | 0 | 0.03
TD | Solar | 20 | CLT03 | 2.04 | 0 | 0.05 | 1.46
TD | Solar | 20 | CLYM | 0.02 | 0 | 0 | 0.01
TD | Solar | 20 | COAT | 0.02 | 0 | 0 | 0.01
TD | Solar | 20 | CONQA1 | 130.73 | 0 | 2.95 | 93.5
TD | Solar | 20 | COUA_P | 0.03 | 0 | 0 | 0.02
TD | Solar | 20 | COVE_1 | 7.61 | 0 | 0.17 | 5.44
TD | Solar | 20 | COWL_1 | 323.64 | 0 | 7.31 | 231.47
TD | Solar | 20 | COYL | 0.02 | 0 | 0 | 0.01
TD | Solar | 20 | CREB_1 | 20.62 | 0 | 0.47 | 14.75
TD | Solar | 20 | CUMB | 0.17 | 0 | 0 | 0.12
TD | Solar | 20 | CUPA | 6.26 | 0 | 0.14 | 4.48
TD | Solar | 20 | DALM3 | 0.02 | 0 | 0 | 0.01
TD | Solar | 20 | DEVM | 0.02 | 0 | 0 | 0.01
TD | Solar | 20 | DEVO | 7.78 | 0 | 0.18 | 5.56
TD | Solar | 20 | DOUN_P | 0.05 | 0 | 0 | 0.04
TD | Solar | 20 | DRAK_1 | 105.54 | 0 | 2.39 | 75.48
TD | Solar | 20 | DRAX_1 | 1.14 | 0 | 0.03 | 0.82
TD | Solar | 20 | DRCR | 0.17 | 0 | 0 | 0.12
TD | Solar | 20 | DUDH_P | 0.01 | 0 | 0 | 0.01
TD | Solar | 20 | DUGR_P | 0.01 | 0 | 0 | 0.01
TD | Solar | 20 | DUNB | 0.02 | 0 | 0 | 0.01
TD | Solar | 20 | DUNF | 0.17 | 0 | 0 | 0.12
TD | Solar | 20 | DUNO_P | 0.17 | 0 | 0 | 0.12
TD | Solar | 20 | DYCE_P | 0.07 | 0 | 0 | 0.05
TD | Solar | 20 | EALI_6 | 0.21 | 0 | 0 | 0.15
TD | Solar | 20 | EASO_1 | 267.66 | 0 | 6.05 | 191.43
TD | Solar | 20 | EAST | 0.02 | 0 | 0 | 0.01
TD | Solar | 20 | ECCL | 0.02 | 0 | 0 | 0.01
TD | Solar | 20 | ECLA_1 | 146.92 | 0 | 3.32 | 105.08
TD | Solar | 20 | EKIL | 0.02 | 0 | 0 | 0.01
TD | Solar | 20 | EKIS | 0.02 | 0 | 0 | 0.01
TD | Solar | 20 | ELGI_P | 1.49 | 0 | 0.03 | 1.07
TD | Solar | 20 | ELLA_1 | 0.29 | 0 | 0.01 | 0.21
TD | Solar | 20 | ELST_1 | 0.25 | 0 | 0.01 | 0.18
TD | Solar | 20 | ENDE_1 | 60.26 | 0 | 1.36 | 43.1
TD | Solar | 20 | EXET1 | 113.38 | 0 | 2.56 | 81.09
TD | Solar | 20 | FASN_P | 0.01 | 0 | 0 | 0.01
TD | Solar | 20 | FAUG_P | 0.03 | 0 | 0 | 0.02
TD | Solar | 20 | FAWL_1 | 109.58 | 0 | 2.48 | 78.37
TD | Solar | 20 | FECK_6 | 163.02 | 0 | 3.68 | 116.59
TD | Solar | 20 | FERRA2 | 10.58 | 0 | 0.24 | 7.57
TD | Solar | 20 | FERRB1 | 7.52 | 0 | 0.17 | 5.38
TD | Solar | 20 | FIDD_P | 0.13 | 0 | 0 | 0.09
TD | Solar | 20 | FLEE_1 | 52.91 | 0 | 1.2 | 37.84
TD | Solar | 20 | FOUR_1 | 1.71 | 0 | 0.04 | 1.22
TD | Solar | 20 | FRAS_P | 0.01 | 0 | 0 | 0.01
TD | Solar | 20 | FROD_1 | 4.68 | 0 | 0.11 | 3.35
TD | Solar | 20 | FWIL_P | 0.11 | 0 | 0 | 0.08
TD | Solar | 20 | GALA | 0.02 | 0 | 0 | 0.01
TD | Solar | 20 | GIFF | 0.02 | 0 | 0 | 0.01
TD | Solar | 20 | GLLE | 0.02 | 0 | 0 | 0.01
TD | Solar | 20 | GLLU | 0.02 | 0 | 0 | 0.01
TD | Solar | 20 | GLNI | 0.17 | 0 | 0 | 0.12
TD | Solar | 20 | GLRO | 0.17 | 0 | 0 | 0.12
TD | Solar | 20 | GREE_H | 0.21 | 0 | 0 | 0.15
TD | Solar | 20 | GREN_1 | 299.76 | 0 | 6.77 | 214.39
TD | Solar | 20 | GRIW_1 | 38.37 | 0 | 0.87 | 27.44
TD | Solar | 20 | GRUB_P | 0.08 | 0 | 0 | 0.06
TD | Solar | 20 | G_EXTRA_11 | 0.02 | 0 | 0 | 0.01
TD | Solar | 20 | G_EXTRA_2 | 0.02 | 0 | 0 | 0.01
TD | Solar | 20 | G_EXTRA_5 | 0.02 | 0 | 0 | 0.01
TD | Solar | 20 | G_EXTRA_7 | 0.17 | 0 | 0 | 0.12
TD | Solar | 20 | G_EXTRA_9 | 0.02 | 0 | 0 | 0.01
TD | Solar | 20 | HACK_1 | 0.29 | 0 | 0.01 | 0.21
TD | Solar | 20 | HACK_6 | 0.29 | 0 | 0.01 | 0.21
TD | Solar | 20 | HAMHC1 | 33.64 | 0 | 0.76 | 24.06
TD | Solar | 20 | HARK_1 | 63.27 | 0 | 1.43 | 45.25
TD | Solar | 20 | HARM_6 | 0.43 | 0 | 0.01 | 0.31
TD | Solar | 20 | HAWI | 0.02 | 0 | 0 | 0.01
TD | Solar | 20 | HAWP_6 | 6.81 | 0 | 0.15 | 4.87
TD | Solar | 20 | HEYS1 | 1.71 | 0 | 0.04 | 1.22
TD | Solar | 20 | HEYS_1 | 29.81 | 0 | 0.67 | 21.32
TD | Solar | 20 | HUER | 0.02 | 0 | 0 | 0.01
TD | Solar | 20 | HURS_1 | 0.33 | 0 | 0.01 | 0.24
TD | Solar | 20 | HUTT_1 | 16.99 | 0 | 0.38 | 12.15
TD | Solar | 20 | IMPK_1 | 19.4 | 0 | 0.44 | 13.87
TD | Solar | 20 | INDQ1 | 396.87 | 0 | 8.97 | 283.84
TD | Solar | 20 | INKE | 0.17 | 0 | 0 | 0.12
TD | Solar | 20 | INNE_P | 0.02 | 0 | 0 | 0.01
TD | Solar | 20 | IROA1 | 126.46 | 0 | 2.86 | 90.44
TD | Solar | 20 | IRONB1 | 45.7 | 0 | 1.03 | 32.68
TD | Solar | 20 | IVER_1 | 0.25 | 0 | 0.01 | 0.18
TD | Solar | 20 | IVER_6 | 0.25 | 0 | 0.01 | 0.18
TD | Solar | 20 | JOHN | 0.02 | 0 | 0 | 0.01
TD | Solar | 20 | JORD_3 | 0.46 | 0 | 0.01 | 0.33
TD | Solar | 20 | KAIM | 0.02 | 0 | 0 | 0.01
TD | Solar | 20 | KEAD_1 | 57.98 | 0 | 1.31 | 41.47
TD | Solar | 20 | KEAR_1 | 0.29 | 0 | 0.01 | 0.21
TD | Solar | 20 | KEAR_3 | 13.41 | 0 | 0.3 | 9.59
TD | Solar | 20 | KEIT_P | 0.16 | 0 | 0 | 0.11
TD | Solar | 20 | KEMS_1 | 89.76 | 0 | 2.03 | 64.2
TD | Solar | 20 | KEOO | 0.02 | 0 | 0 | 0.01
TD | Solar | 20 | KIBY_1 | 1.93 | 0 | 0.04 | 1.38
TD | Solar | 20 | KIER | 0.17 | 0 | 0 | 0.12
TD | Solar | 20 | KIIN_P | 0.04 | 0 | 0 | 0.03
TD | Solar | 20 | KILS | 0.02 | 0 | 0 | 0.01
TD | Solar | 20 | KILT | 0.02 | 0 | 0 | 0.01
TD | Solar | 20 | KILW | 7.61 | 0 | 0.17 | 5.44
TD | Solar | 20 | KINO_1 | 27.97 | 0 | 0.63 | 20
TD | Solar | 20 | KINT_P | 2.23 | 0 | 0.05 | 1.59
TD | Solar | 20 | KIRKB1 | 0.29 | 0 | 0.01 | 0.21
TD | Solar | 20 | KITW_1 | 2.2 | 0 | 0.05 | 1.57
TD | Solar | 20 | KNAR | 19.66 | 0 | 0.44 | 14.06
TD | Solar | 20 | LACK_6 | 8.09 | 0 | 0.18 | 5.79
TD | Solar | 20 | LAIR_P | 0.04 | 0 | 0 | 0.03
TD | Solar | 20 | LALE1SG003 | 6.42 | 0 | 0.15 | 4.59
TD | Solar | 20 | LAND1 | 273.42 | 0 | 6.18 | 195.55
TD | Solar | 20 | LEGA_1 | 78.86 | 0 | 1.78 | 56.4
TD | Solar | 20 | LEVE | 0.17 | 0 | 0 | 0.12
TD | Solar | 20 | LING | 0.02 | 0 | 0 | 0.01
TD | Solar | 20 | LINM | 0.02 | 0 | 0 | 0.01
TD | Solar | 20 | LISD_1 | 3.18 | 0 | 0.07 | 2.27
TD | Solar | 20 | LITT_C | 0.33 | 0 | 0.01 | 0.24
TD | Solar | 20 | LITT_J | 0.33 | 0 | 0.01 | 0.24
TD | Solar | 20 | LODR_6 | 0.21 | 0 | 0 | 0.15
TD | Solar | 20 | LOUD_H | 0.25 | 0 | 0.01 | 0.18
TD | Solar | 20 | LOVE_1 | 205.55 | 0 | 4.65 | 147.01
TD | Solar | 20 | MACC_3 | 13.89 | 0 | 0.31 | 9.93
TD | Solar | 20 | MACD_P | 2.95 | 0 | 0.07 | 2.11
TD | Solar | 20 | MAGA_6 | 33.43 | 0 | 0.76 | 23.91
TD | Solar | 20 | MANN_1 | 355.39 | 0 | 8.03 | 254.17
TD | Solar | 20 | MAYB | 0.02 | 0 | 0 | 0.01
TD | Solar | 20 | MELK_1 | 333.46 | 0 | 7.54 | 238.49
TD | Solar | 20 | MILC_P | 0.05 | 0 | 0 | 0.04
TD | Solar | 20 | MILH_1 | 12.99 | 0 | 0.29 | 9.29
TD | Solar | 20 | MITY_1 | 609.88 | 0 | 13.78 | 436.19
TD | Solar | 20 | MYBS_P | 0.11 | 0 | 0 | 0.08
TD | Solar | 20 | NEAR | 0.02 | 0 | 0 | 0.01
TD | Solar | 20 | NECE_1 | 1.3 | 0 | 0.03 | 0.93
TD | Solar | 20 | NEEP_3 | 0.46 | 0 | 0.01 | 0.33
TD | Solar | 20 | NETS | 0.02 | 0 | 0 | 0.01
TD | Solar | 20 | NEWX_6 | 0.76 | 0 | 0.02 | 0.54
TD | Solar | 20 | NFLE | 51.4 | 0 | 1.16 | 36.76
TD | Solar | 20 | NHYD_6 | 0.25 | 0 | 0.01 | 0.18
TD | Solar | 20 | NINF_1 | 86.06 | 0 | 1.94 | 61.55
TD | Solar | 20 | NORL_3 | 0.46 | 0 | 0.01 | 0.33
TD | Solar | 20 | NORM_1 | 364.75 | 0 | 8.24 | 260.87
TD | Solar | 20 | NORT_1 | 37.15 | 0 | 0.84 | 26.57
TD | Solar | 20 | NURS_1 | 234.98 | 0 | 5.31 | 168.06
TD | Solar | 20 | OCKH_1 | 0.65 | 0 | 0.01 | 0.46
TD | Solar | 20 | OFFE_3 | 0.43 | 0 | 0.01 | 0.31
TD | Solar | 20 | OLDB_1 | 0.65 | 0 | 0.01 | 0.46
TD | Solar | 20 | OSBA_1 | 1.6 | 0 | 0.04 | 1.14
TD | Solar | 20 | PADIB1 | 7.51 | 0 | 0.17 | 5.37
TD | Solar | 20 | PELH_1 | 168.31 | 0 | 3.8 | 120.38
TD | Solar | 20 | PEMB_1 | 291.07 | 0 | 6.58 | 208.17
TD | Solar | 20 | PENE_1 | 1.14 | 0 | 0.03 | 0.82
TD | Solar | 20 | PENN_1 | 6.37 | 0 | 0.14 | 4.56
TD | Solar | 20 | PENT_1 | 59.98 | 0 | 1.36 | 42.9
TD | Solar | 20 | PENW_1 | 54.42 | 0 | 1.23 | 38.92
TD | Solar | 20 | PERI_H | 0.21 | 0 | 0 | 0.15
TD | Solar | 20 | PERS_P | 0.05 | 0 | 0 | 0.04
TD | Solar | 20 | PITS_3 | 0.46 | 0 | 0.01 | 0.33
TD | Solar | 20 | POOB | 0.02 | 0 | 0 | 0.01
TD | Solar | 20 | POPP_3 | 13.32 | 0 | 0.3 | 9.53
TD | Solar | 20 | PORA_P | 0.12 | 0 | 0 | 0.09
TD | Solar | 20 | PORD | 0.17 | 0 | 0 | 0.12
TD | Solar | 20 | PYLE_1 | 44.28 | 0 | 1 | 31.67
TD | Solar | 20 | QUOI_P | 0.01 | 0 | 0 | 0.01
TD | Solar | 20 | RAIN_1 | 3.32 | 0 | 0.08 | 2.37
TD | Solar | 20 | RANN_P | 0.06 | 0 | 0 | 0.04
TD | Solar | 20 | RASS_1 | 49.25 | 0 | 1.11 | 35.22
TD | Solar | 20 | RATS_1 | 91.96 | 0 | 2.08 | 65.77
TD | Solar | 20 | RAYL_1 | 34.12 | 0 | 0.77 | 24.4
TD | Solar | 20 | REBR_3 | 0.29 | 0 | 0.01 | 0.21
TD | Solar | 20 | REDH | 12.8 | 0 | 0.29 | 9.15
TD | Solar | 20 | REDM_P | 0.04 | 0 | 0 | 0.03
TD | Solar | 20 | RICH1 | 81.36 | 0 | 1.84 | 58.19
TD | Solar | 20 | ROCH_1 | 3.35 | 0 | 0.08 | 2.4
TD | Solar | 20 | RUGEB1 | 21.59 | 0 | 0.49 | 15.44
TD | Solar | 20 | RYEH_1 | 2.28 | 0 | 0.05 | 1.63
TD | Solar | 20 | SALH_1 | 14.38 | 0 | 0.32 | 10.28
TD | Solar | 20 | SALT_1 | 9.27 | 0 | 0.21 | 6.63
TD | Solar | 20 | SBAR | 58.68 | 0 | 1.33 | 41.97
TD | Solar | 20 | SEAB1 | 116.41 | 0 | 2.63 | 83.26
TD | Solar | 20 | SELL_1 | 61.73 | 0 | 1.4 | 44.15
TD | Solar | 20 | SFEG_P | 0.07 | 0 | 0 | 0.05
TD | Solar | 20 | SFIL_P | 0.03 | 0 | 0 | 0.02
TD | Solar | 20 | SHEC_3 | 0.46 | 0 | 0.01 | 0.33
TD | Solar | 20 | SHRW_1 | 139.69 | 0 | 3.16 | 99.91
TD | Solar | 20 | SIGH | 0.02 | 0 | 0 | 0.01
TD | Solar | 20 | SJOW_1 | 0.21 | 0 | 0 | 0.15
TD | Solar | 20 | SKLGB1 | 6.65 | 0 | 0.15 | 4.76
TD | Solar | 20 | SLOY_P | 0.01 | 0 | 0 | 0.01
TD | Solar | 20 | SMAN_1 | 0.38 | 0 | 0.01 | 0.27
TD | Solar | 20 | SPEN_1 | 8.61 | 0 | 0.19 | 6.16
TD | Solar | 20 | SSHI_3 | 0.43 | 0 | 0.01 | 0.31
TD | Solar | 20 | STAH_1 | 13.2 | 0 | 0.3 | 9.44
TD | Solar | 20 | STAL_1 | 1.14 | 0 | 0.03 | 0.82
TD | Solar | 20 | STAY_1 | 172.43 | 0 | 3.9 | 123.32
TD | Solar | 20 | STEN_1 | 1.14 | 0 | 0.03 | 0.82
TD | Solar | 20 | STES_1 | 7.51 | 0 | 0.17 | 5.37
TD | Solar | 20 | STHA | 0.02 | 0 | 0 | 0.01
TD | Solar | 20 | STIR | 0.17 | 0 | 0 | 0.12
TD | Solar | 20 | STLE | 0.17 | 0 | 0 | 0.12
TD | Solar | 20 | STRI_P | 1.97 | 0 | 0.04 | 1.41
TD | Solar | 20 | SUND_1 | 61.98 | 0 | 1.4 | 44.33
TD | Solar | 20 | SWAN_1 | 144.67 | 0 | 3.27 | 103.47
TD | Solar | 20 | TARL_P | 5.83 | 0 | 0.13 | 4.17
TD | Solar | 20 | TAUN1 | 100.8 | 0 | 2.28 | 72.09
TD | Solar | 20 | TAYN_P | 0.09 | 0 | 0 | 0.06
TD | Solar | 20 | TELR | 0.02 | 0 | 0 | 0.01
TD | Solar | 20 | TEMP_3 | 0.46 | 0 | 0.01 | 0.33
TD | Solar | 20 | THOM_6 | 7.94 | 0 | 0.18 | 5.68
TD | Solar | 20 | THSO_P | 0.21 | 0 | 0 | 0.15
TD | Solar | 20 | THUR_6 | 0.46 | 0 | 0.01 | 0.33
TD | Solar | 20 | TILBB_1 | 10.97 | 0 | 0.25 | 7.85
TD | Solar | 20 | TONG | 0.02 | 0 | 0 | 0.01
TD | Solar | 20 | TOTT_1 | 0.29 | 0 | 0.01 | 0.21
TD | Solar | 20 | TRAW_1 | 20.43 | 0 | 0.46 | 14.61
TD | Solar | 20 | TUMB_P | 0.02 | 0 | 0 | 0.01
TD | Solar | 20 | TYNE_1 | 0.43 | 0 | 0.01 | 0.31
TD | Solar | 20 | TYNE_2 | 0.43 | 0 | 0.01 | 0.31
TD | Solar | 20 | UPPB_1 | 37.36 | 0 | 0.84 | 26.72
TD | Solar | 20 | UPPB_3 | 36.54 | 0 | 0.83 | 26.13
TD | Solar | 20 | USKM_1 | 46.75 | 0 | 1.06 | 33.44
TD | Solar | 20 | WALH_1 | 124.5 | 0 | 2.81 | 89.04
TD | Solar | 20 | WALP_1 | 31.1 | 0 | 0.7 | 22.24
TD | Solar | 20 | WALP_B | 234.38 | 0 | 5.3 | 167.63
TD | Solar | 20 | WARL_1 | 24.86 | 0 | 0.56 | 17.78
TD | Solar | 20 | WASF_1 | 6.37 | 0 | 0.14 | 4.56
TD | Solar | 20 | WATFS_1 | 0.25 | 0 | 0.01 | 0.18
TD | Solar | 20 | WBOL_6 | 6.44 | 0 | 0.15 | 4.61
TD | Solar | 20 | WBUR_1 | 135.34 | 0 | 3.06 | 96.8
TD | Solar | 20 | WFIE | 0.17 | 0 | 0 | 0.12
TD | Solar | 20 | WHAM_1 | 0.29 | 0 | 0.01 | 0.21
TD | Solar | 20 | WHGA_1 | 0.29 | 0 | 0.01 | 0.21
TD | Solar | 20 | WIBA_3 | 0.46 | 0 | 0.01 | 0.33
TD | Solar | 20 | WIEN_1 | 0.65 | 0 | 0.01 | 0.46
TD | Solar | 20 | WILL_1 | 62.26 | 0 | 1.41 | 44.53
TD | Solar | 20 | WIMBN1 | 0.76 | 0 | 0.02 | 0.54
TD | Solar | 20 | WIMBS1 | 0.76 | 0 | 0.02 | 0.54
TD | Solar | 20 | WISD_1 | 0.21 | 0 | 0 | 0.15
TD | Solar | 20 | WISD_6 | 0.21 | 0 | 0 | 0.15
TD | Solar | 20 | WISH | 0.02 | 0 | 0 | 0.01
TD | Solar | 20 | WMEL_1 | 0.46 | 0 | 0.01 | 0.33
TD | Solar | 20 | WTHU31 | 0.29 | 0 | 0.01 | 0.21
TD | Solar | 20 | WWEY_1 | 2.88 | 0 | 0.07 | 2.06
TD | Solar | 20 | WYLF_1 | 3.42 | 0 | 0.08 | 2.45
TD | Solar | 20 | WYMOM_1 | 31.26 | 0 | 0.71 | 22.36
TD | Solar | 21 | ABHA1 | 107.61 | 0 | 2.43 | 76.96
TD | Solar | 21 | ABNE_P | 11.73 | 0 | 0.27 | 8.39
TD | Solar | 21 | ABTH_1 | 76.14 | 0 | 1.72 | 54.46
TD | Solar | 21 | ACTL_2 | 0.36 | 0 | 0.01 | 0.26
TD | Solar | 21 | ACTL_C | 0.36 | 0 | 0.01 | 0.26
TD | Solar | 21 | ALNE_P | 0.11 | 0 | 0 | 0.08
TD | Solar | 21 | ALST_3 | 0.66 | 0 | 0.01 | 0.47
TD | Solar | 21 | ALVE1 | 225.79 | 0 | 5.1 | 161.49
TD | Solar | 21 | AMEM_1 | 44.11 | 0 | 1 | 31.55
TD | Solar | 21 | ARBR_P | 28.44 | 0 | 0.64 | 20.34
TD | Solar | 21 | ARDK_P | 0.04 | 0 | 0 | 0.03
TD | Solar | 21 | ARMO_P | 0.23 | 0 | 0.01 | 0.16
TD | Solar | 21 | AXMI1 | 124.07 | 0 | 2.8 | 88.73
TD | Solar | 21 | BAGA | 0.33 | 0 | 0.01 | 0.24
TD | Solar | 21 | BAIN | 0.33 | 0 | 0.01 | 0.24
TD | Solar | 21 | BARKC1 | 2.42 | 0 | 0.05 | 1.73
TD | Solar | 21 | BARKW3 | 0.5 | 0 | 0.01 | 0.36
TD | Solar | 21 | BEDDT1 | 0.57 | 0 | 0.01 | 0.41
TD | Solar | 21 | BEDD_1 | 0.57 | 0 | 0.01 | 0.41
TD | Solar | 21 | BERW | 0.04 | 0 | 0 | 0.03
TD | Solar | 21 | BESW_1 | 53.26 | 0 | 1.2 | 38.09
TD | Solar | 21 | BICF_1 | 211.32 | 0 | 4.78 | 151.14
TD | Solar | 21 | BIRK_1 | 0.66 | 0 | 0.01 | 0.47
TD | Solar | 21 | BISW_1 | 21.77 | 0 | 0.49 | 15.57
TD | Solar | 21 | BLYTB1 | 1.99 | 0 | 0.04 | 1.42
TD | Solar | 21 | BLYTH132 | 1.99 | 0 | 0.04 | 1.42
TD | Solar | 21 | BOAG_P | 0.03 | 0 | 0 | 0.02
TD | Solar | 21 | BOLN_1 | 78.84 | 0 | 1.78 | 56.39
TD | Solar | 21 | BONN | 0.33 | 0 | 0.01 | 0.24
TD | Solar | 21 | BOTW_1 | 73.46 | 0 | 1.66 | 52.54
TD | Solar | 21 | BRAC_P | 0.02 | 0 | 0 | 0.01
TD | Solar | 21 | BRAI_1 | 116.59 | 0 | 2.63 | 83.39
TD | Solar | 21 | BRAW_1 | 0.5 | 0 | 0.01 | 0.36
TD | Solar | 21 | BRED_1 | 1.94 | 0 | 0.04 | 1.39
TD | Solar | 21 | BRFO_1 | 160.27 | 0 | 3.62 | 114.63
TD | Solar | 21 | BRIM_1 | 3.99 | 0 | 0.09 | 2.85
TD | Solar | 21 | BRLE_1 | 73.84 | 0 | 1.67 | 52.81
TD | Solar | 21 | BROA_P | 0.01 | 0 | 0 | 0.01
TD | Solar | 21 | BROX | 0.04 | 0 | 0 | 0.03
TD | Solar | 21 | BRWA1 | 296.96 | 0 | 6.71 | 212.39
TD | Solar | 21 | BUMU_P | 0.01 | 0 | 0 | 0.01
TD | Solar | 21 | BURM_1 | 409.91 | 0 | 9.26 | 293.17
TD | Solar | 21 | BUSH_1 | 14.93 | 0 | 0.34 | 10.68
TD | Solar | 21 | BUST_1 | 2.28 | 0 | 0.05 | 1.63
TD | Solar | 21 | CAAD_P | 0.02 | 0 | 0 | 0.01
TD | Solar | 21 | CAFA | 0.04 | 0 | 0 | 0.03
TD | Solar | 21 | CAMB_01 | 21.12 | 0 | 0.48 | 15.11
TD | Solar | 21 | CANTN1 | 132.44 | 0 | 2.99 | 94.72
TD | Solar | 21 | CAPEA1 | 7.04 | 0 | 0.16 | 5.04
TD | Solar | 21 | CARE_1 | 17.23 | 0 | 0.39 | 12.32
TD | Solar | 21 | CARR_1 | 2.61 | 0 | 0.06 | 1.87
TD | Solar | 21 | CASS_P | 0.03 | 0 | 0 | 0.02
TD | Solar | 21 | CATY | 0.04 | 0 | 0 | 0.03
TD | Solar | 21 | CBNK_H | 0.36 | 0 | 0.01 | 0.26
TD | Solar | 21 | CELL_1 | 40.29 | 0 | 0.91 | 28.82
TD | Solar | 21 | CHAP | 0.04 | 0 | 0 | 0.03
TD | Solar | 21 | CHAS | 0.04 | 0 | 0 | 0.03
TD | Solar | 21 | CHIC_1 | 93.03 | 0 | 2.1 | 66.54
TD | Solar | 21 | CHSI_1 | 0.57 | 0 | 0.01 | 0.41
TD | Solar | 21 | CHTE_1 | 166.29 | 0 | 3.76 | 118.93
TD | Solar | 21 | CITR_1 | 0.36 | 0 | 0.01 | 0.26
TD | Solar | 21 | CLAC_P | 0.07 | 0 | 0 | 0.05
TD | Solar | 21 | CLAY_P | 0.01 | 0 | 0 | 0.01
TD | Solar | 21 | CLT03 | 3.56 | 0 | 0.08 | 2.55
TD | Solar | 21 | CLYM | 0.04 | 0 | 0 | 0.03
TD | Solar | 21 | COAT | 0.04 | 0 | 0 | 0.03
TD | Solar | 21 | CONQA1 | 131.58 | 0 | 2.97 | 94.11
TD | Solar | 21 | COUA_P | 0.04 | 0 | 0 | 0.03
TD | Solar | 21 | COVE_1 | 8.58 | 0 | 0.19 | 6.14
TD | Solar | 21 | COWL_1 | 330.46 | 0 | 7.47 | 236.34
TD | Solar | 21 | COYL | 0.04 | 0 | 0 | 0.03
TD | Solar | 21 | CREB_1 | 21.76 | 0 | 0.49 | 15.56
TD | Solar | 21 | CUMB | 0.33 | 0 | 0.01 | 0.24
TD | Solar | 21 | CUPA | 6.42 | 0 | 0.15 | 4.59
TD | Solar | 21 | DALM3 | 0.04 | 0 | 0 | 0.03
TD | Solar | 21 | DEVM | 0.04 | 0 | 0 | 0.03
TD | Solar | 21 | DEVO | 7.94 | 0 | 0.18 | 5.68
TD | Solar | 21 | DOUN_P | 0.09 | 0 | 0 | 0.06
TD | Solar | 21 | DRAK_1 | 106.03 | 0 | 2.4 | 75.83
TD | Solar | 21 | DRAX_1 | 1.99 | 0 | 0.04 | 1.42
TD | Solar | 21 | DRCR | 0.33 | 0 | 0.01 | 0.24
TD | Solar | 21 | DUDH_P | 0.02 | 0 | 0 | 0.01
TD | Solar | 21 | DUGR_P | 0.02 | 0 | 0 | 0.01
TD | Solar | 21 | DUNB | 0.04 | 0 | 0 | 0.03
TD | Solar | 21 | DUNF | 0.33 | 0 | 0.01 | 0.24
TD | Solar | 21 | DUNO_P | 0.33 | 0 | 0.01 | 0.24
TD | Solar | 21 | DYCE_P | 0.12 | 0 | 0 | 0.09
TD | Solar | 21 | EALI_6 | 0.36 | 0 | 0.01 | 0.26
TD | Solar | 21 | EASO_1 | 271.07 | 0 | 6.13 | 193.87
TD | Solar | 21 | EAST | 0.04 | 0 | 0 | 0.03
TD | Solar | 21 | ECCL | 0.04 | 0 | 0 | 0.03
TD | Solar | 21 | ECLA_1 | 150.33 | 0 | 3.4 | 107.52
TD | Solar | 21 | EKIL | 0.04 | 0 | 0 | 0.03
TD | Solar | 21 | EKIS | 0.04 | 0 | 0 | 0.03
TD | Solar | 21 | ELGI_P | 1.49 | 0 | 0.03 | 1.07
TD | Solar | 21 | ELLA_1 | 0.5 | 0 | 0.01 | 0.36
TD | Solar | 21 | ELST_1 | 0.44 | 0 | 0.01 | 0.31
TD | Solar | 21 | ENDE_1 | 61.97 | 0 | 1.4 | 44.32
TD | Solar | 21 | EXET1 | 118.09 | 0 | 2.67 | 84.46
TD | Solar | 21 | FASN_P | 0.02 | 0 | 0 | 0.01
TD | Solar | 21 | FAUG_P | 0.05 | 0 | 0 | 0.04
TD | Solar | 21 | FAWL_1 | 113.42 | 0 | 2.56 | 81.12
TD | Solar | 21 | FECK_6 | 164 | 0 | 3.71 | 117.29
TD | Solar | 21 | FERRA2 | 11.43 | 0 | 0.26 | 8.17
TD | Solar | 21 | FERRB1 | 8.37 | 0 | 0.19 | 5.99
TD | Solar | 21 | FIDD_P | 0.23 | 0 | 0.01 | 0.16
TD | Solar | 21 | FLEE_1 | 54.62 | 0 | 1.23 | 39.06
TD | Solar | 21 | FOUR_1 | 2.99 | 0 | 0.07 | 2.14
TD | Solar | 21 | FRAS_P | 0.01 | 0 | 0 | 0.01
TD | Solar | 21 | FROD_1 | 4.96 | 0 | 0.11 | 3.55
TD | Solar | 21 | FWIL_P | 0.2 | 0 | 0 | 0.14
TD | Solar | 21 | GALA | 0.04 | 0 | 0 | 0.03
TD | Solar | 21 | GIFF | 0.04 | 0 | 0 | 0.03
TD | Solar | 21 | GLLE | 0.04 | 0 | 0 | 0.03
TD | Solar | 21 | GLLU | 0.04 | 0 | 0 | 0.03
TD | Solar | 21 | GLNI | 0.33 | 0 | 0.01 | 0.24
TD | Solar | 21 | GLRO | 0.33 | 0 | 0.01 | 0.24
TD | Solar | 21 | GREE_H | 0.36 | 0 | 0.01 | 0.26
TD | Solar | 21 | GREN_1 | 310.37 | 0 | 7.01 | 221.98
TD | Solar | 21 | GRIW_1 | 40.93 | 0 | 0.93 | 29.27
TD | Solar | 21 | GRUB_P | 0.14 | 0 | 0 | 0.1
TD | Solar | 21 | G_EXTRA_11 | 0.04 | 0 | 0 | 0.03
TD | Solar | 21 | G_EXTRA_2 | 0.04 | 0 | 0 | 0.03
TD | Solar | 21 | G_EXTRA_5 | 0.04 | 0 | 0 | 0.03
TD | Solar | 21 | G_EXTRA_7 | 0.33 | 0 | 0.01 | 0.24
TD | Solar | 21 | G_EXTRA_9 | 0.04 | 0 | 0 | 0.03
TD | Solar | 21 | HACK_1 | 0.5 | 0 | 0.01 | 0.36
TD | Solar | 21 | HACK_6 | 0.5 | 0 | 0.01 | 0.36
TD | Solar | 21 | HAMHC1 | 34.62 | 0 | 0.78 | 24.76
TD | Solar | 21 | HARK_1 | 64.55 | 0 | 1.46 | 46.17
TD | Solar | 21 | HARM_6 | 0.75 | 0 | 0.02 | 0.54
TD | Solar | 21 | HAWI | 0.04 | 0 | 0 | 0.03
TD | Solar | 21 | HAWP_6 | 7.13 | 0 | 0.16 | 5.1
TD | Solar | 21 | HEYS1 | 2.99 | 0 | 0.07 | 2.14
TD | Solar | 21 | HEYS_1 | 31.09 | 0 | 0.7 | 22.24
TD | Solar | 21 | HUER | 0.04 | 0 | 0 | 0.03
TD | Solar | 21 | HURS_1 | 0.57 | 0 | 0.01 | 0.41
TD | Solar | 21 | HUTT_1 | 20.4 | 0 | 0.46 | 14.59
TD | Solar | 21 | IMPK_1 | 24.52 | 0 | 0.55 | 17.54
TD | Solar | 21 | INDQ1 | 401.59 | 0 | 9.08 | 287.22
TD | Solar | 21 | INKE | 0.33 | 0 | 0.01 | 0.24
TD | Solar | 21 | INNE_P | 0.03 | 0 | 0 | 0.02
TD | Solar | 21 | IROA1 | 132.43 | 0 | 2.99 | 94.71
TD | Solar | 21 | IRONB1 | 48.27 | 0 | 1.09 | 34.52
TD | Solar | 21 | IVER_1 | 0.44 | 0 | 0.01 | 0.31
TD | Solar | 21 | IVER_6 | 0.44 | 0 | 0.01 | 0.31
TD | Solar | 21 | JOHN | 0.04 | 0 | 0 | 0.03
TD | Solar | 21 | JORD_3 | 0.8 | 0 | 0.02 | 0.57
TD | Solar | 21 | KAIM | 0.04 | 0 | 0 | 0.03
TD | Solar | 21 | KEAD_1 | 59.12 | 0 | 1.34 | 42.28
TD | Solar | 21 | KEAR_1 | 0.5 | 0 | 0.01 | 0.36
TD | Solar | 21 | KEAR_3 | 13.63 | 0 | 0.31 | 9.75
TD | Solar | 21 | KEIT_P | 0.29 | 0 | 0.01 | 0.21
TD | Solar | 21 | KEMS_1 | 93.85 | 0 | 2.12 | 67.12
TD | Solar | 21 | KEOO | 0.04 | 0 | 0 | 0.03
TD | Solar | 21 | KIBY_1 | 1.93 | 0 | 0.04 | 1.38
TD | Solar | 21 | KIER | 0.33 | 0 | 0.01 | 0.24
TD | Solar | 21 | KIIN_P | 0.08 | 0 | 0 | 0.06
TD | Solar | 21 | KILS | 0.04 | 0 | 0 | 0.03
TD | Solar | 21 | KILT | 0.04 | 0 | 0 | 0.03
TD | Solar | 21 | KILW | 7.63 | 0 | 0.17 | 5.46
TD | Solar | 21 | KINO_1 | 30.02 | 0 | 0.68 | 21.47
TD | Solar | 21 | KINT_P | 2.32 | 0 | 0.05 | 1.66
TD | Solar | 21 | KIRKB1 | 0.5 | 0 | 0.01 | 0.36
TD | Solar | 21 | KITW_1 | 2.68 | 0 | 0.06 | 1.92
TD | Solar | 21 | KNAR | 20.09 | 0 | 0.45 | 14.37
TD | Solar | 21 | LACK_6 | 9.37 | 0 | 0.21 | 6.7
TD | Solar | 21 | LAIR_P | 0.08 | 0 | 0 | 0.06
TD | Solar | 21 | LALE1SG003 | 6.61 | 0 | 0.15 | 4.73
TD | Solar | 21 | LAND1 | 278.13 | 0 | 6.29 | 198.92
TD | Solar | 21 | LEGA_1 | 80.56 | 0 | 1.82 | 57.62
TD | Solar | 21 | LEVE | 0.33 | 0 | 0.01 | 0.24
TD | Solar | 21 | LING | 0.04 | 0 | 0 | 0.03
TD | Solar | 21 | LINM | 0.04 | 0 | 0 | 0.03
TD | Solar | 21 | LISD_1 | 3.18 | 0 | 0.07 | 2.27
TD | Solar | 21 | LITT_C | 0.57 | 0 | 0.01 | 0.41
TD | Solar | 21 | LITT_J | 0.57 | 0 | 0.01 | 0.41
TD | Solar | 21 | LODR_6 | 0.36 | 0 | 0.01 | 0.26
TD | Solar | 21 | LOUD_H | 0.44 | 0 | 0.01 | 0.31
TD | Solar | 21 | LOVE_1 | 209.39 | 0 | 4.73 | 149.76
TD | Solar | 21 | LUNA_P | 0.01 | 0 | 0 | 0.01
TD | Solar | 21 | MACC_3 | 14.74 | 0 | 0.33 | 10.54
TD | Solar | 21 | MACD_P | 3.05 | 0 | 0.07 | 2.18
TD | Solar | 21 | MAGA_6 | 34.28 | 0 | 0.77 | 24.52
TD | Solar | 21 | MANN_1 | 361.65 | 0 | 8.17 | 258.65
TD | Solar | 21 | MAYB | 0.04 | 0 | 0 | 0.03
TD | Solar | 21 | MELK_1 | 340.28 | 0 | 7.69 | 243.37
TD | Solar | 21 | MILC_P | 0.09 | 0 | 0 | 0.06
TD | Solar | 21 | MILH_1 | 13.18 | 0 | 0.3 | 9.43
TD | Solar | 21 | MITY_1 | 616.7 | 0 | 13.94 | 441.06
TD | Solar | 21 | MYBS_P | 0.19 | 0 | 0 | 0.14
TD | Solar | 21 | NEAR | 0.04 | 0 | 0 | 0.03
TD | Solar | 21 | NECE_1 | 2.28 | 0 | 0.05 | 1.63
TD | Solar | 21 | NEEP_3 | 0.8 | 0 | 0.02 | 0.57
TD | Solar | 21 | NETS | 0.04 | 0 | 0 | 0.03
TD | Solar | 21 | NEWX_6 | 1.33 | 0 | 0.03 | 0.95
TD | Solar | 21 | NFLE | 53.45 | 0 | 1.21 | 38.23
TD | Solar | 21 | NHYD_6 | 0.44 | 0 | 0.01 | 0.31
TD | Solar | 21 | NINF_1 | 86.91 | 0 | 1.96 | 62.16
TD | Solar | 21 | NORL_3 | 0.8 | 0 | 0.02 | 0.57
TD | Solar | 21 | NORM_1 | 376.7 | 0 | 8.51 | 269.42
TD | Solar | 21 | NORT_1 | 37.47 | 0 | 0.85 | 26.8
TD | Solar | 21 | NURS_1 | 238.82 | 0 | 5.4 | 170.8
TD | Solar | 21 | OCKH_1 | 1.14 | 0 | 0.03 | 0.82
TD | Solar | 21 | OFFE_3 | 0.75 | 0 | 0.02 | 0.54
TD | Solar | 21 | OLDB_1 | 1.14 | 0 | 0.03 | 0.82
TD | Solar | 21 | OSBA_1 | 2.79 | 0 | 0.06 | 2
TD | Solar | 21 | PADIB1 | 8.36 | 0 | 0.19 | 5.98
TD | Solar | 21 | PELH_1 | 170.02 | 0 | 3.84 | 121.6
TD | Solar | 21 | PEMB_1 | 296.19 | 0 | 6.69 | 211.84
TD | Solar | 21 | PENE_1 | 1.99 | 0 | 0.04 | 1.42
TD | Solar | 21 | PENN_1 | 6.37 | 0 | 0.14 | 4.56
TD | Solar | 21 | PENT_1 | 64.25 | 0 | 1.45 | 45.95
TD | Solar | 21 | PENW_1 | 55.28 | 0 | 1.25 | 39.54
TD | Solar | 21 | PERI_H | 0.36 | 0 | 0.01 | 0.26
TD | Solar | 21 | PERS_P | 0.09 | 0 | 0 | 0.06
TD | Solar | 21 | PITS_3 | 0.8 | 0 | 0.02 | 0.57
TD | Solar | 21 | POOB | 0.04 | 0 | 0 | 0.03
TD | Solar | 21 | POPP_3 | 13.75 | 0 | 0.31 | 9.83
TD | Solar | 21 | PORA_P | 0.21 | 0 | 0 | 0.15
TD | Solar | 21 | PORD | 0.33 | 0 | 0.01 | 0.24
TD | Solar | 21 | PYLE_1 | 45.13 | 0 | 1.02 | 32.28
TD | Solar | 21 | QUOI_P | 0.02 | 0 | 0 | 0.01
TD | Solar | 21 | RAIN_1 | 3.32 | 0 | 0.08 | 2.37
TD | Solar | 21 | RANN_P | 0.1 | 0 | 0 | 0.07
TD | Solar | 21 | RASS_1 | 54.37 | 0 | 1.23 | 38.89
TD | Solar | 21 | RATS_1 | 93.67 | 0 | 2.12 | 66.99
TD | Solar | 21 | RAYL_1 | 38.21 | 0 | 0.86 | 27.33
TD | Solar | 21 | REBR_3 | 0.5 | 0 | 0.01 | 0.36
TD | Solar | 21 | REDH | 12.96 | 0 | 0.29 | 9.27
TD | Solar | 21 | REDM_P | 0.08 | 0 | 0 | 0.06
TD | Solar | 21 | RICH1 | 83.41 | 0 | 1.89 | 59.65
TD | Solar | 21 | ROCH_1 | 3.56 | 0 | 0.08 | 2.55
TD | Solar | 21 | RUGEB1 | 24.15 | 0 | 0.55 | 17.27
TD | Solar | 21 | RYEH_1 | 3.99 | 0 | 0.09 | 2.85
TD | Solar | 21 | SALH_1 | 15.66 | 0 | 0.35 | 11.2
TD | Solar | 21 | SALT_1 | 10.41 | 0 | 0.24 | 7.45
TD | Solar | 21 | SBAR | 60.39 | 0 | 1.36 | 43.19
TD | Solar | 21 | SEAB1 | 121.53 | 0 | 2.75 | 86.92
TD | Solar | 21 | SELL_1 | 65.82 | 0 | 1.49 | 47.07
TD | Solar | 21 | SFEG_P | 0.13 | 0 | 0 | 0.09
TD | Solar | 21 | SFIL_P | 0.05 | 0 | 0 | 0.04
TD | Solar | 21 | SHEC_3 | 0.8 | 0 | 0.02 | 0.57
TD | Solar | 21 | SHRW_1 | 142.26 | 0 | 3.22 | 101.74
TD | Solar | 21 | SIGH | 0.04 | 0 | 0 | 0.03
TD | Solar | 21 | SJOW_1 | 0.36 | 0 | 0.01 | 0.26
TD | Solar | 21 | SKLGB1 | 6.86 | 0 | 0.16 | 4.91
TD | Solar | 21 | SLOY_P | 0.01 | 0 | 0 | 0.01
TD | Solar | 21 | SMAN_1 | 0.66 | 0 | 0.01 | 0.47
TD | Solar | 21 | SPEN_1 | 10.32 | 0 | 0.23 | 7.38
TD | Solar | 21 | SSHI_3 | 0.75 | 0 | 0.02 | 0.54
TD | Solar | 21 | STAH_1 | 14.05 | 0 | 0.32 | 10.05
TD | Solar | 21 | STAL_1 | 1.99 | 0 | 0.04 | 1.42
TD | Solar | 21 | STAY_1 | 180.97 | 0 | 4.09 | 129.43
TD | Solar | 21 | STEN_1 | 1.99 | 0 | 0.04 | 1.42
TD | Solar | 21 | STES_1 | 8.36 | 0 | 0.19 | 5.98
TD | Solar | 21 | STHA | 0.04 | 0 | 0 | 0.03
TD | Solar | 21 | STIR | 0.33 | 0 | 0.01 | 0.24
TD | Solar | 21 | STLE | 0.33 | 0 | 0.01 | 0.24
TD | Solar | 21 | STRI_P | 2.04 | 0 | 0.05 | 1.46
TD | Solar | 21 | SUND_1 | 65.39 | 0 | 1.48 | 46.77
TD | Solar | 21 | SWAN_1 | 149.79 | 0 | 3.39 | 107.13
TD | Solar | 21 | TARL_P | 5.84 | 0 | 0.13 | 4.18
TD | Solar | 21 | TAUN1 | 102.51 | 0 | 2.32 | 73.32
TD | Solar | 21 | TAYN_P | 0.16 | 0 | 0 | 0.11
TD | Solar | 21 | TELR | 0.04 | 0 | 0 | 0.03
TD | Solar | 21 | TEMP_3 | 0.8 | 0 | 0.02 | 0.57
TD | Solar | 21 | THOM_6 | 9.13 | 0 | 0.21 | 6.53
TD | Solar | 21 | THSO_P | 0.36 | 0 | 0.01 | 0.26
TD | Solar | 21 | THUR_6 | 0.8 | 0 | 0.02 | 0.57
TD | Solar | 21 | TILBB_1 | 15.07 | 0 | 0.34 | 10.78
TD | Solar | 21 | TONG | 0.04 | 0 | 0 | 0.03
TD | Solar | 21 | TOTT_1 | 0.5 | 0 | 0.01 | 0.36
TD | Solar | 21 | TRAW_1 | 21.28 | 0 | 0.48 | 15.22
TD | Solar | 21 | TUMB_P | 0.04 | 0 | 0 | 0.03
TD | Solar | 21 | TYNE_1 | 0.75 | 0 | 0.02 | 0.54
TD | Solar | 21 | TYNE_2 | 0.75 | 0 | 0.02 | 0.54
TD | Solar | 21 | UPPB_1 | 37.65 | 0 | 0.85 | 26.93
TD | Solar | 21 | UPPB_3 | 36.82 | 0 | 0.83 | 26.33
TD | Solar | 21 | USKM_1 | 47.03 | 0 | 1.06 | 33.64
TD | Solar | 21 | WALH_1 | 128.77 | 0 | 2.91 | 92.1
TD | Solar | 21 | WALP_1 | 34.51 | 0 | 0.78 | 24.68
TD | Solar | 21 | WALP_B | 237.79 | 0 | 5.37 | 170.07
TD | Solar | 21 | WARL_1 | 28.96 | 0 | 0.65 | 20.71
TD | Solar | 21 | WASF_1 | 6.37 | 0 | 0.14 | 4.56
TD | Solar | 21 | WATFS_1 | 0.44 | 0 | 0.01 | 0.31
TD | Solar | 21 | WBOL_6 | 6.76 | 0 | 0.15 | 4.83
TD | Solar | 21 | WBUR_1 | 138.75 | 0 | 3.14 | 99.23
TD | Solar | 21 | WFIE | 0.33 | 0 | 0.01 | 0.24
TD | Solar | 21 | WHAM_1 | 0.5 | 0 | 0.01 | 0.36
TD | Solar | 21 | WHGA_1 | 0.5 | 0 | 0.01 | 0.36
TD | Solar | 21 | WIBA_3 | 0.8 | 0 | 0.02 | 0.57
TD | Solar | 21 | WIEN_1 | 1.14 | 0 | 0.03 | 0.82
TD | Solar | 21 | WILL_1 | 63.24 | 0 | 1.43 | 45.23
TD | Solar | 21 | WIMBN1 | 1.33 | 0 | 0.03 | 0.95
TD | Solar | 21 | WIMBS1 | 1.33 | 0 | 0.03 | 0.95
TD | Solar | 21 | WISD_1 | 0.36 | 0 | 0.01 | 0.26
TD | Solar | 21 | WISD_6 | 0.36 | 0 | 0.01 | 0.26
TD | Solar | 21 | WISH | 0.04 | 0 | 0 | 0.03
TD | Solar | 21 | WMEL_1 | 0.8 | 0 | 0.02 | 0.57
TD | Solar | 21 | WTHU31 | 0.5 | 0 | 0.01 | 0.36
TD | Solar | 21 | WWEY_1 | 3.12 | 0 | 0.07 | 2.23
TD | Solar | 21 | WYLF_1 | 5.98 | 0 | 0.14 | 4.28
TD | Solar | 21 | WYMOM_1 | 32.97 | 0 | 0.75 | 23.58
TD | Solar | 22 | ABHA1 | 114.41 | 0 | 2.59 | 81.83
TD | Solar | 22 | ABNE_P | 11.8 | 0 | 0.27 | 8.44
TD | Solar | 22 | ABTH_1 | 76.55 | 0 | 1.73 | 54.75
TD | Solar | 22 | ACTL_2 | 0.59 | 0 | 0.01 | 0.42
TD | Solar | 22 | ACTL_C | 0.59 | 0 | 0.01 | 0.42
TD | Solar | 22 | ALNE_P | 0.17 | 0 | 0 | 0.12
TD | Solar | 22 | ALST_3 | 1.08 | 0 | 0.02 | 0.77
TD | Solar | 22 | ALVE1 | 232.59 | 0 | 5.26 | 166.35
TD | Solar | 22 | AMEM_1 | 44.39 | 0 | 1 | 31.75
TD | Solar | 22 | ARBR_P | 28.44 | 0 | 0.64 | 20.34
TD | Solar | 22 | ARDK_P | 0.06 | 0 | 0 | 0.04
TD | Solar | 22 | ARMO_P | 0.37 | 0 | 0.01 | 0.26
TD | Solar | 22 | AXMI1 | 133.1 | 0 | 3.01 | 95.19
TD | Solar | 22 | BAGA | 0.52 | 0 | 0.01 | 0.37
TD | Solar | 22 | BAIN | 0.52 | 0 | 0.01 | 0.37
TD | Solar | 22 | BARKC1 | 2.73 | 0 | 0.06 | 1.95
TD | Solar | 22 | BARKW3 | 0.81 | 0 | 0.02 | 0.58
TD | Solar | 22 | BEDDT1 | 0.92 | 0 | 0.02 | 0.66
TD | Solar | 22 | BEDD_1 | 0.92 | 0 | 0.02 | 0.66
TD | Solar | 22 | BERW | 0.06 | 0 | 0 | 0.04
TD | Solar | 22 | BESW_1 | 54.67 | 0 | 1.24 | 39.1
TD | Solar | 22 | BICF_1 | 228.56 | 0 | 5.17 | 163.47
TD | Solar | 22 | BIRK_1 | 1.08 | 0 | 0.02 | 0.77
TD | Solar | 22 | BISW_1 | 22.47 | 0 | 0.51 | 16.07
TD | Solar | 22 | BLYTB1 | 3.23 | 0 | 0.07 | 2.31
TD | Solar | 22 | BLYTH132 | 3.23 | 0 | 0.07 | 2.31
TD | Solar | 22 | BOAG_P | 0.04 | 0 | 0 | 0.03
TD | Solar | 22 | BOLN_1 | 80.07 | 0 | 1.81 | 57.27
TD | Solar | 22 | BONN | 0.52 | 0 | 0.01 | 0.37
TD | Solar | 22 | BOTW_1 | 79 | 0 | 1.79 | 56.5
TD | Solar | 22 | BRAC_P | 0.03 | 0 | 0 | 0.02
TD | Solar | 22 | BRAI_1 | 119.05 | 0 | 2.69 | 85.14
TD | Solar | 22 | BRAW_1 | 0.81 | 0 | 0.02 | 0.58
TD | Solar | 22 | BRED_1 | 2.35 | 0 | 0.05 | 1.68
TD | Solar | 22 | BRFO_1 | 162.46 | 0 | 3.67 | 116.19
TD | Solar | 22 | BRIM_1 | 6.45 | 0 | 0.15 | 4.61
TD | Solar | 22 | BRLE_1 | 76.3 | 0 | 1.72 | 54.57
TD | Solar | 22 | BROA_P | 0.01 | 0 | 0 | 0.01
TD | Solar | 22 | BROX | 0.06 | 0 | 0 | 0.04
TD | Solar | 22 | BRWA1 | 306.81 | 0 | 6.93 | 219.43
TD | Solar | 22 | BUMU_P | 0.01 | 0 | 0 | 0.01
TD | Solar | 22 | BURM_1 | 437 | 0 | 9.88 | 312.54
TD | Solar | 22 | BUSH_1 | 15.63 | 0 | 0.35 | 11.18
TD | Solar | 22 | BUST_1 | 3.69 | 0 | 0.08 | 2.64
TD | Solar | 22 | CAAD_P | 0.03 | 0 | 0 | 0.02
TD | Solar | 22 | CAFA | 0.06 | 0 | 0 | 0.04
TD | Solar | 22 | CAMB_01 | 22.35 | 0 | 0.51 | 15.98
TD | Solar | 22 | CANTN1 | 135.4 | 0 | 3.06 | 96.84
TD | Solar | 22 | CAPEA1 | 7.45 | 0 | 0.17 | 5.33
TD | Solar | 22 | CARE_1 | 17.64 | 0 | 0.4 | 12.62
TD | Solar | 22 | CARR_1 | 3.02 | 0 | 0.07 | 2.16
TD | Solar | 22 | CASS_P | 0.05 | 0 | 0 | 0.04
TD | Solar | 22 | CATY | 0.06 | 0 | 0 | 0.04
TD | Solar | 22 | CBNK_H | 0.59 | 0 | 0.01 | 0.42
TD | Solar | 22 | CELL_1 | 43.98 | 0 | 0.99 | 31.45
TD | Solar | 22 | CHAP | 0.06 | 0 | 0 | 0.04
TD | Solar | 22 | CHAS | 0.06 | 0 | 0 | 0.04
TD | Solar | 22 | CHIC_1 | 102.06 | 0 | 2.31 | 72.99
TD | Solar | 22 | CHSI_1 | 0.92 | 0 | 0.02 | 0.66
TD | Solar | 22 | CHTE_1 | 166.79 | 0 | 3.77 | 119.29
TD | Solar | 22 | CITR_1 | 0.59 | 0 | 0.01 | 0.42
TD | Solar | 22 | CLAC_P | 0.11 | 0 | 0 | 0.08
TD | Solar | 22 | CLAY_P | 0.01 | 0 | 0 | 0.01
TD | Solar | 22 | CLT03 | 5.76 | 0 | 0.13 | 4.12
TD | Solar | 22 | CLYM | 0.06 | 0 | 0 | 0.04
TD | Solar | 22 | COAT | 0.06 | 0 | 0 | 0.04
TD | Solar | 22 | CONQA1 | 132.81 | 0 | 3 | 94.99
TD | Solar | 22 | COUA_P | 0.07 | 0 | 0 | 0.05
TD | Solar | 22 | COVE_1 | 9.99 | 0 | 0.23 | 7.14
TD | Solar | 22 | COWL_1 | 340.31 | 0 | 7.69 | 243.39
TD | Solar | 22 | COYL | 0.06 | 0 | 0 | 0.04
TD | Solar | 22 | CREB_1 | 23.4 | 0 | 0.53 | 16.74
TD | Solar | 22 | CUMB | 0.52 | 0 | 0.01 | 0.37
TD | Solar | 22 | CUPA | 6.61 | 0 | 0.15 | 4.73
TD | Solar | 22 | DALM3 | 0.06 | 0 | 0 | 0.04
TD | Solar | 22 | DEVM | 0.06 | 0 | 0 | 0.04
TD | Solar | 22 | DEVO | 8.13 | 0 | 0.18 | 5.81
TD | Solar | 22 | DOUN_P | 0.14 | 0 | 0 | 0.1
TD | Solar | 22 | DRAK_1 | 106.73 | 0 | 2.41 | 76.33
TD | Solar | 22 | DRAX_1 | 3.23 | 0 | 0.07 | 2.31
TD | Solar | 22 | DRCR | 0.52 | 0 | 0.01 | 0.37
TD | Solar | 22 | DUDH_P | 0.03 | 0 | 0 | 0.02
TD | Solar | 22 | DUGR_P | 0.03 | 0 | 0 | 0.02
TD | Solar | 22 | DUNB | 0.06 | 0 | 0 | 0.04
TD | Solar | 22 | DUNF | 0.52 | 0 | 0.01 | 0.37
TD | Solar | 22 | DUNO_P | 0.52 | 0 | 0.01 | 0.37
TD | Solar | 22 | DYCE_P | 0.19 | 0 | 0 | 0.14
TD | Solar | 22 | EALI_6 | 0.59 | 0 | 0.01 | 0.42
TD | Solar | 22 | EASO_1 | 276 | 0 | 6.24 | 197.4
TD | Solar | 22 | EAST | 0.06 | 0 | 0 | 0.04
TD | Solar | 22 | ECCL | 0.06 | 0 | 0 | 0.04
TD | Solar | 22 | ECLA_1 | 155.26 | 0 | 3.51 | 111.04
TD | Solar | 22 | EKIL | 0.06 | 0 | 0 | 0.04
TD | Solar | 22 | EKIS | 0.06 | 0 | 0 | 0.04
TD | Solar | 22 | ELGI_P | 1.49 | 0 | 0.03 | 1.07
TD | Solar | 22 | ELLA_1 | 0.81 | 0 | 0.02 | 0.58
TD | Solar | 22 | ELST_1 | 0.72 | 0 | 0.02 | 0.51
TD | Solar | 22 | ENDE_1 | 64.43 | 0 | 1.46 | 46.08
TD | Solar | 22 | EXET1 | 124.89 | 0 | 2.82 | 89.32
TD | Solar | 22 | FASN_P | 0.03 | 0 | 0 | 0.02
TD | Solar | 22 | FAUG_P | 0.08 | 0 | 0 | 0.06
TD | Solar | 22 | FAWL_1 | 118.97 | 0 | 2.69 | 85.09
TD | Solar | 22 | FECK_6 | 165.41 | 0 | 3.74 | 118.3
TD | Solar | 22 | FERRA2 | 12.66 | 0 | 0.29 | 9.05
TD | Solar | 22 | FERRB1 | 9.6 | 0 | 0.22 | 6.87
TD | Solar | 22 | FIDD_P | 0.37 | 0 | 0.01 | 0.26
TD | Solar | 22 | FLEE_1 | 57.08 | 0 | 1.29 | 40.82
TD | Solar | 22 | FOUR_1 | 4.84 | 0 | 0.11 | 3.46
TD | Solar | 22 | FRAS_P | 0.02 | 0 | 0 | 0.01
TD | Solar | 22 | FROD_1 | 5.37 | 0 | 0.12 | 3.84
TD | Solar | 22 | FWIL_P | 0.32 | 0 | 0.01 | 0.23
TD | Solar | 22 | GALA | 0.06 | 0 | 0 | 0.04
TD | Solar | 22 | GIFF | 0.06 | 0 | 0 | 0.04
TD | Solar | 22 | GLLE | 0.06 | 0 | 0 | 0.04
TD | Solar | 22 | GLLU | 0.06 | 0 | 0 | 0.04
TD | Solar | 22 | GLNI | 0.52 | 0 | 0.01 | 0.37
TD | Solar | 22 | GLRO | 0.52 | 0 | 0.01 | 0.37
TD | Solar | 22 | GREE_H | 0.59 | 0 | 0.01 | 0.42
TD | Solar | 22 | GREN_1 | 325.68 | 0 | 7.36 | 232.93
TD | Solar | 22 | GRIW_1 | 44.62 | 0 | 1.01 | 31.91
TD | Solar | 22 | GRUB_P | 0.22 | 0 | 0 | 0.16
TD | Solar | 22 | G_EXTRA_11 | 0.06 | 0 | 0 | 0.04
TD | Solar | 22 | G_EXTRA_2 | 0.06 | 0 | 0 | 0.04
TD | Solar | 22 | G_EXTRA_5 | 0.06 | 0 | 0 | 0.04
TD | Solar | 22 | G_EXTRA_7 | 0.52 | 0 | 0.01 | 0.37
TD | Solar | 22 | G_EXTRA_9 | 0.06 | 0 | 0 | 0.04
TD | Solar | 22 | HACK_1 | 0.81 | 0 | 0.02 | 0.58
TD | Solar | 22 | HACK_6 | 0.81 | 0 | 0.02 | 0.58
TD | Solar | 22 | HAMHC1 | 36.03 | 0 | 0.81 | 25.77
TD | Solar | 22 | HARK_1 | 66.4 | 0 | 1.5 | 47.49
TD | Solar | 22 | HARM_6 | 1.21 | 0 | 0.03 | 0.87
TD | Solar | 22 | HAWI | 0.06 | 0 | 0 | 0.04
TD | Solar | 22 | HAWP_6 | 7.59 | 0 | 0.17 | 5.43
TD | Solar | 22 | HEYS1 | 4.84 | 0 | 0.11 | 3.46
TD | Solar | 22 | HEYS_1 | 32.94 | 0 | 0.74 | 23.56
TD | Solar | 22 | HUER | 0.06 | 0 | 0 | 0.04
TD | Solar | 22 | HURS_1 | 0.92 | 0 | 0.02 | 0.66
TD | Solar | 22 | HUTT_1 | 25.33 | 0 | 0.57 | 18.12
TD | Solar | 22 | IMPK_1 | 31.91 | 0 | 0.72 | 22.82
TD | Solar | 22 | INDQ1 | 408.38 | 0 | 9.23 | 292.07
TD | Solar | 22 | INKE | 0.52 | 0 | 0.01 | 0.37
TD | Solar | 22 | INNE_P | 0.06 | 0 | 0 | 0.04
TD | Solar | 22 | IROA1 | 141.05 | 0 | 3.19 | 100.88
TD | Solar | 22 | IRONB1 | 51.96 | 0 | 1.17 | 37.16
TD | Solar | 22 | IVER_1 | 0.72 | 0 | 0.02 | 0.51
TD | Solar | 22 | IVER_6 | 0.72 | 0 | 0.02 | 0.51
TD | Solar | 22 | JOHN | 0.06 | 0 | 0 | 0.04
TD | Solar | 22 | JORD_3 | 1.29 | 0 | 0.03 | 0.92
TD | Solar | 22 | KAIM | 0.06 | 0 | 0 | 0.04
TD | Solar | 22 | KEAD_1 | 60.76 | 0 | 1.37 | 43.46
TD | Solar | 22 | KEAR_1 | 0.81 | 0 | 0.02 | 0.58
TD | Solar | 22 | KEAR_3 | 13.93 | 0 | 0.31 | 9.96
TD | Solar | 22 | KEIT_P | 0.47 | 0 | 0.01 | 0.34
TD | Solar | 22 | KEMS_1 | 99.76 | 0 | 2.25 | 71.35
TD | Solar | 22 | KEOO | 0.06 | 0 | 0 | 0.04
TD | Solar | 22 | KIBY_1 | 1.93 | 0 | 0.04 | 1.38
TD | Solar | 22 | KIER | 0.52 | 0 | 0.01 | 0.37
TD | Solar | 22 | KIIN_P | 0.13 | 0 | 0 | 0.09
TD | Solar | 22 | KILS | 0.06 | 0 | 0 | 0.04
TD | Solar | 22 | KILT | 0.06 | 0 | 0 | 0.04
TD | Solar | 22 | KILW | 7.65 | 0 | 0.17 | 5.47
TD | Solar | 22 | KINO_1 | 32.98 | 0 | 0.75 | 23.59
TD | Solar | 22 | KINT_P | 2.45 | 0 | 0.06 | 1.75
TD | Solar | 22 | KIRKB1 | 0.81 | 0 | 0.02 | 0.58
TD | Solar | 22 | KITW_1 | 3.39 | 0 | 0.08 | 2.42
TD | Solar | 22 | KNAR | 20.7 | 0 | 0.47 | 14.8
TD | Solar | 22 | LACK_6 | 11.22 | 0 | 0.25 | 8.02
TD | Solar | 22 | LAIR_P | 0.12 | 0 | 0 | 0.09
TD | Solar | 22 | LALE1SG003 | 6.89 | 0 | 0.16 | 4.93
TD | Solar | 22 | LAND1 | 284.93 | 0 | 6.44 | 203.78
TD | Solar | 22 | LEGA_1 | 83.03 | 0 | 1.88 | 59.38
TD | Solar | 22 | LEVE | 0.52 | 0 | 0.01 | 0.37
TD | Solar | 22 | LING | 0.06 | 0 | 0 | 0.04
TD | Solar | 22 | LINM | 0.06 | 0 | 0 | 0.04
TD | Solar | 22 | LISD_1 | 3.18 | 0 | 0.07 | 2.27
TD | Solar | 22 | LITT_C | 0.92 | 0 | 0.02 | 0.66
TD | Solar | 22 | LITT_J | 0.92 | 0 | 0.02 | 0.66
TD | Solar | 22 | LODR_6 | 0.59 | 0 | 0.01 | 0.42
TD | Solar | 22 | LOUD_H | 0.72 | 0 | 0.02 | 0.51
TD | Solar | 22 | LOVE_1 | 214.93 | 0 | 4.86 | 153.72
TD | Solar | 22 | LUNA_P | 0.01 | 0 | 0 | 0.01
TD | Solar | 22 | MACC_3 | 15.97 | 0 | 0.36 | 11.42
TD | Solar | 22 | MACD_P | 3.19 | 0 | 0.07 | 2.28
TD | Solar | 22 | MAGA_6 | 35.51 | 0 | 0.8 | 25.4
TD | Solar | 22 | MANN_1 | 370.68 | 0 | 8.38 | 265.11
TD | Solar | 22 | MAYB | 0.06 | 0 | 0 | 0.04
TD | Solar | 22 | MELK_1 | 350.14 | 0 | 7.91 | 250.42
TD | Solar | 22 | MILC_P | 0.15 | 0 | 0 | 0.11
TD | Solar | 22 | MILH_1 | 13.45 | 0 | 0.3 | 9.62
TD | Solar | 22 | MITY_1 | 626.56 | 0 | 14.16 | 448.12
TD | Solar | 22 | MYBS_P | 0.3 | 0 | 0.01 | 0.21
TD | Solar | 22 | NEAR | 0.06 | 0 | 0 | 0.04
TD | Solar | 22 | NECE_1 | 3.69 | 0 | 0.08 | 2.64
TD | Solar | 22 | NEEP_3 | 1.29 | 0 | 0.03 | 0.92
TD | Solar | 22 | NETS | 0.06 | 0 | 0 | 0.04
TD | Solar | 22 | NEWX_6 | 2.15 | 0 | 0.05 | 1.54
TD | Solar | 22 | NFLE | 56.41 | 0 | 1.27 | 40.34
TD | Solar | 22 | NHYD_6 | 0.72 | 0 | 0.02 | 0.51
TD | Solar | 22 | NINF_1 | 88.15 | 0 | 1.99 | 63.04
TD | Solar | 22 | NORL_3 | 1.29 | 0 | 0.03 | 0.92
TD | Solar | 22 | NORM_1 | 393.94 | 0 | 8.9 | 281.75
TD | Solar | 22 | NORT_1 | 37.93 | 0 | 0.86 | 27.13
TD | Solar | 22 | NURS_1 | 244.36 | 0 | 5.52 | 174.77
TD | Solar | 22 | OCKH_1 | 1.84 | 0 | 0.04 | 1.32
TD | Solar | 22 | OFFE_3 | 1.21 | 0 | 0.03 | 0.87
TD | Solar | 22 | OLDB_1 | 1.84 | 0 | 0.04 | 1.32
TD | Solar | 22 | OSBA_1 | 4.52 | 0 | 0.1 | 3.23
TD | Solar | 22 | PADIB1 | 9.59 | 0 | 0.22 | 6.86
TD | Solar | 22 | PELH_1 | 172.48 | 0 | 3.9 | 123.36
TD | Solar | 22 | PEMB_1 | 303.58 | 0 | 6.86 | 217.12
TD | Solar | 22 | PENE_1 | 3.23 | 0 | 0.07 | 2.31
TD | Solar | 22 | PENN_1 | 6.37 | 0 | 0.14 | 4.56
TD | Solar | 22 | PENT_1 | 70.41 | 0 | 1.59 | 50.36
TD | Solar | 22 | PENW_1 | 56.51 | 0 | 1.28 | 40.42
TD | Solar | 22 | PERI_H | 0.59 | 0 | 0.01 | 0.42
TD | Solar | 22 | PERS_P | 0.14 | 0 | 0 | 0.1
TD | Solar | 22 | PITS_3 | 1.29 | 0 | 0.03 | 0.92
TD | Solar | 22 | POOB | 0.06 | 0 | 0 | 0.04
TD | Solar | 22 | POPP_3 | 14.37 | 0 | 0.32 | 10.28
TD | Solar | 22 | PORA_P | 0.35 | 0 | 0.01 | 0.25
TD | Solar | 22 | PORD | 0.52 | 0 | 0.01 | 0.37
TD | Solar | 22 | PYLE_1 | 46.37 | 0 | 1.05 | 33.16
TD | Solar | 22 | QUOI_P | 0.04 | 0 | 0 | 0.03
TD | Solar | 22 | RAIN_1 | 3.32 | 0 | 0.08 | 2.37
TD | Solar | 22 | RANN_P | 0.17 | 0 | 0 | 0.12
TD | Solar | 22 | RASS_1 | 61.76 | 0 | 1.4 | 44.17
TD | Solar | 22 | RATS_1 | 96.13 | 0 | 2.17 | 68.75
TD | Solar | 22 | RAYL_1 | 44.12 | 0 | 1 | 31.55
TD | Solar | 22 | REBR_3 | 0.81 | 0 | 0.02 | 0.58
TD | Solar | 22 | REDH | 13.15 | 0 | 0.3 | 9.4
TD | Solar | 22 | REDM_P | 0.13 | 0 | 0 | 0.09
TD | Solar | 22 | RICH1 | 86.37 | 0 | 1.95 | 61.77
TD | Solar | 22 | ROCH_1 | 3.87 | 0 | 0.09 | 2.77
TD | Solar | 22 | RUGEB1 | 27.84 | 0 | 0.63 | 19.91
TD | Solar | 22 | RYEH_1 | 6.45 | 0 | 0.15 | 4.61
TD | Solar | 22 | SALH_1 | 17.51 | 0 | 0.4 | 12.52
TD | Solar | 22 | SALT_1 | 12.05 | 0 | 0.27 | 8.62
TD | Solar | 22 | SBAR | 62.85 | 0 | 1.42 | 44.95
TD | Solar | 22 | SEAB1 | 128.92 | 0 | 2.91 | 92.2
TD | Solar | 22 | SELL_1 | 71.73 | 0 | 1.62 | 51.3
TD | Solar | 22 | SFEG_P | 0.2 | 0 | 0 | 0.14
TD | Solar | 22 | SFIL_P | 0.08 | 0 | 0 | 0.06
TD | Solar | 22 | SHEC_3 | 1.29 | 0 | 0.03 | 0.92
TD | Solar | 22 | SHRW_1 | 145.95 | 0 | 3.3 | 104.38
TD | Solar | 22 | SIGH | 0.06 | 0 | 0 | 0.04
TD | Solar | 22 | SJOW_1 | 0.59 | 0 | 0.01 | 0.42
TD | Solar | 22 | SKLGB1 | 7.17 | 0 | 0.16 | 5.13
TD | Solar | 22 | SLOY_P | 0.02 | 0 | 0 | 0.01
TD | Solar | 22 | SMAN_1 | 1.08 | 0 | 0.02 | 0.77
TD | Solar | 22 | SPEN_1 | 12.78 | 0 | 0.29 | 9.14
TD | Solar | 22 | SSHI_3 | 1.21 | 0 | 0.03 | 0.87
TD | Solar | 22 | STAH_1 | 15.28 | 0 | 0.35 | 10.93
TD | Solar | 22 | STAL_1 | 3.23 | 0 | 0.07 | 2.31
TD | Solar | 22 | STAY_1 | 193.28 | 0 | 4.37 | 138.23
TD | Solar | 22 | STEN_1 | 3.23 | 0 | 0.07 | 2.31
TD | Solar | 22 | STES_1 | 9.59 | 0 | 0.22 | 6.86
TD | Solar | 22 | STHA | 0.06 | 0 | 0 | 0.04
TD | Solar | 22 | STIR | 0.52 | 0 | 0.01 | 0.37
TD | Solar | 22 | STLE | 0.52 | 0 | 0.01 | 0.37
TD | Solar | 22 | STRI_P | 2.15 | 0 | 0.05 | 1.54
TD | Solar | 22 | SUND_1 | 70.32 | 0 | 1.59 | 50.29
TD | Solar | 22 | SWAN_1 | 157.18 | 0 | 3.55 | 112.42
TD | Solar | 22 | TARL_P | 5.86 | 0 | 0.13 | 4.19
TD | Solar | 22 | TAUN1 | 104.97 | 0 | 2.37 | 75.07
TD | Solar | 22 | TAYN_P | 0.26 | 0 | 0.01 | 0.19
TD | Solar | 22 | TELR | 0.06 | 0 | 0 | 0.04
TD | Solar | 22 | TEMP_3 | 1.29 | 0 | 0.03 | 0.92
TD | Solar | 22 | THOM_6 | 10.86 | 0 | 0.25 | 7.77
TD | Solar | 22 | THSO_P | 0.58 | 0 | 0.01 | 0.41
TD | Solar | 22 | THUR_6 | 1.29 | 0 | 0.03 | 0.92
TD | Solar | 22 | TILBB_1 | 20.98 | 0 | 0.47 | 15
TD | Solar | 22 | TONG | 0.06 | 0 | 0 | 0.04
TD | Solar | 22 | TOTT_1 | 0.81 | 0 | 0.02 | 0.58
TD | Solar | 22 | TRAW_1 | 22.51 | 0 | 0.51 | 16.1
TD | Solar | 22 | TUMB_P | 0.06 | 0 | 0 | 0.04
TD | Solar | 22 | TYNE_1 | 1.21 | 0 | 0.03 | 0.87
TD | Solar | 22 | TYNE_2 | 1.21 | 0 | 0.03 | 0.87
TD | Solar | 22 | UPPB_1 | 38.06 | 0 | 0.86 | 27.22
TD | Solar | 22 | UPPB_3 | 37.23 | 0 | 0.84 | 26.63
TD | Solar | 22 | USKM_1 | 47.44 | 0 | 1.07 | 33.93
TD | Solar | 22 | WALH_1 | 134.92 | 0 | 3.05 | 96.49
TD | Solar | 22 | WALP_1 | 39.44 | 0 | 0.89 | 28.21
TD | Solar | 22 | WALP_B | 242.72 | 0 | 5.49 | 173.59
TD | Solar | 22 | WARL_1 | 34.87 | 0 | 0.79 | 24.94
TD | Solar | 22 | WASF_1 | 6.37 | 0 | 0.14 | 4.56
TD | Solar | 22 | WATFS_1 | 0.72 | 0 | 0.02 | 0.51
TD | Solar | 22 | WBOL_6 | 7.22 | 0 | 0.16 | 5.16
TD | Solar | 22 | WBUR_1 | 143.68 | 0 | 3.25 | 102.76
TD | Solar | 22 | WFIE | 0.52 | 0 | 0.01 | 0.37
TD | Solar | 22 | WHAM_1 | 0.81 | 0 | 0.02 | 0.58
TD | Solar | 22 | WHGA_1 | 0.81 | 0 | 0.02 | 0.58
TD | Solar | 22 | WIBA_3 | 1.29 | 0 | 0.03 | 0.92
TD | Solar | 22 | WIEN_1 | 1.84 | 0 | 0.04 | 1.32
TD | Solar | 22 | WILL_1 | 64.65 | 0 | 1.46 | 46.24
TD | Solar | 22 | WIMBN1 | 2.15 | 0 | 0.05 | 1.54
TD | Solar | 22 | WIMBS1 | 2.15 | 0 | 0.05 | 1.54
TD | Solar | 22 | WISD_1 | 0.59 | 0 | 0.01 | 0.42
TD | Solar | 22 | WISD_6 | 0.59 | 0 | 0.01 | 0.42
TD | Solar | 22 | WISH | 0.06 | 0 | 0 | 0.04
TD | Solar | 22 | WMEL_1 | 1.29 | 0 | 0.03 | 0.92
TD | Solar | 22 | WTHU31 | 0.81 | 0 | 0.02 | 0.58
TD | Solar | 22 | WWEY_1 | 3.47 | 0 | 0.08 | 2.48
TD | Solar | 22 | WYLF_1 | 9.68 | 0 | 0.22 | 6.92
TD | Solar | 22 | WYMOM_1 | 35.43 | 0 | 0.8 | 25.34
TD | Solar | 23 | ABHA1 | 123.94 | 0 | 2.8 | 88.64
TD | Solar | 23 | ABNE_P | 11.89 | 0 | 0.27 | 8.5
TD | Solar | 23 | ABTH_1 | 77.12 | 0 | 1.74 | 55.16
TD | Solar | 23 | ACTL_2 | 0.9 | 0 | 0.02 | 0.64
TD | Solar | 23 | ACTL_C | 0.9 | 0 | 0.02 | 0.64
TD | Solar | 23 | ALNE_P | 0.26 | 0 | 0.01 | 0.19
TD | Solar | 23 | ALST_3 | 1.65 | 0 | 0.04 | 1.18
TD | Solar | 23 | ALVE1 | 242.12 | 0 | 5.47 | 173.16
TD | Solar | 23 | AMEM_1 | 44.77 | 0 | 1.01 | 32.02
TD | Solar | 23 | ARBR_P | 28.44 | 0 | 0.64 | 20.34
TD | Solar | 23 | ARDK_P | 0.09 | 0 | 0 | 0.06
TD | Solar | 23 | ARMO_P | 0.57 | 0 | 0.01 | 0.41
TD | Solar | 23 | AXMI1 | 145.76 | 0 | 3.29 | 104.25
TD | Solar | 23 | BAGA | 0.76 | 0 | 0.02 | 0.54
TD | Solar | 23 | BAIN | 0.76 | 0 | 0.02 | 0.54
TD | Solar | 23 | BARKC1 | 3.16 | 0 | 0.07 | 2.26
TD | Solar | 23 | BARKW3 | 1.24 | 0 | 0.03 | 0.89
TD | Solar | 23 | BEDDT1 | 1.41 | 0 | 0.03 | 1.01
TD | Solar | 23 | BEDD_1 | 1.41 | 0 | 0.03 | 1.01
TD | Solar | 23 | BERW | 0.09 | 0 | 0 | 0.06
TD | Solar | 23 | BESW_1 | 56.64 | 0 | 1.28 | 40.51
TD | Solar | 23 | BICF_1 | 252.73 | 0 | 5.71 | 180.75
TD | Solar | 23 | BIRK_1 | 1.65 | 0 | 0.04 | 1.18
TD | Solar | 23 | BISW_1 | 23.46 | 0 | 0.53 | 16.78
TD | Solar | 23 | BLYTB1 | 4.95 | 0 | 0.11 | 3.54
TD | Solar | 23 | BLYTH132 | 4.95 | 0 | 0.11 | 3.54
TD | Solar | 23 | BOAG_P | 0.07 | 0 | 0 | 0.05
TD | Solar | 23 | BOLN_1 | 81.79 | 0 | 1.85 | 58.5
TD | Solar | 23 | BONN | 0.76 | 0 | 0.02 | 0.54
TD | Solar | 23 | BOTW_1 | 86.77 | 0 | 1.96 | 62.06
TD | Solar | 23 | BRAC_P | 0.05 | 0 | 0 | 0.04
TD | Solar | 23 | BRAI_1 | 122.51 | 0 | 2.77 | 87.62
TD | Solar | 23 | BRAW_1 | 1.24 | 0 | 0.03 | 0.89
TD | Solar | 23 | BRED_1 | 2.92 | 0 | 0.07 | 2.09
TD | Solar | 23 | BRFO_1 | 165.55 | 0 | 3.74 | 118.4
TD | Solar | 23 | BRIM_1 | 9.9 | 0 | 0.22 | 7.08
TD | Solar | 23 | BRLE_1 | 79.75 | 0 | 1.8 | 57.04
TD | Solar | 23 | BROA_P | 0.02 | 0 | 0 | 0.01
TD | Solar | 23 | BROX | 0.09 | 0 | 0 | 0.06
TD | Solar | 23 | BRWA1 | 320.62 | 0 | 7.25 | 229.31
TD | Solar | 23 | BUMU_P | 0.02 | 0 | 0 | 0.01
TD | Solar | 23 | BURM_1 | 474.98 | 0 | 10.73 | 339.71
TD | Solar | 23 | BUSH_1 | 16.62 | 0 | 0.38 | 11.89
TD | Solar | 23 | BUST_1 | 5.66 | 0 | 0.13 | 4.05
TD | Solar | 23 | CAAD_P | 0.04 | 0 | 0 | 0.03
TD | Solar | 23 | CAFA | 0.09 | 0 | 0 | 0.06
TD | Solar | 23 | CAMB_01 | 24.07 | 0 | 0.54 | 17.21
TD | Solar | 23 | CANTN1 | 139.54 | 0 | 3.15 | 99.8
TD | Solar | 23 | CAPEA1 | 8.03 | 0 | 0.18 | 5.74
TD | Solar | 23 | CARE_1 | 18.21 | 0 | 0.41 | 13.02
TD | Solar | 23 | CARR_1 | 3.59 | 0 | 0.08 | 2.57
TD | Solar | 23 | CASS_P | 0.08 | 0 | 0 | 0.06
TD | Solar | 23 | CATY | 0.09 | 0 | 0 | 0.06
TD | Solar | 23 | CBNK_H | 0.9 | 0 | 0.02 | 0.64
TD | Solar | 23 | CELL_1 | 49.16 | 0 | 1.11 | 35.16
TD | Solar | 23 | CHAP | 0.09 | 0 | 0 | 0.06
TD | Solar | 23 | CHAS | 0.09 | 0 | 0 | 0.06
TD | Solar | 23 | CHIC_1 | 114.72 | 0 | 2.59 | 82.05
TD | Solar | 23 | CHSI_1 | 1.41 | 0 | 0.03 | 1.01
TD | Solar | 23 | CHTE_1 | 167.48 | 0 | 3.79 | 119.78
TD | Solar | 23 | CITR_1 | 0.9 | 0 | 0.02 | 0.64
TD | Solar | 23 | CLAC_P | 0.18 | 0 | 0 | 0.13
TD | Solar | 23 | CLAY_P | 0.02 | 0 | 0 | 0.01
TD | Solar | 23 | CLT03 | 8.84 | 0 | 0.2 | 6.32
TD | Solar | 23 | CLYM | 0.09 | 0 | 0 | 0.06
TD | Solar | 23 | COAT | 0.09 | 0 | 0 | 0.06
TD | Solar | 23 | CONQA1 | 134.54 | 0 | 3.04 | 96.22
TD | Solar | 23 | COUA_P | 0.11 | 0 | 0 | 0.08
TD | Solar | 23 | COVE_1 | 11.96 | 0 | 0.27 | 8.55
TD | Solar | 23 | COWL_1 | 354.12 | 0 | 8 | 253.27
TD | Solar | 23 | COYL | 0.09 | 0 | 0 | 0.06
TD | Solar | 23 | CREB_1 | 25.7 | 0 | 0.58 | 18.38
TD | Solar | 23 | CUMB | 0.76 | 0 | 0.02 | 0.54
TD | Solar | 23 | CUPA | 6.84 | 0 | 0.15 | 4.89
TD | Solar | 23 | DALM3 | 0.09 | 0 | 0 | 0.06
TD | Solar | 23 | DEVM | 0.09 | 0 | 0 | 0.06
TD | Solar | 23 | DEVO | 8.37 | 0 | 0.19 | 5.99
TD | Solar | 23 | DOUN_P | 0.21 | 0 | 0 | 0.15
TD | Solar | 23 | DRAK_1 | 107.72 | 0 | 2.43 | 77.04
TD | Solar | 23 | DRAX_1 | 4.95 | 0 | 0.11 | 3.54
TD | Solar | 23 | DRCR | 0.76 | 0 | 0.02 | 0.54
TD | Solar | 23 | DUDH_P | 0.05 | 0 | 0 | 0.04
TD | Solar | 23 | DUGR_P | 0.05 | 0 | 0 | 0.04
TD | Solar | 23 | DUNB | 0.09 | 0 | 0 | 0.06
TD | Solar | 23 | DUNF | 0.76 | 0 | 0.02 | 0.54
TD | Solar | 23 | DUNO_P | 0.76 | 0 | 0.02 | 0.54
TD | Solar | 23 | DYCE_P | 0.3 | 0 | 0.01 | 0.21
TD | Solar | 23 | EALI_6 | 0.9 | 0 | 0.02 | 0.64
TD | Solar | 23 | EASO_1 | 282.9 | 0 | 6.39 | 202.33
TD | Solar | 23 | EAST | 0.09 | 0 | 0 | 0.06
TD | Solar | 23 | ECCL | 0.09 | 0 | 0 | 0.06
TD | Solar | 23 | ECLA_1 | 162.16 | 0 | 3.66 | 115.98
TD | Solar | 23 | EKIL | 0.09 | 0 | 0 | 0.06
TD | Solar | 23 | EKIS | 0.09 | 0 | 0 | 0.06
TD | Solar | 23 | ELGI_P | 1.49 | 0 | 0.03 | 1.07
TD | Solar | 23 | ELLA_1 | 1.24 | 0 | 0.03 | 0.89
TD | Solar | 23 | ELST_1 | 1.1 | 0 | 0.02 | 0.79
TD | Solar | 23 | ENDE_1 | 67.88 | 0 | 1.53 | 48.55
TD | Solar | 23 | EXET1 | 134.42 | 0 | 3.04 | 96.14
TD | Solar | 23 | FASN_P | 0.04 | 0 | 0 | 0.03
TD | Solar | 23 | FAUG_P | 0.12 | 0 | 0 | 0.09
TD | Solar | 23 | FAWL_1 | 126.73 | 0 | 2.86 | 90.64
TD | Solar | 23 | FECK_6 | 167.38 | 0 | 3.78 | 119.71
TD | Solar | 23 | FERRA2 | 14.39 | 0 | 0.33 | 10.29
TD | Solar | 23 | FERRB1 | 11.33 | 0 | 0.26 | 8.1
TD | Solar | 23 | FIDD_P | 0.57 | 0 | 0.01 | 0.41
TD | Solar | 23 | FLEE_1 | 60.53 | 0 | 1.37 | 43.29
TD | Solar | 23 | FOUR_1 | 7.43 | 0 | 0.17 | 5.31
TD | Solar | 23 | FRAS_P | 0.03 | 0 | 0 | 0.02
TD | Solar | 23 | FROD_1 | 5.95 | 0 | 0.13 | 4.26
TD | Solar | 23 | FWIL_P | 0.49 | 0 | 0.01 | 0.35
TD | Solar | 23 | GALA | 0.09 | 0 | 0 | 0.06
TD | Solar | 23 | GIFF | 0.09 | 0 | 0 | 0.06
TD | Solar | 23 | GLLE | 0.09 | 0 | 0 | 0.06
TD | Solar | 23 | GLLU | 0.09 | 0 | 0 | 0.06
TD | Solar | 23 | GLNI | 0.76 | 0 | 0.02 | 0.54
TD | Solar | 23 | GLRO | 0.76 | 0 | 0.02 | 0.54
TD | Solar | 23 | GREE_H | 0.9 | 0 | 0.02 | 0.64
TD | Solar | 23 | GREN_1 | 347.13 | 0 | 7.85 | 248.27
TD | Solar | 23 | GRIW_1 | 49.8 | 0 | 1.13 | 35.62
TD | Solar | 23 | GRUB_P | 0.34 | 0 | 0.01 | 0.24
TD | Solar | 23 | G_EXTRA_11 | 0.09 | 0 | 0 | 0.06
TD | Solar | 23 | G_EXTRA_2 | 0.09 | 0 | 0 | 0.06
TD | Solar | 23 | G_EXTRA_5 | 0.09 | 0 | 0 | 0.06
TD | Solar | 23 | G_EXTRA_7 | 0.76 | 0 | 0.02 | 0.54
TD | Solar | 23 | G_EXTRA_9 | 0.09 | 0 | 0 | 0.06
TD | Solar | 23 | HACK_1 | 1.24 | 0 | 0.03 | 0.89
TD | Solar | 23 | HACK_6 | 1.24 | 0 | 0.03 | 0.89
TD | Solar | 23 | HAMHC1 | 38 | 0 | 0.86 | 27.18
TD | Solar | 23 | HARK_1 | 68.99 | 0 | 1.56 | 49.34
TD | Solar | 23 | HARM_6 | 1.86 | 0 | 0.04 | 1.33
TD | Solar | 23 | HAWI | 0.09 | 0 | 0 | 0.06
TD | Solar | 23 | HAWP_6 | 8.23 | 0 | 0.19 | 5.89
TD | Solar | 23 | HEYS1 | 7.43 | 0 | 0.17 | 5.31
TD | Solar | 23 | HEYS_1 | 35.52 | 0 | 0.8 | 25.4
TD | Solar | 23 | HUER | 0.09 | 0 | 0 | 0.06
TD | Solar | 23 | HURS_1 | 1.41 | 0 | 0.03 | 1.01
TD | Solar | 23 | HUTT_1 | 32.23 | 0 | 0.73 | 23.05
TD | Solar | 23 | IMPK_1 | 42.26 | 0 | 0.96 | 30.22
TD | Solar | 23 | INDQ1 | 417.91 | 0 | 9.44 | 298.89
TD | Solar | 23 | INKE | 0.76 | 0 | 0.02 | 0.54
TD | Solar | 23 | INNE_P | 0.08 | 0 | 0 | 0.06
TD | Solar | 23 | IROA1 | 153.14 | 0 | 3.46 | 109.53
TD | Solar | 23 | IRONB1 | 57.14 | 0 | 1.29 | 40.87
TD | Solar | 23 | IVER_1 | 1.1 | 0 | 0.02 | 0.79
TD | Solar | 23 | IVER_6 | 1.1 | 0 | 0.02 | 0.79
TD | Solar | 23 | JOHN | 0.09 | 0 | 0 | 0.06
TD | Solar | 23 | JORD_3 | 1.98 | 0 | 0.04 | 1.42
TD | Solar | 23 | KAIM | 0.09 | 0 | 0 | 0.06
TD | Solar | 23 | KEAD_1 | 63.06 | 0 | 1.43 | 45.1
TD | Solar | 23 | KEAR_1 | 1.24 | 0 | 0.03 | 0.89
TD | Solar | 23 | KEAR_3 | 14.37 | 0 | 0.32 | 10.28
TD | Solar | 23 | KEIT_P | 0.71 | 0 | 0.02 | 0.51
TD | Solar | 23 | KEMS_1 | 108.05 | 0 | 2.44 | 77.28
TD | Solar | 23 | KEOO | 0.09 | 0 | 0 | 0.06
TD | Solar | 23 | KIBY_1 | 1.93 | 0 | 0.04 | 1.38
TD | Solar | 23 | KIER | 0.76 | 0 | 0.02 | 0.54
TD | Solar | 23 | KIIN_P | 0.2 | 0 | 0 | 0.14
TD | Solar | 23 | KILS | 0.09 | 0 | 0 | 0.06
TD | Solar | 23 | KILT | 0.09 | 0 | 0 | 0.06
TD | Solar | 23 | KILW | 7.68 | 0 | 0.17 | 5.49
TD | Solar | 23 | KINO_1 | 37.12 | 0 | 0.84 | 26.55
TD | Solar | 23 | KINT_P | 2.63 | 0 | 0.06 | 1.88
TD | Solar | 23 | KIRKB1 | 1.24 | 0 | 0.03 | 0.89
TD | Solar | 23 | KITW_1 | 4.37 | 0 | 0.1 | 3.13
TD | Solar | 23 | KNAR | 21.57 | 0 | 0.49 | 15.43
TD | Solar | 23 | LACK_6 | 13.81 | 0 | 0.31 | 9.88
TD | Solar | 23 | LAIR_P | 0.19 | 0 | 0 | 0.14
TD | Solar | 23 | LALE1SG003 | 7.27 | 0 | 0.16 | 5.2
TD | Solar | 23 | LAND1 | 294.46 | 0 | 6.65 | 210.6
TD | Solar | 23 | LEGA_1 | 86.48 | 0 | 1.95 | 61.85
TD | Solar | 23 | LEVE | 0.76 | 0 | 0.02 | 0.54
TD | Solar | 23 | LING | 0.09 | 0 | 0 | 0.06
TD | Solar | 23 | LINM | 0.09 | 0 | 0 | 0.06
TD | Solar | 23 | LISD_1 | 3.18 | 0 | 0.07 | 2.27
TD | Solar | 23 | LITT_C | 1.41 | 0 | 0.03 | 1.01
TD | Solar | 23 | LITT_J | 1.41 | 0 | 0.03 | 1.01
TD | Solar | 23 | LODR_6 | 0.9 | 0 | 0.02 | 0.64
TD | Solar | 23 | LOUD_H | 1.1 | 0 | 0.02 | 0.79
TD | Solar | 23 | LOVE_1 | 222.7 | 0 | 5.03 | 159.28
TD | Solar | 23 | LUNA_P | 0.02 | 0 | 0 | 0.01
TD | Solar | 23 | MACC_3 | 17.7 | 0 | 0.4 | 12.66
TD | Solar | 23 | MACD_P | 3.39 | 0 | 0.08 | 2.42
TD | Solar | 23 | MAGA_6 | 37.24 | 0 | 0.84 | 26.63
TD | Solar | 23 | MANN_1 | 383.34 | 0 | 8.66 | 274.16
TD | Solar | 23 | MAYB | 0.09 | 0 | 0 | 0.06
TD | Solar | 23 | MELK_1 | 363.94 | 0 | 8.23 | 260.29
TD | Solar | 23 | MILC_P | 0.23 | 0 | 0.01 | 0.16
TD | Solar | 23 | MILH_1 | 13.83 | 0 | 0.31 | 9.89
TD | Solar | 23 | MITY_1 | 640.36 | 0 | 14.47 | 457.99
TD | Solar | 23 | MYBS_P | 0.46 | 0 | 0.01 | 0.33
TD | Solar | 23 | NEAR | 0.09 | 0 | 0 | 0.06
TD | Solar | 23 | NECE_1 | 5.66 | 0 | 0.13 | 4.05
TD | Solar | 23 | NEEP_3 | 1.98 | 0 | 0.04 | 1.42
TD | Solar | 23 | NETS | 0.09 | 0 | 0 | 0.06
TD | Solar | 23 | NEWX_6 | 3.3 | 0 | 0.07 | 2.36
TD | Solar | 23 | NFLE | 60.55 | 0 | 1.37 | 43.31
TD | Solar | 23 | NHYD_6 | 1.1 | 0 | 0.02 | 0.79
TD | Solar | 23 | NINF_1 | 89.87 | 0 | 2.03 | 64.28
TD | Solar | 23 | NORL_3 | 1.98 | 0 | 0.04 | 1.42
TD | Solar | 23 | NORM_1 | 418.11 | 0 | 9.45 | 299.03
TD | Solar | 23 | NORT_1 | 38.58 | 0 | 0.87 | 27.59
TD | Solar | 23 | NURS_1 | 252.13 | 0 | 5.7 | 180.32
TD | Solar | 23 | OCKH_1 | 2.83 | 0 | 0.06 | 2.02
TD | Solar | 23 | OFFE_3 | 1.86 | 0 | 0.04 | 1.33
TD | Solar | 23 | OLDB_1 | 2.83 | 0 | 0.06 | 2.02
TD | Solar | 23 | OSBA_1 | 6.93 | 0 | 0.16 | 4.96
TD | Solar | 23 | PADIB1 | 11.32 | 0 | 0.26 | 8.1
TD | Solar | 23 | PELH_1 | 175.94 | 0 | 3.98 | 125.83
TD | Solar | 23 | PEMB_1 | 313.94 | 0 | 7.1 | 224.53
TD | Solar | 23 | PENE_1 | 4.95 | 0 | 0.11 | 3.54
TD | Solar | 23 | PENN_1 | 6.37 | 0 | 0.14 | 4.56
TD | Solar | 23 | PENT_1 | 79.04 | 0 | 1.79 | 56.53
TD | Solar | 23 | PENW_1 | 58.23 | 0 | 1.32 | 41.65
TD | Solar | 23 | PERI_H | 0.9 | 0 | 0.02 | 0.64
TD | Solar | 23 | PERS_P | 0.22 | 0 | 0 | 0.16
TD | Solar | 23 | PITS_3 | 1.98 | 0 | 0.04 | 1.42
TD | Solar | 23 | POOB | 0.09 | 0 | 0 | 0.06
TD | Solar | 23 | POPP_3 | 15.23 | 0 | 0.34 | 10.89
TD | Solar | 23 | PORA_P | 0.53 | 0 | 0.01 | 0.38
TD | Solar | 23 | PORD | 0.76 | 0 | 0.02 | 0.54
TD | Solar | 23 | PYLE_1 | 48.09 | 0 | 1.09 | 34.39
TD | Solar | 23 | QUOI_P | 0.06 | 0 | 0 | 0.04
TD | Solar | 23 | RAIN_1 | 3.32 | 0 | 0.08 | 2.37
TD | Solar | 23 | RANN_P | 0.26 | 0 | 0.01 | 0.19
TD | Solar | 23 | RASS_1 | 72.12 | 0 | 1.63 | 51.58
TD | Solar | 23 | RATS_1 | 99.58 | 0 | 2.25 | 71.22
TD | Solar | 23 | RAYL_1 | 52.41 | 0 | 1.18 | 37.48
TD | Solar | 23 | REBR_3 | 1.24 | 0 | 0.03 | 0.89
TD | Solar | 23 | REDH | 13.39 | 0 | 0.3 | 9.58
TD | Solar | 23 | REDM_P | 0.2 | 0 | 0 | 0.14
TD | Solar | 23 | RICH1 | 90.51 | 0 | 2.05 | 64.73
TD | Solar | 23 | ROCH_1 | 4.3 | 0 | 0.1 | 3.08
TD | Solar | 23 | RUGEB1 | 33.02 | 0 | 0.75 | 23.62
TD | Solar | 23 | RYEH_1 | 9.9 | 0 | 0.22 | 7.08
TD | Solar | 23 | SALH_1 | 20.1 | 0 | 0.45 | 14.38
TD | Solar | 23 | SALT_1 | 14.35 | 0 | 0.32 | 10.26
TD | Solar | 23 | SBAR | 66.3 | 0 | 1.5 | 47.42
TD | Solar | 23 | SEAB1 | 139.27 | 0 | 3.15 | 99.61
TD | Solar | 23 | SELL_1 | 80.02 | 0 | 1.81 | 57.23
TD | Solar | 23 | SFEG_P | 0.31 | 0 | 0.01 | 0.22
TD | Solar | 23 | SFIL_P | 0.13 | 0 | 0 | 0.09
TD | Solar | 23 | SHEC_3 | 1.98 | 0 | 0.04 | 1.42
TD | Solar | 23 | SHRW_1 | 151.13 | 0 | 3.42 | 108.09
TD | Solar | 23 | SIGH | 0.09 | 0 | 0 | 0.06
TD | Solar | 23 | SJOW_1 | 0.9 | 0 | 0.02 | 0.64
TD | Solar | 23 | SKLGB1 | 7.6 | 0 | 0.17 | 5.44
TD | Solar | 23 | SLOY_P | 0.03 | 0 | 0 | 0.02
TD | Solar | 23 | SMAN_1 | 1.65 | 0 | 0.04 | 1.18
TD | Solar | 23 | SPEN_1 | 16.23 | 0 | 0.37 | 11.61
TD | Solar | 23 | SSHI_3 | 1.86 | 0 | 0.04 | 1.33
TD | Solar | 23 | STAH_1 | 17.01 | 0 | 0.38 | 12.17
TD | Solar | 23 | STAL_1 | 4.95 | 0 | 0.11 | 3.54
TD | Solar | 23 | STAY_1 | 210.54 | 0 | 4.76 | 150.58
TD | Solar | 23 | STEN_1 | 4.95 | 0 | 0.11 | 3.54
TD | Solar | 23 | STES_1 | 11.32 | 0 | 0.26 | 8.1
TD | Solar | 23 | STHA | 0.09 | 0 | 0 | 0.06
TD | Solar | 23 | STIR | 0.76 | 0 | 0.02 | 0.54
TD | Solar | 23 | STLE | 0.76 | 0 | 0.02 | 0.54
TD | Solar | 23 | STRI_P | 2.29 | 0 | 0.05 | 1.64
TD | Solar | 23 | SUND_1 | 77.22 | 0 | 1.75 | 55.23
TD | Solar | 23 | SWAN_1 | 167.54 | 0 | 3.79 | 119.82
TD | Solar | 23 | TARL_P | 5.89 | 0 | 0.13 | 4.21
TD | Solar | 23 | TAUN1 | 108.42 | 0 | 2.45 | 77.54
TD | Solar | 23 | TAYN_P | 0.4 | 0 | 0.01 | 0.29
TD | Solar | 23 | TELR | 0.09 | 0 | 0 | 0.06
TD | Solar | 23 | TEMP_3 | 1.98 | 0 | 0.04 | 1.42
TD | Solar | 23 | THOM_6 | 13.27 | 0 | 0.3 | 9.49
TD | Solar | 23 | THSO_P | 0.89 | 0 | 0.02 | 0.64
TD | Solar | 23 | THUR_6 | 1.98 | 0 | 0.04 | 1.42
TD | Solar | 23 | TILBB_1 | 29.27 | 0 | 0.66 | 20.93
TD | Solar | 23 | TONG | 0.09 | 0 | 0 | 0.06
TD | Solar | 23 | TOTT_1 | 1.24 | 0 | 0.03 | 0.89
TD | Solar | 23 | TRAW_1 | 24.24 | 0 | 0.55 | 17.34
TD | Solar | 23 | TUMB_P | 0.09 | 0 | 0 | 0.06
TD | Solar | 23 | TYNE_1 | 1.86 | 0 | 0.04 | 1.33
TD | Solar | 23 | TYNE_2 | 1.86 | 0 | 0.04 | 1.33
TD | Solar | 23 | UPPB_1 | 38.63 | 0 | 0.87 | 27.63
TD | Solar | 23 | UPPB_3 | 37.81 | 0 | 0.85 | 27.04
TD | Solar | 23 | USKM_1 | 48.02 | 0 | 1.09 | 34.34
TD | Solar | 23 | WALH_1 | 143.55 | 0 | 3.24 | 102.67
TD | Solar | 23 | WALP_1 | 46.34 | 0 | 1.05 | 33.14
TD | Solar | 23 | WALP_B | 249.62 | 0 | 5.64 | 178.53
TD | Solar | 23 | WARL_1 | 43.15 | 0 | 0.98 | 30.86
TD | Solar | 23 | WASF_1 | 6.37 | 0 | 0.14 | 4.56
TD | Solar | 23 | WATFS_1 | 1.1 | 0 | 0.02 | 0.79
TD | Solar | 23 | WBOL_6 | 7.87 | 0 | 0.18 | 5.63
TD | Solar | 23 | WBUR_1 | 150.58 | 0 | 3.4 | 107.69
TD | Solar | 23 | WFIE | 0.76 | 0 | 0.02 | 0.54
TD | Solar | 23 | WHAM_1 | 1.24 | 0 | 0.03 | 0.89
TD | Solar | 23 | WHGA_1 | 1.24 | 0 | 0.03 | 0.89
TD | Solar | 23 | WIBA_3 | 1.98 | 0 | 0.04 | 1.42
TD | Solar | 23 | WIEN_1 | 2.83 | 0 | 0.06 | 2.02
TD | Solar | 23 | WILL_1 | 66.62 | 0 | 1.51 | 47.65
TD | Solar | 23 | WIMBN1 | 3.3 | 0 | 0.07 | 2.36
TD | Solar | 23 | WIMBS1 | 3.3 | 0 | 0.07 | 2.36
TD | Solar | 23 | WISD_1 | 0.9 | 0 | 0.02 | 0.64
TD | Solar | 23 | WISD_6 | 0.9 | 0 | 0.02 | 0.64
TD | Solar | 23 | WISH | 0.09 | 0 | 0 | 0.06
TD | Solar | 23 | WMEL_1 | 1.98 | 0 | 0.04 | 1.42
TD | Solar | 23 | WTHU31 | 1.24 | 0 | 0.03 | 0.89
TD | Solar | 23 | WWEY_1 | 3.97 | 0 | 0.09 | 2.84
TD | Solar | 23 | WYLF_1 | 14.86 | 0 | 0.34 | 10.63
TD | Solar | 23 | WYMOM_1 | 38.88 | 0 | 0.88 | 27.81
TD | Solar | 24 | ABHA1 | 133.46 | 0 | 3.02 | 95.45
TD | Solar | 24 | ABNE_P | 11.98 | 0 | 0.27 | 8.57
TD | Solar | 24 | ABTH_1 | 77.7 | 0 | 1.76 | 55.57
TD | Solar | 24 | ACTL_2 | 1.21 | 0 | 0.03 | 0.87
TD | Solar | 24 | ACTL_C | 1.21 | 0 | 0.03 | 0.87
TD | Solar | 24 | ALNE_P | 0.36 | 0 | 0.01 | 0.26
TD | Solar | 24 | ALST_3 | 2.23 | 0 | 0.05 | 1.59
TD | Solar | 24 | ALVE1 | 251.64 | 0 | 5.69 | 179.97
TD | Solar | 24 | AMEM_1 | 45.15 | 0 | 1.02 | 32.29
TD | Solar | 24 | ARBR_P | 28.44 | 0 | 0.64 | 20.34
TD | Solar | 24 | ARDK_P | 0.12 | 0 | 0 | 0.09
TD | Solar | 24 | ARMO_P | 0.77 | 0 | 0.02 | 0.55
TD | Solar | 24 | AXMI1 | 158.41 | 0 | 3.58 | 113.29
TD | Solar | 24 | BAGA | 1.01 | 0 | 0.02 | 0.72
TD | Solar | 24 | BAIN | 1.01 | 0 | 0.02 | 0.72
TD | Solar | 24 | BARKC1 | 3.59 | 0 | 0.08 | 2.57
TD | Solar | 24 | BARKW3 | 1.67 | 0 | 0.04 | 1.19
TD | Solar | 24 | BEDDT1 | 1.91 | 0 | 0.04 | 1.37
TD | Solar | 24 | BEDD_1 | 1.91 | 0 | 0.04 | 1.37
TD | Solar | 24 | BERW | 0.12 | 0 | 0 | 0.09
TD | Solar | 24 | BESW_1 | 58.61 | 0 | 1.32 | 41.92
TD | Solar | 24 | BICF_1 | 276.88 | 0 | 6.26 | 198.02
TD | Solar | 24 | BIRK_1 | 2.23 | 0 | 0.05 | 1.59
TD | Solar | 24 | BISW_1 | 24.45 | 0 | 0.55 | 17.49
TD | Solar | 24 | BLYTB1 | 6.68 | 0 | 0.15 | 4.78
TD | Solar | 24 | BLYTH132 | 6.68 | 0 | 0.15 | 4.78
TD | Solar | 24 | BOAG_P | 0.09 | 0 | 0 | 0.06
TD | Solar | 24 | BOLN_1 | 83.52 | 0 | 1.89 | 59.73
TD | Solar | 24 | BONN | 1.01 | 0 | 0.02 | 0.72
TD | Solar | 24 | BOTW_1 | 94.54 | 0 | 2.14 | 67.62
TD | Solar | 24 | BRAC_P | 0.07 | 0 | 0 | 0.05
TD | Solar | 24 | BRAI_1 | 125.96 | 0 | 2.85 | 90.09
TD | Solar | 24 | BRAW_1 | 1.67 | 0 | 0.04 | 1.19
TD | Solar | 24 | BRED_1 | 3.5 | 0 | 0.08 | 2.5
TD | Solar | 24 | BRFO_1 | 168.63 | 0 | 3.81 | 120.6
TD | Solar | 24 | BRIM_1 | 13.35 | 0 | 0.3 | 9.55
TD | Solar | 24 | BRLE_1 | 83.2 | 0 | 1.88 | 59.5
TD | Solar | 24 | BROA_P | 0.03 | 0 | 0 | 0.02
TD | Solar | 24 | BROX | 0.12 | 0 | 0 | 0.09
TD | Solar | 24 | BRWA1 | 334.42 | 0 | 7.56 | 239.18
TD | Solar | 24 | BUMU_P | 0.02 | 0 | 0 | 0.01
TD | Solar | 24 | BURM_1 | 512.93 | 0 | 11.59 | 366.85
TD | Solar | 24 | BUSH_1 | 17.61 | 0 | 0.4 | 12.59
TD | Solar | 24 | BUST_1 | 7.63 | 0 | 0.17 | 5.46
TD | Solar | 24 | CAAD_P | 0.05 | 0 | 0 | 0.04
TD | Solar | 24 | CAFA | 0.12 | 0 | 0 | 0.09
TD | Solar | 24 | CAMB_01 | 25.8 | 0 | 0.58 | 18.45
TD | Solar | 24 | CANTN1 | 143.68 | 0 | 3.25 | 102.76
TD | Solar | 24 | CAPEA1 | 8.6 | 0 | 0.19 | 6.15
TD | Solar | 24 | CARE_1 | 18.79 | 0 | 0.42 | 13.44
TD | Solar | 24 | CARR_1 | 4.17 | 0 | 0.09 | 2.98
TD | Solar | 24 | CASS_P | 0.1 | 0 | 0 | 0.07
TD | Solar | 24 | CATY | 0.12 | 0 | 0 | 0.09
TD | Solar | 24 | CBNK_H | 1.21 | 0 | 0.03 | 0.87
TD | Solar | 24 | CELL_1 | 54.34 | 0 | 1.23 | 38.86
TD | Solar | 24 | CHAP | 0.12 | 0 | 0 | 0.09
TD | Solar | 24 | CHAS | 0.12 | 0 | 0 | 0.09
TD | Solar | 24 | CHIC_1 | 127.37 | 0 | 2.88 | 91.1
TD | Solar | 24 | CHSI_1 | 1.91 | 0 | 0.04 | 1.37
TD | Solar | 24 | CHTE_1 | 168.17 | 0 | 3.8 | 120.28
TD | Solar | 24 | CITR_1 | 1.21 | 0 | 0.03 | 0.87
TD | Solar | 24 | CLAC_P | 0.24 | 0 | 0.01 | 0.17
TD | Solar | 24 | CLAY_P | 0.02 | 0 | 0 | 0.01
TD | Solar | 24 | CLT03 | 11.92 | 0 | 0.27 | 8.53
TD | Solar | 24 | CLYM | 0.12 | 0 | 0 | 0.09
TD | Solar | 24 | COAT | 0.12 | 0 | 0 | 0.09
TD | Solar | 24 | CONQA1 | 136.26 | 0 | 3.08 | 97.45
TD | Solar | 24 | COUA_P | 0.15 | 0 | 0 | 0.11
TD | Solar | 24 | COVE_1 | 13.93 | 0 | 0.31 | 9.96
TD | Solar | 24 | COWL_1 | 367.93 | 0 | 8.32 | 263.14
TD | Solar | 24 | COYL | 0.12 | 0 | 0 | 0.09
TD | Solar | 24 | CREB_1 | 28 | 0 | 0.63 | 20.03
TD | Solar | 24 | CUMB | 1.01 | 0 | 0.02 | 0.72
TD | Solar | 24 | CUPA | 7.09 | 0 | 0.16 | 5.07
TD | Solar | 24 | DALM3 | 0.12 | 0 | 0 | 0.09
TD | Solar | 24 | DEVM | 0.12 | 0 | 0 | 0.09
TD | Solar | 24 | DEVO | 8.62 | 0 | 0.19 | 6.17
TD | Solar | 24 | DOUN_P | 0.29 | 0 | 0.01 | 0.21
TD | Solar | 24 | DRAK_1 | 108.7 | 0 | 2.46 | 77.74
TD | Solar | 24 | DRAX_1 | 6.68 | 0 | 0.15 | 4.78
TD | Solar | 24 | DRCR | 1.01 | 0 | 0.02 | 0.72
TD | Solar | 24 | DUDH_P | 0.07 | 0 | 0 | 0.05
TD | Solar | 24 | DUGR_P | 0.06 | 0 | 0 | 0.04
TD | Solar | 24 | DUNB | 0.12 | 0 | 0 | 0.09
TD | Solar | 24 | DUNF | 1.01 | 0 | 0.02 | 0.72
TD | Solar | 24 | DUNO_P | 1.01 | 0 | 0.02 | 0.72
TD | Solar | 24 | DYCE_P | 0.4 | 0 | 0.01 | 0.29
TD | Solar | 24 | EALI_6 | 1.21 | 0 | 0.03 | 0.87
TD | Solar | 24 | EASO_1 | 289.81 | 0 | 6.55 | 207.27
TD | Solar | 24 | EAST | 0.12 | 0 | 0 | 0.09
TD | Solar | 24 | ECCL | 0.12 | 0 | 0 | 0.09
TD | Solar | 24 | ECLA_1 | 169.06 | 0 | 3.82 | 120.91
TD | Solar | 24 | EKIL | 0.12 | 0 | 0 | 0.09
TD | Solar | 24 | EKIS | 0.12 | 0 | 0 | 0.09
TD | Solar | 24 | ELGI_P | 1.49 | 0 | 0.03 | 1.07
TD | Solar | 24 | ELLA_1 | 1.67 | 0 | 0.04 | 1.19
TD | Solar | 24 | ELST_1 | 1.48 | 0 | 0.03 | 1.06
TD | Solar | 24 | ENDE_1 | 71.34 | 0 | 1.61 | 51.02
TD | Solar | 24 | EXET1 | 143.94 | 0 | 3.25 | 102.95
TD | Solar | 24 | FASN_P | 0.06 | 0 | 0 | 0.04
TD | Solar | 24 | FAUG_P | 0.16 | 0 | 0 | 0.11
TD | Solar | 24 | FAWL_1 | 134.5 | 0 | 3.04 | 96.19
TD | Solar | 24 | FECK_6 | 169.35 | 0 | 3.83 | 121.12
TD | Solar | 24 | FERRA2 | 16.11 | 0 | 0.36 | 11.52
TD | Solar | 24 | FERRB1 | 13.05 | 0 | 0.29 | 9.33
TD | Solar | 24 | FIDD_P | 0.76 | 0 | 0.02 | 0.54
TD | Solar | 24 | FLEE_1 | 63.98 | 0 | 1.45 | 45.76
TD | Solar | 24 | FOUR_1 | 10.02 | 0 | 0.23 | 7.17
TD | Solar | 24 | FRAS_P | 0.04 | 0 | 0 | 0.03
TD | Solar | 24 | FROD_1 | 6.52 | 0 | 0.15 | 4.66
TD | Solar | 24 | FWIL_P | 0.65 | 0 | 0.01 | 0.46
TD | Solar | 24 | GALA | 0.12 | 0 | 0 | 0.09
TD | Solar | 24 | GIFF | 0.12 | 0 | 0 | 0.09
TD | Solar | 24 | GLLE | 0.12 | 0 | 0 | 0.09
TD | Solar | 24 | GLLU | 0.12 | 0 | 0 | 0.09
TD | Solar | 24 | GLNI | 1.01 | 0 | 0.02 | 0.72
TD | Solar | 24 | GLRO | 1.01 | 0 | 0.02 | 0.72
TD | Solar | 24 | GREE_H | 1.21 | 0 | 0.03 | 0.87
TD | Solar | 24 | GREN_1 | 368.58 | 0 | 8.33 | 263.61
TD | Solar | 24 | GRIW_1 | 54.98 | 0 | 1.24 | 39.32
TD | Solar | 24 | GRUB_P | 0.45 | 0 | 0.01 | 0.32
TD | Solar | 24 | G_EXTRA_11 | 0.12 | 0 | 0 | 0.09
TD | Solar | 24 | G_EXTRA_2 | 0.12 | 0 | 0 | 0.09
TD | Solar | 24 | G_EXTRA_5 | 0.12 | 0 | 0 | 0.09
TD | Solar | 24 | G_EXTRA_7 | 1.01 | 0 | 0.02 | 0.72
TD | Solar | 24 | G_EXTRA_9 | 0.12 | 0 | 0 | 0.09
TD | Solar | 24 | HACK_1 | 1.67 | 0 | 0.04 | 1.19
TD | Solar | 24 | HACK_6 | 1.67 | 0 | 0.04 | 1.19
TD | Solar | 24 | HAMHC1 | 39.97 | 0 | 0.9 | 28.59
TD | Solar | 24 | HARK_1 | 71.58 | 0 | 1.62 | 51.19
TD | Solar | 24 | HARM_6 | 2.5 | 0 | 0.06 | 1.79
TD | Solar | 24 | HAWI | 0.12 | 0 | 0 | 0.09
TD | Solar | 24 | HAWP_6 | 8.88 | 0 | 0.2 | 6.35
TD | Solar | 24 | HEYS1 | 10.02 | 0 | 0.23 | 7.17
TD | Solar | 24 | HEYS_1 | 38.11 | 0 | 0.86 | 27.26
TD | Solar | 24 | HUER | 0.12 | 0 | 0 | 0.09
TD | Solar | 24 | HURS_1 | 1.91 | 0 | 0.04 | 1.37
TD | Solar | 24 | HUTT_1 | 39.13 | 0 | 0.88 | 27.99
TD | Solar | 24 | IMPK_1 | 52.62 | 0 | 1.19 | 37.63
TD | Solar | 24 | INDQ1 | 427.43 | 0 | 9.66 | 305.7
TD | Solar | 24 | INKE | 1.01 | 0 | 0.02 | 0.72
TD | Solar | 24 | INNE_P | 0.11 | 0 | 0 | 0.08
TD | Solar | 24 | IROA1 | 165.21 | 0 | 3.73 | 118.16
TD | Solar | 24 | IRONB1 | 62.31 | 0 | 1.41 | 44.56
TD | Solar | 24 | IVER_1 | 1.48 | 0 | 0.03 | 1.06
TD | Solar | 24 | IVER_6 | 1.48 | 0 | 0.03 | 1.06
TD | Solar | 24 | JOHN | 0.12 | 0 | 0 | 0.09
TD | Solar | 24 | JORD_3 | 2.67 | 0 | 0.06 | 1.91
TD | Solar | 24 | KAIM | 0.12 | 0 | 0 | 0.09
TD | Solar | 24 | KEAD_1 | 65.36 | 0 | 1.48 | 46.75
TD | Solar | 24 | KEAR_1 | 1.67 | 0 | 0.04 | 1.19
TD | Solar | 24 | KEAR_3 | 14.8 | 0 | 0.33 | 10.58
TD | Solar | 24 | KEIT_P | 0.96 | 0 | 0.02 | 0.69
TD | Solar | 24 | KEMS_1 | 116.33 | 0 | 2.63 | 83.2
TD | Solar | 24 | KEOO | 0.12 | 0 | 0 | 0.09
TD | Solar | 24 | KIBY_1 | 1.93 | 0 | 0.04 | 1.38
TD | Solar | 24 | KIER | 1.01 | 0 | 0.02 | 0.72
TD | Solar | 24 | KIIN_P | 0.26 | 0 | 0.01 | 0.19
TD | Solar | 24 | KILS | 0.12 | 0 | 0 | 0.09
TD | Solar | 24 | KILT | 0.12 | 0 | 0 | 0.09
TD | Solar | 24 | KILW | 7.71 | 0 | 0.17 | 5.51
TD | Solar | 24 | KINO_1 | 41.26 | 0 | 0.93 | 29.51
TD | Solar | 24 | KINT_P | 2.8 | 0 | 0.06 | 2
TD | Solar | 24 | KIRKB1 | 1.67 | 0 | 0.04 | 1.19
TD | Solar | 24 | KITW_1 | 5.36 | 0 | 0.12 | 3.83
TD | Solar | 24 | KNAR | 22.43 | 0 | 0.51 | 16.04
TD | Solar | 24 | LACK_6 | 16.39 | 0 | 0.37 | 11.72
TD | Solar | 24 | LAIR_P | 0.26 | 0 | 0.01 | 0.19
TD | Solar | 24 | LALE1SG003 | 7.65 | 0 | 0.17 | 5.47
TD | Solar | 24 | LAND1 | 303.98 | 0 | 6.87 | 217.41
TD | Solar | 24 | LEGA_1 | 89.93 | 0 | 2.03 | 64.32
TD | Solar | 24 | LEVE | 1.01 | 0 | 0.02 | 0.72
TD | Solar | 24 | LING | 0.12 | 0 | 0 | 0.09
TD | Solar | 24 | LINM | 0.12 | 0 | 0 | 0.09
TD | Solar | 24 | LISD_1 | 3.18 | 0 | 0.07 | 2.27
TD | Solar | 24 | LITT_C | 1.91 | 0 | 0.04 | 1.37
TD | Solar | 24 | LITT_J | 1.91 | 0 | 0.04 | 1.37
TD | Solar | 24 | LODR_6 | 1.21 | 0 | 0.03 | 0.87
TD | Solar | 24 | LOUD_H | 1.48 | 0 | 0.03 | 1.06
TD | Solar | 24 | LOVE_1 | 230.46 | 0 | 5.21 | 164.82
TD | Solar | 24 | LUNA_P | 0.02 | 0 | 0 | 0.01
TD | Solar | 24 | MACC_3 | 19.42 | 0 | 0.44 | 13.89
TD | Solar | 24 | MACD_P | 3.59 | 0 | 0.08 | 2.57
TD | Solar | 24 | MAGA_6 | 38.97 | 0 | 0.88 | 27.87
TD | Solar | 24 | MANN_1 | 395.99 | 0 | 8.95 | 283.21
TD | Solar | 24 | MAYB | 0.12 | 0 | 0 | 0.09
TD | Solar | 24 | MELK_1 | 377.75 | 0 | 8.54 | 270.17
TD | Solar | 24 | MILC_P | 0.3 | 0 | 0.01 | 0.21
TD | Solar | 24 | MILH_1 | 14.22 | 0 | 0.32 | 10.17
TD | Solar | 24 | MITY_1 | 654.17 | 0 | 14.78 | 467.86
TD | Solar | 24 | MYBS_P | 0.62 | 0 | 0.01 | 0.44
TD | Solar | 24 | NEAR | 0.12 | 0 | 0 | 0.09
TD | Solar | 24 | NECE_1 | 7.63 | 0 | 0.17 | 5.46
TD | Solar | 24 | NEEP_3 | 2.67 | 0 | 0.06 | 1.91
TD | Solar | 24 | NETS | 0.12 | 0 | 0 | 0.09
TD | Solar | 24 | NEWX_6 | 4.45 | 0 | 0.1 | 3.18
TD | Solar | 24 | NFLE | 64.69 | 0 | 1.46 | 46.27
TD | Solar | 24 | NHYD_6 | 1.48 | 0 | 0.03 | 1.06
TD | Solar | 24 | NINF_1 | 91.6 | 0 | 2.07 | 65.51
TD | Solar | 24 | NORL_3 | 2.67 | 0 | 0.06 | 1.91
TD | Solar | 24 | NORM_1 | 442.26 | 0 | 10 | 316.3
TD | Solar | 24 | NORT_1 | 39.23 | 0 | 0.89 | 28.06
TD | Solar | 24 | NURS_1 | 259.9 | 0 | 5.87 | 185.88
TD | Solar | 24 | OCKH_1 | 3.82 | 0 | 0.09 | 2.73
TD | Solar | 24 | OFFE_3 | 2.5 | 0 | 0.06 | 1.79
TD | Solar | 24 | OLDB_1 | 3.82 | 0 | 0.09 | 2.73
TD | Solar | 24 | OSBA_1 | 9.35 | 0 | 0.21 | 6.69
TD | Solar | 24 | PADIB1 | 13.04 | 0 | 0.29 | 9.33
TD | Solar | 24 | PELH_1 | 179.39 | 0 | 4.05 | 128.3
TD | Solar | 24 | PEMB_1 | 324.29 | 0 | 7.33 | 231.93
TD | Solar | 24 | PENE_1 | 6.68 | 0 | 0.15 | 4.78
TD | Solar | 24 | PENN_1 | 6.37 | 0 | 0.14 | 4.56
TD | Solar | 24 | PENT_1 | 87.66 | 0 | 1.98 | 62.69
TD | Solar | 24 | PENW_1 | 59.96 | 0 | 1.36 | 42.88
TD | Solar | 24 | PERI_H | 1.21 | 0 | 0.03 | 0.87
TD | Solar | 24 | PERS_P | 0.29 | 0 | 0.01 | 0.21
TD | Solar | 24 | PITS_3 | 2.67 | 0 | 0.06 | 1.91
TD | Solar | 24 | POOB | 0.12 | 0 | 0 | 0.09
TD | Solar | 24 | POPP_3 | 16.09 | 0 | 0.36 | 11.51
TD | Solar | 24 | PORA_P | 0.72 | 0 | 0.02 | 0.51
TD | Solar | 24 | PORD | 1.01 | 0 | 0.02 | 0.72
TD | Solar | 24 | PYLE_1 | 49.82 | 0 | 1.13 | 35.63
TD | Solar | 24 | QUOI_P | 0.08 | 0 | 0 | 0.06
TD | Solar | 24 | RAIN_1 | 3.32 | 0 | 0.08 | 2.37
TD | Solar | 24 | RANN_P | 0.35 | 0 | 0.01 | 0.25
TD | Solar | 24 | RASS_1 | 82.47 | 0 | 1.86 | 58.98
TD | Solar | 24 | RATS_1 | 103.03 | 0 | 2.33 | 73.69
TD | Solar | 24 | RAYL_1 | 60.69 | 0 | 1.37 | 43.41
TD | Solar | 24 | REBR_3 | 1.67 | 0 | 0.04 | 1.19
TD | Solar | 24 | REDH | 13.64 | 0 | 0.31 | 9.76
TD | Solar | 24 | REDM_P | 0.26 | 0 | 0.01 | 0.19
TD | Solar | 24 | RICH1 | 94.65 | 0 | 2.14 | 67.69
TD | Solar | 24 | ROCH_1 | 4.73 | 0 | 0.11 | 3.38
TD | Solar | 24 | RUGEB1 | 38.2 | 0 | 0.86 | 27.32
TD | Solar | 24 | RYEH_1 | 13.35 | 0 | 0.3 | 9.55
TD | Solar | 24 | SALH_1 | 22.68 | 0 | 0.51 | 16.22
TD | Solar | 24 | SALT_1 | 16.65 | 0 | 0.38 | 11.91
TD | Solar | 24 | SBAR | 69.75 | 0 | 1.58 | 49.89
TD | Solar | 24 | SEAB1 | 149.62 | 0 | 3.38 | 107.01
TD | Solar | 24 | SELL_1 | 88.3 | 0 | 2 | 63.15
TD | Solar | 24 | SFEG_P | 0.42 | 0 | 0.01 | 0.3
TD | Solar | 24 | SFIL_P | 0.17 | 0 | 0 | 0.12
TD | Solar | 24 | SHEC_3 | 2.67 | 0 | 0.06 | 1.91
TD | Solar | 24 | SHRW_1 | 156.3 | 0 | 3.53 | 111.79
TD | Solar | 24 | SIGH | 0.12 | 0 | 0 | 0.09
TD | Solar | 24 | SJOW_1 | 1.21 | 0 | 0.03 | 0.87
TD | Solar | 24 | SKLGB1 | 8.04 | 0 | 0.18 | 5.75
TD | Solar | 24 | SLOY_P | 0.05 | 0 | 0 | 0.04
TD | Solar | 24 | SMAN_1 | 2.23 | 0 | 0.05 | 1.59
TD | Solar | 24 | SPEN_1 | 19.68 | 0 | 0.44 | 14.08
TD | Solar | 24 | SSHI_3 | 2.5 | 0 | 0.06 | 1.79
TD | Solar | 24 | STAH_1 | 18.73 | 0 | 0.42 | 13.4
TD | Solar | 24 | STAL_1 | 6.68 | 0 | 0.15 | 4.78
TD | Solar | 24 | STAY_1 | 227.8 | 0 | 5.15 | 162.92
TD | Solar | 24 | STEN_1 | 6.68 | 0 | 0.15 | 4.78
TD | Solar | 24 | STES_1 | 13.04 | 0 | 0.29 | 9.33
TD | Solar | 24 | STHA | 0.12 | 0 | 0 | 0.09
TD | Solar | 24 | STIR | 1.01 | 0 | 0.02 | 0.72
TD | Solar | 24 | STLE | 1.01 | 0 | 0.02 | 0.72
TD | Solar | 24 | STRI_P | 2.43 | 0 | 0.05 | 1.74
TD | Solar | 24 | SUND_1 | 84.12 | 0 | 1.9 | 60.16
TD | Solar | 24 | SWAN_1 | 177.89 | 0 | 4.02 | 127.23
TD | Solar | 24 | TARL_P | 5.91 | 0 | 0.13 | 4.23
TD | Solar | 24 | TAUN1 | 111.87 | 0 | 2.53 | 80.01
TD | Solar | 24 | TAYN_P | 0.54 | 0 | 0.01 | 0.39
TD | Solar | 24 | TELR | 0.12 | 0 | 0 | 0.09
TD | Solar | 24 | TEMP_3 | 2.67 | 0 | 0.06 | 1.91
TD | Solar | 24 | THOM_6 | 15.69 | 0 | 0.35 | 11.22
TD | Solar | 24 | THSO_P | 1.2 | 0 | 0.03 | 0.86
TD | Solar | 24 | THUR_6 | 2.67 | 0 | 0.06 | 1.91
TD | Solar | 24 | TILBB_1 | 37.55 | 0 | 0.85 | 26.86
TD | Solar | 24 | TONG | 0.12 | 0 | 0 | 0.09
TD | Solar | 24 | TOTT_1 | 1.67 | 0 | 0.04 | 1.19
TD | Solar | 24 | TRAW_1 | 25.97 | 0 | 0.59 | 18.57
TD | Solar | 24 | TUMB_P | 0.12 | 0 | 0 | 0.09
TD | Solar | 24 | TYNE_1 | 2.5 | 0 | 0.06 | 1.79
TD | Solar | 24 | TYNE_2 | 2.5 | 0 | 0.06 | 1.79
TD | Solar | 24 | UPPB_1 | 39.21 | 0 | 0.89 | 28.04
TD | Solar | 24 | UPPB_3 | 38.39 | 0 | 0.87 | 27.46
TD | Solar | 24 | USKM_1 | 48.6 | 0 | 1.1 | 34.76
TD | Solar | 24 | WALH_1 | 152.18 | 0 | 3.44 | 108.84
TD | Solar | 24 | WALP_1 | 53.24 | 0 | 1.2 | 38.08
TD | Solar | 24 | WALP_B | 256.52 | 0 | 5.8 | 183.46
TD | Solar | 24 | WARL_1 | 51.44 | 0 | 1.16 | 36.79
TD | Solar | 24 | WASF_1 | 6.37 | 0 | 0.14 | 4.56
TD | Solar | 24 | WATFS_1 | 1.48 | 0 | 0.03 | 1.06
TD | Solar | 24 | WBOL_6 | 8.52 | 0 | 0.19 | 6.09
TD | Solar | 24 | WBUR_1 | 157.48 | 0 | 3.56 | 112.63
TD | Solar | 24 | WFIE | 1.01 | 0 | 0.02 | 0.72
TD | Solar | 24 | WHAM_1 | 1.67 | 0 | 0.04 | 1.19
TD | Solar | 24 | WHGA_1 | 1.67 | 0 | 0.04 | 1.19
TD | Solar | 24 | WIBA_3 | 2.67 | 0 | 0.06 | 1.91
TD | Solar | 24 | WIEN_1 | 3.82 | 0 | 0.09 | 2.73
TD | Solar | 24 | WILL_1 | 68.59 | 0 | 1.55 | 49.06
TD | Solar | 24 | WIMBN1 | 4.45 | 0 | 0.1 | 3.18
TD | Solar | 24 | WIMBS1 | 4.45 | 0 | 0.1 | 3.18
TD | Solar | 24 | WISD_1 | 1.21 | 0 | 0.03 | 0.87
TD | Solar | 24 | WISD_6 | 1.21 | 0 | 0.03 | 0.87
TD | Solar | 24 | WISH | 0.12 | 0 | 0 | 0.09
TD | Solar | 24 | WMEL_1 | 2.67 | 0 | 0.06 | 1.91
TD | Solar | 24 | WTHU31 | 1.67 | 0 | 0.04 | 1.19
TD | Solar | 24 | WWEY_1 | 4.46 | 0 | 0.1 | 3.19
TD | Solar | 24 | WYLF_1 | 20.03 | 0 | 0.45 | 14.33
TD | Solar | 24 | WYMOM_1 | 42.33 | 0 | 0.96 | 30.27
TD | Solar | 25 | ABHA1 | 142.98 | 0 | 3.23 | 102.26
TD | Solar | 25 | ABNE_P | 12.07 | 0 | 0.27 | 8.63
TD | Solar | 25 | ABTH_1 | 78.27 | 0 | 1.77 | 55.98
TD | Solar | 25 | ACTL_2 | 1.53 | 0 | 0.03 | 1.09
TD | Solar | 25 | ACTL_C | 1.53 | 0 | 0.03 | 1.09
TD | Solar | 25 | ALNE_P | 0.45 | 0 | 0.01 | 0.32
TD | Solar | 25 | ALST_3 | 2.8 | 0 | 0.06 | 2
TD | Solar | 25 | ALVE1 | 261.16 | 0 | 5.9 | 186.78
TD | Solar | 25 | AMEM_1 | 45.54 | 0 | 1.03 | 32.57
TD | Solar | 25 | ARBR_P | 28.44 | 0 | 0.64 | 20.34
TD | Solar | 25 | ARDK_P | 0.15 | 0 | 0 | 0.11
TD | Solar | 25 | ARMO_P | 0.97 | 0 | 0.02 | 0.69
TD | Solar | 25 | AXMI1 | 171.06 | 0 | 3.87 | 122.34
TD | Solar | 25 | BAGA | 1.27 | 0 | 0.03 | 0.91
TD | Solar | 25 | BAIN | 1.27 | 0 | 0.03 | 0.91
TD | Solar | 25 | BARKC1 | 4.02 | 0 | 0.09 | 2.88
TD | Solar | 25 | BARKW3 | 2.1 | 0 | 0.05 | 1.5
TD | Solar | 25 | BEDDT1 | 2.4 | 0 | 0.05 | 1.72
TD | Solar | 25 | BEDD_1 | 2.4 | 0 | 0.05 | 1.72
TD | Solar | 25 | BERW | 0.15 | 0 | 0 | 0.11
TD | Solar | 25 | BESW_1 | 60.58 | 0 | 1.37 | 43.33
TD | Solar | 25 | BICF_1 | 301.02 | 0 | 6.8 | 215.29
TD | Solar | 25 | BIRK_1 | 2.8 | 0 | 0.06 | 2
TD | Solar | 25 | BISW_1 | 25.43 | 0 | 0.57 | 18.19
TD | Solar | 25 | BLYTB1 | 8.4 | 0 | 0.19 | 6.01
TD | Solar | 25 | BLYTH132 | 8.4 | 0 | 0.19 | 6.01
TD | Solar | 25 | BOAG_P | 0.11 | 0 | 0 | 0.08
TD | Solar | 25 | BOLN_1 | 85.24 | 0 | 1.93 | 60.96
TD | Solar | 25 | BONN | 1.27 | 0 | 0.03 | 0.91
TD | Solar | 25 | BOTW_1 | 102.3 | 0 | 2.31 | 73.16
TD | Solar | 25 | BRAC_P | 0.09 | 0 | 0 | 0.06
TD | Solar | 25 | BRAI_1 | 129.41 | 0 | 2.92 | 92.55
TD | Solar | 25 | BRAW_1 | 2.1 | 0 | 0.05 | 1.5
TD | Solar | 25 | BRED_1 | 4.07 | 0 | 0.09 | 2.91
TD | Solar | 25 | BRFO_1 | 171.7 | 0 | 3.88 | 122.8
TD | Solar | 25 | BRIM_1 | 16.8 | 0 | 0.38 | 12.02
TD | Solar | 25 | BRLE_1 | 86.65 | 0 | 1.96 | 61.97
TD | Solar | 25 | BROA_P | 0.03 | 0 | 0 | 0.02
TD | Solar | 25 | BROX | 0.15 | 0 | 0 | 0.11
TD | Solar | 25 | BRWA1 | 348.22 | 0 | 7.87 | 249.05
TD | Solar | 25 | BUMU_P | 0.03 | 0 | 0 | 0.02
TD | Solar | 25 | BURM_1 | 550.87 | 0 | 12.45 | 393.98
TD | Solar | 25 | BUSH_1 | 18.59 | 0 | 0.42 | 13.3
TD | Solar | 25 | BUST_1 | 9.6 | 0 | 0.22 | 6.87
TD | Solar | 25 | CAAD_P | 0.07 | 0 | 0 | 0.05
TD | Solar | 25 | CAFA | 0.15 | 0 | 0 | 0.11
TD | Solar | 25 | CAMB_01 | 27.52 | 0 | 0.62 | 19.68
TD | Solar | 25 | CANTN1 | 147.82 | 0 | 3.34 | 105.72
TD | Solar | 25 | CAPEA1 | 9.18 | 0 | 0.21 | 6.57
TD | Solar | 25 | CARE_1 | 19.36 | 0 | 0.44 | 13.85
TD | Solar | 25 | CARR_1 | 4.74 | 0 | 0.11 | 3.39
TD | Solar | 25 | CASS_P | 0.13 | 0 | 0 | 0.09
TD | Solar | 25 | CATY | 0.15 | 0 | 0 | 0.11
TD | Solar | 25 | CBNK_H | 1.53 | 0 | 0.03 | 1.09
TD | Solar | 25 | CELL_1 | 59.51 | 0 | 1.34 | 42.56
TD | Solar | 25 | CHAP | 0.15 | 0 | 0 | 0.11
TD | Solar | 25 | CHAS | 0.15 | 0 | 0 | 0.11
TD | Solar | 25 | CHIC_1 | 140.02 | 0 | 3.16 | 100.14
TD | Solar | 25 | CHSI_1 | 2.4 | 0 | 0.05 | 1.72
TD | Solar | 25 | CHTE_1 | 168.86 | 0 | 3.82 | 120.77
TD | Solar | 25 | CITR_1 | 1.53 | 0 | 0.03 | 1.09
TD | Solar | 25 | CLAC_P | 0.3 | 0 | 0.01 | 0.21
TD | Solar | 25 | CLAY_P | 0.03 | 0 | 0 | 0.02
TD | Solar | 25 | CLT03 | 15 | 0 | 0.34 | 10.73
TD | Solar | 25 | CLYM | 0.15 | 0 | 0 | 0.11
TD | Solar | 25 | COAT | 0.15 | 0 | 0 | 0.11
TD | Solar | 25 | CONQA1 | 137.99 | 0 | 3.12 | 98.69
TD | Solar | 25 | COUA_P | 0.18 | 0 | 0 | 0.13
TD | Solar | 25 | COVE_1 | 15.9 | 0 | 0.36 | 11.37
TD | Solar | 25 | COWL_1 | 381.72 | 0 | 8.63 | 273.01
TD | Solar | 25 | COYL | 0.15 | 0 | 0 | 0.11
TD | Solar | 25 | CREB_1 | 30.3 | 0 | 0.68 | 21.67
TD | Solar | 25 | CUMB | 1.27 | 0 | 0.03 | 0.91
TD | Solar | 25 | CUPA | 7.36 | 0 | 0.17 | 5.26
TD | Solar | 25 | DALM3 | 0.15 | 0 | 0 | 0.11
TD | Solar | 25 | DEVM | 0.15 | 0 | 0 | 0.11
TD | Solar | 25 | DEVO | 8.88 | 0 | 0.2 | 6.35
TD | Solar | 25 | DOUN_P | 0.36 | 0 | 0.01 | 0.26
TD | Solar | 25 | DRAK_1 | 109.69 | 0 | 2.48 | 78.45
TD | Solar | 25 | DRAX_1 | 8.4 | 0 | 0.19 | 6.01
TD | Solar | 25 | DRCR | 1.27 | 0 | 0.03 | 0.91
TD | Solar | 25 | DUDH_P | 0.09 | 0 | 0 | 0.06
TD | Solar | 25 | DUGR_P | 0.08 | 0 | 0 | 0.06
TD | Solar | 25 | DUNB | 0.15 | 0 | 0 | 0.11
TD | Solar | 25 | DUNF | 1.27 | 0 | 0.03 | 0.91
TD | Solar | 25 | DUNO_P | 1.27 | 0 | 0.03 | 0.91
TD | Solar | 25 | DYCE_P | 0.5 | 0 | 0.01 | 0.36
TD | Solar | 25 | EALI_6 | 1.53 | 0 | 0.03 | 1.09
TD | Solar | 25 | EASO_1 | 296.7 | 0 | 6.71 | 212.2
TD | Solar | 25 | EAST | 0.15 | 0 | 0 | 0.11
TD | Solar | 25 | ECCL | 0.15 | 0 | 0 | 0.11
TD | Solar | 25 | ECLA_1 | 175.96 | 0 | 3.98 | 125.85
TD | Solar | 25 | EKIL | 0.15 | 0 | 0 | 0.11
TD | Solar | 25 | EKIS | 0.15 | 0 | 0 | 0.11
TD | Solar | 25 | ELGI_P | 1.49 | 0 | 0.03 | 1.07
TD | Solar | 25 | ELLA_1 | 2.1 | 0 | 0.05 | 1.5
TD | Solar | 25 | ELST_1 | 1.87 | 0 | 0.04 | 1.34
TD | Solar | 25 | ENDE_1 | 74.78 | 0 | 1.69 | 53.48
TD | Solar | 25 | EXET1 | 153.46 | 0 | 3.47 | 109.75
TD | Solar | 25 | FASN_P | 0.07 | 0 | 0 | 0.05
TD | Solar | 25 | FAUG_P | 0.2 | 0 | 0 | 0.14
TD | Solar | 25 | FAWL_1 | 142.26 | 0 | 3.22 | 101.74
TD | Solar | 25 | FECK_6 | 171.32 | 0 | 3.87 | 122.53
TD | Solar | 25 | FERRA2 | 17.84 | 0 | 0.4 | 12.76
TD | Solar | 25 | FERRB1 | 14.78 | 0 | 0.33 | 10.57
TD | Solar | 25 | FIDD_P | 0.96 | 0 | 0.02 | 0.69
TD | Solar | 25 | FLEE_1 | 67.43 | 0 | 1.52 | 48.23
TD | Solar | 25 | FOUR_1 | 12.6 | 0 | 0.28 | 9.01
TD | Solar | 25 | FRAS_P | 0.05 | 0 | 0 | 0.04
TD | Solar | 25 | FROD_1 | 7.1 | 0 | 0.16 | 5.08
TD | Solar | 25 | FWIL_P | 0.82 | 0 | 0.02 | 0.59
TD | Solar | 25 | GALA | 0.15 | 0 | 0 | 0.11
TD | Solar | 25 | GIFF | 0.15 | 0 | 0 | 0.11
TD | Solar | 25 | GLLE | 0.15 | 0 | 0 | 0.11
TD | Solar | 25 | GLLU | 0.15 | 0 | 0 | 0.11
TD | Solar | 25 | GLNI | 1.27 | 0 | 0.03 | 0.91
TD | Solar | 25 | GLRO | 1.27 | 0 | 0.03 | 0.91
TD | Solar | 25 | GREE_H | 1.53 | 0 | 0.03 | 1.09
TD | Solar | 25 | GREN_1 | 390.01 | 0 | 8.81 | 278.94
TD | Solar | 25 | GRIW_1 | 60.15 | 0 | 1.36 | 43.02
TD | Solar | 25 | GRUB_P | 0.57 | 0 | 0.01 | 0.41
TD | Solar | 25 | G_EXTRA_11 | 0.15 | 0 | 0 | 0.11
TD | Solar | 25 | G_EXTRA_2 | 0.15 | 0 | 0 | 0.11
TD | Solar | 25 | G_EXTRA_5 | 0.15 | 0 | 0 | 0.11
TD | Solar | 25 | G_EXTRA_7 | 1.27 | 0 | 0.03 | 0.91
TD | Solar | 25 | G_EXTRA_9 | 0.15 | 0 | 0 | 0.11
TD | Solar | 25 | HACK_1 | 2.1 | 0 | 0.05 | 1.5
TD | Solar | 25 | HACK_6 | 2.1 | 0 | 0.05 | 1.5
TD | Solar | 25 | HAMHC1 | 41.94 | 0 | 0.95 | 30
TD | Solar | 25 | HARK_1 | 74.16 | 0 | 1.68 | 53.04
TD | Solar | 25 | HARM_6 | 3.15 | 0 | 0.07 | 2.25
TD | Solar | 25 | HAWI | 0.15 | 0 | 0 | 0.11
TD | Solar | 25 | HAWP_6 | 9.53 | 0 | 0.22 | 6.82
TD | Solar | 25 | HEYS1 | 12.6 | 0 | 0.28 | 9.01
TD | Solar | 25 | HEYS_1 | 40.7 | 0 | 0.92 | 29.11
TD | Solar | 25 | HUER | 0.15 | 0 | 0 | 0.11
TD | Solar | 25 | HURS_1 | 2.4 | 0 | 0.05 | 1.72
TD | Solar | 25 | HUTT_1 | 46.03 | 0 | 1.04 | 32.92
TD | Solar | 25 | IMPK_1 | 62.96 | 0 | 1.42 | 45.03
TD | Solar | 25 | INDQ1 | 436.95 | 0 | 9.88 | 312.51
TD | Solar | 25 | INKE | 1.27 | 0 | 0.03 | 0.91
TD | Solar | 25 | INNE_P | 0.14 | 0 | 0 | 0.1
TD | Solar | 25 | IROA1 | 177.28 | 0 | 4.01 | 126.79
TD | Solar | 25 | IRONB1 | 67.49 | 0 | 1.53 | 48.27
TD | Solar | 25 | IVER_1 | 1.87 | 0 | 0.04 | 1.34
TD | Solar | 25 | IVER_6 | 1.87 | 0 | 0.04 | 1.34
TD | Solar | 25 | JOHN | 0.15 | 0 | 0 | 0.11
TD | Solar | 25 | JORD_3 | 3.36 | 0 | 0.08 | 2.4
TD | Solar | 25 | KAIM | 0.15 | 0 | 0 | 0.11
TD | Solar | 25 | KEAD_1 | 67.66 | 0 | 1.53 | 48.39
TD | Solar | 25 | KEAR_1 | 2.1 | 0 | 0.05 | 1.5
TD | Solar | 25 | KEAR_3 | 15.23 | 0 | 0.34 | 10.89
TD | Solar | 25 | KEIT_P | 1.21 | 0 | 0.03 | 0.87
TD | Solar | 25 | KEMS_1 | 124.61 | 0 | 2.82 | 89.12
TD | Solar | 25 | KEOO | 0.15 | 0 | 0 | 0.11
TD | Solar | 25 | KIBY_1 | 1.93 | 0 | 0.04 | 1.38
TD | Solar | 25 | KIER | 1.27 | 0 | 0.03 | 0.91
TD | Solar | 25 | KIIN_P | 0.33 | 0 | 0.01 | 0.24
TD | Solar | 25 | KILS | 0.15 | 0 | 0 | 0.11
TD | Solar | 25 | KILT | 0.15 | 0 | 0 | 0.11
TD | Solar | 25 | KILW | 7.74 | 0 | 0.17 | 5.54
TD | Solar | 25 | KINO_1 | 45.4 | 0 | 1.03 | 32.47
TD | Solar | 25 | KINT_P | 2.98 | 0 | 0.07 | 2.13
TD | Solar | 25 | KIRKB1 | 2.1 | 0 | 0.05 | 1.5
TD | Solar | 25 | KITW_1 | 6.34 | 0 | 0.14 | 4.53
TD | Solar | 25 | KNAR | 23.29 | 0 | 0.53 | 16.66
TD | Solar | 25 | LACK_6 | 18.98 | 0 | 0.43 | 13.57
TD | Solar | 25 | LAIR_P | 0.32 | 0 | 0.01 | 0.23
TD | Solar | 25 | LALE1SG003 | 8.04 | 0 | 0.18 | 5.75
TD | Solar | 25 | LAND1 | 313.5 | 0 | 7.09 | 224.22
TD | Solar | 25 | LEGA_1 | 93.38 | 0 | 2.11 | 66.79
TD | Solar | 25 | LEVE | 1.27 | 0 | 0.03 | 0.91
TD | Solar | 25 | LING | 0.15 | 0 | 0 | 0.11
TD | Solar | 25 | LINM | 0.15 | 0 | 0 | 0.11
TD | Solar | 25 | LISD_1 | 3.18 | 0 | 0.07 | 2.27
TD | Solar | 25 | LITT_C | 2.4 | 0 | 0.05 | 1.72
TD | Solar | 25 | LITT_J | 2.4 | 0 | 0.05 | 1.72
TD | Solar | 25 | LODR_6 | 1.53 | 0 | 0.03 | 1.09
TD | Solar | 25 | LOUD_H | 1.87 | 0 | 0.04 | 1.34
TD | Solar | 25 | LOVE_1 | 238.22 | 0 | 5.38 | 170.37
TD | Solar | 25 | LUNA_P | 0.03 | 0 | 0 | 0.02
TD | Solar | 25 | MACC_3 | 21.15 | 0 | 0.48 | 15.13
TD | Solar | 25 | MACD_P | 3.78 | 0 | 0.09 | 2.7
TD | Solar | 25 | MAGA_6 | 40.69 | 0 | 0.92 | 29.1
TD | Solar | 25 | MANN_1 | 408.64 | 0 | 9.24 | 292.26
TD | Solar | 25 | MAYB | 0.15 | 0 | 0 | 0.11
TD | Solar | 25 | MELK_1 | 391.54 | 0 | 8.85 | 280.03
TD | Solar | 25 | MILC_P | 0.38 | 0 | 0.01 | 0.27
TD | Solar | 25 | MILH_1 | 14.6 | 0 | 0.33 | 10.44
TD | Solar | 25 | MITY_1 | 667.96 | 0 | 15.1 | 477.72
TD | Solar | 25 | MYBS_P | 0.78 | 0 | 0.02 | 0.56
TD | Solar | 25 | NEAR | 0.15 | 0 | 0 | 0.11
TD | Solar | 25 | NECE_1 | 9.6 | 0 | 0.22 | 6.87
TD | Solar | 25 | NEEP_3 | 3.36 | 0 | 0.08 | 2.4
TD | Solar | 25 | NETS | 0.15 | 0 | 0 | 0.11
TD | Solar | 25 | NEWX_6 | 5.6 | 0 | 0.13 | 4.01
TD | Solar | 25 | NFLE | 68.83 | 0 | 1.56 | 49.23
TD | Solar | 25 | NHYD_6 | 1.87 | 0 | 0.04 | 1.34
TD | Solar | 25 | NINF_1 | 93.32 | 0 | 2.11 | 66.74
TD | Solar | 25 | NORL_3 | 3.36 | 0 | 0.08 | 2.4
TD | Solar | 25 | NORM_1 | 466.4 | 0 | 10.54 | 333.57
TD | Solar | 25 | NORT_1 | 39.87 | 0 | 0.9 | 28.52
TD | Solar | 25 | NURS_1 | 267.66 | 0 | 6.05 | 191.43
TD | Solar | 25 | OCKH_1 | 4.8 | 0 | 0.11 | 3.43
TD | Solar | 25 | OFFE_3 | 3.15 | 0 | 0.07 | 2.25
TD | Solar | 25 | OLDB_1 | 4.8 | 0 | 0.11 | 3.43
TD | Solar | 25 | OSBA_1 | 11.76 | 0 | 0.27 | 8.41
TD | Solar | 25 | PADIB1 | 14.77 | 0 | 0.33 | 10.56
TD | Solar | 25 | PELH_1 | 182.84 | 0 | 4.13 | 130.77
TD | Solar | 25 | PEMB_1 | 334.64 | 0 | 7.56 | 239.33
TD | Solar | 25 | PENE_1 | 8.4 | 0 | 0.19 | 6.01
TD | Solar | 25 | PENN_1 | 6.37 | 0 | 0.14 | 4.56
TD | Solar | 25 | PENT_1 | 96.28 | 0 | 2.18 | 68.86
TD | Solar | 25 | PENW_1 | 61.68 | 0 | 1.39 | 44.11
TD | Solar | 25 | PERI_H | 1.53 | 0 | 0.03 | 1.09
TD | Solar | 25 | PERS_P | 0.37 | 0 | 0.01 | 0.26
TD | Solar | 25 | PITS_3 | 3.36 | 0 | 0.08 | 2.4
TD | Solar | 25 | POOB | 0.15 | 0 | 0 | 0.11
TD | Solar | 25 | POPP_3 | 16.95 | 0 | 0.38 | 12.12
TD | Solar | 25 | PORA_P | 0.9 | 0 | 0.02 | 0.64
TD | Solar | 25 | PORD | 1.27 | 0 | 0.03 | 0.91
TD | Solar | 25 | PYLE_1 | 51.54 | 0 | 1.16 | 36.86
TD | Solar | 25 | QUOI_P | 0.1 | 0 | 0 | 0.07
TD | Solar | 25 | RAIN_1 | 3.32 | 0 | 0.08 | 2.37
TD | Solar | 25 | RANN_P | 0.44 | 0 | 0.01 | 0.31
TD | Solar | 25 | RASS_1 | 92.82 | 0 | 2.1 | 66.38
TD | Solar | 25 | RATS_1 | 106.48 | 0 | 2.41 | 76.15
TD | Solar | 25 | RAYL_1 | 68.97 | 0 | 1.56 | 49.33
TD | Solar | 25 | REBR_3 | 2.1 | 0 | 0.05 | 1.5
TD | Solar | 25 | REDH | 13.9 | 0 | 0.31 | 9.94
TD | Solar | 25 | REDM_P | 0.33 | 0 | 0.01 | 0.24
TD | Solar | 25 | RICH1 | 98.79 | 0 | 2.23 | 70.65
TD | Solar | 25 | ROCH_1 | 5.16 | 0 | 0.12 | 3.69
TD | Solar | 25 | RUGEB1 | 43.37 | 0 | 0.98 | 31.02
TD | Solar | 25 | RYEH_1 | 16.8 | 0 | 0.38 | 12.02
TD | Solar | 25 | SALH_1 | 25.27 | 0 | 0.57 | 18.07
TD | Solar | 25 | SALT_1 | 18.95 | 0 | 0.43 | 13.55
TD | Solar | 25 | SBAR | 73.2 | 0 | 1.65 | 52.35
TD | Solar | 25 | SEAB1 | 159.97 | 0 | 3.62 | 114.41
TD | Solar | 25 | SELL_1 | 96.58 | 0 | 2.18 | 69.07
TD | Solar | 25 | SFEG_P | 0.53 | 0 | 0.01 | 0.38
TD | Solar | 25 | SFIL_P | 0.21 | 0 | 0 | 0.15
TD | Solar | 25 | SHEC_3 | 3.36 | 0 | 0.08 | 2.4
TD | Solar | 25 | SHRW_1 | 161.48 | 0 | 3.65 | 115.49
TD | Solar | 25 | SIGH | 0.15 | 0 | 0 | 0.11
TD | Solar | 25 | SJOW_1 | 1.53 | 0 | 0.03 | 1.09
TD | Solar | 25 | SKLGB1 | 8.47 | 0 | 0.19 | 6.06
TD | Solar | 25 | SLOY_P | 0.06 | 0 | 0 | 0.04
TD | Solar | 25 | SMAN_1 | 2.8 | 0 | 0.06 | 2
TD | Solar | 25 | SPEN_1 | 23.13 | 0 | 0.52 | 16.54
TD | Solar | 25 | SSHI_3 | 3.15 | 0 | 0.07 | 2.25
TD | Solar | 25 | STAH_1 | 20.46 | 0 | 0.46 | 14.63
TD | Solar | 25 | STAL_1 | 8.4 | 0 | 0.19 | 6.01
TD | Solar | 25 | STAY_1 | 245.04 | 0 | 5.54 | 175.25
TD | Solar | 25 | STEN_1 | 8.4 | 0 | 0.19 | 6.01
TD | Solar | 25 | STES_1 | 14.77 | 0 | 0.33 | 10.56
TD | Solar | 25 | STHA | 0.15 | 0 | 0 | 0.11
TD | Solar | 25 | STIR | 1.27 | 0 | 0.03 | 0.91
TD | Solar | 25 | STLE | 1.27 | 0 | 0.03 | 0.91
TD | Solar | 25 | STRI_P | 2.57 | 0 | 0.06 | 1.84
TD | Solar | 25 | SUND_1 | 91.02 | 0 | 2.06 | 65.1
TD | Solar | 25 | SWAN_1 | 188.23 | 0 | 4.25 | 134.62
TD | Solar | 25 | TARL_P | 5.94 | 0 | 0.13 | 4.25
TD | Solar | 25 | TAUN1 | 115.32 | 0 | 2.61 | 82.48
TD | Solar | 25 | TAYN_P | 0.68 | 0 | 0.02 | 0.49
TD | Solar | 25 | TELR | 0.15 | 0 | 0 | 0.11
TD | Solar | 25 | TEMP_3 | 3.36 | 0 | 0.08 | 2.4
TD | Solar | 25 | THOM_6 | 18.1 | 0 | 0.41 | 12.95
TD | Solar | 25 | THSO_P | 1.51 | 0 | 0.03 | 1.08
TD | Solar | 25 | THUR_6 | 3.36 | 0 | 0.08 | 2.4
TD | Solar | 25 | TILBB_1 | 45.83 | 0 | 1.04 | 32.78
TD | Solar | 25 | TONG | 0.15 | 0 | 0 | 0.11
TD | Solar | 25 | TOTT_1 | 2.1 | 0 | 0.05 | 1.5
TD | Solar | 25 | TRAW_1 | 27.69 | 0 | 0.63 | 19.8
TD | Solar | 25 | TUMB_P | 0.16 | 0 | 0 | 0.11
TD | Solar | 25 | TYNE_1 | 3.15 | 0 | 0.07 | 2.25
TD | Solar | 25 | TYNE_2 | 3.15 | 0 | 0.07 | 2.25
TD | Solar | 25 | UPPB_1 | 39.78 | 0 | 0.9 | 28.45
TD | Solar | 25 | UPPB_3 | 38.96 | 0 | 0.88 | 27.86
TD | Solar | 25 | USKM_1 | 49.17 | 0 | 1.11 | 35.17
TD | Solar | 25 | WALH_1 | 160.8 | 0 | 3.63 | 115
TD | Solar | 25 | WALP_1 | 60.14 | 0 | 1.36 | 43.01
TD | Solar | 25 | WALP_B | 263.42 | 0 | 5.95 | 188.4
TD | Solar | 25 | WARL_1 | 59.71 | 0 | 1.35 | 42.7
TD | Solar | 25 | WASF_1 | 6.37 | 0 | 0.14 | 4.56
TD | Solar | 25 | WATFS_1 | 1.87 | 0 | 0.04 | 1.34
TD | Solar | 25 | WBOL_6 | 9.16 | 0 | 0.21 | 6.55
TD | Solar | 25 | WBUR_1 | 164.38 | 0 | 3.71 | 117.56
TD | Solar | 25 | WFIE | 1.27 | 0 | 0.03 | 0.91
TD | Solar | 25 | WHAM_1 | 2.1 | 0 | 0.05 | 1.5
TD | Solar | 25 | WHGA_1 | 2.1 | 0 | 0.05 | 1.5
TD | Solar | 25 | WIBA_3 | 3.36 | 0 | 0.08 | 2.4
TD | Solar | 25 | WIEN_1 | 4.8 | 0 | 0.11 | 3.43
TD | Solar | 25 | WILL_1 | 70.56 | 0 | 1.59 | 50.46
TD | Solar | 25 | WIMBN1 | 5.6 | 0 | 0.13 | 4.01
TD | Solar | 25 | WIMBS1 | 5.6 | 0 | 0.13 | 4.01
TD | Solar | 25 | WISD_1 | 1.53 | 0 | 0.03 | 1.09
TD | Solar | 25 | WISD_6 | 1.53 | 0 | 0.03 | 1.09
TD | Solar | 25 | WISH | 0.15 | 0 | 0 | 0.11
TD | Solar | 25 | WMEL_1 | 3.36 | 0 | 0.08 | 2.4
TD | Solar | 25 | WTHU31 | 2.1 | 0 | 0.05 | 1.5
TD | Solar | 25 | WWEY_1 | 4.95 | 0 | 0.11 | 3.54
TD | Solar | 25 | WYLF_1 | 25.2 | 0 | 0.57 | 18.02
TD | Solar | 25 | WYMOM_1 | 45.78 | 0 | 1.03 | 32.74
TD | Solar | 26 | ABHA1 | 152.44 | 0 | 3.45 | 109.03
TD | Solar | 26 | ABNE_P | 12.16 | 0 | 0.27 | 8.7
TD | Solar | 26 | ABTH_1 | 78.85 | 0 | 1.78 | 56.39
TD | Solar | 26 | ACTL_2 | 1.84 | 0 | 0.04 | 1.32
TD | Solar | 26 | ACTL_C | 1.84 | 0 | 0.04 | 1.32
TD | Solar | 26 | ALNE_P | 0.54 | 0 | 0.01 | 0.39
TD | Solar | 26 | ALST_3 | 3.37 | 0 | 0.08 | 2.41
TD | Solar | 26 | ALVE1 | 270.62 | 0 | 6.12 | 193.55
TD | Solar | 26 | AMEM_1 | 45.92 | 0 | 1.04 | 32.84
TD | Solar | 26 | ARBR_P | 28.44 | 0 | 0.64 | 20.34
TD | Solar | 26 | ARDK_P | 0.18 | 0 | 0 | 0.13
TD | Solar | 26 | ARMO_P | 1.16 | 0 | 0.03 | 0.83
TD | Solar | 26 | AXMI1 | 183.63 | 0 | 4.15 | 131.33
TD | Solar | 26 | BAGA | 1.69 | 0 | 0.04 | 1.21
TD | Solar | 26 | BAIN | 1.69 | 0 | 0.04 | 1.21
TD | Solar | 26 | BARKC1 | 4.45 | 0 | 0.1 | 3.18
TD | Solar | 26 | BARKW3 | 2.53 | 0 | 0.06 | 1.81
TD | Solar | 26 | BEDDT1 | 2.89 | 0 | 0.07 | 2.07
TD | Solar | 26 | BEDD_1 | 2.89 | 0 | 0.07 | 2.07
TD | Solar | 26 | BERW | 0.2 | 0 | 0 | 0.14
TD | Solar | 26 | BESW_1 | 62.54 | 0 | 1.41 | 44.73
TD | Solar | 26 | BICF_1 | 325.03 | 0 | 7.35 | 232.46
TD | Solar | 26 | BIRK_1 | 3.37 | 0 | 0.08 | 2.41
TD | Solar | 26 | BISW_1 | 26.41 | 0 | 0.6 | 18.89
TD | Solar | 26 | BLYTB1 | 10.12 | 0 | 0.23 | 7.24
TD | Solar | 26 | BLYTH132 | 10.12 | 0 | 0.23 | 7.24
TD | Solar | 26 | BOAG_P | 0.13 | 0 | 0 | 0.09
TD | Solar | 26 | BOLN_1 | 86.96 | 0 | 1.97 | 62.19
TD | Solar | 26 | BONN | 1.69 | 0 | 0.04 | 1.21
TD | Solar | 26 | BOTW_1 | 110.01 | 0 | 2.49 | 78.68
TD | Solar | 26 | BRAC_P | 0.1 | 0 | 0 | 0.07
TD | Solar | 26 | BRAI_1 | 132.83 | 0 | 3 | 95
TD | Solar | 26 | BRAW_1 | 2.53 | 0 | 0.06 | 1.81
TD | Solar | 26 | BRED_1 | 4.64 | 0 | 0.1 | 3.32
TD | Solar | 26 | BRFO_1 | 174.76 | 0 | 3.95 | 124.99
TD | Solar | 26 | BRIM_1 | 20.23 | 0 | 0.46 | 14.47
TD | Solar | 26 | BRLE_1 | 90.08 | 0 | 2.04 | 64.43
TD | Solar | 26 | BROA_P | 0.04 | 0 | 0 | 0.03
TD | Solar | 26 | BROX | 0.2 | 0 | 0 | 0.14
TD | Solar | 26 | BRWA1 | 361.93 | 0 | 8.18 | 258.85
TD | Solar | 26 | BUMU_P | 0.03 | 0 | 0 | 0.02
TD | Solar | 26 | BURM_1 | 588.59 | 0 | 13.3 | 420.96
TD | Solar | 26 | BUSH_1 | 19.57 | 0 | 0.44 | 14
TD | Solar | 26 | BUST_1 | 11.56 | 0 | 0.26 | 8.27
TD | Solar | 26 | CAAD_P | 0.08 | 0 | 0 | 0.06
TD | Solar | 26 | CAFA | 0.2 | 0 | 0 | 0.14
TD | Solar | 26 | CAMB_01 | 29.24 | 0 | 0.66 | 20.91
TD | Solar | 26 | CANTN1 | 151.93 | 0 | 3.43 | 108.66
TD | Solar | 26 | CAPEA1 | 9.75 | 0 | 0.22 | 6.97
TD | Solar | 26 | CARE_1 | 19.93 | 0 | 0.45 | 14.25
TD | Solar | 26 | CARR_1 | 5.32 | 0 | 0.12 | 3.8
TD | Solar | 26 | CASS_P | 0.16 | 0 | 0 | 0.11
TD | Solar | 26 | CATY | 0.2 | 0 | 0 | 0.14
TD | Solar | 26 | CBNK_H | 1.84 | 0 | 0.04 | 1.32
TD | Solar | 26 | CELL_1 | 64.65 | 0 | 1.46 | 46.24
TD | Solar | 26 | CHAP | 0.2 | 0 | 0 | 0.14
TD | Solar | 26 | CHAS | 0.2 | 0 | 0 | 0.14
TD | Solar | 26 | CHIC_1 | 152.59 | 0 | 3.45 | 109.13
TD | Solar | 26 | CHSI_1 | 2.89 | 0 | 0.07 | 2.07
TD | Solar | 26 | CHTE_1 | 169.54 | 0 | 3.83 | 121.26
TD | Solar | 26 | CITR_1 | 1.84 | 0 | 0.04 | 1.32
TD | Solar | 26 | CLAC_P | 0.36 | 0 | 0.01 | 0.26
TD | Solar | 26 | CLAY_P | 0.03 | 0 | 0 | 0.02
TD | Solar | 26 | CLT03 | 18.06 | 0 | 0.41 | 12.92
TD | Solar | 26 | CLYM | 0.2 | 0 | 0 | 0.14
TD | Solar | 26 | COAT | 0.2 | 0 | 0 | 0.14
TD | Solar | 26 | CONQA1 | 139.7 | 0 | 3.16 | 99.91
TD | Solar | 26 | COUA_P | 0.22 | 0 | 0 | 0.16
TD | Solar | 26 | COVE_1 | 17.86 | 0 | 0.4 | 12.77
TD | Solar | 26 | COWL_1 | 395.44 | 0 | 8.94 | 282.82
TD | Solar | 26 | COYL | 0.2 | 0 | 0 | 0.14
TD | Solar | 26 | CREB_1 | 32.59 | 0 | 0.74 | 23.31
TD | Solar | 26 | CUMB | 1.69 | 0 | 0.04 | 1.21
TD | Solar | 26 | CUPA | 7.78 | 0 | 0.18 | 5.56
TD | Solar | 26 | DALM3 | 0.2 | 0 | 0 | 0.14
TD | Solar | 26 | DEVM | 0.2 | 0 | 0 | 0.14
TD | Solar | 26 | DEVO | 9.3 | 0 | 0.21 | 6.65
TD | Solar | 26 | DOUN_P | 0.44 | 0 | 0.01 | 0.31
TD | Solar | 26 | DRAK_1 | 110.67 | 0 | 2.5 | 79.15
TD | Solar | 26 | DRAX_1 | 10.12 | 0 | 0.23 | 7.24
TD | Solar | 26 | DRCR | 1.69 | 0 | 0.04 | 1.21
TD | Solar | 26 | DUDH_P | 0.1 | 0 | 0 | 0.07
TD | Solar | 26 | DUGR_P | 0.09 | 0 | 0 | 0.06
TD | Solar | 26 | DUNB | 0.2 | 0 | 0 | 0.14
TD | Solar | 26 | DUNF | 1.69 | 0 | 0.04 | 1.21
TD | Solar | 26 | DUNO_P | 1.69 | 0 | 0.04 | 1.21
TD | Solar | 26 | DYCE_P | 0.6 | 0 | 0.01 | 0.43
TD | Solar | 26 | EALI_6 | 1.84 | 0 | 0.04 | 1.32
TD | Solar | 26 | EASO_1 | 303.56 | 0 | 6.86 | 217.11
TD | Solar | 26 | EAST | 0.2 | 0 | 0 | 0.14
TD | Solar | 26 | ECCL | 0.2 | 0 | 0 | 0.14
TD | Solar | 26 | ECLA_1 | 182.82 | 0 | 4.13 | 130.75
TD | Solar | 26 | EKIL | 0.2 | 0 | 0 | 0.14
TD | Solar | 26 | EKIS | 0.2 | 0 | 0 | 0.14
TD | Solar | 26 | ELGI_P | 1.49 | 0 | 0.03 | 1.07
TD | Solar | 26 | ELLA_1 | 2.53 | 0 | 0.06 | 1.81
TD | Solar | 26 | ELST_1 | 2.25 | 0 | 0.05 | 1.61
TD | Solar | 26 | ENDE_1 | 78.21 | 0 | 1.77 | 55.94
TD | Solar | 26 | EXET1 | 162.93 | 0 | 3.68 | 116.53
TD | Solar | 26 | FASN_P | 0.09 | 0 | 0 | 0.06
TD | Solar | 26 | FAUG_P | 0.24 | 0 | 0.01 | 0.17
TD | Solar | 26 | FAWL_1 | 149.97 | 0 | 3.39 | 107.26
TD | Solar | 26 | FECK_6 | 173.28 | 0 | 3.92 | 123.93
TD | Solar | 26 | FERRA2 | 19.55 | 0 | 0.44 | 13.98
TD | Solar | 26 | FERRB1 | 16.49 | 0 | 0.37 | 11.79
TD | Solar | 26 | FIDD_P | 1.16 | 0 | 0.03 | 0.83
TD | Solar | 26 | FLEE_1 | 70.86 | 0 | 1.6 | 50.68
TD | Solar | 26 | FOUR_1 | 15.17 | 0 | 0.34 | 10.85
TD | Solar | 26 | FRAS_P | 0.06 | 0 | 0 | 0.04
TD | Solar | 26 | FROD_1 | 7.67 | 0 | 0.17 | 5.49
TD | Solar | 26 | FWIL_P | 0.99 | 0 | 0.02 | 0.71
TD | Solar | 26 | GALA | 0.2 | 0 | 0 | 0.14
TD | Solar | 26 | GIFF | 0.2 | 0 | 0 | 0.14
TD | Solar | 26 | GLLE | 0.2 | 0 | 0 | 0.14
TD | Solar | 26 | GLLU | 0.2 | 0 | 0 | 0.14
TD | Solar | 26 | GLNI | 1.69 | 0 | 0.04 | 1.21
TD | Solar | 26 | GLRO | 1.69 | 0 | 0.04 | 1.21
TD | Solar | 26 | GREE_H | 1.84 | 0 | 0.04 | 1.32
TD | Solar | 26 | GREN_1 | 411.32 | 0 | 9.3 | 294.18
TD | Solar | 26 | GRIW_1 | 65.29 | 0 | 1.48 | 46.7
TD | Solar | 26 | GRUB_P | 0.69 | 0 | 0.02 | 0.49
TD | Solar | 26 | G_EXTRA_11 | 0.2 | 0 | 0 | 0.14
TD | Solar | 26 | G_EXTRA_2 | 0.2 | 0 | 0 | 0.14
TD | Solar | 26 | G_EXTRA_5 | 0.2 | 0 | 0 | 0.14
TD | Solar | 26 | G_EXTRA_7 | 1.69 | 0 | 0.04 | 1.21
TD | Solar | 26 | G_EXTRA_9 | 0.2 | 0 | 0 | 0.14
TD | Solar | 26 | HACK_1 | 2.53 | 0 | 0.06 | 1.81
TD | Solar | 26 | HACK_6 | 2.53 | 0 | 0.06 | 1.81
TD | Solar | 26 | HAMHC1 | 43.9 | 0 | 0.99 | 31.4
TD | Solar | 26 | HARK_1 | 76.73 | 0 | 1.73 | 54.88
TD | Solar | 26 | HARM_6 | 3.79 | 0 | 0.09 | 2.71
TD | Solar | 26 | HAWI | 0.2 | 0 | 0 | 0.14
TD | Solar | 26 | HAWP_6 | 10.17 | 0 | 0.23 | 7.27
TD | Solar | 26 | HEYS1 | 15.17 | 0 | 0.34 | 10.85
TD | Solar | 26 | HEYS_1 | 43.27 | 0 | 0.98 | 30.95
TD | Solar | 26 | HUER | 0.2 | 0 | 0 | 0.14
TD | Solar | 26 | HURS_1 | 2.89 | 0 | 0.07 | 2.07
TD | Solar | 26 | HUTT_1 | 52.89 | 0 | 1.2 | 37.83
TD | Solar | 26 | IMPK_1 | 73.25 | 0 | 1.66 | 52.39
TD | Solar | 26 | INDQ1 | 446.42 | 0 | 10.09 | 319.28
TD | Solar | 26 | INKE | 1.69 | 0 | 0.04 | 1.21
TD | Solar | 26 | INNE_P | 0.17 | 0 | 0 | 0.12
TD | Solar | 26 | IROA1 | 189.28 | 0 | 4.28 | 135.37
TD | Solar | 26 | IRONB1 | 72.63 | 0 | 1.64 | 51.94
TD | Solar | 26 | IVER_1 | 2.25 | 0 | 0.05 | 1.61
TD | Solar | 26 | IVER_6 | 2.25 | 0 | 0.05 | 1.61
TD | Solar | 26 | JOHN | 0.2 | 0 | 0 | 0.14
TD | Solar | 26 | JORD_3 | 4.05 | 0 | 0.09 | 2.9
TD | Solar | 26 | KAIM | 0.2 | 0 | 0 | 0.14
TD | Solar | 26 | KEAD_1 | 69.95 | 0 | 1.58 | 50.03
TD | Solar | 26 | KEAR_1 | 2.53 | 0 | 0.06 | 1.81
TD | Solar | 26 | KEAR_3 | 15.66 | 0 | 0.35 | 11.2
TD | Solar | 26 | KEIT_P | 1.46 | 0 | 0.03 | 1.04
TD | Solar | 26 | KEMS_1 | 132.84 | 0 | 3 | 95.01
TD | Solar | 26 | KEOO | 0.2 | 0 | 0 | 0.14
TD | Solar | 26 | KIBY_1 | 1.93 | 0 | 0.04 | 1.38
TD | Solar | 26 | KIER | 1.69 | 0 | 0.04 | 1.21
TD | Solar | 26 | KIIN_P | 0.4 | 0 | 0.01 | 0.29
TD | Solar | 26 | KILS | 0.2 | 0 | 0 | 0.14
TD | Solar | 26 | KILT | 0.2 | 0 | 0 | 0.14
TD | Solar | 26 | KILW | 7.79 | 0 | 0.18 | 5.57
TD | Solar | 26 | KINO_1 | 49.51 | 0 | 1.12 | 35.41
TD | Solar | 26 | KINT_P | 3.16 | 0 | 0.07 | 2.26
TD | Solar | 26 | KIRKB1 | 2.53 | 0 | 0.06 | 1.81
TD | Solar | 26 | KITW_1 | 7.32 | 0 | 0.17 | 5.24
TD | Solar | 26 | KNAR | 24.15 | 0 | 0.55 | 17.27
TD | Solar | 26 | LACK_6 | 21.55 | 0 | 0.49 | 15.41
TD | Solar | 26 | LAIR_P | 0.39 | 0 | 0.01 | 0.28
TD | Solar | 26 | LALE1SG003 | 8.42 | 0 | 0.19 | 6.02
TD | Solar | 26 | LAND1 | 322.96 | 0 | 7.3 | 230.98
TD | Solar | 26 | LEGA_1 | 96.81 | 0 | 2.19 | 69.24
TD | Solar | 26 | LEVE | 1.69 | 0 | 0.04 | 1.21
TD | Solar | 26 | LING | 0.2 | 0 | 0 | 0.14
TD | Solar | 26 | LINM | 0.2 | 0 | 0 | 0.14
TD | Solar | 26 | LISD_1 | 3.18 | 0 | 0.07 | 2.27
TD | Solar | 26 | LITT_C | 2.89 | 0 | 0.07 | 2.07
TD | Solar | 26 | LITT_J | 2.89 | 0 | 0.07 | 2.07
TD | Solar | 26 | LODR_6 | 1.84 | 0 | 0.04 | 1.32
TD | Solar | 26 | LOUD_H | 2.25 | 0 | 0.05 | 1.61
TD | Solar | 26 | LOVE_1 | 245.94 | 0 | 5.56 | 175.9
TD | Solar | 26 | LUNA_P | 0.03 | 0 | 0 | 0.02
TD | Solar | 26 | MACC_3 | 22.86 | 0 | 0.52 | 16.35
TD | Solar | 26 | MACD_P | 3.98 | 0 | 0.09 | 2.85
TD | Solar | 26 | MAGA_6 | 42.4 | 0 | 0.96 | 30.32
TD | Solar | 26 | MANN_1 | 421.21 | 0 | 9.52 | 301.25
TD | Solar | 26 | MAYB | 0.2 | 0 | 0 | 0.14
TD | Solar | 26 | MELK_1 | 405.26 | 0 | 9.16 | 289.84
TD | Solar | 26 | MILC_P | 0.46 | 0 | 0.01 | 0.33
TD | Solar | 26 | MILH_1 | 14.98 | 0 | 0.34 | 10.71
TD | Solar | 26 | MITY_1 | 681.68 | 0 | 15.41 | 487.54
TD | Solar | 26 | MYBS_P | 0.94 | 0 | 0.02 | 0.67
TD | Solar | 26 | NEAR | 0.2 | 0 | 0 | 0.14
TD | Solar | 26 | NECE_1 | 11.56 | 0 | 0.26 | 8.27
TD | Solar | 26 | NEEP_3 | 4.05 | 0 | 0.09 | 2.9
TD | Solar | 26 | NETS | 0.2 | 0 | 0 | 0.14
TD | Solar | 26 | NEWX_6 | 6.74 | 0 | 0.15 | 4.82
TD | Solar | 26 | NFLE | 72.94 | 0 | 1.65 | 52.17
TD | Solar | 26 | NHYD_6 | 2.25 | 0 | 0.05 | 1.61
TD | Solar | 26 | NINF_1 | 95.04 | 0 | 2.15 | 67.97
TD | Solar | 26 | NORL_3 | 4.05 | 0 | 0.09 | 2.9
TD | Solar | 26 | NORM_1 | 490.4 | 0 | 11.08 | 350.73
TD | Solar | 26 | NORT_1 | 40.52 | 0 | 0.92 | 28.98
TD | Solar | 26 | NURS_1 | 275.37 | 0 | 6.22 | 196.94
TD | Solar | 26 | OCKH_1 | 5.78 | 0 | 0.13 | 4.13
TD | Solar | 26 | OFFE_3 | 3.79 | 0 | 0.09 | 2.71
TD | Solar | 26 | OLDB_1 | 5.78 | 0 | 0.13 | 4.13
TD | Solar | 26 | OSBA_1 | 14.16 | 0 | 0.32 | 10.13
TD | Solar | 26 | PADIB1 | 16.48 | 0 | 0.37 | 11.79
TD | Solar | 26 | PELH_1 | 186.26 | 0 | 4.21 | 133.21
TD | Solar | 26 | PEMB_1 | 344.92 | 0 | 7.8 | 246.69
TD | Solar | 26 | PENE_1 | 10.12 | 0 | 0.23 | 7.24
TD | Solar | 26 | PENN_1 | 6.37 | 0 | 0.14 | 4.56
TD | Solar | 26 | PENT_1 | 104.86 | 0 | 2.37 | 75
TD | Solar | 26 | PENW_1 | 63.4 | 0 | 1.43 | 45.34
TD | Solar | 26 | PERI_H | 1.84 | 0 | 0.04 | 1.32
TD | Solar | 26 | PERS_P | 0.44 | 0 | 0.01 | 0.31
TD | Solar | 26 | PITS_3 | 4.05 | 0 | 0.09 | 2.9
TD | Solar | 26 | POOB | 0.2 | 0 | 0 | 0.14
TD | Solar | 26 | POPP_3 | 17.81 | 0 | 0.4 | 12.74
TD | Solar | 26 | PORA_P | 1.09 | 0 | 0.02 | 0.78
TD | Solar | 26 | PORD | 1.69 | 0 | 0.04 | 1.21
TD | Solar | 26 | PYLE_1 | 53.26 | 0 | 1.2 | 38.09
TD | Solar | 26 | QUOI_P | 0.12 | 0 | 0 | 0.09
TD | Solar | 26 | RAIN_1 | 3.32 | 0 | 0.08 | 2.37
TD | Solar | 26 | RANN_P | 0.53 | 0 | 0.01 | 0.38
TD | Solar | 26 | RASS_1 | 103.1 | 0 | 2.33 | 73.74
TD | Solar | 26 | RATS_1 | 109.91 | 0 | 2.48 | 78.61
TD | Solar | 26 | RAYL_1 | 77.2 | 0 | 1.74 | 55.21
TD | Solar | 26 | REBR_3 | 2.53 | 0 | 0.06 | 1.81
TD | Solar | 26 | REDH | 14.33 | 0 | 0.32 | 10.25
TD | Solar | 26 | REDM_P | 0.4 | 0 | 0.01 | 0.29
TD | Solar | 26 | RICH1 | 102.9 | 0 | 2.33 | 73.59
TD | Solar | 26 | ROCH_1 | 5.59 | 0 | 0.13 | 4
TD | Solar | 26 | RUGEB1 | 48.51 | 0 | 1.1 | 34.69
TD | Solar | 26 | RYEH_1 | 20.23 | 0 | 0.46 | 14.47
TD | Solar | 26 | SALH_1 | 27.84 | 0 | 0.63 | 19.91
TD | Solar | 26 | SALT_1 | 21.24 | 0 | 0.48 | 15.19
TD | Solar | 26 | SBAR | 76.63 | 0 | 1.73 | 54.81
TD | Solar | 26 | SEAB1 | 170.26 | 0 | 3.85 | 121.77
TD | Solar | 26 | SELL_1 | 104.81 | 0 | 2.37 | 74.96
TD | Solar | 26 | SFEG_P | 0.64 | 0 | 0.01 | 0.46
TD | Solar | 26 | SFIL_P | 0.26 | 0 | 0.01 | 0.19
TD | Solar | 26 | SHEC_3 | 4.05 | 0 | 0.09 | 2.9
TD | Solar | 26 | SHRW_1 | 166.62 | 0 | 3.77 | 119.17
TD | Solar | 26 | SIGH | 0.2 | 0 | 0 | 0.14
TD | Solar | 26 | SJOW_1 | 1.84 | 0 | 0.04 | 1.32
TD | Solar | 26 | SKLGB1 | 8.89 | 0 | 0.2 | 6.36
TD | Solar | 26 | SLOY_P | 0.07 | 0 | 0 | 0.05
TD | Solar | 26 | SMAN_1 | 3.37 | 0 | 0.08 | 2.41
TD | Solar | 26 | SPEN_1 | 26.56 | 0 | 0.6 | 19
TD | Solar | 26 | SSHI_3 | 3.79 | 0 | 0.09 | 2.71
TD | Solar | 26 | STAH_1 | 22.17 | 0 | 0.5 | 15.86
TD | Solar | 26 | STAL_1 | 10.12 | 0 | 0.23 | 7.24
TD | Solar | 26 | STAY_1 | 262.18 | 0 | 5.93 | 187.51
TD | Solar | 26 | STEN_1 | 10.12 | 0 | 0.23 | 7.24
TD | Solar | 26 | STES_1 | 16.48 | 0 | 0.37 | 11.79
TD | Solar | 26 | STHA | 0.2 | 0 | 0 | 0.14
TD | Solar | 26 | STIR | 1.69 | 0 | 0.04 | 1.21
TD | Solar | 26 | STLE | 1.69 | 0 | 0.04 | 1.21
TD | Solar | 26 | STRI_P | 2.72 | 0 | 0.06 | 1.95
TD | Solar | 26 | SUND_1 | 97.88 | 0 | 2.21 | 70
TD | Solar | 26 | SWAN_1 | 198.52 | 0 | 4.49 | 141.98
TD | Solar | 26 | TARL_P | 5.97 | 0 | 0.13 | 4.27
TD | Solar | 26 | TAUN1 | 118.75 | 0 | 2.68 | 84.93
TD | Solar | 26 | TAYN_P | 0.82 | 0 | 0.02 | 0.59
TD | Solar | 26 | TELR | 0.2 | 0 | 0 | 0.14
TD | Solar | 26 | TEMP_3 | 4.05 | 0 | 0.09 | 2.9
TD | Solar | 26 | THOM_6 | 20.5 | 0 | 0.46 | 14.66
TD | Solar | 26 | THSO_P | 1.82 | 0 | 0.04 | 1.3
TD | Solar | 26 | THUR_6 | 4.05 | 0 | 0.09 | 2.9
TD | Solar | 26 | TILBB_1 | 54.05 | 0 | 1.22 | 38.66
TD | Solar | 26 | TONG | 0.2 | 0 | 0 | 0.14
TD | Solar | 26 | TOTT_1 | 2.53 | 0 | 0.06 | 1.81
TD | Solar | 26 | TRAW_1 | 29.4 | 0 | 0.66 | 21.03
TD | Solar | 26 | TUMB_P | 0.19 | 0 | 0 | 0.14
TD | Solar | 26 | TYNE_1 | 3.79 | 0 | 0.09 | 2.71
TD | Solar | 26 | TYNE_2 | 3.79 | 0 | 0.09 | 2.71
TD | Solar | 26 | UPPB_1 | 40.35 | 0 | 0.91 | 28.86
TD | Solar | 26 | UPPB_3 | 39.53 | 0 | 0.89 | 28.27
TD | Solar | 26 | USKM_1 | 49.74 | 0 | 1.12 | 35.57
TD | Solar | 26 | WALH_1 | 169.37 | 0 | 3.83 | 121.13
TD | Solar | 26 | WALP_1 | 67 | 0 | 1.51 | 47.92
TD | Solar | 26 | WALP_B | 270.28 | 0 | 6.11 | 193.3
TD | Solar | 26 | WARL_1 | 67.94 | 0 | 1.54 | 48.59
TD | Solar | 26 | WASF_1 | 6.37 | 0 | 0.14 | 4.56
TD | Solar | 26 | WATFS_1 | 2.25 | 0 | 0.05 | 1.61
TD | Solar | 26 | WBOL_6 | 9.81 | 0 | 0.22 | 7.02
TD | Solar | 26 | WBUR_1 | 171.24 | 0 | 3.87 | 122.47
TD | Solar | 26 | WFIE | 1.69 | 0 | 0.04 | 1.21
TD | Solar | 26 | WHAM_1 | 2.53 | 0 | 0.06 | 1.81
TD | Solar | 26 | WHGA_1 | 2.53 | 0 | 0.06 | 1.81
TD | Solar | 26 | WIBA_3 | 4.05 | 0 | 0.09 | 2.9
TD | Solar | 26 | WIEN_1 | 5.78 | 0 | 0.13 | 4.13
TD | Solar | 26 | WILL_1 | 72.52 | 0 | 1.64 | 51.87
TD | Solar | 26 | WIMBN1 | 6.74 | 0 | 0.15 | 4.82
TD | Solar | 26 | WIMBS1 | 6.74 | 0 | 0.15 | 4.82
TD | Solar | 26 | WISD_1 | 1.84 | 0 | 0.04 | 1.32
TD | Solar | 26 | WISD_6 | 1.84 | 0 | 0.04 | 1.32
TD | Solar | 26 | WISH | 0.2 | 0 | 0 | 0.14
TD | Solar | 26 | WMEL_1 | 4.05 | 0 | 0.09 | 2.9
TD | Solar | 26 | WTHU31 | 2.53 | 0 | 0.06 | 1.81
TD | Solar | 26 | WWEY_1 | 5.44 | 0 | 0.12 | 3.89
TD | Solar | 26 | WYLF_1 | 30.35 | 0 | 0.69 | 21.71
TD | Solar | 26 | WYMOM_1 | 49.21 | 0 | 1.11 | 35.19
TD | Solar | 27 | ABHA1 | 163.05 | 0 | 3.68 | 116.61
TD | Solar | 27 | ABNE_P | 12.27 | 0 | 0.28 | 8.78
TD | Solar | 27 | ABTH_1 | 79.49 | 0 | 1.8 | 56.85
TD | Solar | 27 | ACTL_2 | 2.19 | 0 | 0.05 | 1.57
TD | Solar | 27 | ACTL_C | 2.19 | 0 | 0.05 | 1.57
TD | Solar | 27 | ALNE_P | 0.65 | 0 | 0.01 | 0.46
TD | Solar | 27 | ALST_3 | 4.01 | 0 | 0.09 | 2.87
TD | Solar | 27 | ALVE1 | 281.23 | 0 | 6.36 | 201.14
TD | Solar | 27 | AMEM_1 | 46.34 | 0 | 1.05 | 33.14
TD | Solar | 27 | ARBR_P | 28.44 | 0 | 0.64 | 20.34
TD | Solar | 27 | ARDK_P | 0.22 | 0 | 0 | 0.16
TD | Solar | 27 | ARMO_P | 1.39 | 0 | 0.03 | 0.99
TD | Solar | 27 | AXMI1 | 197.72 | 0 | 4.47 | 141.41
TD | Solar | 27 | BAGA | 2.78 | 0 | 0.06 | 1.99
TD | Solar | 27 | BAIN | 2.78 | 0 | 0.06 | 1.99
TD | Solar | 27 | BARKC1 | 4.93 | 0 | 0.11 | 3.53
TD | Solar | 27 | BARKW3 | 3.01 | 0 | 0.07 | 2.15
TD | Solar | 27 | BEDDT1 | 3.44 | 0 | 0.08 | 2.46
TD | Solar | 27 | BEDD_1 | 3.44 | 0 | 0.08 | 2.46
TD | Solar | 27 | BERW | 0.32 | 0 | 0.01 | 0.23
TD | Solar | 27 | BESW_1 | 64.74 | 0 | 1.46 | 46.3
TD | Solar | 27 | BICF_1 | 351.93 | 0 | 7.95 | 251.7
TD | Solar | 27 | BIRK_1 | 4.01 | 0 | 0.09 | 2.87
TD | Solar | 27 | BISW_1 | 27.51 | 0 | 0.62 | 19.68
TD | Solar | 27 | BLYTB1 | 12.04 | 0 | 0.27 | 8.61
TD | Solar | 27 | BLYTH132 | 12.04 | 0 | 0.27 | 8.61
TD | Solar | 27 | BOAG_P | 0.16 | 0 | 0 | 0.11
TD | Solar | 27 | BOLN_1 | 88.88 | 0 | 2.01 | 63.57
TD | Solar | 27 | BONN | 2.78 | 0 | 0.06 | 1.99
TD | Solar | 27 | BOTW_1 | 118.66 | 0 | 2.68 | 84.87
TD | Solar | 27 | BRAC_P | 0.12 | 0 | 0 | 0.09
TD | Solar | 27 | BRAI_1 | 136.68 | 0 | 3.09 | 97.75
TD | Solar | 27 | BRAW_1 | 3.01 | 0 | 0.07 | 2.15
TD | Solar | 27 | BRED_1 | 5.28 | 0 | 0.12 | 3.78
TD | Solar | 27 | BRFO_1 | 178.19 | 0 | 4.03 | 127.44
TD | Solar | 27 | BRIM_1 | 24.08 | 0 | 0.54 | 17.22
TD | Solar | 27 | BRLE_1 | 93.92 | 0 | 2.12 | 67.17
TD | Solar | 27 | BROA_P | 0.05 | 0 | 0 | 0.04
TD | Solar | 27 | BROX | 0.32 | 0 | 0.01 | 0.23
TD | Solar | 27 | BRWA1 | 377.3 | 0 | 8.53 | 269.84
TD | Solar | 27 | BUMU_P | 0.04 | 0 | 0 | 0.03
TD | Solar | 27 | BURM_1 | 630.86 | 0 | 14.26 | 451.19
TD | Solar | 27 | BUSH_1 | 20.67 | 0 | 0.47 | 14.78
TD | Solar | 27 | BUST_1 | 13.76 | 0 | 0.31 | 9.84
TD | Solar | 27 | CAAD_P | 0.1 | 0 | 0 | 0.07
TD | Solar | 27 | CAFA | 0.32 | 0 | 0.01 | 0.23
TD | Solar | 27 | CAMB_01 | 31.16 | 0 | 0.7 | 22.29
TD | Solar | 27 | CANTN1 | 156.55 | 0 | 3.54 | 111.96
TD | Solar | 27 | CAPEA1 | 10.39 | 0 | 0.23 | 7.43
TD | Solar | 27 | CARE_1 | 20.57 | 0 | 0.46 | 14.71
TD | Solar | 27 | CARR_1 | 5.96 | 0 | 0.13 | 4.26
TD | Solar | 27 | CASS_P | 0.19 | 0 | 0 | 0.14
TD | Solar | 27 | CATY | 0.32 | 0 | 0.01 | 0.23
TD | Solar | 27 | CBNK_H | 2.19 | 0 | 0.05 | 1.57
TD | Solar | 27 | CELL_1 | 70.42 | 0 | 1.59 | 50.36
TD | Solar | 27 | CHAP | 0.32 | 0 | 0.01 | 0.23
TD | Solar | 27 | CHAS | 0.32 | 0 | 0.01 | 0.23
TD | Solar | 27 | CHIC_1 | 166.68 | 0 | 3.77 | 119.21
TD | Solar | 27 | CHSI_1 | 3.44 | 0 | 0.08 | 2.46
TD | Solar | 27 | CHTE_1 | 170.31 | 0 | 3.85 | 121.81
TD | Solar | 27 | CITR_1 | 2.19 | 0 | 0.05 | 1.57
TD | Solar | 27 | CLAC_P | 0.43 | 0 | 0.01 | 0.31
TD | Solar | 27 | CLAY_P | 0.04 | 0 | 0 | 0.03
TD | Solar | 27 | CLT03 | 21.49 | 0 | 0.49 | 15.37
TD | Solar | 27 | CLYM | 0.32 | 0 | 0.01 | 0.23
TD | Solar | 27 | COAT | 0.32 | 0 | 0.01 | 0.23
TD | Solar | 27 | CONQA1 | 141.62 | 0 | 3.2 | 101.29
TD | Solar | 27 | COUA_P | 0.27 | 0 | 0.01 | 0.19
TD | Solar | 27 | COVE_1 | 20.06 | 0 | 0.45 | 14.35
TD | Solar | 27 | COWL_1 | 410.81 | 0 | 9.28 | 293.81
TD | Solar | 27 | COYL | 0.32 | 0 | 0.01 | 0.23
TD | Solar | 27 | CREB_1 | 35.15 | 0 | 0.79 | 25.14
TD | Solar | 27 | CUMB | 2.78 | 0 | 0.06 | 1.99
TD | Solar | 27 | CUPA | 8.87 | 0 | 0.2 | 6.34
TD | Solar | 27 | DALM3 | 0.32 | 0 | 0.01 | 0.23
TD | Solar | 27 | DEVM | 0.32 | 0 | 0.01 | 0.23
TD | Solar | 27 | DEVO | 10.39 | 0 | 0.23 | 7.43
TD | Solar | 27 | DOUN_P | 0.52 | 0 | 0.01 | 0.37
TD | Solar | 27 | DRAK_1 | 111.77 | 0 | 2.53 | 79.94
TD | Solar | 27 | DRAX_1 | 12.04 | 0 | 0.27 | 8.61
TD | Solar | 27 | DRCR | 2.78 | 0 | 0.06 | 1.99
TD | Solar | 27 | DUDH_P | 0.12 | 0 | 0 | 0.09
TD | Solar | 27 | DUGR_P | 0.11 | 0 | 0 | 0.08
TD | Solar | 27 | DUNB | 0.32 | 0 | 0.01 | 0.23
TD | Solar | 27 | DUNF | 2.78 | 0 | 0.06 | 1.99
TD | Solar | 27 | DUNO_P | 2.78 | 0 | 0.06 | 1.99
TD | Solar | 27 | DYCE_P | 0.72 | 0 | 0.02 | 0.51
TD | Solar | 27 | EALI_6 | 2.19 | 0 | 0.05 | 1.57
TD | Solar | 27 | EASO_1 | 311.25 | 0 | 7.03 | 222.61
TD | Solar | 27 | EAST | 0.32 | 0 | 0.01 | 0.23
TD | Solar | 27 | ECCL | 0.32 | 0 | 0.01 | 0.23
TD | Solar | 27 | ECLA_1 | 190.5 | 0 | 4.31 | 136.25
TD | Solar | 27 | EKIL | 0.32 | 0 | 0.01 | 0.23
TD | Solar | 27 | EKIS | 0.32 | 0 | 0.01 | 0.23
TD | Solar | 27 | ELGI_P | 1.49 | 0 | 0.03 | 1.07
TD | Solar | 27 | ELLA_1 | 3.01 | 0 | 0.07 | 2.15
TD | Solar | 27 | ELST_1 | 2.68 | 0 | 0.06 | 1.92
TD | Solar | 27 | ENDE_1 | 82.06 | 0 | 1.85 | 58.69
TD | Solar | 27 | EXET1 | 173.53 | 0 | 3.92 | 124.11
TD | Solar | 27 | FASN_P | 0.1 | 0 | 0 | 0.07
TD | Solar | 27 | FAUG_P | 0.29 | 0 | 0.01 | 0.21
TD | Solar | 27 | FAWL_1 | 158.62 | 0 | 3.58 | 113.45
TD | Solar | 27 | FECK_6 | 175.48 | 0 | 3.97 | 125.5
TD | Solar | 27 | FERRA2 | 21.48 | 0 | 0.49 | 15.36
TD | Solar | 27 | FERRB1 | 18.41 | 0 | 0.42 | 13.17
TD | Solar | 27 | FIDD_P | 1.38 | 0 | 0.03 | 0.99
TD | Solar | 27 | FLEE_1 | 74.7 | 0 | 1.69 | 53.43
TD | Solar | 27 | FOUR_1 | 18.06 | 0 | 0.41 | 12.92
TD | Solar | 27 | FRAS_P | 0.07 | 0 | 0 | 0.05
TD | Solar | 27 | FROD_1 | 8.31 | 0 | 0.19 | 5.94
TD | Solar | 27 | FWIL_P | 1.19 | 0 | 0.03 | 0.85
TD | Solar | 27 | GALA | 0.32 | 0 | 0.01 | 0.23
TD | Solar | 27 | GIFF | 0.32 | 0 | 0.01 | 0.23
TD | Solar | 27 | GLLE | 0.32 | 0 | 0.01 | 0.23
TD | Solar | 27 | GLLU | 0.32 | 0 | 0.01 | 0.23
TD | Solar | 27 | GLNI | 2.78 | 0 | 0.06 | 1.99
TD | Solar | 27 | GLRO | 2.78 | 0 | 0.06 | 1.99
TD | Solar | 27 | GREE_H | 2.19 | 0 | 0.05 | 1.57
TD | Solar | 27 | GREN_1 | 435.21 | 0 | 9.84 | 311.26
TD | Solar | 27 | GRIW_1 | 71.06 | 0 | 1.61 | 50.82
TD | Solar | 27 | GRUB_P | 0.82 | 0 | 0.02 | 0.59
TD | Solar | 27 | G_EXTRA_11 | 0.32 | 0 | 0.01 | 0.23
TD | Solar | 27 | G_EXTRA_2 | 0.32 | 0 | 0.01 | 0.23
TD | Solar | 27 | G_EXTRA_5 | 0.32 | 0 | 0.01 | 0.23
TD | Solar | 27 | G_EXTRA_7 | 2.78 | 0 | 0.06 | 1.99
TD | Solar | 27 | G_EXTRA_9 | 0.32 | 0 | 0.01 | 0.23
TD | Solar | 27 | HACK_1 | 3.01 | 0 | 0.07 | 2.15
TD | Solar | 27 | HACK_6 | 3.01 | 0 | 0.07 | 2.15
TD | Solar | 27 | HAMHC1 | 46.1 | 0 | 1.04 | 32.97
TD | Solar | 27 | HARK_1 | 79.62 | 0 | 1.8 | 56.94
TD | Solar | 27 | HARM_6 | 4.51 | 0 | 0.1 | 3.23
TD | Solar | 27 | HAWI | 0.32 | 0 | 0.01 | 0.23
TD | Solar | 27 | HAWP_6 | 10.89 | 0 | 0.25 | 7.79
TD | Solar | 27 | HEYS1 | 18.06 | 0 | 0.41 | 12.92
TD | Solar | 27 | HEYS_1 | 46.15 | 0 | 1.04 | 33.01
TD | Solar | 27 | HUER | 0.32 | 0 | 0.01 | 0.23
TD | Solar | 27 | HURS_1 | 3.44 | 0 | 0.08 | 2.46
TD | Solar | 27 | HUTT_1 | 60.58 | 0 | 1.37 | 43.33
TD | Solar | 27 | IMPK_1 | 84.78 | 0 | 1.92 | 60.63
TD | Solar | 27 | INDQ1 | 457.02 | 0 | 10.33 | 326.86
TD | Solar | 27 | INKE | 2.78 | 0 | 0.06 | 1.99
TD | Solar | 27 | INNE_P | 0.21 | 0 | 0 | 0.15
TD | Solar | 27 | IROA1 | 202.74 | 0 | 4.58 | 145
TD | Solar | 27 | IRONB1 | 78.4 | 0 | 1.77 | 56.07
TD | Solar | 27 | IVER_1 | 2.68 | 0 | 0.06 | 1.92
TD | Solar | 27 | IVER_6 | 2.68 | 0 | 0.06 | 1.92
TD | Solar | 27 | JOHN | 0.32 | 0 | 0.01 | 0.23
TD | Solar | 27 | JORD_3 | 4.82 | 0 | 0.11 | 3.45
TD | Solar | 27 | KAIM | 0.32 | 0 | 0.01 | 0.23
TD | Solar | 27 | KEAD_1 | 72.51 | 0 | 1.64 | 51.86
TD | Solar | 27 | KEAR_1 | 3.01 | 0 | 0.07 | 2.15
TD | Solar | 27 | KEAR_3 | 16.14 | 0 | 0.36 | 11.54
TD | Solar | 27 | KEIT_P | 1.74 | 0 | 0.04 | 1.24
TD | Solar | 27 | KEMS_1 | 142.06 | 0 | 3.21 | 101.6
TD | Solar | 27 | KEOO | 0.32 | 0 | 0.01 | 0.23
TD | Solar | 27 | KIBY_1 | 1.93 | 0 | 0.04 | 1.38
TD | Solar | 27 | KIER | 2.78 | 0 | 0.06 | 1.99
TD | Solar | 27 | KIIN_P | 0.48 | 0 | 0.01 | 0.34
TD | Solar | 27 | KILS | 0.32 | 0 | 0.01 | 0.23
TD | Solar | 27 | KILT | 0.32 | 0 | 0.01 | 0.23
TD | Solar | 27 | KILW | 7.92 | 0 | 0.18 | 5.66
TD | Solar | 27 | KINO_1 | 54.12 | 0 | 1.22 | 38.71
TD | Solar | 27 | KINT_P | 3.36 | 0 | 0.08 | 2.4
TD | Solar | 27 | KIRKB1 | 3.01 | 0 | 0.07 | 2.15
TD | Solar | 27 | KITW_1 | 8.42 | 0 | 0.19 | 6.02
TD | Solar | 27 | KNAR | 25.11 | 0 | 0.57 | 17.96
TD | Solar | 27 | LACK_6 | 24.43 | 0 | 0.55 | 17.47
TD | Solar | 27 | LAIR_P | 0.46 | 0 | 0.01 | 0.33
TD | Solar | 27 | LALE1SG003 | 8.84 | 0 | 0.2 | 6.32
TD | Solar | 27 | LAND1 | 333.57 | 0 | 7.54 | 238.57
TD | Solar | 27 | LEGA_1 | 100.65 | 0 | 2.27 | 71.98
TD | Solar | 27 | LEVE | 2.78 | 0 | 0.06 | 1.99
TD | Solar | 27 | LING | 0.32 | 0 | 0.01 | 0.23
TD | Solar | 27 | LINM | 0.32 | 0 | 0.01 | 0.23
TD | Solar | 27 | LISD_1 | 3.18 | 0 | 0.07 | 2.27
TD | Solar | 27 | LITT_C | 3.44 | 0 | 0.08 | 2.46
TD | Solar | 27 | LITT_J | 3.44 | 0 | 0.08 | 2.46
TD | Solar | 27 | LODR_6 | 2.19 | 0 | 0.05 | 1.57
TD | Solar | 27 | LOUD_H | 2.68 | 0 | 0.06 | 1.92
TD | Solar | 27 | LOVE_1 | 254.58 | 0 | 5.75 | 182.08
TD | Solar | 27 | LUNA_P | 0.04 | 0 | 0 | 0.03
TD | Solar | 27 | MACC_3 | 24.78 | 0 | 0.56 | 17.72
TD | Solar | 27 | MACD_P | 4.21 | 0 | 0.1 | 3.01
TD | Solar | 27 | MAGA_6 | 44.33 | 0 | 1 | 31.7
TD | Solar | 27 | MANN_1 | 435.3 | 0 | 9.84 | 311.33
TD | Solar | 27 | MAYB | 0.32 | 0 | 0.01 | 0.23
TD | Solar | 27 | MELK_1 | 420.63 | 0 | 9.51 | 300.83
TD | Solar | 27 | MILC_P | 0.55 | 0 | 0.01 | 0.39
TD | Solar | 27 | MILH_1 | 15.41 | 0 | 0.35 | 11.02
TD | Solar | 27 | MITY_1 | 697.05 | 0 | 15.75 | 498.53
TD | Solar | 27 | MYBS_P | 1.13 | 0 | 0.03 | 0.81
TD | Solar | 27 | NEAR | 0.32 | 0 | 0.01 | 0.23
TD | Solar | 27 | NECE_1 | 13.76 | 0 | 0.31 | 9.84
TD | Solar | 27 | NEEP_3 | 4.82 | 0 | 0.11 | 3.45
TD | Solar | 27 | NETS | 0.32 | 0 | 0.01 | 0.23
TD | Solar | 27 | NEWX_6 | 8.03 | 0 | 0.18 | 5.74
TD | Solar | 27 | NFLE | 77.55 | 0 | 1.75 | 55.46
TD | Solar | 27 | NHYD_6 | 2.68 | 0 | 0.06 | 1.92
TD | Solar | 27 | NINF_1 | 96.96 | 0 | 2.19 | 69.35
TD | Solar | 27 | NORL_3 | 4.82 | 0 | 0.11 | 3.45
TD | Solar | 27 | NORM_1 | 517.31 | 0 | 11.69 | 369.98
TD | Solar | 27 | NORT_1 | 41.24 | 0 | 0.93 | 29.49
TD | Solar | 27 | NURS_1 | 284.02 | 0 | 6.42 | 203.13
TD | Solar | 27 | OCKH_1 | 6.88 | 0 | 0.16 | 4.92
TD | Solar | 27 | OFFE_3 | 4.51 | 0 | 0.1 | 3.23
TD | Solar | 27 | OLDB_1 | 6.88 | 0 | 0.16 | 4.92
TD | Solar | 27 | OSBA_1 | 16.85 | 0 | 0.38 | 12.05
TD | Solar | 27 | PADIB1 | 18.4 | 0 | 0.42 | 13.16
TD | Solar | 27 | PELH_1 | 190.11 | 0 | 4.3 | 135.97
TD | Solar | 27 | PEMB_1 | 356.45 | 0 | 8.06 | 254.93
TD | Solar | 27 | PENE_1 | 12.04 | 0 | 0.27 | 8.61
TD | Solar | 27 | PENN_1 | 6.37 | 0 | 0.14 | 4.56
TD | Solar | 27 | PENT_1 | 114.46 | 0 | 2.59 | 81.86
TD | Solar | 27 | PENW_1 | 65.32 | 0 | 1.48 | 46.72
TD | Solar | 27 | PERI_H | 2.19 | 0 | 0.05 | 1.57
TD | Solar | 27 | PERS_P | 0.53 | 0 | 0.01 | 0.38
TD | Solar | 27 | PITS_3 | 4.82 | 0 | 0.11 | 3.45
TD | Solar | 27 | POOB | 0.32 | 0 | 0.01 | 0.23
TD | Solar | 27 | POPP_3 | 18.77 | 0 | 0.42 | 13.42
TD | Solar | 27 | PORA_P | 1.3 | 0 | 0.03 | 0.93
TD | Solar | 27 | PORD | 2.78 | 0 | 0.06 | 1.99
TD | Solar | 27 | PYLE_1 | 55.18 | 0 | 1.25 | 39.46
TD | Solar | 27 | QUOI_P | 0.14 | 0 | 0 | 0.1
TD | Solar | 27 | RAIN_1 | 3.32 | 0 | 0.08 | 2.37
TD | Solar | 27 | RANN_P | 0.63 | 0 | 0.01 | 0.45
TD | Solar | 27 | RASS_1 | 114.63 | 0 | 2.59 | 81.98
TD | Solar | 27 | RATS_1 | 113.75 | 0 | 2.57 | 81.35
TD | Solar | 27 | RAYL_1 | 86.42 | 0 | 1.95 | 61.81
TD | Solar | 27 | REBR_3 | 3.01 | 0 | 0.07 | 2.15
TD | Solar | 27 | REDH | 15.41 | 0 | 0.35 | 11.02
TD | Solar | 27 | REDM_P | 0.48 | 0 | 0.01 | 0.34
TD | Solar | 27 | RICH1 | 107.52 | 0 | 2.43 | 76.9
TD | Solar | 27 | ROCH_1 | 6.07 | 0 | 0.14 | 4.34
TD | Solar | 27 | RUGEB1 | 54.28 | 0 | 1.23 | 38.82
TD | Solar | 27 | RYEH_1 | 24.08 | 0 | 0.54 | 17.22
TD | Solar | 27 | SALH_1 | 30.72 | 0 | 0.69 | 21.97
TD | Solar | 27 | SALT_1 | 23.8 | 0 | 0.54 | 17.02
TD | Solar | 27 | SBAR | 80.48 | 0 | 1.82 | 57.56
TD | Solar | 27 | SEAB1 | 181.79 | 0 | 4.11 | 130.02
TD | Solar | 27 | SELL_1 | 114.03 | 0 | 2.58 | 81.55
TD | Solar | 27 | SFEG_P | 0.77 | 0 | 0.02 | 0.55
TD | Solar | 27 | SFIL_P | 0.31 | 0 | 0.01 | 0.22
TD | Solar | 27 | SHEC_3 | 4.82 | 0 | 0.11 | 3.45
TD | Solar | 27 | SHRW_1 | 172.39 | 0 | 3.9 | 123.29
TD | Solar | 27 | SIGH | 0.32 | 0 | 0.01 | 0.23
TD | Solar | 27 | SJOW_1 | 2.19 | 0 | 0.05 | 1.57
TD | Solar | 27 | SKLGB1 | 9.38 | 0 | 0.21 | 6.71
TD | Solar | 27 | SLOY_P | 0.08 | 0 | 0 | 0.06
TD | Solar | 27 | SMAN_1 | 4.01 | 0 | 0.09 | 2.87
TD | Solar | 27 | SPEN_1 | 30.41 | 0 | 0.69 | 21.75
TD | Solar | 27 | SSHI_3 | 4.51 | 0 | 0.1 | 3.23
TD | Solar | 27 | STAH_1 | 24.09 | 0 | 0.54 | 17.23
TD | Solar | 27 | STAL_1 | 12.04 | 0 | 0.27 | 8.61
TD | Solar | 27 | STAY_1 | 281.4 | 0 | 6.36 | 201.26
TD | Solar | 27 | STEN_1 | 12.04 | 0 | 0.27 | 8.61
TD | Solar | 27 | STES_1 | 18.4 | 0 | 0.42 | 13.16
TD | Solar | 27 | STHA | 0.32 | 0 | 0.01 | 0.23
TD | Solar | 27 | STIR | 2.78 | 0 | 0.06 | 1.99
TD | Solar | 27 | STLE | 2.78 | 0 | 0.06 | 1.99
TD | Solar | 27 | STRI_P | 2.88 | 0 | 0.07 | 2.06
TD | Solar | 27 | SUND_1 | 105.57 | 0 | 2.39 | 75.5
TD | Solar | 27 | SWAN_1 | 210.05 | 0 | 4.75 | 150.23
TD | Solar | 27 | TARL_P | 5.99 | 0 | 0.14 | 4.28
TD | Solar | 27 | TAUN1 | 122.59 | 0 | 2.77 | 87.68
TD | Solar | 27 | TAYN_P | 0.98 | 0 | 0.02 | 0.7
TD | Solar | 27 | TELR | 0.32 | 0 | 0.01 | 0.23
TD | Solar | 27 | TEMP_3 | 4.82 | 0 | 0.11 | 3.45
TD | Solar | 27 | THOM_6 | 23.19 | 0 | 0.52 | 16.59
TD | Solar | 27 | THSO_P | 2.18 | 0 | 0.05 | 1.56
TD | Solar | 27 | THUR_6 | 4.82 | 0 | 0.11 | 3.45
TD | Solar | 27 | TILBB_1 | 63.28 | 0 | 1.43 | 45.26
TD | Solar | 27 | TONG | 0.32 | 0 | 0.01 | 0.23
TD | Solar | 27 | TOTT_1 | 3.01 | 0 | 0.07 | 2.15
TD | Solar | 27 | TRAW_1 | 31.33 | 0 | 0.71 | 22.41
TD | Solar | 27 | TUMB_P | 0.22 | 0 | 0 | 0.16
TD | Solar | 27 | TYNE_1 | 4.51 | 0 | 0.1 | 3.23
TD | Solar | 27 | TYNE_2 | 4.51 | 0 | 0.1 | 3.23
TD | Solar | 27 | UPPB_1 | 40.99 | 0 | 0.93 | 29.32
TD | Solar | 27 | UPPB_3 | 40.17 | 0 | 0.91 | 28.73
TD | Solar | 27 | USKM_1 | 50.38 | 0 | 1.14 | 36.03
TD | Solar | 27 | WALH_1 | 178.98 | 0 | 4.04 | 128.01
TD | Solar | 27 | WALP_1 | 74.69 | 0 | 1.69 | 53.42
TD | Solar | 27 | WALP_B | 277.97 | 0 | 6.28 | 198.8
TD | Solar | 27 | WARL_1 | 77.17 | 0 | 1.74 | 55.19
TD | Solar | 27 | WASF_1 | 6.37 | 0 | 0.14 | 4.56
TD | Solar | 27 | WATFS_1 | 2.68 | 0 | 0.06 | 1.92
TD | Solar | 27 | WBOL_6 | 10.53 | 0 | 0.24 | 7.53
TD | Solar | 27 | WBUR_1 | 178.92 | 0 | 4.04 | 127.96
TD | Solar | 27 | WFIE | 2.78 | 0 | 0.06 | 1.99
TD | Solar | 27 | WHAM_1 | 3.01 | 0 | 0.07 | 2.15
TD | Solar | 27 | WHGA_1 | 3.01 | 0 | 0.07 | 2.15
TD | Solar | 27 | WIBA_3 | 4.82 | 0 | 0.11 | 3.45
TD | Solar | 27 | WIEN_1 | 6.88 | 0 | 0.16 | 4.92
TD | Solar | 27 | WILL_1 | 74.72 | 0 | 1.69 | 53.44
TD | Solar | 27 | WIMBN1 | 8.03 | 0 | 0.18 | 5.74
TD | Solar | 27 | WIMBS1 | 8.03 | 0 | 0.18 | 5.74
TD | Solar | 27 | WISD_1 | 2.19 | 0 | 0.05 | 1.57
TD | Solar | 27 | WISD_6 | 2.19 | 0 | 0.05 | 1.57
TD | Solar | 27 | WISH | 0.32 | 0 | 0.01 | 0.23
TD | Solar | 27 | WMEL_1 | 4.82 | 0 | 0.11 | 3.45
TD | Solar | 27 | WTHU31 | 3.01 | 0 | 0.07 | 2.15
TD | Solar | 27 | WWEY_1 | 5.99 | 0 | 0.14 | 4.28
TD | Solar | 27 | WYLF_1 | 36.11 | 0 | 0.82 | 25.83
TD | Solar | 27 | WYMOM_1 | 53.05 | 0 | 1.2 | 37.94
TD | Solar | 28 | ABHA1 | 174.99 | 0 | 3.95 | 125.15
TD | Solar | 28 | ABNE_P | 12.39 | 0 | 0.28 | 8.86
TD | Solar | 28 | ABTH_1 | 80.21 | 0 | 1.81 | 57.37
TD | Solar | 28 | ACTL_2 | 2.58 | 0 | 0.06 | 1.85
TD | Solar | 28 | ACTL_C | 2.58 | 0 | 0.06 | 1.85
TD | Solar | 28 | ALNE_P | 0.76 | 0 | 0.02 | 0.54
TD | Solar | 28 | ALST_3 | 4.73 | 0 | 0.11 | 3.38
TD | Solar | 28 | ALVE1 | 293.17 | 0 | 6.63 | 209.68
TD | Solar | 28 | AMEM_1 | 46.82 | 0 | 1.06 | 33.49
TD | Solar | 28 | ARBR_P | 28.44 | 0 | 0.64 | 20.34
TD | Solar | 28 | ARDK_P | 0.26 | 0 | 0.01 | 0.19
TD | Solar | 28 | ARMO_P | 1.64 | 0 | 0.04 | 1.17
TD | Solar | 28 | AXMI1 | 213.58 | 0 | 4.83 | 152.75
TD | Solar | 28 | BAGA | 3.99 | 0 | 0.09 | 2.85
TD | Solar | 28 | BAIN | 3.99 | 0 | 0.09 | 2.85
TD | Solar | 28 | BARKC1 | 5.47 | 0 | 0.12 | 3.91
TD | Solar | 28 | BARKW3 | 3.55 | 0 | 0.08 | 2.54
TD | Solar | 28 | BEDDT1 | 4.06 | 0 | 0.09 | 2.9
TD | Solar | 28 | BEDD_1 | 4.06 | 0 | 0.09 | 2.9
TD | Solar | 28 | BERW | 0.46 | 0 | 0.01 | 0.33
TD | Solar | 28 | BESW_1 | 67.21 | 0 | 1.52 | 48.07
TD | Solar | 28 | BICF_1 | 382.2 | 0 | 8.64 | 273.35
TD | Solar | 28 | BIRK_1 | 4.73 | 0 | 0.11 | 3.38
TD | Solar | 28 | BISW_1 | 28.74 | 0 | 0.65 | 20.55
TD | Solar | 28 | BLYTB1 | 14.2 | 0 | 0.32 | 10.16
TD | Solar | 28 | BLYTH132 | 14.2 | 0 | 0.32 | 10.16
TD | Solar | 28 | BOAG_P | 0.19 | 0 | 0 | 0.14
TD | Solar | 28 | BOLN_1 | 91.04 | 0 | 2.06 | 65.11
TD | Solar | 28 | BONN | 3.99 | 0 | 0.09 | 2.85
TD | Solar | 28 | BOTW_1 | 128.39 | 0 | 2.9 | 91.82
TD | Solar | 28 | BRAC_P | 0.15 | 0 | 0 | 0.11
TD | Solar | 28 | BRAI_1 | 141 | 0 | 3.19 | 100.84
TD | Solar | 28 | BRAW_1 | 3.55 | 0 | 0.08 | 2.54
TD | Solar | 28 | BRED_1 | 6 | 0 | 0.14 | 4.29
TD | Solar | 28 | BRFO_1 | 182.06 | 0 | 4.11 | 130.21
TD | Solar | 28 | BRIM_1 | 28.4 | 0 | 0.64 | 20.31
TD | Solar | 28 | BRLE_1 | 98.25 | 0 | 2.22 | 70.27
TD | Solar | 28 | BROA_P | 0.06 | 0 | 0 | 0.04
TD | Solar | 28 | BROX | 0.46 | 0 | 0.01 | 0.33
TD | Solar | 28 | BRWA1 | 394.6 | 0 | 8.92 | 282.22
TD | Solar | 28 | BUMU_P | 0.05 | 0 | 0 | 0.04
TD | Solar | 28 | BURM_1 | 678.44 | 0 | 15.33 | 485.22
TD | Solar | 28 | BUSH_1 | 21.9 | 0 | 0.49 | 15.66
TD | Solar | 28 | BUST_1 | 16.23 | 0 | 0.37 | 11.61
TD | Solar | 28 | CAAD_P | 0.12 | 0 | 0 | 0.09
TD | Solar | 28 | CAFA | 0.46 | 0 | 0.01 | 0.33
TD | Solar | 28 | CAMB_01 | 33.32 | 0 | 0.75 | 23.83
TD | Solar | 28 | CANTN1 | 161.74 | 0 | 3.66 | 115.68
TD | Solar | 28 | CAPEA1 | 11.11 | 0 | 0.25 | 7.95
TD | Solar | 28 | CARE_1 | 21.29 | 0 | 0.48 | 15.23
TD | Solar | 28 | CARR_1 | 6.68 | 0 | 0.15 | 4.78
TD | Solar | 28 | CASS_P | 0.22 | 0 | 0 | 0.16
TD | Solar | 28 | CATY | 0.46 | 0 | 0.01 | 0.33
TD | Solar | 28 | CBNK_H | 2.58 | 0 | 0.06 | 1.85
TD | Solar | 28 | CELL_1 | 76.9 | 0 | 1.74 | 55
TD | Solar | 28 | CHAP | 0.46 | 0 | 0.01 | 0.33
TD | Solar | 28 | CHAS | 0.46 | 0 | 0.01 | 0.33
TD | Solar | 28 | CHIC_1 | 182.54 | 0 | 4.13 | 130.55
TD | Solar | 28 | CHSI_1 | 4.06 | 0 | 0.09 | 2.9
TD | Solar | 28 | CHTE_1 | 171.18 | 0 | 3.87 | 122.43
TD | Solar | 28 | CITR_1 | 2.58 | 0 | 0.06 | 1.85
TD | Solar | 28 | CLAC_P | 0.51 | 0 | 0.01 | 0.36
TD | Solar | 28 | CLAY_P | 0.05 | 0 | 0 | 0.04
TD | Solar | 28 | CLT03 | 25.35 | 0 | 0.57 | 18.13
TD | Solar | 28 | CLYM | 0.46 | 0 | 0.01 | 0.33
TD | Solar | 28 | COAT | 0.46 | 0 | 0.01 | 0.33
TD | Solar | 28 | CONQA1 | 143.79 | 0 | 3.25 | 102.84
TD | Solar | 28 | COUA_P | 0.31 | 0 | 0.01 | 0.22
TD | Solar | 28 | COVE_1 | 22.53 | 0 | 0.51 | 16.11
TD | Solar | 28 | COWL_1 | 428.11 | 0 | 9.68 | 306.18
TD | Solar | 28 | COYL | 0.46 | 0 | 0.01 | 0.33
TD | Solar | 28 | CREB_1 | 38.03 | 0 | 0.86 | 27.2
TD | Solar | 28 | CUMB | 3.99 | 0 | 0.09 | 2.85
TD | Solar | 28 | CUPA | 10.08 | 0 | 0.23 | 7.21
TD | Solar | 28 | DALM3 | 0.46 | 0 | 0.01 | 0.33
TD | Solar | 28 | DEVM | 0.46 | 0 | 0.01 | 0.33
TD | Solar | 28 | DEVO | 11.6 | 0 | 0.26 | 8.3
TD | Solar | 28 | DOUN_P | 0.62 | 0 | 0.01 | 0.44
TD | Solar | 28 | DRAK_1 | 113 | 0 | 2.55 | 80.82
TD | Solar | 28 | DRAX_1 | 14.2 | 0 | 0.32 | 10.16
TD | Solar | 28 | DRCR | 3.99 | 0 | 0.09 | 2.85
TD | Solar | 28 | DUDH_P | 0.15 | 0 | 0 | 0.11
TD | Solar | 28 | DUGR_P | 0.13 | 0 | 0 | 0.09
TD | Solar | 28 | DUNB | 0.46 | 0 | 0.01 | 0.33
TD | Solar | 28 | DUNF | 3.99 | 0 | 0.09 | 2.85
TD | Solar | 28 | DUNO_P | 3.99 | 0 | 0.09 | 2.85
TD | Solar | 28 | DYCE_P | 0.85 | 0 | 0.02 | 0.61
TD | Solar | 28 | EALI_6 | 2.58 | 0 | 0.06 | 1.85
TD | Solar | 28 | EASO_1 | 319.9 | 0 | 7.23 | 228.79
TD | Solar | 28 | EAST | 0.46 | 0 | 0.01 | 0.33
TD | Solar | 28 | ECCL | 0.46 | 0 | 0.01 | 0.33
TD | Solar | 28 | ECLA_1 | 199.15 | 0 | 4.5 | 142.43
TD | Solar | 28 | EKIL | 0.46 | 0 | 0.01 | 0.33
TD | Solar | 28 | EKIS | 0.46 | 0 | 0.01 | 0.33
TD | Solar | 28 | ELGI_P | 1.49 | 0 | 0.03 | 1.07
TD | Solar | 28 | ELLA_1 | 3.55 | 0 | 0.08 | 2.54
TD | Solar | 28 | ELST_1 | 3.16 | 0 | 0.07 | 2.26
TD | Solar | 28 | ENDE_1 | 86.38 | 0 | 1.95 | 61.78
TD | Solar | 28 | EXET1 | 185.47 | 0 | 4.19 | 132.65
TD | Solar | 28 | FASN_P | 0.12 | 0 | 0 | 0.09
TD | Solar | 28 | FAUG_P | 0.35 | 0 | 0.01 | 0.25
TD | Solar | 28 | FAWL_1 | 168.35 | 0 | 3.8 | 120.4
TD | Solar | 28 | FECK_6 | 177.95 | 0 | 4.02 | 127.27
TD | Solar | 28 | FERRA2 | 23.64 | 0 | 0.53 | 16.91
TD | Solar | 28 | FERRB1 | 20.58 | 0 | 0.47 | 14.72
TD | Solar | 28 | FIDD_P | 1.63 | 0 | 0.04 | 1.17
TD | Solar | 28 | FLEE_1 | 79.03 | 0 | 1.79 | 56.52
TD | Solar | 28 | FOUR_1 | 21.3 | 0 | 0.48 | 15.23
TD | Solar | 28 | FRAS_P | 0.08 | 0 | 0 | 0.06
TD | Solar | 28 | FROD_1 | 9.03 | 0 | 0.2 | 6.46
TD | Solar | 28 | FWIL_P | 1.4 | 0 | 0.03 | 1
TD | Solar | 28 | GALA | 0.46 | 0 | 0.01 | 0.33
TD | Solar | 28 | GIFF | 0.46 | 0 | 0.01 | 0.33
TD | Solar | 28 | GLLE | 0.46 | 0 | 0.01 | 0.33
TD | Solar | 28 | GLLU | 0.46 | 0 | 0.01 | 0.33
TD | Solar | 28 | GLNI | 3.99 | 0 | 0.09 | 2.85
TD | Solar | 28 | GLRO | 3.99 | 0 | 0.09 | 2.85
TD | Solar | 28 | GREE_H | 2.58 | 0 | 0.06 | 1.85
TD | Solar | 28 | GREN_1 | 462.08 | 0 | 10.44 | 330.48
TD | Solar | 28 | GRIW_1 | 77.55 | 0 | 1.75 | 55.46
TD | Solar | 28 | GRUB_P | 0.97 | 0 | 0.02 | 0.69
TD | Solar | 28 | G_EXTRA_11 | 0.46 | 0 | 0.01 | 0.33
TD | Solar | 28 | G_EXTRA_2 | 0.46 | 0 | 0.01 | 0.33
TD | Solar | 28 | G_EXTRA_5 | 0.46 | 0 | 0.01 | 0.33
TD | Solar | 28 | G_EXTRA_7 | 3.99 | 0 | 0.09 | 2.85
TD | Solar | 28 | G_EXTRA_9 | 0.46 | 0 | 0.01 | 0.33
TD | Solar | 28 | HACK_1 | 3.55 | 0 | 0.08 | 2.54
TD | Solar | 28 | HACK_6 | 3.55 | 0 | 0.08 | 2.54
TD | Solar | 28 | HAMHC1 | 48.57 | 0 | 1.1 | 34.74
TD | Solar | 28 | HARK_1 | 82.86 | 0 | 1.87 | 59.26
TD | Solar | 28 | HARM_6 | 5.32 | 0 | 0.12 | 3.8
TD | Solar | 28 | HAWI | 0.46 | 0 | 0.01 | 0.33
TD | Solar | 28 | HAWP_6 | 11.7 | 0 | 0.26 | 8.37
TD | Solar | 28 | HEYS1 | 21.3 | 0 | 0.48 | 15.23
TD | Solar | 28 | HEYS_1 | 49.4 | 0 | 1.12 | 35.33
TD | Solar | 28 | HUER | 0.46 | 0 | 0.01 | 0.33
TD | Solar | 28 | HURS_1 | 4.06 | 0 | 0.09 | 2.9
TD | Solar | 28 | HUTT_1 | 69.23 | 0 | 1.56 | 49.51
TD | Solar | 28 | IMPK_1 | 97.75 | 0 | 2.21 | 69.91
TD | Solar | 28 | INDQ1 | 468.96 | 0 | 10.6 | 335.4
TD | Solar | 28 | INKE | 3.99 | 0 | 0.09 | 2.85
TD | Solar | 28 | INNE_P | 0.25 | 0 | 0.01 | 0.18
TD | Solar | 28 | IROA1 | 217.87 | 0 | 4.92 | 155.82
TD | Solar | 28 | IRONB1 | 84.88 | 0 | 1.92 | 60.71
TD | Solar | 28 | IVER_1 | 3.16 | 0 | 0.07 | 2.26
TD | Solar | 28 | IVER_6 | 3.16 | 0 | 0.07 | 2.26
TD | Solar | 28 | JOHN | 0.46 | 0 | 0.01 | 0.33
TD | Solar | 28 | JORD_3 | 5.68 | 0 | 0.13 | 4.06
TD | Solar | 28 | KAIM | 0.46 | 0 | 0.01 | 0.33
TD | Solar | 28 | KEAD_1 | 75.39 | 0 | 1.7 | 53.92
TD | Solar | 28 | KEAR_1 | 3.55 | 0 | 0.08 | 2.54
TD | Solar | 28 | KEAR_3 | 16.68 | 0 | 0.38 | 11.93
TD | Solar | 28 | KEIT_P | 2.06 | 0 | 0.05 | 1.47
TD | Solar | 28 | KEMS_1 | 152.44 | 0 | 3.45 | 109.03
TD | Solar | 28 | KEOO | 0.46 | 0 | 0.01 | 0.33
TD | Solar | 28 | KIBY_1 | 1.93 | 0 | 0.04 | 1.38
TD | Solar | 28 | KIER | 3.99 | 0 | 0.09 | 2.85
TD | Solar | 28 | KIIN_P | 0.56 | 0 | 0.01 | 0.4
TD | Solar | 28 | KILS | 0.46 | 0 | 0.01 | 0.33
TD | Solar | 28 | KILT | 0.46 | 0 | 0.01 | 0.33
TD | Solar | 28 | KILW | 8.06 | 0 | 0.18 | 5.76
TD | Solar | 28 | KINO_1 | 59.31 | 0 | 1.34 | 42.42
TD | Solar | 28 | KINT_P | 3.59 | 0 | 0.08 | 2.57
TD | Solar | 28 | KIRKB1 | 3.55 | 0 | 0.08 | 2.54
TD | Solar | 28 | KITW_1 | 9.66 | 0 | 0.22 | 6.91
TD | Solar | 28 | KNAR | 26.19 | 0 | 0.59 | 18.73
TD | Solar | 28 | LACK_6 | 27.68 | 0 | 0.63 | 19.8
TD | Solar | 28 | LAIR_P | 0.55 | 0 | 0.01 | 0.39
TD | Solar | 28 | LALE1SG003 | 9.33 | 0 | 0.21 | 6.67
TD | Solar | 28 | LAND1 | 345.51 | 0 | 7.81 | 247.11
TD | Solar | 28 | LEGA_1 | 104.97 | 0 | 2.37 | 75.07
TD | Solar | 28 | LEVE | 3.99 | 0 | 0.09 | 2.85
TD | Solar | 28 | LING | 0.46 | 0 | 0.01 | 0.33
TD | Solar | 28 | LINM | 0.46 | 0 | 0.01 | 0.33
TD | Solar | 28 | LISD_1 | 3.18 | 0 | 0.07 | 2.27
TD | Solar | 28 | LITT_C | 4.06 | 0 | 0.09 | 2.9
TD | Solar | 28 | LITT_J | 4.06 | 0 | 0.09 | 2.9
TD | Solar | 28 | LODR_6 | 2.58 | 0 | 0.06 | 1.85
TD | Solar | 28 | LOUD_H | 3.16 | 0 | 0.07 | 2.26
TD | Solar | 28 | LOVE_1 | 264.31 | 0 | 5.97 | 189.03
TD | Solar | 28 | LUNA_P | 0.05 | 0 | 0 | 0.04
TD | Solar | 28 | MACC_3 | 26.94 | 0 | 0.61 | 19.27
TD | Solar | 28 | MACD_P | 4.46 | 0 | 0.1 | 3.19
TD | Solar | 28 | MAGA_6 | 46.49 | 0 | 1.05 | 33.25
TD | Solar | 28 | MANN_1 | 451.16 | 0 | 10.2 | 322.67
TD | Solar | 28 | MAYB | 0.46 | 0 | 0.01 | 0.33
TD | Solar | 28 | MELK_1 | 437.93 | 0 | 9.9 | 313.21
TD | Solar | 28 | MILC_P | 0.65 | 0 | 0.01 | 0.46
TD | Solar | 28 | MILH_1 | 15.89 | 0 | 0.36 | 11.36
TD | Solar | 28 | MITY_1 | 714.35 | 0 | 16.14 | 510.9
TD | Solar | 28 | MYBS_P | 1.33 | 0 | 0.03 | 0.95
TD | Solar | 28 | NEAR | 0.46 | 0 | 0.01 | 0.33
TD | Solar | 28 | NECE_1 | 16.23 | 0 | 0.37 | 11.61
TD | Solar | 28 | NEEP_3 | 5.68 | 0 | 0.13 | 4.06
TD | Solar | 28 | NETS | 0.46 | 0 | 0.01 | 0.33
TD | Solar | 28 | NEWX_6 | 9.47 | 0 | 0.21 | 6.77
TD | Solar | 28 | NFLE | 82.74 | 0 | 1.87 | 59.18
TD | Solar | 28 | NHYD_6 | 3.16 | 0 | 0.07 | 2.26
TD | Solar | 28 | NINF_1 | 99.12 | 0 | 2.24 | 70.89
TD | Solar | 28 | NORL_3 | 5.68 | 0 | 0.13 | 4.06
TD | Solar | 28 | NORM_1 | 547.58 | 0 | 12.38 | 391.63
TD | Solar | 28 | NORT_1 | 42.05 | 0 | 0.95 | 30.07
TD | Solar | 28 | NURS_1 | 293.75 | 0 | 6.64 | 210.09
TD | Solar | 28 | OCKH_1 | 8.11 | 0 | 0.18 | 5.8
TD | Solar | 28 | OFFE_3 | 5.32 | 0 | 0.12 | 3.8
TD | Solar | 28 | OLDB_1 | 8.11 | 0 | 0.18 | 5.8
TD | Solar | 28 | OSBA_1 | 19.88 | 0 | 0.45 | 14.22
TD | Solar | 28 | PADIB1 | 20.57 | 0 | 0.46 | 14.71
TD | Solar | 28 | PELH_1 | 194.43 | 0 | 4.39 | 139.06
TD | Solar | 28 | PEMB_1 | 369.43 | 0 | 8.35 | 264.22
TD | Solar | 28 | PENE_1 | 14.2 | 0 | 0.32 | 10.16
TD | Solar | 28 | PENN_1 | 6.37 | 0 | 0.14 | 4.56
TD | Solar | 28 | PENT_1 | 125.28 | 0 | 2.83 | 89.6
TD | Solar | 28 | PENW_1 | 67.48 | 0 | 1.53 | 48.26
TD | Solar | 28 | PERI_H | 2.58 | 0 | 0.06 | 1.85
TD | Solar | 28 | PERS_P | 0.63 | 0 | 0.01 | 0.45
TD | Solar | 28 | PITS_3 | 5.68 | 0 | 0.13 | 4.06
TD | Solar | 28 | POOB | 0.46 | 0 | 0.01 | 0.33
TD | Solar | 28 | POPP_3 | 19.85 | 0 | 0.45 | 14.2
TD | Solar | 28 | PORA_P | 1.53 | 0 | 0.03 | 1.09
TD | Solar | 28 | PORD | 3.99 | 0 | 0.09 | 2.85
TD | Solar | 28 | PYLE_1 | 57.34 | 0 | 1.3 | 41.01
TD | Solar | 28 | QUOI_P | 0.17 | 0 | 0 | 0.12
TD | Solar | 28 | RAIN_1 | 3.32 | 0 | 0.08 | 2.37
TD | Solar | 28 | RANN_P | 0.75 | 0 | 0.02 | 0.54
TD | Solar | 28 | RASS_1 | 127.61 | 0 | 2.88 | 91.27
TD | Solar | 28 | RATS_1 | 118.08 | 0 | 2.67 | 84.45
TD | Solar | 28 | RAYL_1 | 96.8 | 0 | 2.19 | 69.23
TD | Solar | 28 | REBR_3 | 3.55 | 0 | 0.08 | 2.54
TD | Solar | 28 | REDH | 16.62 | 0 | 0.38 | 11.89
TD | Solar | 28 | REDM_P | 0.56 | 0 | 0.01 | 0.4
TD | Solar | 28 | RICH1 | 112.7 | 0 | 2.55 | 80.6
TD | Solar | 28 | ROCH_1 | 6.61 | 0 | 0.15 | 4.73
TD | Solar | 28 | RUGEB1 | 60.77 | 0 | 1.37 | 43.46
TD | Solar | 28 | RYEH_1 | 28.4 | 0 | 0.64 | 20.31
TD | Solar | 28 | SALH_1 | 33.97 | 0 | 0.77 | 24.3
TD | Solar | 28 | SALT_1 | 26.68 | 0 | 0.6 | 19.08
TD | Solar | 28 | SBAR | 84.8 | 0 | 1.92 | 60.65
TD | Solar | 28 | SEAB1 | 194.76 | 0 | 4.4 | 139.29
TD | Solar | 28 | SELL_1 | 124.41 | 0 | 2.81 | 88.98
TD | Solar | 28 | SFEG_P | 0.91 | 0 | 0.02 | 0.65
TD | Solar | 28 | SFIL_P | 0.36 | 0 | 0.01 | 0.26
TD | Solar | 28 | SHEC_3 | 5.68 | 0 | 0.13 | 4.06
TD | Solar | 28 | SHRW_1 | 178.87 | 0 | 4.04 | 127.93
TD | Solar | 28 | SIGH | 0.46 | 0 | 0.01 | 0.33
TD | Solar | 28 | SJOW_1 | 2.58 | 0 | 0.06 | 1.85
TD | Solar | 28 | SKLGB1 | 9.92 | 0 | 0.22 | 7.09
TD | Solar | 28 | SLOY_P | 0.1 | 0 | 0 | 0.07
TD | Solar | 28 | SMAN_1 | 4.73 | 0 | 0.11 | 3.38
TD | Solar | 28 | SPEN_1 | 34.73 | 0 | 0.78 | 24.84
TD | Solar | 28 | SSHI_3 | 5.32 | 0 | 0.12 | 3.8
TD | Solar | 28 | STAH_1 | 26.26 | 0 | 0.59 | 18.78
TD | Solar | 28 | STAL_1 | 14.2 | 0 | 0.32 | 10.16
TD | Solar | 28 | STAY_1 | 303.03 | 0 | 6.85 | 216.73
TD | Solar | 28 | STEN_1 | 14.2 | 0 | 0.32 | 10.16
TD | Solar | 28 | STES_1 | 20.57 | 0 | 0.46 | 14.71
TD | Solar | 28 | STHA | 0.46 | 0 | 0.01 | 0.33
TD | Solar | 28 | STIR | 3.99 | 0 | 0.09 | 2.85
TD | Solar | 28 | STLE | 3.99 | 0 | 0.09 | 2.85
TD | Solar | 28 | STRI_P | 3.06 | 0 | 0.07 | 2.19
TD | Solar | 28 | SUND_1 | 114.22 | 0 | 2.58 | 81.69
TD | Solar | 28 | SWAN_1 | 223.03 | 0 | 5.04 | 159.51
TD | Solar | 28 | TARL_P | 6.03 | 0 | 0.14 | 4.31
TD | Solar | 28 | TAUN1 | 126.92 | 0 | 2.87 | 90.77
TD | Solar | 28 | TAYN_P | 1.16 | 0 | 0.03 | 0.83
TD | Solar | 28 | TELR | 0.46 | 0 | 0.01 | 0.33
TD | Solar | 28 | TEMP_3 | 5.68 | 0 | 0.13 | 4.06
TD | Solar | 28 | THOM_6 | 26.22 | 0 | 0.59 | 18.75
TD | Solar | 28 | THSO_P | 2.58 | 0 | 0.06 | 1.85
TD | Solar | 28 | THUR_6 | 5.68 | 0 | 0.13 | 4.06
TD | Solar | 28 | TILBB_1 | 73.66 | 0 | 1.66 | 52.68
TD | Solar | 28 | TONG | 0.46 | 0 | 0.01 | 0.33
TD | Solar | 28 | TOTT_1 | 3.55 | 0 | 0.08 | 2.54
TD | Solar | 28 | TRAW_1 | 33.49 | 0 | 0.76 | 23.95
TD | Solar | 28 | TUMB_P | 0.27 | 0 | 0.01 | 0.19
TD | Solar | 28 | TYNE_1 | 5.32 | 0 | 0.12 | 3.8
TD | Solar | 28 | TYNE_2 | 5.32 | 0 | 0.12 | 3.8
TD | Solar | 28 | UPPB_1 | 41.71 | 0 | 0.94 | 29.83
TD | Solar | 28 | UPPB_3 | 40.89 | 0 | 0.92 | 29.24
TD | Solar | 28 | USKM_1 | 51.1 | 0 | 1.15 | 36.55
TD | Solar | 28 | WALH_1 | 189.79 | 0 | 4.29 | 135.74
TD | Solar | 28 | WALP_1 | 83.33 | 0 | 1.88 | 59.6
TD | Solar | 28 | WALP_B | 286.62 | 0 | 6.48 | 204.99
TD | Solar | 28 | WARL_1 | 87.55 | 0 | 1.98 | 62.62
TD | Solar | 28 | WASF_1 | 6.37 | 0 | 0.14 | 4.56
TD | Solar | 28 | WATFS_1 | 3.16 | 0 | 0.07 | 2.26
TD | Solar | 28 | WBOL_6 | 11.34 | 0 | 0.26 | 8.11
TD | Solar | 28 | WBUR_1 | 187.57 | 0 | 4.24 | 134.15
TD | Solar | 28 | WFIE | 3.99 | 0 | 0.09 | 2.85
TD | Solar | 28 | WHAM_1 | 3.55 | 0 | 0.08 | 2.54
TD | Solar | 28 | WHGA_1 | 3.55 | 0 | 0.08 | 2.54
TD | Solar | 28 | WIBA_3 | 5.68 | 0 | 0.13 | 4.06
TD | Solar | 28 | WIEN_1 | 8.11 | 0 | 0.18 | 5.8
TD | Solar | 28 | WILL_1 | 77.19 | 0 | 1.74 | 55.21
TD | Solar | 28 | WIMBN1 | 9.47 | 0 | 0.21 | 6.77
TD | Solar | 28 | WIMBS1 | 9.47 | 0 | 0.21 | 6.77
TD | Solar | 28 | WISD_1 | 2.58 | 0 | 0.06 | 1.85
TD | Solar | 28 | WISD_6 | 2.58 | 0 | 0.06 | 1.85
TD | Solar | 28 | WISH | 0.46 | 0 | 0.01 | 0.33
TD | Solar | 28 | WMEL_1 | 5.68 | 0 | 0.13 | 4.06
TD | Solar | 28 | WTHU31 | 3.55 | 0 | 0.08 | 2.54
TD | Solar | 28 | WWEY_1 | 6.61 | 0 | 0.15 | 4.73
TD | Solar | 28 | WYLF_1 | 42.6 | 0 | 0.96 | 30.47
TD | Solar | 28 | WYMOM_1 | 57.38 | 0 | 1.3 | 41.04
TD | Solar | 29 | ABHA1 | 188.25 | 0 | 4.25 | 134.64
TD | Solar | 29 | ABNE_P | 12.52 | 0 | 0.28 | 8.95
TD | Solar | 29 | ABTH_1 | 81.01 | 0 | 1.83 | 57.94
TD | Solar | 29 | ACTL_2 | 3.02 | 0 | 0.07 | 2.16
TD | Solar | 29 | ACTL_C | 3.02 | 0 | 0.07 | 2.16
TD | Solar | 29 | ALNE_P | 0.89 | 0 | 0.02 | 0.64
TD | Solar | 29 | ALST_3 | 5.53 | 0 | 0.12 | 3.96
TD | Solar | 29 | ALVE1 | 306.42 | 0 | 6.93 | 219.15
TD | Solar | 29 | AMEM_1 | 47.36 | 0 | 1.07 | 33.87
TD | Solar | 29 | ARBR_P | 28.44 | 0 | 0.64 | 20.34
TD | Solar | 29 | ARDK_P | 0.3 | 0 | 0.01 | 0.21
TD | Solar | 29 | ARMO_P | 1.93 | 0 | 0.04 | 1.38
TD | Solar | 29 | AXMI1 | 231.19 | 0 | 5.22 | 165.35
TD | Solar | 29 | BAGA | 5.35 | 0 | 0.12 | 3.83
TD | Solar | 29 | BAIN | 5.35 | 0 | 0.12 | 3.83
TD | Solar | 29 | BARKC1 | 6.07 | 0 | 0.14 | 4.34
TD | Solar | 29 | BARKW3 | 4.15 | 0 | 0.09 | 2.97
TD | Solar | 29 | BEDDT1 | 4.74 | 0 | 0.11 | 3.39
TD | Solar | 29 | BEDD_1 | 4.74 | 0 | 0.11 | 3.39
TD | Solar | 29 | BERW | 0.62 | 0 | 0.01 | 0.44
TD | Solar | 29 | BESW_1 | 69.96 | 0 | 1.58 | 50.04
TD | Solar | 29 | BICF_1 | 415.83 | 0 | 9.4 | 297.4
TD | Solar | 29 | BIRK_1 | 5.53 | 0 | 0.12 | 3.96
TD | Solar | 29 | BISW_1 | 30.12 | 0 | 0.68 | 21.54
TD | Solar | 29 | BLYTB1 | 16.6 | 0 | 0.38 | 11.87
TD | Solar | 29 | BLYTH132 | 16.6 | 0 | 0.38 | 11.87
TD | Solar | 29 | BOAG_P | 0.22 | 0 | 0 | 0.16
TD | Solar | 29 | BOLN_1 | 93.44 | 0 | 2.11 | 66.83
TD | Solar | 29 | BONN | 5.35 | 0 | 0.12 | 3.83
TD | Solar | 29 | BOTW_1 | 139.2 | 0 | 3.15 | 99.56
TD | Solar | 29 | BRAC_P | 0.17 | 0 | 0 | 0.12
TD | Solar | 29 | BRAI_1 | 145.81 | 0 | 3.3 | 104.28
TD | Solar | 29 | BRAW_1 | 4.15 | 0 | 0.09 | 2.97
TD | Solar | 29 | BRED_1 | 6.8 | 0 | 0.15 | 4.86
TD | Solar | 29 | BRFO_1 | 186.34 | 0 | 4.21 | 133.27
TD | Solar | 29 | BRIM_1 | 33.2 | 0 | 0.75 | 23.74
TD | Solar | 29 | BRLE_1 | 103.05 | 0 | 2.33 | 73.7
TD | Solar | 29 | BROA_P | 0.07 | 0 | 0 | 0.05
TD | Solar | 29 | BROX | 0.62 | 0 | 0.01 | 0.44
TD | Solar | 29 | BRWA1 | 413.82 | 0 | 9.35 | 295.96
TD | Solar | 29 | BUMU_P | 0.06 | 0 | 0 | 0.04
TD | Solar | 29 | BURM_1 | 731.28 | 0 | 16.53 | 523.01
TD | Solar | 29 | BUSH_1 | 23.28 | 0 | 0.53 | 16.65
TD | Solar | 29 | BUST_1 | 18.97 | 0 | 0.43 | 13.57
TD | Solar | 29 | CAAD_P | 0.14 | 0 | 0 | 0.1
TD | Solar | 29 | CAFA | 0.62 | 0 | 0.01 | 0.44
TD | Solar | 29 | CAMB_01 | 35.72 | 0 | 0.81 | 25.55
TD | Solar | 29 | CANTN1 | 167.5 | 0 | 3.79 | 119.8
TD | Solar | 29 | CAPEA1 | 11.91 | 0 | 0.27 | 8.52
TD | Solar | 29 | CARE_1 | 22.1 | 0 | 0.5 | 15.81
TD | Solar | 29 | CARR_1 | 7.48 | 0 | 0.17 | 5.35
TD | Solar | 29 | CASS_P | 0.26 | 0 | 0.01 | 0.19
TD | Solar | 29 | CATY | 0.62 | 0 | 0.01 | 0.44
TD | Solar | 29 | CBNK_H | 3.02 | 0 | 0.07 | 2.16
TD | Solar | 29 | CELL_1 | 84.11 | 0 | 1.9 | 60.16
TD | Solar | 29 | CHAP | 0.62 | 0 | 0.01 | 0.44
TD | Solar | 29 | CHAS | 0.62 | 0 | 0.01 | 0.44
TD | Solar | 29 | CHIC_1 | 200.15 | 0 | 4.52 | 143.15
TD | Solar | 29 | CHSI_1 | 4.74 | 0 | 0.11 | 3.39
TD | Solar | 29 | CHTE_1 | 172.14 | 0 | 3.89 | 123.11
TD | Solar | 29 | CITR_1 | 3.02 | 0 | 0.07 | 2.16
TD | Solar | 29 | CLAC_P | 0.6 | 0 | 0.01 | 0.43
TD | Solar | 29 | CLAY_P | 0.06 | 0 | 0 | 0.04
TD | Solar | 29 | CLT03 | 29.64 | 0 | 0.67 | 21.2
TD | Solar | 29 | CLYM | 0.62 | 0 | 0.01 | 0.44
TD | Solar | 29 | COAT | 0.62 | 0 | 0.01 | 0.44
TD | Solar | 29 | CONQA1 | 146.19 | 0 | 3.3 | 104.56
TD | Solar | 29 | COUA_P | 0.37 | 0 | 0.01 | 0.26
TD | Solar | 29 | COVE_1 | 25.28 | 0 | 0.57 | 18.08
TD | Solar | 29 | COWL_1 | 447.32 | 0 | 10.11 | 319.92
TD | Solar | 29 | COYL | 0.62 | 0 | 0.01 | 0.44
TD | Solar | 29 | CREB_1 | 41.23 | 0 | 0.93 | 29.49
TD | Solar | 29 | CUMB | 5.35 | 0 | 0.12 | 3.83
TD | Solar | 29 | CUPA | 11.44 | 0 | 0.26 | 8.18
TD | Solar | 29 | DALM3 | 0.62 | 0 | 0.01 | 0.44
TD | Solar | 29 | DEVM | 0.62 | 0 | 0.01 | 0.44
TD | Solar | 29 | DEVO | 12.96 | 0 | 0.29 | 9.27
TD | Solar | 29 | DOUN_P | 0.73 | 0 | 0.02 | 0.52
TD | Solar | 29 | DRAK_1 | 114.38 | 0 | 2.58 | 81.8
TD | Solar | 29 | DRAX_1 | 16.6 | 0 | 0.38 | 11.87
TD | Solar | 29 | DRCR | 5.35 | 0 | 0.12 | 3.83
TD | Solar | 29 | DUDH_P | 0.17 | 0 | 0 | 0.12
TD | Solar | 29 | DUGR_P | 0.16 | 0 | 0 | 0.11
TD | Solar | 29 | DUNB | 0.62 | 0 | 0.01 | 0.44
TD | Solar | 29 | DUNF | 5.35 | 0 | 0.12 | 3.83
TD | Solar | 29 | DUNO_P | 5.35 | 0 | 0.12 | 3.83
TD | Solar | 29 | DYCE_P | 1 | 0 | 0.02 | 0.72
TD | Solar | 29 | EALI_6 | 3.02 | 0 | 0.07 | 2.16
TD | Solar | 29 | EASO_1 | 329.5 | 0 | 7.45 | 235.66
TD | Solar | 29 | EAST | 0.62 | 0 | 0.01 | 0.44
TD | Solar | 29 | ECCL | 0.62 | 0 | 0.01 | 0.44
TD | Solar | 29 | ECLA_1 | 208.76 | 0 | 4.72 | 149.31
TD | Solar | 29 | EKIL | 0.62 | 0 | 0.01 | 0.44
TD | Solar | 29 | EKIS | 0.62 | 0 | 0.01 | 0.44
TD | Solar | 29 | ELGI_P | 1.49 | 0 | 0.03 | 1.07
TD | Solar | 29 | ELLA_1 | 4.15 | 0 | 0.09 | 2.97
TD | Solar | 29 | ELST_1 | 3.69 | 0 | 0.08 | 2.64
TD | Solar | 29 | ENDE_1 | 91.18 | 0 | 2.06 | 65.21
TD | Solar | 29 | EXET1 | 198.73 | 0 | 4.49 | 142.13
TD | Solar | 29 | FASN_P | 0.14 | 0 | 0 | 0.1
TD | Solar | 29 | FAUG_P | 0.41 | 0 | 0.01 | 0.29
TD | Solar | 29 | FAWL_1 | 179.16 | 0 | 4.05 | 128.14
TD | Solar | 29 | FECK_6 | 180.69 | 0 | 4.08 | 129.23
TD | Solar | 29 | FERRA2 | 26.04 | 0 | 0.59 | 18.62
TD | Solar | 29 | FERRB1 | 22.98 | 0 | 0.52 | 16.44
TD | Solar | 29 | FIDD_P | 1.92 | 0 | 0.04 | 1.37
TD | Solar | 29 | FLEE_1 | 83.83 | 0 | 1.89 | 59.96
TD | Solar | 29 | FOUR_1 | 24.9 | 0 | 0.56 | 17.81
TD | Solar | 29 | FRAS_P | 0.09 | 0 | 0 | 0.06
TD | Solar | 29 | FROD_1 | 9.83 | 0 | 0.22 | 7.03
TD | Solar | 29 | FWIL_P | 1.64 | 0 | 0.04 | 1.17
TD | Solar | 29 | GALA | 0.62 | 0 | 0.01 | 0.44
TD | Solar | 29 | GIFF | 0.62 | 0 | 0.01 | 0.44
TD | Solar | 29 | GLLE | 0.62 | 0 | 0.01 | 0.44
TD | Solar | 29 | GLLU | 0.62 | 0 | 0.01 | 0.44
TD | Solar | 29 | GLNI | 5.35 | 0 | 0.12 | 3.83
TD | Solar | 29 | GLRO | 5.35 | 0 | 0.12 | 3.83
TD | Solar | 29 | GREE_H | 3.02 | 0 | 0.07 | 2.16
TD | Solar | 29 | GREN_1 | 491.94 | 0 | 11.12 | 351.84
TD | Solar | 29 | GRIW_1 | 84.75 | 0 | 1.92 | 60.61
TD | Solar | 29 | GRUB_P | 1.14 | 0 | 0.03 | 0.82
TD | Solar | 29 | G_EXTRA_11 | 0.62 | 0 | 0.01 | 0.44
TD | Solar | 29 | G_EXTRA_2 | 0.62 | 0 | 0.01 | 0.44
TD | Solar | 29 | G_EXTRA_5 | 0.62 | 0 | 0.01 | 0.44
TD | Solar | 29 | G_EXTRA_7 | 5.35 | 0 | 0.12 | 3.83
TD | Solar | 29 | G_EXTRA_9 | 0.62 | 0 | 0.01 | 0.44
TD | Solar | 29 | HACK_1 | 4.15 | 0 | 0.09 | 2.97
TD | Solar | 29 | HACK_6 | 4.15 | 0 | 0.09 | 2.97
TD | Solar | 29 | HAMHC1 | 51.31 | 0 | 1.16 | 36.7
TD | Solar | 29 | HARK_1 | 86.46 | 0 | 1.95 | 61.84
TD | Solar | 29 | HARM_6 | 6.23 | 0 | 0.14 | 4.46
TD | Solar | 29 | HAWI | 0.62 | 0 | 0.01 | 0.44
TD | Solar | 29 | HAWP_6 | 12.6 | 0 | 0.28 | 9.01
TD | Solar | 29 | HEYS1 | 24.9 | 0 | 0.56 | 17.81
TD | Solar | 29 | HEYS_1 | 53 | 0 | 1.2 | 37.91
TD | Solar | 29 | HUER | 0.62 | 0 | 0.01 | 0.44
TD | Solar | 29 | HURS_1 | 4.74 | 0 | 0.11 | 3.39
TD | Solar | 29 | HUTT_1 | 78.83 | 0 | 1.78 | 56.38
TD | Solar | 29 | IMPK_1 | 112.16 | 0 | 2.53 | 80.22
TD | Solar | 29 | INDQ1 | 482.22 | 0 | 10.9 | 344.88
TD | Solar | 29 | INKE | 5.35 | 0 | 0.12 | 3.83
TD | Solar | 29 | INNE_P | 0.29 | 0 | 0.01 | 0.21
TD | Solar | 29 | IROA1 | 234.69 | 0 | 5.3 | 167.85
TD | Solar | 29 | IRONB1 | 92.09 | 0 | 2.08 | 65.86
TD | Solar | 29 | IVER_1 | 3.69 | 0 | 0.08 | 2.64
TD | Solar | 29 | IVER_6 | 3.69 | 0 | 0.08 | 2.64
TD | Solar | 29 | JOHN | 0.62 | 0 | 0.01 | 0.44
TD | Solar | 29 | JORD_3 | 6.64 | 0 | 0.15 | 4.75
TD | Solar | 29 | KAIM | 0.62 | 0 | 0.01 | 0.44
TD | Solar | 29 | KEAD_1 | 78.6 | 0 | 1.78 | 56.21
TD | Solar | 29 | KEAR_1 | 4.15 | 0 | 0.09 | 2.97
TD | Solar | 29 | KEAR_3 | 17.28 | 0 | 0.39 | 12.36
TD | Solar | 29 | KEIT_P | 2.42 | 0 | 0.05 | 1.73
TD | Solar | 29 | KEMS_1 | 163.97 | 0 | 3.71 | 117.27
TD | Solar | 29 | KEOO | 0.62 | 0 | 0.01 | 0.44
TD | Solar | 29 | KIBY_1 | 1.93 | 0 | 0.04 | 1.38
TD | Solar | 29 | KIER | 5.35 | 0 | 0.12 | 3.83
TD | Solar | 29 | KIIN_P | 0.66 | 0 | 0.01 | 0.47
TD | Solar | 29 | KILS | 0.62 | 0 | 0.01 | 0.44
TD | Solar | 29 | KILT | 0.62 | 0 | 0.01 | 0.44
TD | Solar | 29 | KILW | 8.22 | 0 | 0.19 | 5.88
TD | Solar | 29 | KINO_1 | 65.08 | 0 | 1.47 | 46.55
TD | Solar | 29 | KINT_P | 3.85 | 0 | 0.09 | 2.75
TD | Solar | 29 | KIRKB1 | 4.15 | 0 | 0.09 | 2.97
TD | Solar | 29 | KITW_1 | 11.03 | 0 | 0.25 | 7.89
TD | Solar | 29 | KNAR | 27.39 | 0 | 0.62 | 19.59
TD | Solar | 29 | LACK_6 | 31.28 | 0 | 0.71 | 22.37
TD | Solar | 29 | LAIR_P | 0.64 | 0 | 0.01 | 0.46
TD | Solar | 29 | LALE1SG003 | 9.86 | 0 | 0.22 | 7.05
TD | Solar | 29 | LAND1 | 358.76 | 0 | 8.11 | 256.59
TD | Solar | 29 | LEGA_1 | 109.78 | 0 | 2.48 | 78.51
TD | Solar | 29 | LEVE | 5.35 | 0 | 0.12 | 3.83
TD | Solar | 29 | LING | 0.62 | 0 | 0.01 | 0.44
TD | Solar | 29 | LINM | 0.62 | 0 | 0.01 | 0.44
TD | Solar | 29 | LISD_1 | 3.18 | 0 | 0.07 | 2.27
TD | Solar | 29 | LITT_C | 4.74 | 0 | 0.11 | 3.39
TD | Solar | 29 | LITT_J | 4.74 | 0 | 0.11 | 3.39
TD | Solar | 29 | LODR_6 | 3.02 | 0 | 0.07 | 2.16
TD | Solar | 29 | LOUD_H | 3.69 | 0 | 0.08 | 2.64
TD | Solar | 29 | LOVE_1 | 275.12 | 0 | 6.22 | 196.77
TD | Solar | 29 | LUNA_P | 0.06 | 0 | 0 | 0.04
TD | Solar | 29 | MACC_3 | 29.35 | 0 | 0.66 | 20.99
TD | Solar | 29 | MACD_P | 4.75 | 0 | 0.11 | 3.4
TD | Solar | 29 | MAGA_6 | 48.89 | 0 | 1.1 | 34.97
TD | Solar | 29 | MANN_1 | 468.77 | 0 | 10.59 | 335.26
TD | Solar | 29 | MAYB | 0.62 | 0 | 0.01 | 0.44
TD | Solar | 29 | MELK_1 | 457.14 | 0 | 10.33 | 326.95
TD | Solar | 29 | MILC_P | 0.77 | 0 | 0.02 | 0.55
TD | Solar | 29 | MILH_1 | 16.42 | 0 | 0.37 | 11.74
TD | Solar | 29 | MITY_1 | 733.56 | 0 | 16.58 | 524.64
TD | Solar | 29 | MYBS_P | 1.56 | 0 | 0.04 | 1.12
TD | Solar | 29 | NEAR | 0.62 | 0 | 0.01 | 0.44
TD | Solar | 29 | NECE_1 | 18.97 | 0 | 0.43 | 13.57
TD | Solar | 29 | NEEP_3 | 6.64 | 0 | 0.15 | 4.75
TD | Solar | 29 | NETS | 0.62 | 0 | 0.01 | 0.44
TD | Solar | 29 | NEWX_6 | 11.07 | 0 | 0.25 | 7.92
TD | Solar | 29 | NFLE | 88.51 | 0 | 2 | 63.3
TD | Solar | 29 | NHYD_6 | 3.69 | 0 | 0.08 | 2.64
TD | Solar | 29 | NINF_1 | 101.52 | 0 | 2.29 | 72.61
TD | Solar | 29 | NORL_3 | 6.64 | 0 | 0.15 | 4.75
TD | Solar | 29 | NORM_1 | 581.21 | 0 | 13.14 | 415.68
TD | Solar | 29 | NORT_1 | 42.95 | 0 | 0.97 | 30.72
TD | Solar | 29 | NURS_1 | 304.56 | 0 | 6.88 | 217.82
TD | Solar | 29 | OCKH_1 | 9.49 | 0 | 0.21 | 6.79
TD | Solar | 29 | OFFE_3 | 6.23 | 0 | 0.14 | 4.46
TD | Solar | 29 | OLDB_1 | 9.49 | 0 | 0.21 | 6.79
TD | Solar | 29 | OSBA_1 | 23.24 | 0 | 0.53 | 16.62
TD | Solar | 29 | PADIB1 | 22.97 | 0 | 0.52 | 16.43
TD | Solar | 29 | PELH_1 | 199.24 | 0 | 4.5 | 142.5
TD | Solar | 29 | PEMB_1 | 383.84 | 0 | 8.67 | 274.52
TD | Solar | 29 | PENE_1 | 16.6 | 0 | 0.38 | 11.87
TD | Solar | 29 | PENN_1 | 6.37 | 0 | 0.14 | 4.56
TD | Solar | 29 | PENT_1 | 137.29 | 0 | 3.1 | 98.19
TD | Solar | 29 | PENW_1 | 69.88 | 0 | 1.58 | 49.98
TD | Solar | 29 | PERI_H | 3.02 | 0 | 0.07 | 2.16
TD | Solar | 29 | PERS_P | 0.73 | 0 | 0.02 | 0.52
TD | Solar | 29 | PITS_3 | 6.64 | 0 | 0.15 | 4.75
TD | Solar | 29 | POOB | 0.62 | 0 | 0.01 | 0.44
TD | Solar | 29 | POPP_3 | 21.05 | 0 | 0.48 | 15.05
TD | Solar | 29 | PORA_P | 1.8 | 0 | 0.04 | 1.29
TD | Solar | 29 | PORD | 5.35 | 0 | 0.12 | 3.83
TD | Solar | 29 | PYLE_1 | 59.74 | 0 | 1.35 | 42.73
TD | Solar | 29 | QUOI_P | 0.2 | 0 | 0 | 0.14
TD | Solar | 29 | RAIN_1 | 3.32 | 0 | 0.08 | 2.37
TD | Solar | 29 | RANN_P | 0.87 | 0 | 0.02 | 0.62
TD | Solar | 29 | RASS_1 | 142.02 | 0 | 3.21 | 101.57
TD | Solar | 29 | RATS_1 | 122.88 | 0 | 2.78 | 87.88
TD | Solar | 29 | RAYL_1 | 108.33 | 0 | 2.45 | 77.48
TD | Solar | 29 | REBR_3 | 4.15 | 0 | 0.09 | 2.97
TD | Solar | 29 | REDH | 17.99 | 0 | 0.41 | 12.87
TD | Solar | 29 | REDM_P | 0.66 | 0 | 0.01 | 0.47
TD | Solar | 29 | RICH1 | 118.47 | 0 | 2.68 | 84.73
TD | Solar | 29 | ROCH_1 | 7.21 | 0 | 0.16 | 5.16
TD | Solar | 29 | RUGEB1 | 67.97 | 0 | 1.54 | 48.61
TD | Solar | 29 | RYEH_1 | 33.2 | 0 | 0.75 | 23.74
TD | Solar | 29 | SALH_1 | 37.57 | 0 | 0.85 | 26.87
TD | Solar | 29 | SALT_1 | 29.88 | 0 | 0.68 | 21.37
TD | Solar | 29 | SBAR | 89.6 | 0 | 2.02 | 64.08
TD | Solar | 29 | SEAB1 | 209.17 | 0 | 4.73 | 149.6
TD | Solar | 29 | SELL_1 | 135.94 | 0 | 3.07 | 97.22
TD | Solar | 29 | SFEG_P | 1.06 | 0 | 0.02 | 0.76
TD | Solar | 29 | SFIL_P | 0.43 | 0 | 0.01 | 0.31
TD | Solar | 29 | SHEC_3 | 6.64 | 0 | 0.15 | 4.75
TD | Solar | 29 | SHRW_1 | 186.08 | 0 | 4.21 | 133.08
TD | Solar | 29 | SIGH | 0.62 | 0 | 0.01 | 0.44
TD | Solar | 29 | SJOW_1 | 3.02 | 0 | 0.07 | 2.16
TD | Solar | 29 | SKLGB1 | 10.52 | 0 | 0.24 | 7.52
TD | Solar | 29 | SLOY_P | 0.12 | 0 | 0 | 0.09
TD | Solar | 29 | SMAN_1 | 5.53 | 0 | 0.12 | 3.96
TD | Solar | 29 | SPEN_1 | 39.53 | 0 | 0.89 | 28.27
TD | Solar | 29 | SSHI_3 | 6.23 | 0 | 0.14 | 4.46
TD | Solar | 29 | STAH_1 | 28.66 | 0 | 0.65 | 20.5
TD | Solar | 29 | STAL_1 | 16.6 | 0 | 0.38 | 11.87
TD | Solar | 29 | STAY_1 | 327.04 | 0 | 7.39 | 233.9
TD | Solar | 29 | STEN_1 | 16.6 | 0 | 0.38 | 11.87
TD | Solar | 29 | STES_1 | 22.97 | 0 | 0.52 | 16.43
TD | Solar | 29 | STHA | 0.62 | 0 | 0.01 | 0.44
TD | Solar | 29 | STIR | 5.35 | 0 | 0.12 | 3.83
TD | Solar | 29 | STLE | 5.35 | 0 | 0.12 | 3.83
TD | Solar | 29 | STRI_P | 3.27 | 0 | 0.07 | 2.34
TD | Solar | 29 | SUND_1 | 123.82 | 0 | 2.8 | 88.56
TD | Solar | 29 | SWAN_1 | 237.44 | 0 | 5.37 | 169.82
TD | Solar | 29 | TARL_P | 6.07 | 0 | 0.14 | 4.34
TD | Solar | 29 | TAUN1 | 131.72 | 0 | 2.98 | 94.21
TD | Solar | 29 | TAYN_P | 1.36 | 0 | 0.03 | 0.97
TD | Solar | 29 | TELR | 0.62 | 0 | 0.01 | 0.44
TD | Solar | 29 | TEMP_3 | 6.64 | 0 | 0.15 | 4.75
TD | Solar | 29 | THOM_6 | 29.58 | 0 | 0.67 | 21.16
TD | Solar | 29 | THSO_P | 3.02 | 0 | 0.07 | 2.16
TD | Solar | 29 | THUR_6 | 6.64 | 0 | 0.15 | 4.75
TD | Solar | 29 | TILBB_1 | 85.19 | 0 | 1.93 | 60.93
TD | Solar | 29 | TONG | 0.62 | 0 | 0.01 | 0.44
TD | Solar | 29 | TOTT_1 | 4.15 | 0 | 0.09 | 2.97
TD | Solar | 29 | TRAW_1 | 35.89 | 0 | 0.81 | 25.67
TD | Solar | 29 | TUMB_P | 0.31 | 0 | 0.01 | 0.22
TD | Solar | 29 | TYNE_1 | 6.23 | 0 | 0.14 | 4.46
TD | Solar | 29 | TYNE_2 | 6.23 | 0 | 0.14 | 4.46
TD | Solar | 29 | UPPB_1 | 42.51 | 0 | 0.96 | 30.4
TD | Solar | 29 | UPPB_3 | 41.69 | 0 | 0.94 | 29.82
TD | Solar | 29 | USKM_1 | 51.9 | 0 | 1.17 | 37.12
TD | Solar | 29 | WALH_1 | 201.8 | 0 | 4.56 | 144.33
TD | Solar | 29 | WALP_1 | 92.94 | 0 | 2.1 | 66.47
TD | Solar | 29 | WALP_B | 296.22 | 0 | 6.69 | 211.86
TD | Solar | 29 | WARL_1 | 99.07 | 0 | 2.24 | 70.85
TD | Solar | 29 | WASF_1 | 6.37 | 0 | 0.14 | 4.56
TD | Solar | 29 | WATFS_1 | 3.69 | 0 | 0.08 | 2.64
TD | Solar | 29 | WBOL_6 | 12.24 | 0 | 0.28 | 8.75
TD | Solar | 29 | WBUR_1 | 197.18 | 0 | 4.46 | 141.02
TD | Solar | 29 | WFIE | 5.35 | 0 | 0.12 | 3.83
TD | Solar | 29 | WHAM_1 | 4.15 | 0 | 0.09 | 2.97
TD | Solar | 29 | WHGA_1 | 4.15 | 0 | 0.09 | 2.97
TD | Solar | 29 | WIBA_3 | 6.64 | 0 | 0.15 | 4.75
TD | Solar | 29 | WIEN_1 | 9.49 | 0 | 0.21 | 6.79
TD | Solar | 29 | WILL_1 | 79.93 | 0 | 1.81 | 57.17
TD | Solar | 29 | WIMBN1 | 11.07 | 0 | 0.25 | 7.92
TD | Solar | 29 | WIMBS1 | 11.07 | 0 | 0.25 | 7.92
TD | Solar | 29 | WISD_1 | 3.02 | 0 | 0.07 | 2.16
TD | Solar | 29 | WISD_6 | 3.02 | 0 | 0.07 | 2.16
TD | Solar | 29 | WISH | 0.62 | 0 | 0.01 | 0.44
TD | Solar | 29 | WMEL_1 | 6.64 | 0 | 0.15 | 4.75
TD | Solar | 29 | WTHU31 | 4.15 | 0 | 0.09 | 2.97
TD | Solar | 29 | WWEY_1 | 7.29 | 0 | 0.16 | 5.21
TD | Solar | 29 | WYLF_1 | 49.81 | 0 | 1.13 | 35.62
TD | Solar | 29 | WYMOM_1 | 62.18 | 0 | 1.41 | 44.47
TD | Solar | 30 | ABHA1 | 208.12 | 0 | 4.7 | 148.85
TD | Solar | 30 | ABNE_P | 13.07 | 0 | 0.3 | 9.35
TD | Solar | 30 | ABTH_1 | 82.21 | 0 | 1.86 | 58.8
TD | Solar | 30 | ACTL_2 | 3.67 | 0 | 0.08 | 2.62
TD | Solar | 30 | ACTL_C | 3.67 | 0 | 0.08 | 2.62
TD | Solar | 30 | ALNE_P | 1.45 | 0 | 0.03 | 1.04
TD | Solar | 30 | ALST_3 | 6.73 | 0 | 0.15 | 4.81
TD | Solar | 30 | ALVE1 | 326.3 | 0 | 7.37 | 233.37
TD | Solar | 30 | AMEM_1 | 48.16 | 0 | 1.09 | 34.44
TD | Solar | 30 | ARBR_P | 28.44 | 0 | 0.64 | 20.34
TD | Solar | 30 | ARDK_P | 0.49 | 0 | 0.01 | 0.35
TD | Solar | 30 | ARMO_P | 3.13 | 0 | 0.07 | 2.24
TD | Solar | 30 | AXMI1 | 257.6 | 0 | 5.82 | 184.24
TD | Solar | 30 | BAGA | 6.86 | 0 | 0.16 | 4.91
TD | Solar | 30 | BAIN | 6.86 | 0 | 0.16 | 4.91
TD | Solar | 30 | BARKC1 | 6.97 | 0 | 0.16 | 4.98
TD | Solar | 30 | BARKW3 | 5.05 | 0 | 0.11 | 3.61
TD | Solar | 30 | BEDDT1 | 5.77 | 0 | 0.13 | 4.13
TD | Solar | 30 | BEDD_1 | 5.77 | 0 | 0.13 | 4.13
TD | Solar | 30 | BERW | 0.8 | 0 | 0.02 | 0.57
TD | Solar | 30 | BESW_1 | 74.07 | 0 | 1.67 | 52.97
TD | Solar | 30 | BICF_1 | 466.23 | 0 | 10.54 | 333.45
TD | Solar | 30 | BIRK_1 | 6.73 | 0 | 0.15 | 4.81
TD | Solar | 30 | BISW_1 | 32.17 | 0 | 0.73 | 23.01
TD | Solar | 30 | BLYTB1 | 20.2 | 0 | 0.46 | 14.45
TD | Solar | 30 | BLYTH132 | 20.2 | 0 | 0.46 | 14.45
TD | Solar | 30 | BOAG_P | 0.36 | 0 | 0.01 | 0.26
TD | Solar | 30 | BOLN_1 | 97.04 | 0 | 2.19 | 69.4
TD | Solar | 30 | BONN | 6.86 | 0 | 0.16 | 4.91
TD | Solar | 30 | BOTW_1 | 155.4 | 0 | 3.51 | 111.14
TD | Solar | 30 | BRAC_P | 0.28 | 0 | 0.01 | 0.2
TD | Solar | 30 | BRAI_1 | 153.01 | 0 | 3.46 | 109.43
TD | Solar | 30 | BRAW_1 | 5.05 | 0 | 0.11 | 3.61
TD | Solar | 30 | BRED_1 | 8 | 0 | 0.18 | 5.72
TD | Solar | 30 | BRFO_1 | 192.77 | 0 | 4.36 | 137.87
TD | Solar | 30 | BRIM_1 | 40.4 | 0 | 0.91 | 28.89
TD | Solar | 30 | BRLE_1 | 110.25 | 0 | 2.49 | 78.85
TD | Solar | 30 | BROA_P | 0.11 | 0 | 0 | 0.08
TD | Solar | 30 | BROX | 0.8 | 0 | 0.02 | 0.57
TD | Solar | 30 | BRWA1 | 442.62 | 0 | 10 | 316.56
TD | Solar | 30 | BUMU_P | 0.09 | 0 | 0 | 0.06
TD | Solar | 30 | BURM_1 | 810.49 | 0 | 18.32 | 579.66
TD | Solar | 30 | BUSH_1 | 25.33 | 0 | 0.57 | 18.12
TD | Solar | 30 | BUST_1 | 23.09 | 0 | 0.52 | 16.51
TD | Solar | 30 | CAAD_P | 0.22 | 0 | 0 | 0.16
TD | Solar | 30 | CAFA | 0.8 | 0 | 0.02 | 0.57
TD | Solar | 30 | CAMB_01 | 39.32 | 0 | 0.89 | 28.12
TD | Solar | 30 | CANTN1 | 176.14 | 0 | 3.98 | 125.98
TD | Solar | 30 | CAPEA1 | 13.11 | 0 | 0.3 | 9.38
TD | Solar | 30 | CARE_1 | 23.3 | 0 | 0.53 | 16.66
TD | Solar | 30 | CARR_1 | 8.68 | 0 | 0.2 | 6.21
TD | Solar | 30 | CASS_P | 0.42 | 0 | 0.01 | 0.3
TD | Solar | 30 | CATY | 0.8 | 0 | 0.02 | 0.57
TD | Solar | 30 | CBNK_H | 3.67 | 0 | 0.08 | 2.62
TD | Solar | 30 | CELL_1 | 94.91 | 0 | 2.14 | 67.88
TD | Solar | 30 | CHAP | 0.8 | 0 | 0.02 | 0.57
TD | Solar | 30 | CHAS | 0.8 | 0 | 0.02 | 0.57
TD | Solar | 30 | CHIC_1 | 226.56 | 0 | 5.12 | 162.04
TD | Solar | 30 | CHSI_1 | 5.77 | 0 | 0.13 | 4.13
TD | Solar | 30 | CHTE_1 | 173.58 | 0 | 3.92 | 124.14
TD | Solar | 30 | CITR_1 | 3.67 | 0 | 0.08 | 2.62
TD | Solar | 30 | CLAC_P | 0.97 | 0 | 0.02 | 0.69
TD | Solar | 30 | CLAY_P | 0.09 | 0 | 0 | 0.06
TD | Solar | 30 | CLT03 | 36.06 | 0 | 0.81 | 25.79
TD | Solar | 30 | CLYM | 0.8 | 0 | 0.02 | 0.57
TD | Solar | 30 | COAT | 0.8 | 0 | 0.02 | 0.57
TD | Solar | 30 | CONQA1 | 149.79 | 0 | 3.39 | 107.13
TD | Solar | 30 | COUA_P | 0.6 | 0 | 0.01 | 0.43
TD | Solar | 30 | COVE_1 | 29.39 | 0 | 0.66 | 21.02
TD | Solar | 30 | COWL_1 | 476.13 | 0 | 10.76 | 340.53
TD | Solar | 30 | COYL | 0.8 | 0 | 0.02 | 0.57
TD | Solar | 30 | CREB_1 | 46.03 | 0 | 1.04 | 32.92
TD | Solar | 30 | CUMB | 6.86 | 0 | 0.16 | 4.91
TD | Solar | 30 | CUPA | 12.95 | 0 | 0.29 | 9.26
TD | Solar | 30 | DALM3 | 0.8 | 0 | 0.02 | 0.57
TD | Solar | 30 | DEVM | 0.8 | 0 | 0.02 | 0.57
TD | Solar | 30 | DEVO | 14.47 | 0 | 0.33 | 10.35
TD | Solar | 30 | DOUN_P | 1.18 | 0 | 0.03 | 0.84
TD | Solar | 30 | DRAK_1 | 116.43 | 0 | 2.63 | 83.27
TD | Solar | 30 | DRAX_1 | 20.2 | 0 | 0.46 | 14.45
TD | Solar | 30 | DRCR | 6.86 | 0 | 0.16 | 4.91
TD | Solar | 30 | DUDH_P | 0.28 | 0 | 0.01 | 0.2
TD | Solar | 30 | DUGR_P | 0.25 | 0 | 0.01 | 0.18
TD | Solar | 30 | DUNB | 0.8 | 0 | 0.02 | 0.57
TD | Solar | 30 | DUNF | 6.86 | 0 | 0.16 | 4.91
TD | Solar | 30 | DUNO_P | 6.86 | 0 | 0.16 | 4.91
TD | Solar | 30 | DYCE_P | 1.63 | 0 | 0.04 | 1.17
TD | Solar | 30 | EALI_6 | 3.67 | 0 | 0.08 | 2.62
TD | Solar | 30 | EASO_1 | 343.91 | 0 | 7.77 | 245.96
TD | Solar | 30 | EAST | 0.8 | 0 | 0.02 | 0.57
TD | Solar | 30 | ECCL | 0.8 | 0 | 0.02 | 0.57
TD | Solar | 30 | ECLA_1 | 223.16 | 0 | 5.04 | 159.6
TD | Solar | 30 | EKIL | 0.8 | 0 | 0.02 | 0.57
TD | Solar | 30 | EKIS | 0.8 | 0 | 0.02 | 0.57
TD | Solar | 30 | ELGI_P | 1.49 | 0 | 0.03 | 1.07
TD | Solar | 30 | ELLA_1 | 5.05 | 0 | 0.11 | 3.61
TD | Solar | 30 | ELST_1 | 4.49 | 0 | 0.1 | 3.21
TD | Solar | 30 | ENDE_1 | 98.39 | 0 | 2.22 | 70.37
TD | Solar | 30 | EXET1 | 218.6 | 0 | 4.94 | 156.34
TD | Solar | 30 | FASN_P | 0.23 | 0 | 0.01 | 0.16
TD | Solar | 30 | FAUG_P | 0.66 | 0 | 0.01 | 0.47
TD | Solar | 30 | FAWL_1 | 195.36 | 0 | 4.42 | 139.72
TD | Solar | 30 | FECK_6 | 184.81 | 0 | 4.18 | 132.18
TD | Solar | 30 | FERRA2 | 29.64 | 0 | 0.67 | 21.2
TD | Solar | 30 | FERRB1 | 26.58 | 0 | 0.6 | 19.01
TD | Solar | 30 | FIDD_P | 3.11 | 0 | 0.07 | 2.22
TD | Solar | 30 | FLEE_1 | 91.03 | 0 | 2.06 | 65.1
TD | Solar | 30 | FOUR_1 | 30.3 | 0 | 0.68 | 21.67
TD | Solar | 30 | FRAS_P | 0.15 | 0 | 0 | 0.11
TD | Solar | 30 | FROD_1 | 11.03 | 0 | 0.25 | 7.89
TD | Solar | 30 | FWIL_P | 2.67 | 0 | 0.06 | 1.91
TD | Solar | 30 | GALA | 0.8 | 0 | 0.02 | 0.57
TD | Solar | 30 | GIFF | 0.8 | 0 | 0.02 | 0.57
TD | Solar | 30 | GLLE | 0.8 | 0 | 0.02 | 0.57
TD | Solar | 30 | GLLU | 0.8 | 0 | 0.02 | 0.57
TD | Solar | 30 | GLNI | 6.86 | 0 | 0.16 | 4.91
TD | Solar | 30 | GLRO | 6.86 | 0 | 0.16 | 4.91
TD | Solar | 30 | GREE_H | 3.67 | 0 | 0.08 | 2.62
TD | Solar | 30 | GREN_1 | 536.69 | 0 | 12.13 | 383.84
TD | Solar | 30 | GRIW_1 | 95.55 | 0 | 2.16 | 68.34
TD | Solar | 30 | GRUB_P | 1.85 | 0 | 0.04 | 1.32
TD | Solar | 30 | G_EXTRA_11 | 0.8 | 0 | 0.02 | 0.57
TD | Solar | 30 | G_EXTRA_2 | 0.8 | 0 | 0.02 | 0.57
TD | Solar | 30 | G_EXTRA_5 | 0.8 | 0 | 0.02 | 0.57
TD | Solar | 30 | G_EXTRA_7 | 6.86 | 0 | 0.16 | 4.91
TD | Solar | 30 | G_EXTRA_9 | 0.8 | 0 | 0.02 | 0.57
TD | Solar | 30 | HACK_1 | 5.05 | 0 | 0.11 | 3.61
TD | Solar | 30 | HACK_6 | 5.05 | 0 | 0.11 | 3.61
TD | Solar | 30 | HAMHC1 | 55.43 | 0 | 1.25 | 39.64
TD | Solar | 30 | HARK_1 | 91.86 | 0 | 2.08 | 65.7
TD | Solar | 30 | HARM_6 | 7.58 | 0 | 0.17 | 5.42
TD | Solar | 30 | HAWI | 0.8 | 0 | 0.02 | 0.57
TD | Solar | 30 | HAWP_6 | 13.95 | 0 | 0.32 | 9.98
TD | Solar | 30 | HEYS1 | 30.3 | 0 | 0.68 | 21.67
TD | Solar | 30 | HEYS_1 | 58.4 | 0 | 1.32 | 41.77
TD | Solar | 30 | HUER | 0.8 | 0 | 0.02 | 0.57
TD | Solar | 30 | HURS_1 | 5.77 | 0 | 0.13 | 4.13
TD | Solar | 30 | HUTT_1 | 93.23 | 0 | 2.11 | 66.68
TD | Solar | 30 | IMPK_1 | 133.77 | 0 | 3.02 | 95.67
TD | Solar | 30 | INDQ1 | 502.09 | 0 | 11.35 | 359.09
TD | Solar | 30 | INKE | 6.86 | 0 | 0.16 | 4.91
TD | Solar | 30 | INNE_P | 0.47 | 0 | 0.01 | 0.34
TD | Solar | 30 | IROA1 | 259.89 | 0 | 5.87 | 185.87
TD | Solar | 30 | IRONB1 | 102.89 | 0 | 2.33 | 73.59
TD | Solar | 30 | IVER_1 | 4.49 | 0 | 0.1 | 3.21
TD | Solar | 30 | IVER_6 | 4.49 | 0 | 0.1 | 3.21
TD | Solar | 30 | JOHN | 0.8 | 0 | 0.02 | 0.57
TD | Solar | 30 | JORD_3 | 8.08 | 0 | 0.18 | 5.78
TD | Solar | 30 | KAIM | 0.8 | 0 | 0.02 | 0.57
TD | Solar | 30 | KEAD_1 | 83.4 | 0 | 1.88 | 59.65
TD | Solar | 30 | KEAR_1 | 5.05 | 0 | 0.11 | 3.61
TD | Solar | 30 | KEAR_3 | 18.18 | 0 | 0.41 | 13
TD | Solar | 30 | KEIT_P | 3.93 | 0 | 0.09 | 2.81
TD | Solar | 30 | KEMS_1 | 181.25 | 0 | 4.1 | 129.63
TD | Solar | 30 | KEOO | 0.8 | 0 | 0.02 | 0.57
TD | Solar | 30 | KIBY_1 | 1.93 | 0 | 0.04 | 1.38
TD | Solar | 30 | KIER | 6.86 | 0 | 0.16 | 4.91
TD | Solar | 30 | KIIN_P | 1.07 | 0 | 0.02 | 0.77
TD | Solar | 30 | KILS | 0.8 | 0 | 0.02 | 0.57
TD | Solar | 30 | KILT | 0.8 | 0 | 0.02 | 0.57
TD | Solar | 30 | KILW | 8.39 | 0 | 0.19 | 6
TD | Solar | 30 | KINO_1 | 73.72 | 0 | 1.67 | 52.72
TD | Solar | 30 | KINT_P | 4.93 | 0 | 0.11 | 3.53
TD | Solar | 30 | KIRKB1 | 5.05 | 0 | 0.11 | 3.61
TD | Solar | 30 | KITW_1 | 13.09 | 0 | 0.3 | 9.36
TD | Solar | 30 | KNAR | 29.19 | 0 | 0.66 | 20.88
TD | Solar | 30 | LACK_6 | 36.68 | 0 | 0.83 | 26.23
TD | Solar | 30 | LAIR_P | 1.05 | 0 | 0.02 | 0.75
TD | Solar | 30 | LALE1SG003 | 10.66 | 0 | 0.24 | 7.62
TD | Solar | 30 | LAND1 | 378.64 | 0 | 8.56 | 270.8
TD | Solar | 30 | LEGA_1 | 116.98 | 0 | 2.64 | 83.66
TD | Solar | 30 | LEVE | 6.86 | 0 | 0.16 | 4.91
TD | Solar | 30 | LING | 0.8 | 0 | 0.02 | 0.57
TD | Solar | 30 | LINM | 0.8 | 0 | 0.02 | 0.57
TD | Solar | 30 | LISD_1 | 3.18 | 0 | 0.07 | 2.27
TD | Solar | 30 | LITT_C | 5.77 | 0 | 0.13 | 4.13
TD | Solar | 30 | LITT_J | 5.77 | 0 | 0.13 | 4.13
TD | Solar | 30 | LODR_6 | 3.67 | 0 | 0.08 | 2.62
TD | Solar | 30 | LOUD_H | 4.49 | 0 | 0.1 | 3.21
TD | Solar | 30 | LOVE_1 | 291.32 | 0 | 6.58 | 208.35
TD | Solar | 30 | LUNA_P | 0.09 | 0 | 0 | 0.06
TD | Solar | 30 | MACC_3 | 32.95 | 0 | 0.74 | 23.57
TD | Solar | 30 | MACD_P | 5.95 | 0 | 0.13 | 4.26
TD | Solar | 30 | MAGA_6 | 52.49 | 0 | 1.19 | 37.54
TD | Solar | 30 | MANN_1 | 495.17 | 0 | 11.19 | 354.15
TD | Solar | 30 | MAYB | 0.8 | 0 | 0.02 | 0.57
TD | Solar | 30 | MELK_1 | 485.95 | 0 | 10.98 | 347.55
TD | Solar | 30 | MILC_P | 1.24 | 0 | 0.03 | 0.89
TD | Solar | 30 | MILH_1 | 17.22 | 0 | 0.39 | 12.32
TD | Solar | 30 | MITY_1 | 762.37 | 0 | 17.23 | 545.25
TD | Solar | 30 | MYBS_P | 2.54 | 0 | 0.06 | 1.82
TD | Solar | 30 | NEAR | 0.8 | 0 | 0.02 | 0.57
TD | Solar | 30 | NECE_1 | 23.09 | 0 | 0.52 | 16.51
TD | Solar | 30 | NEEP_3 | 8.08 | 0 | 0.18 | 5.78
TD | Solar | 30 | NETS | 0.8 | 0 | 0.02 | 0.57
TD | Solar | 30 | NEWX_6 | 13.47 | 0 | 0.3 | 9.63
TD | Solar | 30 | NFLE | 97.15 | 0 | 2.2 | 69.48
TD | Solar | 30 | NHYD_6 | 4.49 | 0 | 0.1 | 3.21
TD | Solar | 30 | NINF_1 | 105.12 | 0 | 2.38 | 75.18
TD | Solar | 30 | NORL_3 | 8.08 | 0 | 0.18 | 5.78
TD | Solar | 30 | NORM_1 | 631.61 | 0 | 14.27 | 451.73
TD | Solar | 30 | NORT_1 | 44.3 | 0 | 1 | 31.68
TD | Solar | 30 | NURS_1 | 320.76 | 0 | 7.25 | 229.41
TD | Solar | 30 | OCKH_1 | 11.54 | 0 | 0.26 | 8.25
TD | Solar | 30 | OFFE_3 | 7.58 | 0 | 0.17 | 5.42
TD | Solar | 30 | OLDB_1 | 11.54 | 0 | 0.26 | 8.25
TD | Solar | 30 | OSBA_1 | 28.28 | 0 | 0.64 | 20.23
TD | Solar | 30 | PADIB1 | 26.57 | 0 | 0.6 | 19
TD | Solar | 30 | PELH_1 | 206.44 | 0 | 4.67 | 147.65
TD | Solar | 30 | PEMB_1 | 405.44 | 0 | 9.16 | 289.97
TD | Solar | 30 | PENE_1 | 20.2 | 0 | 0.46 | 14.45
TD | Solar | 30 | PENN_1 | 6.37 | 0 | 0.14 | 4.56
TD | Solar | 30 | PENT_1 | 155.29 | 0 | 3.51 | 111.06
TD | Solar | 30 | PENW_1 | 73.48 | 0 | 1.66 | 52.55
TD | Solar | 30 | PERI_H | 3.67 | 0 | 0.08 | 2.62
TD | Solar | 30 | PERS_P | 1.19 | 0 | 0.03 | 0.85
TD | Solar | 30 | PITS_3 | 8.08 | 0 | 0.18 | 5.78
TD | Solar | 30 | POOB | 0.8 | 0 | 0.02 | 0.57
TD | Solar | 30 | POPP_3 | 22.85 | 0 | 0.52 | 16.34
TD | Solar | 30 | PORA_P | 2.92 | 0 | 0.07 | 2.09
TD | Solar | 30 | PORD | 6.86 | 0 | 0.16 | 4.91
TD | Solar | 30 | PYLE_1 | 63.34 | 0 | 1.43 | 45.3
TD | Solar | 30 | QUOI_P | 0.32 | 0 | 0.01 | 0.23
TD | Solar | 30 | RAIN_1 | 3.32 | 0 | 0.08 | 2.37
TD | Solar | 30 | RANN_P | 1.42 | 0 | 0.03 | 1.02
TD | Solar | 30 | RASS_1 | 163.62 | 0 | 3.7 | 117.02
TD | Solar | 30 | RATS_1 | 130.08 | 0 | 2.94 | 93.03
TD | Solar | 30 | RAYL_1 | 125.61 | 0 | 2.84 | 89.84
TD | Solar | 30 | REBR_3 | 5.05 | 0 | 0.11 | 3.61
TD | Solar | 30 | REDH | 19.49 | 0 | 0.44 | 13.94
TD | Solar | 30 | REDM_P | 1.07 | 0 | 0.02 | 0.77
TD | Solar | 30 | RICH1 | 127.11 | 0 | 2.87 | 90.91
TD | Solar | 30 | ROCH_1 | 8.11 | 0 | 0.18 | 5.8
TD | Solar | 30 | RUGEB1 | 78.77 | 0 | 1.78 | 56.34
TD | Solar | 30 | RYEH_1 | 40.4 | 0 | 0.91 | 28.89
TD | Solar | 30 | SALH_1 | 42.97 | 0 | 0.97 | 30.73
TD | Solar | 30 | SALT_1 | 34.68 | 0 | 0.78 | 24.8
TD | Solar | 30 | SBAR | 96.8 | 0 | 2.19 | 69.23
TD | Solar | 30 | SEAB1 | 230.78 | 0 | 5.22 | 165.05
TD | Solar | 30 | SELL_1 | 153.22 | 0 | 3.46 | 109.58
TD | Solar | 30 | SFEG_P | 1.73 | 0 | 0.04 | 1.24
TD | Solar | 30 | SFIL_P | 0.69 | 0 | 0.02 | 0.49
TD | Solar | 30 | SHEC_3 | 8.08 | 0 | 0.18 | 5.78
TD | Solar | 30 | SHRW_1 | 196.88 | 0 | 4.45 | 140.81
TD | Solar | 30 | SIGH | 0.8 | 0 | 0.02 | 0.57
TD | Solar | 30 | SJOW_1 | 3.67 | 0 | 0.08 | 2.62
TD | Solar | 30 | SKLGB1 | 11.42 | 0 | 0.26 | 8.17
TD | Solar | 30 | SLOY_P | 0.19 | 0 | 0 | 0.14
TD | Solar | 30 | SMAN_1 | 6.73 | 0 | 0.15 | 4.81
TD | Solar | 30 | SPEN_1 | 46.73 | 0 | 1.06 | 33.42
TD | Solar | 30 | SSHI_3 | 7.58 | 0 | 0.17 | 5.42
TD | Solar | 30 | STAH_1 | 32.26 | 0 | 0.73 | 23.07
TD | Solar | 30 | STAL_1 | 20.2 | 0 | 0.46 | 14.45
TD | Solar | 30 | STAY_1 | 363.05 | 0 | 8.2 | 259.65
TD | Solar | 30 | STEN_1 | 20.2 | 0 | 0.46 | 14.45
TD | Solar | 30 | STES_1 | 26.57 | 0 | 0.6 | 19
TD | Solar | 30 | STHA | 0.8 | 0 | 0.02 | 0.57
TD | Solar | 30 | STIR | 6.86 | 0 | 0.16 | 4.91
TD | Solar | 30 | STLE | 6.86 | 0 | 0.16 | 4.91
TD | Solar | 30 | STRI_P | 4.13 | 0 | 0.09 | 2.95
TD | Solar | 30 | SUND_1 | 138.23 | 0 | 3.12 | 98.86
TD | Solar | 30 | SWAN_1 | 259.04 | 0 | 5.85 | 185.27
TD | Solar | 30 | TARL_P | 6.22 | 0 | 0.14 | 4.45
TD | Solar | 30 | TAUN1 | 138.92 | 0 | 3.14 | 99.36
TD | Solar | 30 | TAYN_P | 2.2 | 0 | 0.05 | 1.57
TD | Solar | 30 | TELR | 0.8 | 0 | 0.02 | 0.57
TD | Solar | 30 | TEMP_3 | 8.08 | 0 | 0.18 | 5.78
TD | Solar | 30 | THOM_6 | 34.62 | 0 | 0.78 | 24.76
TD | Solar | 30 | THSO_P | 4.91 | 0 | 0.11 | 3.51
TD | Solar | 30 | THUR_6 | 8.08 | 0 | 0.18 | 5.78
TD | Solar | 30 | TILBB_1 | 102.47 | 0 | 2.32 | 73.29
TD | Solar | 30 | TONG | 0.8 | 0 | 0.02 | 0.57
TD | Solar | 30 | TOTT_1 | 5.05 | 0 | 0.11 | 3.61
TD | Solar | 30 | TRAW_1 | 39.49 | 0 | 0.89 | 28.24
TD | Solar | 30 | TUMB_P | 0.5 | 0 | 0.01 | 0.36
TD | Solar | 30 | TYNE_1 | 7.58 | 0 | 0.17 | 5.42
TD | Solar | 30 | TYNE_2 | 7.58 | 0 | 0.17 | 5.42
TD | Solar | 30 | UPPB_1 | 43.71 | 0 | 0.99 | 31.26
TD | Solar | 30 | UPPB_3 | 42.89 | 0 | 0.97 | 30.67
TD | Solar | 30 | USKM_1 | 53.1 | 0 | 1.2 | 37.98
TD | Solar | 30 | WALH_1 | 219.81 | 0 | 4.97 | 157.21
TD | Solar | 30 | WALP_1 | 107.34 | 0 | 2.43 | 76.77
TD | Solar | 30 | WALP_B | 310.63 | 0 | 7.02 | 222.16
TD | Solar | 30 | WARL_1 | 116.36 | 0 | 2.63 | 83.22
TD | Solar | 30 | WASF_1 | 6.37 | 0 | 0.14 | 4.56
TD | Solar | 30 | WATFS_1 | 4.49 | 0 | 0.1 | 3.21
TD | Solar | 30 | WBOL_6 | 13.59 | 0 | 0.31 | 9.72
TD | Solar | 30 | WBUR_1 | 211.58 | 0 | 4.78 | 151.32
TD | Solar | 30 | WFIE | 6.86 | 0 | 0.16 | 4.91
TD | Solar | 30 | WHAM_1 | 5.05 | 0 | 0.11 | 3.61
TD | Solar | 30 | WHGA_1 | 5.05 | 0 | 0.11 | 3.61
TD | Solar | 30 | WIBA_3 | 8.08 | 0 | 0.18 | 5.78
TD | Solar | 30 | WIEN_1 | 11.54 | 0 | 0.26 | 8.25
TD | Solar | 30 | WILL_1 | 84.05 | 0 | 1.9 | 60.11
TD | Solar | 30 | WIMBN1 | 13.47 | 0 | 0.3 | 9.63
TD | Solar | 30 | WIMBS1 | 13.47 | 0 | 0.3 | 9.63
TD | Solar | 30 | WISD_1 | 3.67 | 0 | 0.08 | 2.62
TD | Solar | 30 | WISD_6 | 3.67 | 0 | 0.08 | 2.62
TD | Solar | 30 | WISH | 0.8 | 0 | 0.02 | 0.57
TD | Solar | 30 | WMEL_1 | 8.08 | 0 | 0.18 | 5.78
TD | Solar | 30 | WTHU31 | 5.05 | 0 | 0.11 | 3.61
TD | Solar | 30 | WWEY_1 | 8.32 | 0 | 0.19 | 5.95
TD | Solar | 30 | WYLF_1 | 60.61 | 0 | 1.37 | 43.35
TD | Solar | 30 | WYMOM_1 | 69.38 | 0 | 1.57 | 49.62
TD | Solar | 31 | ABHA1 | 234.68 | 0 | 5.3 | 167.84
TD | Solar | 31 | ABNE_P | 13.89 | 0 | 0.31 | 9.93
TD | Solar | 31 | ABTH_1 | 83.81 | 0 | 1.89 | 59.94
TD | Solar | 31 | ACTL_2 | 4.55 | 0 | 0.1 | 3.25
TD | Solar | 31 | ACTL_C | 4.55 | 0 | 0.1 | 3.25
TD | Solar | 31 | ALNE_P | 2.27 | 0 | 0.05 | 1.62
TD | Solar | 31 | ALST_3 | 8.34 | 0 | 0.19 | 5.96
TD | Solar | 31 | ALVE1 | 352.86 | 0 | 7.97 | 252.37
TD | Solar | 31 | AMEM_1 | 49.23 | 0 | 1.11 | 35.21
TD | Solar | 31 | ARBR_P | 28.44 | 0 | 0.64 | 20.34
TD | Solar | 31 | ARDK_P | 0.76 | 0 | 0.02 | 0.54
TD | Solar | 31 | ARMO_P | 4.9 | 0 | 0.11 | 3.5
TD | Solar | 31 | AXMI1 | 292.88 | 0 | 6.62 | 209.47
TD | Solar | 31 | BAGA | 8.57 | 0 | 0.19 | 6.13
TD | Solar | 31 | BAIN | 8.57 | 0 | 0.19 | 6.13
TD | Solar | 31 | BARKC1 | 8.17 | 0 | 0.18 | 5.84
TD | Solar | 31 | BARKW3 | 6.25 | 0 | 0.14 | 4.47
TD | Solar | 31 | BEDDT1 | 7.15 | 0 | 0.16 | 5.11
TD | Solar | 31 | BEDD_1 | 7.15 | 0 | 0.16 | 5.11
TD | Solar | 31 | BERW | 1 | 0 | 0.02 | 0.72
TD | Solar | 31 | BESW_1 | 79.57 | 0 | 1.8 | 56.91
TD | Solar | 31 | BICF_1 | 533.6 | 0 | 12.06 | 381.63
TD | Solar | 31 | BIRK_1 | 8.34 | 0 | 0.19 | 5.96
TD | Solar | 31 | BISW_1 | 34.92 | 0 | 0.79 | 24.97
TD | Solar | 31 | BLYTB1 | 25.01 | 0 | 0.57 | 17.89
TD | Solar | 31 | BLYTH132 | 25.01 | 0 | 0.57 | 17.89
TD | Solar | 31 | BOAG_P | 0.56 | 0 | 0.01 | 0.4
TD | Solar | 31 | BOLN_1 | 101.86 | 0 | 2.3 | 72.85
TD | Solar | 31 | BONN | 8.57 | 0 | 0.19 | 6.13
TD | Solar | 31 | BOTW_1 | 177.05 | 0 | 4 | 126.63
TD | Solar | 31 | BRAC_P | 0.44 | 0 | 0.01 | 0.31
TD | Solar | 31 | BRAI_1 | 162.63 | 0 | 3.68 | 116.31
TD | Solar | 31 | BRAW_1 | 6.25 | 0 | 0.14 | 4.47
TD | Solar | 31 | BRED_1 | 9.61 | 0 | 0.22 | 6.87
TD | Solar | 31 | BRFO_1 | 201.36 | 0 | 4.55 | 144.01
TD | Solar | 31 | BRIM_1 | 50.03 | 0 | 1.13 | 35.78
TD | Solar | 31 | BRLE_1 | 119.88 | 0 | 2.71 | 85.74
TD | Solar | 31 | BROA_P | 0.18 | 0 | 0 | 0.13
TD | Solar | 31 | BROX | 1 | 0 | 0.02 | 0.72
TD | Solar | 31 | BRWA1 | 481.11 | 0 | 10.87 | 344.09
TD | Solar | 31 | BUMU_P | 0.15 | 0 | 0 | 0.11
TD | Solar | 31 | BURM_1 | 916.34 | 0 | 20.71 | 655.37
TD | Solar | 31 | BUSH_1 | 28.08 | 0 | 0.63 | 20.08
TD | Solar | 31 | BUST_1 | 28.59 | 0 | 0.65 | 20.45
TD | Solar | 31 | CAAD_P | 0.35 | 0 | 0.01 | 0.25
TD | Solar | 31 | CAFA | 1 | 0 | 0.02 | 0.72
TD | Solar | 31 | CAMB_01 | 44.14 | 0 | 1 | 31.57
TD | Solar | 31 | CANTN1 | 187.69 | 0 | 4.24 | 134.24
TD | Solar | 31 | CAPEA1 | 14.71 | 0 | 0.33 | 10.52
TD | Solar | 31 | CARE_1 | 24.9 | 0 | 0.56 | 17.81
TD | Solar | 31 | CARR_1 | 10.28 | 0 | 0.23 | 7.35
TD | Solar | 31 | CASS_P | 0.66 | 0 | 0.01 | 0.47
TD | Solar | 31 | CATY | 1 | 0 | 0.02 | 0.72
TD | Solar | 31 | CBNK_H | 4.55 | 0 | 0.1 | 3.25
TD | Solar | 31 | CELL_1 | 109.35 | 0 | 2.47 | 78.21
TD | Solar | 31 | CHAP | 1 | 0 | 0.02 | 0.72
TD | Solar | 31 | CHAS | 1 | 0 | 0.02 | 0.72
TD | Solar | 31 | CHIC_1 | 261.84 | 0 | 5.92 | 187.27
TD | Solar | 31 | CHSI_1 | 7.15 | 0 | 0.16 | 5.11
TD | Solar | 31 | CHTE_1 | 175.5 | 0 | 3.97 | 125.52
TD | Solar | 31 | CITR_1 | 4.55 | 0 | 0.1 | 3.25
TD | Solar | 31 | CLAC_P | 1.51 | 0 | 0.03 | 1.08
TD | Solar | 31 | CLAY_P | 0.15 | 0 | 0 | 0.11
TD | Solar | 31 | CLT03 | 44.65 | 0 | 1.01 | 31.93
TD | Solar | 31 | CLYM | 1 | 0 | 0.02 | 0.72
TD | Solar | 31 | COAT | 1 | 0 | 0.02 | 0.72
TD | Solar | 31 | CONQA1 | 154.6 | 0 | 3.49 | 110.57
TD | Solar | 31 | COUA_P | 0.94 | 0 | 0.02 | 0.67
TD | Solar | 31 | COVE_1 | 34.89 | 0 | 0.79 | 24.95
TD | Solar | 31 | COWL_1 | 514.62 | 0 | 11.63 | 368.06
TD | Solar | 31 | COYL | 1 | 0 | 0.02 | 0.72
TD | Solar | 31 | CREB_1 | 52.45 | 0 | 1.19 | 37.51
TD | Solar | 31 | CUMB | 8.57 | 0 | 0.19 | 6.13
TD | Solar | 31 | CUPA | 14.65 | 0 | 0.33 | 10.48
TD | Solar | 31 | DALM3 | 1 | 0 | 0.02 | 0.72
TD | Solar | 31 | DEVM | 1 | 0 | 0.02 | 0.72
TD | Solar | 31 | DEVO | 16.17 | 0 | 0.37 | 11.56
TD | Solar | 31 | DOUN_P | 1.84 | 0 | 0.04 | 1.32
TD | Solar | 31 | DRAK_1 | 119.18 | 0 | 2.69 | 85.24
TD | Solar | 31 | DRAX_1 | 25.01 | 0 | 0.57 | 17.89
TD | Solar | 31 | DRCR | 8.57 | 0 | 0.19 | 6.13
TD | Solar | 31 | DUDH_P | 0.44 | 0 | 0.01 | 0.31
TD | Solar | 31 | DUGR_P | 0.39 | 0 | 0.01 | 0.28
TD | Solar | 31 | DUNB | 1 | 0 | 0.02 | 0.72
TD | Solar | 31 | DUNF | 8.57 | 0 | 0.19 | 6.13
TD | Solar | 31 | DUNO_P | 8.57 | 0 | 0.19 | 6.13
TD | Solar | 31 | DYCE_P | 2.54 | 0 | 0.06 | 1.82
TD | Solar | 31 | EALI_6 | 4.55 | 0 | 0.1 | 3.25
TD | Solar | 31 | EASO_1 | 363.15 | 0 | 8.21 | 259.72
TD | Solar | 31 | EAST | 1 | 0 | 0.02 | 0.72
TD | Solar | 31 | ECCL | 1 | 0 | 0.02 | 0.72
TD | Solar | 31 | ECLA_1 | 242.41 | 0 | 5.48 | 173.37
TD | Solar | 31 | EKIL | 1 | 0 | 0.02 | 0.72
TD | Solar | 31 | EKIS | 1 | 0 | 0.02 | 0.72
TD | Solar | 31 | ELGI_P | 1.49 | 0 | 0.03 | 1.07
TD | Solar | 31 | ELLA_1 | 6.25 | 0 | 0.14 | 4.47
TD | Solar | 31 | ELST_1 | 5.56 | 0 | 0.13 | 3.98
TD | Solar | 31 | ENDE_1 | 108.01 | 0 | 2.44 | 77.25
TD | Solar | 31 | EXET1 | 245.16 | 0 | 5.54 | 175.34
TD | Solar | 31 | FASN_P | 0.37 | 0 | 0.01 | 0.26
TD | Solar | 31 | FAUG_P | 1.03 | 0 | 0.02 | 0.74
TD | Solar | 31 | FAWL_1 | 217.01 | 0 | 4.9 | 155.21
TD | Solar | 31 | FECK_6 | 190.31 | 0 | 4.3 | 136.11
TD | Solar | 31 | FERRA2 | 34.45 | 0 | 0.78 | 24.64
TD | Solar | 31 | FERRB1 | 31.39 | 0 | 0.71 | 22.45
TD | Solar | 31 | FIDD_P | 4.87 | 0 | 0.11 | 3.48
TD | Solar | 31 | FLEE_1 | 100.66 | 0 | 2.27 | 71.99
TD | Solar | 31 | FOUR_1 | 37.52 | 0 | 0.85 | 26.83
TD | Solar | 31 | FRAS_P | 0.23 | 0 | 0.01 | 0.16
TD | Solar | 31 | FROD_1 | 12.64 | 0 | 0.29 | 9.04
TD | Solar | 31 | FWIL_P | 4.18 | 0 | 0.09 | 2.99
TD | Solar | 31 | GALA | 1 | 0 | 0.02 | 0.72
TD | Solar | 31 | GIFF | 1 | 0 | 0.02 | 0.72
TD | Solar | 31 | GLLE | 1 | 0 | 0.02 | 0.72
TD | Solar | 31 | GLLU | 1 | 0 | 0.02 | 0.72
TD | Solar | 31 | GLNI | 8.57 | 0 | 0.19 | 6.13
TD | Solar | 31 | GLRO | 8.57 | 0 | 0.19 | 6.13
TD | Solar | 31 | GREE_H | 4.55 | 0 | 0.1 | 3.25
TD | Solar | 31 | GREN_1 | 596.49 | 0 | 13.48 | 426.61
TD | Solar | 31 | GRIW_1 | 109.99 | 0 | 2.49 | 78.66
TD | Solar | 31 | GRUB_P | 2.9 | 0 | 0.07 | 2.07
TD | Solar | 31 | G_EXTRA_11 | 1 | 0 | 0.02 | 0.72
TD | Solar | 31 | G_EXTRA_2 | 1 | 0 | 0.02 | 0.72
TD | Solar | 31 | G_EXTRA_5 | 1 | 0 | 0.02 | 0.72
TD | Solar | 31 | G_EXTRA_7 | 8.57 | 0 | 0.19 | 6.13
TD | Solar | 31 | G_EXTRA_9 | 1 | 0 | 0.02 | 0.72
TD | Solar | 31 | HACK_1 | 6.25 | 0 | 0.14 | 4.47
TD | Solar | 31 | HACK_6 | 6.25 | 0 | 0.14 | 4.47
TD | Solar | 31 | HAMHC1 | 60.93 | 0 | 1.38 | 43.58
TD | Solar | 31 | HARK_1 | 99.08 | 0 | 2.24 | 70.86
TD | Solar | 31 | HARM_6 | 9.38 | 0 | 0.21 | 6.71
TD | Solar | 31 | HAWI | 1 | 0 | 0.02 | 0.72
TD | Solar | 31 | HAWP_6 | 15.76 | 0 | 0.36 | 11.27
TD | Solar | 31 | HEYS1 | 37.52 | 0 | 0.85 | 26.83
TD | Solar | 31 | HEYS_1 | 65.62 | 0 | 1.48 | 46.93
TD | Solar | 31 | HUER | 1 | 0 | 0.02 | 0.72
TD | Solar | 31 | HURS_1 | 7.15 | 0 | 0.16 | 5.11
TD | Solar | 31 | HUTT_1 | 112.48 | 0 | 2.54 | 80.45
TD | Solar | 31 | IMPK_1 | 162.64 | 0 | 3.68 | 116.32
TD | Solar | 31 | INDQ1 | 528.65 | 0 | 11.95 | 378.09
TD | Solar | 31 | INKE | 8.57 | 0 | 0.19 | 6.13
TD | Solar | 31 | INNE_P | 0.73 | 0 | 0.02 | 0.52
TD | Solar | 31 | IROA1 | 293.57 | 0 | 6.63 | 209.96
TD | Solar | 31 | IRONB1 | 117.32 | 0 | 2.65 | 83.91
TD | Solar | 31 | IVER_1 | 5.56 | 0 | 0.13 | 3.98
TD | Solar | 31 | IVER_6 | 5.56 | 0 | 0.13 | 3.98
TD | Solar | 31 | JOHN | 1 | 0 | 0.02 | 0.72
TD | Solar | 31 | JORD_3 | 10.01 | 0 | 0.23 | 7.16
TD | Solar | 31 | KAIM | 1 | 0 | 0.02 | 0.72
TD | Solar | 31 | KEAD_1 | 89.81 | 0 | 2.03 | 64.23
TD | Solar | 31 | KEAR_1 | 6.25 | 0 | 0.14 | 4.47
TD | Solar | 31 | KEAR_3 | 19.38 | 0 | 0.44 | 13.86
TD | Solar | 31 | KEIT_P | 6.15 | 0 | 0.14 | 4.4
TD | Solar | 31 | KEMS_1 | 204.35 | 0 | 4.62 | 146.15
TD | Solar | 31 | KEOO | 1 | 0 | 0.02 | 0.72
TD | Solar | 31 | KIBY_1 | 1.93 | 0 | 0.04 | 1.38
TD | Solar | 31 | KIER | 8.57 | 0 | 0.19 | 6.13
TD | Solar | 31 | KIIN_P | 1.68 | 0 | 0.04 | 1.2
TD | Solar | 31 | KILS | 1 | 0 | 0.02 | 0.72
TD | Solar | 31 | KILT | 1 | 0 | 0.02 | 0.72
TD | Solar | 31 | KILW | 8.59 | 0 | 0.19 | 6.14
TD | Solar | 31 | KINO_1 | 85.27 | 0 | 1.93 | 60.99
TD | Solar | 31 | KINT_P | 6.52 | 0 | 0.15 | 4.66
TD | Solar | 31 | KIRKB1 | 6.25 | 0 | 0.14 | 4.47
TD | Solar | 31 | KITW_1 | 15.84 | 0 | 0.36 | 11.33
TD | Solar | 31 | KNAR | 31.6 | 0 | 0.71 | 22.6
TD | Solar | 31 | LACK_6 | 43.9 | 0 | 0.99 | 31.4
TD | Solar | 31 | LAIR_P | 1.64 | 0 | 0.04 | 1.17
TD | Solar | 31 | LALE1SG003 | 11.73 | 0 | 0.27 | 8.39
TD | Solar | 31 | LAND1 | 405.2 | 0 | 9.16 | 289.8
TD | Solar | 31 | LEGA_1 | 126.6 | 0 | 2.86 | 90.54
TD | Solar | 31 | LEVE | 8.57 | 0 | 0.19 | 6.13
TD | Solar | 31 | LING | 1 | 0 | 0.02 | 0.72
TD | Solar | 31 | LINM | 1 | 0 | 0.02 | 0.72
TD | Solar | 31 | LISD_1 | 3.18 | 0 | 0.07 | 2.27
TD | Solar | 31 | LITT_C | 7.15 | 0 | 0.16 | 5.11
TD | Solar | 31 | LITT_J | 7.15 | 0 | 0.16 | 5.11
TD | Solar | 31 | LODR_6 | 4.55 | 0 | 0.1 | 3.25
TD | Solar | 31 | LOUD_H | 5.56 | 0 | 0.13 | 3.98
TD | Solar | 31 | LOVE_1 | 312.98 | 0 | 7.07 | 223.84
TD | Solar | 31 | LUNA_P | 0.15 | 0 | 0 | 0.11
TD | Solar | 31 | MACC_3 | 37.76 | 0 | 0.85 | 27.01
TD | Solar | 31 | MACD_P | 7.72 | 0 | 0.17 | 5.52
TD | Solar | 31 | MAGA_6 | 57.3 | 0 | 1.29 | 40.98
TD | Solar | 31 | MANN_1 | 530.46 | 0 | 11.99 | 379.38
TD | Solar | 31 | MAYB | 1 | 0 | 0.02 | 0.72
TD | Solar | 31 | MELK_1 | 524.44 | 0 | 11.85 | 375.08
TD | Solar | 31 | MILC_P | 1.94 | 0 | 0.04 | 1.39
TD | Solar | 31 | MILH_1 | 18.29 | 0 | 0.41 | 13.08
TD | Solar | 31 | MITY_1 | 800.86 | 0 | 18.1 | 572.78
TD | Solar | 31 | MYBS_P | 3.97 | 0 | 0.09 | 2.84
TD | Solar | 31 | NEAR | 1 | 0 | 0.02 | 0.72
TD | Solar | 31 | NECE_1 | 28.59 | 0 | 0.65 | 20.45
TD | Solar | 31 | NEEP_3 | 10.01 | 0 | 0.23 | 7.16
TD | Solar | 31 | NETS | 1 | 0 | 0.02 | 0.72
TD | Solar | 31 | NEWX_6 | 16.68 | 0 | 0.38 | 11.93
TD | Solar | 31 | NFLE | 108.7 | 0 | 2.46 | 77.74
TD | Solar | 31 | NHYD_6 | 5.56 | 0 | 0.13 | 3.98
TD | Solar | 31 | NINF_1 | 109.93 | 0 | 2.48 | 78.62
TD | Solar | 31 | NORL_3 | 10.01 | 0 | 0.23 | 7.16
TD | Solar | 31 | NORM_1 | 698.97 | 0 | 15.8 | 499.9
TD | Solar | 31 | NORT_1 | 46.1 | 0 | 1.04 | 32.97
TD | Solar | 31 | NURS_1 | 342.41 | 0 | 7.74 | 244.89
TD | Solar | 31 | OCKH_1 | 14.29 | 0 | 0.32 | 10.22
TD | Solar | 31 | OFFE_3 | 9.38 | 0 | 0.21 | 6.71
TD | Solar | 31 | OLDB_1 | 14.29 | 0 | 0.32 | 10.22
TD | Solar | 31 | OSBA_1 | 35.02 | 0 | 0.79 | 25.05
TD | Solar | 31 | PADIB1 | 31.38 | 0 | 0.71 | 22.44
TD | Solar | 31 | PELH_1 | 216.06 | 0 | 4.88 | 154.53
TD | Solar | 31 | PEMB_1 | 434.31 | 0 | 9.82 | 310.62
TD | Solar | 31 | PENE_1 | 25.01 | 0 | 0.57 | 17.89
TD | Solar | 31 | PENN_1 | 6.37 | 0 | 0.14 | 4.56
TD | Solar | 31 | PENT_1 | 179.35 | 0 | 4.05 | 128.27
TD | Solar | 31 | PENW_1 | 78.3 | 0 | 1.77 | 56
TD | Solar | 31 | PERI_H | 4.55 | 0 | 0.1 | 3.25
TD | Solar | 31 | PERS_P | 1.86 | 0 | 0.04 | 1.33
TD | Solar | 31 | PITS_3 | 10.01 | 0 | 0.23 | 7.16
TD | Solar | 31 | POOB | 1 | 0 | 0.02 | 0.72
TD | Solar | 31 | POPP_3 | 25.26 | 0 | 0.57 | 18.07
TD | Solar | 31 | PORA_P | 4.57 | 0 | 0.1 | 3.27
TD | Solar | 31 | PORD | 8.57 | 0 | 0.19 | 6.13
TD | Solar | 31 | PYLE_1 | 68.15 | 0 | 1.54 | 48.74
TD | Solar | 31 | QUOI_P | 0.5 | 0 | 0.01 | 0.36
TD | Solar | 31 | RAIN_1 | 3.32 | 0 | 0.08 | 2.37
TD | Solar | 31 | RANN_P | 2.22 | 0 | 0.05 | 1.59
TD | Solar | 31 | RASS_1 | 192.49 | 0 | 4.35 | 137.67
TD | Solar | 31 | RATS_1 | 139.71 | 0 | 3.16 | 99.92
TD | Solar | 31 | RAYL_1 | 148.71 | 0 | 3.36 | 106.36
TD | Solar | 31 | REBR_3 | 6.25 | 0 | 0.14 | 4.47
TD | Solar | 31 | REDH | 21.2 | 0 | 0.48 | 15.16
TD | Solar | 31 | REDM_P | 1.68 | 0 | 0.04 | 1.2
TD | Solar | 31 | RICH1 | 138.66 | 0 | 3.13 | 99.17
TD | Solar | 31 | ROCH_1 | 9.32 | 0 | 0.21 | 6.67
TD | Solar | 31 | RUGEB1 | 93.21 | 0 | 2.11 | 66.66
TD | Solar | 31 | RYEH_1 | 50.03 | 0 | 1.13 | 35.78
TD | Solar | 31 | SALH_1 | 50.19 | 0 | 1.13 | 35.9
TD | Solar | 31 | SALT_1 | 41.1 | 0 | 0.93 | 29.39
TD | Solar | 31 | SBAR | 106.43 | 0 | 2.41 | 76.12
TD | Solar | 31 | SEAB1 | 259.64 | 0 | 5.87 | 185.69
TD | Solar | 31 | SELL_1 | 176.32 | 0 | 3.98 | 126.1
TD | Solar | 31 | SFEG_P | 2.71 | 0 | 0.06 | 1.94
TD | Solar | 31 | SFIL_P | 1.08 | 0 | 0.02 | 0.77
TD | Solar | 31 | SHEC_3 | 10.01 | 0 | 0.23 | 7.16
TD | Solar | 31 | SHRW_1 | 211.31 | 0 | 4.78 | 151.13
TD | Solar | 31 | SIGH | 1 | 0 | 0.02 | 0.72
TD | Solar | 31 | SJOW_1 | 4.55 | 0 | 0.1 | 3.25
TD | Solar | 31 | SKLGB1 | 12.62 | 0 | 0.29 | 9.03
TD | Solar | 31 | SLOY_P | 0.29 | 0 | 0.01 | 0.21
TD | Solar | 31 | SMAN_1 | 8.34 | 0 | 0.19 | 5.96
TD | Solar | 31 | SPEN_1 | 56.36 | 0 | 1.27 | 40.31
TD | Solar | 31 | SSHI_3 | 9.38 | 0 | 0.21 | 6.71
TD | Solar | 31 | STAH_1 | 37.07 | 0 | 0.84 | 26.51
TD | Solar | 31 | STAL_1 | 25.01 | 0 | 0.57 | 17.89
TD | Solar | 31 | STAY_1 | 411.16 | 0 | 9.29 | 294.06
TD | Solar | 31 | STEN_1 | 25.01 | 0 | 0.57 | 17.89
TD | Solar | 31 | STES_1 | 31.38 | 0 | 0.71 | 22.44
TD | Solar | 31 | STHA | 1 | 0 | 0.02 | 0.72
TD | Solar | 31 | STIR | 8.57 | 0 | 0.19 | 6.13
TD | Solar | 31 | STLE | 8.57 | 0 | 0.19 | 6.13
TD | Solar | 31 | STRI_P | 5.4 | 0 | 0.12 | 3.86
TD | Solar | 31 | SUND_1 | 157.47 | 0 | 3.56 | 112.62
TD | Solar | 31 | SWAN_1 | 287.91 | 0 | 6.51 | 205.91
TD | Solar | 31 | TARL_P | 6.46 | 0 | 0.15 | 4.62
TD | Solar | 31 | TAUN1 | 148.54 | 0 | 3.36 | 106.24
TD | Solar | 31 | TAYN_P | 3.45 | 0 | 0.08 | 2.47
TD | Solar | 31 | TELR | 1 | 0 | 0.02 | 0.72
TD | Solar | 31 | TEMP_3 | 10.01 | 0 | 0.23 | 7.16
TD | Solar | 31 | THOM_6 | 41.36 | 0 | 0.93 | 29.58
TD | Solar | 31 | THSO_P | 7.68 | 0 | 0.17 | 5.49
TD | Solar | 31 | THUR_6 | 10.01 | 0 | 0.23 | 7.16
TD | Solar | 31 | TILBB_1 | 125.56 | 0 | 2.84 | 89.8
TD | Solar | 31 | TONG | 1 | 0 | 0.02 | 0.72
TD | Solar | 31 | TOTT_1 | 6.25 | 0 | 0.14 | 4.47
TD | Solar | 31 | TRAW_1 | 44.3 | 0 | 1 | 31.68
TD | Solar | 31 | TUMB_P | 0.79 | 0 | 0.02 | 0.57
TD | Solar | 31 | TYNE_1 | 9.38 | 0 | 0.21 | 6.71
TD | Solar | 31 | TYNE_2 | 9.38 | 0 | 0.21 | 6.71
TD | Solar | 31 | UPPB_1 | 45.32 | 0 | 1.02 | 32.41
TD | Solar | 31 | UPPB_3 | 44.5 | 0 | 1.01 | 31.83
TD | Solar | 31 | USKM_1 | 54.71 | 0 | 1.24 | 39.13
TD | Solar | 31 | WALH_1 | 243.86 | 0 | 5.51 | 174.41
TD | Solar | 31 | WALP_1 | 126.59 | 0 | 2.86 | 90.54
TD | Solar | 31 | WALP_B | 329.87 | 0 | 7.46 | 235.92
TD | Solar | 31 | WARL_1 | 139.45 | 0 | 3.15 | 99.73
TD | Solar | 31 | WASF_1 | 6.37 | 0 | 0.14 | 4.56
TD | Solar | 31 | WATFS_1 | 5.56 | 0 | 0.13 | 3.98
TD | Solar | 31 | WBOL_6 | 15.39 | 0 | 0.35 | 11.01
TD | Solar | 31 | WBUR_1 | 230.83 | 0 | 5.22 | 165.09
TD | Solar | 31 | WFIE | 8.57 | 0 | 0.19 | 6.13
TD | Solar | 31 | WHAM_1 | 6.25 | 0 | 0.14 | 4.47
TD | Solar | 31 | WHGA_1 | 6.25 | 0 | 0.14 | 4.47
TD | Solar | 31 | WIBA_3 | 10.01 | 0 | 0.23 | 7.16
TD | Solar | 31 | WIEN_1 | 14.29 | 0 | 0.32 | 10.22
TD | Solar | 31 | WILL_1 | 89.55 | 0 | 2.02 | 64.05
TD | Solar | 31 | WIMBN1 | 16.68 | 0 | 0.38 | 11.93
TD | Solar | 31 | WIMBS1 | 16.68 | 0 | 0.38 | 11.93
TD | Solar | 31 | WISD_1 | 4.55 | 0 | 0.1 | 3.25
TD | Solar | 31 | WISD_6 | 4.55 | 0 | 0.1 | 3.25
TD | Solar | 31 | WISH | 1 | 0 | 0.02 | 0.72
TD | Solar | 31 | WMEL_1 | 10.01 | 0 | 0.23 | 7.16
TD | Solar | 31 | WTHU31 | 6.25 | 0 | 0.14 | 4.47
TD | Solar | 31 | WWEY_1 | 9.7 | 0 | 0.22 | 6.94
TD | Solar | 31 | WYLF_1 | 75.04 | 0 | 1.7 | 53.67
TD | Solar | 31 | WYMOM_1 | 79 | 0 | 1.79 | 56.5
TD | Solar | 32 | ABHA1 | 268.04 | 0 | 6.06 | 191.7
TD | Solar | 32 | ABNE_P | 14.91 | 0 | 0.34 | 10.66
TD | Solar | 32 | ABTH_1 | 85.83 | 0 | 1.94 | 61.39
TD | Solar | 32 | ACTL_2 | 5.65 | 0 | 0.13 | 4.04
TD | Solar | 32 | ACTL_C | 5.65 | 0 | 0.13 | 4.04
TD | Solar | 32 | ALNE_P | 3.3 | 0 | 0.07 | 2.36
TD | Solar | 32 | ALST_3 | 10.35 | 0 | 0.23 | 7.4
TD | Solar | 32 | ALVE1 | 386.22 | 0 | 8.73 | 276.22
TD | Solar | 32 | AMEM_1 | 50.57 | 0 | 1.14 | 36.17
TD | Solar | 32 | ARBR_P | 28.44 | 0 | 0.64 | 20.34
TD | Solar | 32 | ARDK_P | 1.1 | 0 | 0.02 | 0.79
TD | Solar | 32 | ARMO_P | 7.1 | 0 | 0.16 | 5.08
TD | Solar | 32 | AXMI1 | 337.21 | 0 | 7.62 | 241.17
TD | Solar | 32 | BAGA | 10.23 | 0 | 0.23 | 7.32
TD | Solar | 32 | BAIN | 10.23 | 0 | 0.23 | 7.32
TD | Solar | 32 | BARKC1 | 9.68 | 0 | 0.22 | 6.92
TD | Solar | 32 | BARKW3 | 7.76 | 0 | 0.18 | 5.55
TD | Solar | 32 | BEDDT1 | 8.87 | 0 | 0.2 | 6.34
TD | Solar | 32 | BEDD_1 | 8.87 | 0 | 0.2 | 6.34
TD | Solar | 32 | BERW | 1.19 | 0 | 0.03 | 0.85
TD | Solar | 32 | BESW_1 | 86.48 | 0 | 1.95 | 61.85
TD | Solar | 32 | BICF_1 | 618.22 | 0 | 13.97 | 442.15
TD | Solar | 32 | BIRK_1 | 10.35 | 0 | 0.23 | 7.4
TD | Solar | 32 | BISW_1 | 38.38 | 0 | 0.87 | 27.45
TD | Solar | 32 | BLYTB1 | 31.06 | 0 | 0.7 | 22.21
TD | Solar | 32 | BLYTH132 | 31.06 | 0 | 0.7 | 22.21
TD | Solar | 32 | BOAG_P | 0.82 | 0 | 0.02 | 0.59
TD | Solar | 32 | BOLN_1 | 107.9 | 0 | 2.44 | 77.17
TD | Solar | 32 | BONN | 10.23 | 0 | 0.23 | 7.32
TD | Solar | 32 | BOTW_1 | 204.25 | 0 | 4.62 | 146.08
TD | Solar | 32 | BRAC_P | 0.64 | 0 | 0.01 | 0.46
TD | Solar | 32 | BRAI_1 | 174.72 | 0 | 3.95 | 124.96
TD | Solar | 32 | BRAW_1 | 7.76 | 0 | 0.18 | 5.55
TD | Solar | 32 | BRED_1 | 11.62 | 0 | 0.26 | 8.31
TD | Solar | 32 | BRFO_1 | 212.15 | 0 | 4.79 | 151.73
TD | Solar | 32 | BRIM_1 | 62.12 | 0 | 1.4 | 44.43
TD | Solar | 32 | BRLE_1 | 131.97 | 0 | 2.98 | 94.38
TD | Solar | 32 | BROA_P | 0.25 | 0 | 0.01 | 0.18
TD | Solar | 32 | BROX | 1.19 | 0 | 0.03 | 0.85
TD | Solar | 32 | BRWA1 | 529.47 | 0 | 11.97 | 378.68
TD | Solar | 32 | BUMU_P | 0.21 | 0 | 0 | 0.15
TD | Solar | 32 | BURM_1 | 1049.32 | 0 | 23.71 | 750.47
TD | Solar | 32 | BUSH_1 | 31.54 | 0 | 0.71 | 22.56
TD | Solar | 32 | BUST_1 | 35.5 | 0 | 0.8 | 25.39
TD | Solar | 32 | CAAD_P | 0.51 | 0 | 0.01 | 0.36
TD | Solar | 32 | CAFA | 1.19 | 0 | 0.03 | 0.85
TD | Solar | 32 | CAMB_01 | 50.18 | 0 | 1.13 | 35.89
TD | Solar | 32 | CANTN1 | 202.2 | 0 | 4.57 | 144.61
TD | Solar | 32 | CAPEA1 | 16.73 | 0 | 0.38 | 11.97
TD | Solar | 32 | CARE_1 | 26.91 | 0 | 0.61 | 19.25
TD | Solar | 32 | CARR_1 | 12.3 | 0 | 0.28 | 8.8
TD | Solar | 32 | CASS_P | 0.95 | 0 | 0.02 | 0.68
TD | Solar | 32 | CATY | 1.19 | 0 | 0.03 | 0.85
TD | Solar | 32 | CBNK_H | 5.65 | 0 | 0.13 | 4.04
TD | Solar | 32 | CELL_1 | 127.48 | 0 | 2.88 | 91.17
TD | Solar | 32 | CHAP | 1.19 | 0 | 0.03 | 0.85
TD | Solar | 32 | CHAS | 1.19 | 0 | 0.03 | 0.85
TD | Solar | 32 | CHIC_1 | 306.17 | 0 | 6.92 | 218.97
TD | Solar | 32 | CHSI_1 | 8.87 | 0 | 0.2 | 6.34
TD | Solar | 32 | CHTE_1 | 177.92 | 0 | 4.02 | 127.25
TD | Solar | 32 | CITR_1 | 5.65 | 0 | 0.13 | 4.04
TD | Solar | 32 | CLAC_P | 2.19 | 0 | 0.05 | 1.57
TD | Solar | 32 | CLAY_P | 0.21 | 0 | 0 | 0.15
TD | Solar | 32 | CLT03 | 55.45 | 0 | 1.25 | 39.66
TD | Solar | 32 | CLYM | 1.19 | 0 | 0.03 | 0.85
TD | Solar | 32 | COAT | 1.19 | 0 | 0.03 | 0.85
TD | Solar | 32 | CONQA1 | 160.65 | 0 | 3.63 | 114.9
TD | Solar | 32 | COUA_P | 1.36 | 0 | 0.03 | 0.97
TD | Solar | 32 | COVE_1 | 41.8 | 0 | 0.94 | 29.9
TD | Solar | 32 | COWL_1 | 562.97 | 0 | 12.72 | 402.64
TD | Solar | 32 | COYL | 1.19 | 0 | 0.03 | 0.85
TD | Solar | 32 | CREB_1 | 60.51 | 0 | 1.37 | 43.28
TD | Solar | 32 | CUMB | 10.23 | 0 | 0.23 | 7.32
TD | Solar | 32 | CUPA | 16.32 | 0 | 0.37 | 11.67
TD | Solar | 32 | DALM3 | 1.19 | 0 | 0.03 | 0.85
TD | Solar | 32 | DEVM | 1.19 | 0 | 0.03 | 0.85
TD | Solar | 32 | DEVO | 17.84 | 0 | 0.4 | 12.76
TD | Solar | 32 | DOUN_P | 2.67 | 0 | 0.06 | 1.91
TD | Solar | 32 | DRAK_1 | 122.64 | 0 | 2.77 | 87.71
TD | Solar | 32 | DRAX_1 | 31.06 | 0 | 0.7 | 22.21
TD | Solar | 32 | DRCR | 10.23 | 0 | 0.23 | 7.32
TD | Solar | 32 | DUDH_P | 0.64 | 0 | 0.01 | 0.46
TD | Solar | 32 | DUGR_P | 0.57 | 0 | 0.01 | 0.41
TD | Solar | 32 | DUNB | 1.19 | 0 | 0.03 | 0.85
TD | Solar | 32 | DUNF | 10.23 | 0 | 0.23 | 7.32
TD | Solar | 32 | DUNO_P | 10.23 | 0 | 0.23 | 7.32
TD | Solar | 32 | DYCE_P | 3.69 | 0 | 0.08 | 2.64
TD | Solar | 32 | EALI_6 | 5.65 | 0 | 0.13 | 4.04
TD | Solar | 32 | EASO_1 | 387.33 | 0 | 8.75 | 277.02
TD | Solar | 32 | EAST | 1.19 | 0 | 0.03 | 0.85
TD | Solar | 32 | ECCL | 1.19 | 0 | 0.03 | 0.85
TD | Solar | 32 | ECLA_1 | 266.59 | 0 | 6.02 | 190.67
TD | Solar | 32 | EKIL | 1.19 | 0 | 0.03 | 0.85
TD | Solar | 32 | EKIS | 1.19 | 0 | 0.03 | 0.85
TD | Solar | 32 | ELGI_P | 1.49 | 0 | 0.03 | 1.07
TD | Solar | 32 | ELLA_1 | 7.76 | 0 | 0.18 | 5.55
TD | Solar | 32 | ELST_1 | 6.9 | 0 | 0.16 | 4.93
TD | Solar | 32 | ENDE_1 | 120.1 | 0 | 2.71 | 85.9
TD | Solar | 32 | EXET1 | 278.53 | 0 | 6.29 | 199.2
TD | Solar | 32 | FASN_P | 0.53 | 0 | 0.01 | 0.38
TD | Solar | 32 | FAUG_P | 1.49 | 0 | 0.03 | 1.07
TD | Solar | 32 | FAWL_1 | 244.21 | 0 | 5.52 | 174.66
TD | Solar | 32 | FECK_6 | 197.21 | 0 | 4.46 | 141.04
TD | Solar | 32 | FERRA2 | 40.5 | 0 | 0.92 | 28.97
TD | Solar | 32 | FERRB1 | 37.43 | 0 | 0.85 | 26.77
TD | Solar | 32 | FIDD_P | 7.06 | 0 | 0.16 | 5.05
TD | Solar | 32 | FLEE_1 | 112.75 | 0 | 2.55 | 80.64
TD | Solar | 32 | FOUR_1 | 46.59 | 0 | 1.05 | 33.32
TD | Solar | 32 | FRAS_P | 0.34 | 0 | 0.01 | 0.24
TD | Solar | 32 | FROD_1 | 14.65 | 0 | 0.33 | 10.48
TD | Solar | 32 | FWIL_P | 6.06 | 0 | 0.14 | 4.33
TD | Solar | 32 | GALA | 1.19 | 0 | 0.03 | 0.85
TD | Solar | 32 | GIFF | 1.19 | 0 | 0.03 | 0.85
TD | Solar | 32 | GLLE | 1.19 | 0 | 0.03 | 0.85
TD | Solar | 32 | GLLU | 1.19 | 0 | 0.03 | 0.85
TD | Solar | 32 | GLNI | 10.23 | 0 | 0.23 | 7.32
TD | Solar | 32 | GLRO | 10.23 | 0 | 0.23 | 7.32
TD | Solar | 32 | GREE_H | 5.65 | 0 | 0.13 | 4.04
TD | Solar | 32 | GREN_1 | 671.62 | 0 | 15.18 | 480.34
TD | Solar | 32 | GRIW_1 | 128.12 | 0 | 2.9 | 91.63
TD | Solar | 32 | GRUB_P | 4.21 | 0 | 0.1 | 3.01
TD | Solar | 32 | G_EXTRA_11 | 1.19 | 0 | 0.03 | 0.85
TD | Solar | 32 | G_EXTRA_2 | 1.19 | 0 | 0.03 | 0.85
TD | Solar | 32 | G_EXTRA_5 | 1.19 | 0 | 0.03 | 0.85
TD | Solar | 32 | G_EXTRA_7 | 10.23 | 0 | 0.23 | 7.32
TD | Solar | 32 | G_EXTRA_9 | 1.19 | 0 | 0.03 | 0.85
TD | Solar | 32 | HACK_1 | 7.76 | 0 | 0.18 | 5.55
TD | Solar | 32 | HACK_6 | 7.76 | 0 | 0.18 | 5.55
TD | Solar | 32 | HAMHC1 | 67.83 | 0 | 1.53 | 48.51
TD | Solar | 32 | HARK_1 | 108.15 | 0 | 2.44 | 77.35
TD | Solar | 32 | HARM_6 | 11.65 | 0 | 0.26 | 8.33
TD | Solar | 32 | HAWI | 1.19 | 0 | 0.03 | 0.85
TD | Solar | 32 | HAWP_6 | 18.02 | 0 | 0.41 | 12.89
TD | Solar | 32 | HEYS1 | 46.59 | 0 | 1.05 | 33.32
TD | Solar | 32 | HEYS_1 | 74.68 | 0 | 1.69 | 53.41
TD | Solar | 32 | HUER | 1.19 | 0 | 0.03 | 0.85
TD | Solar | 32 | HURS_1 | 8.87 | 0 | 0.2 | 6.34
TD | Solar | 32 | HUTT_1 | 136.66 | 0 | 3.09 | 97.74
TD | Solar | 32 | IMPK_1 | 198.9 | 0 | 4.5 | 142.25
TD | Solar | 32 | INDQ1 | 562.02 | 0 | 12.7 | 401.96
TD | Solar | 32 | INKE | 10.23 | 0 | 0.23 | 7.32
TD | Solar | 32 | INNE_P | 1.06 | 0 | 0.02 | 0.76
TD | Solar | 32 | IROA1 | 335.88 | 0 | 7.59 | 240.22
TD | Solar | 32 | IRONB1 | 135.46 | 0 | 3.06 | 96.88
TD | Solar | 32 | IVER_1 | 6.9 | 0 | 0.16 | 4.93
TD | Solar | 32 | IVER_6 | 6.9 | 0 | 0.16 | 4.93
TD | Solar | 32 | JOHN | 1.19 | 0 | 0.03 | 0.85
TD | Solar | 32 | JORD_3 | 12.42 | 0 | 0.28 | 8.88
TD | Solar | 32 | KAIM | 1.19 | 0 | 0.03 | 0.85
TD | Solar | 32 | KEAD_1 | 97.87 | 0 | 2.21 | 70
TD | Solar | 32 | KEAR_1 | 7.76 | 0 | 0.18 | 5.55
TD | Solar | 32 | KEAR_3 | 20.89 | 0 | 0.47 | 14.94
TD | Solar | 32 | KEIT_P | 8.91 | 0 | 0.2 | 6.37
TD | Solar | 32 | KEMS_1 | 233.36 | 0 | 5.27 | 166.9
TD | Solar | 32 | KEOO | 1.19 | 0 | 0.03 | 0.85
TD | Solar | 32 | KIBY_1 | 1.93 | 0 | 0.04 | 1.38
TD | Solar | 32 | KIER | 10.23 | 0 | 0.23 | 7.32
TD | Solar | 32 | KIIN_P | 2.44 | 0 | 0.06 | 1.75
TD | Solar | 32 | KILS | 1.19 | 0 | 0.03 | 0.85
TD | Solar | 32 | KILT | 1.19 | 0 | 0.03 | 0.85
TD | Solar | 32 | KILW | 8.78 | 0 | 0.2 | 6.28
TD | Solar | 32 | KINO_1 | 99.77 | 0 | 2.25 | 71.36
TD | Solar | 32 | KINT_P | 8.5 | 0 | 0.19 | 6.08
TD | Solar | 32 | KIRKB1 | 7.76 | 0 | 0.18 | 5.55
TD | Solar | 32 | KITW_1 | 19.29 | 0 | 0.44 | 13.8
TD | Solar | 32 | KNAR | 34.62 | 0 | 0.78 | 24.76
TD | Solar | 32 | LACK_6 | 52.96 | 0 | 1.2 | 37.88
TD | Solar | 32 | LAIR_P | 2.37 | 0 | 0.05 | 1.7
TD | Solar | 32 | LALE1SG003 | 13.07 | 0 | 0.3 | 9.35
TD | Solar | 32 | LAND1 | 438.56 | 0 | 9.91 | 313.66
TD | Solar | 32 | LEGA_1 | 138.69 | 0 | 3.13 | 99.19
TD | Solar | 32 | LEVE | 10.23 | 0 | 0.23 | 7.32
TD | Solar | 32 | LING | 1.19 | 0 | 0.03 | 0.85
TD | Solar | 32 | LINM | 1.19 | 0 | 0.03 | 0.85
TD | Solar | 32 | LISD_1 | 3.18 | 0 | 0.07 | 2.27
TD | Solar | 32 | LITT_C | 8.87 | 0 | 0.2 | 6.34
TD | Solar | 32 | LITT_J | 8.87 | 0 | 0.2 | 6.34
TD | Solar | 32 | LODR_6 | 5.65 | 0 | 0.13 | 4.04
TD | Solar | 32 | LOUD_H | 6.9 | 0 | 0.16 | 4.93
TD | Solar | 32 | LOVE_1 | 340.18 | 0 | 7.69 | 243.3
TD | Solar | 32 | LUNA_P | 0.21 | 0 | 0 | 0.15
TD | Solar | 32 | MACC_3 | 43.8 | 0 | 0.99 | 31.33
TD | Solar | 32 | MACD_P | 9.92 | 0 | 0.22 | 7.09
TD | Solar | 32 | MAGA_6 | 63.35 | 0 | 1.43 | 45.31
TD | Solar | 32 | MANN_1 | 574.79 | 0 | 12.99 | 411.09
TD | Solar | 32 | MAYB | 1.19 | 0 | 0.03 | 0.85
TD | Solar | 32 | MELK_1 | 572.79 | 0 | 12.95 | 409.66
TD | Solar | 32 | MILC_P | 2.82 | 0 | 0.06 | 2.02
TD | Solar | 32 | MILH_1 | 19.64 | 0 | 0.44 | 14.05
TD | Solar | 32 | MITY_1 | 849.21 | 0 | 19.19 | 607.35
TD | Solar | 32 | MYBS_P | 5.76 | 0 | 0.13 | 4.12
TD | Solar | 32 | NEAR | 1.19 | 0 | 0.03 | 0.85
TD | Solar | 32 | NECE_1 | 35.5 | 0 | 0.8 | 25.39
TD | Solar | 32 | NEEP_3 | 12.42 | 0 | 0.28 | 8.88
TD | Solar | 32 | NETS | 1.19 | 0 | 0.03 | 0.85
TD | Solar | 32 | NEWX_6 | 20.71 | 0 | 0.47 | 14.81
TD | Solar | 32 | NFLE | 123.2 | 0 | 2.78 | 88.11
TD | Solar | 32 | NHYD_6 | 6.9 | 0 | 0.16 | 4.93
TD | Solar | 32 | NINF_1 | 115.98 | 0 | 2.62 | 82.95
TD | Solar | 32 | NORL_3 | 12.42 | 0 | 0.28 | 8.88
TD | Solar | 32 | NORM_1 | 783.59 | 0 | 17.71 | 560.42
TD | Solar | 32 | NORT_1 | 48.37 | 0 | 1.09 | 34.59
TD | Solar | 32 | NURS_1 | 369.61 | 0 | 8.35 | 264.35
TD | Solar | 32 | OCKH_1 | 17.75 | 0 | 0.4 | 12.69
TD | Solar | 32 | OFFE_3 | 11.65 | 0 | 0.26 | 8.33
TD | Solar | 32 | OLDB_1 | 17.75 | 0 | 0.4 | 12.69
TD | Solar | 32 | OSBA_1 | 43.48 | 0 | 0.98 | 31.1
TD | Solar | 32 | PADIB1 | 37.42 | 0 | 0.85 | 26.76
TD | Solar | 32 | PELH_1 | 228.15 | 0 | 5.16 | 163.17
TD | Solar | 32 | PEMB_1 | 470.58 | 0 | 10.64 | 336.56
TD | Solar | 32 | PENE_1 | 31.06 | 0 | 0.7 | 22.21
TD | Solar | 32 | PENN_1 | 6.37 | 0 | 0.14 | 4.56
TD | Solar | 32 | PENT_1 | 209.57 | 0 | 4.74 | 149.88
TD | Solar | 32 | PENW_1 | 84.34 | 0 | 1.91 | 60.32
TD | Solar | 32 | PERI_H | 5.65 | 0 | 0.13 | 4.04
TD | Solar | 32 | PERS_P | 2.7 | 0 | 0.06 | 1.93
TD | Solar | 32 | PITS_3 | 12.42 | 0 | 0.28 | 8.88
TD | Solar | 32 | POOB | 1.19 | 0 | 0.03 | 0.85
TD | Solar | 32 | POPP_3 | 28.28 | 0 | 0.64 | 20.23
TD | Solar | 32 | PORA_P | 6.62 | 0 | 0.15 | 4.73
TD | Solar | 32 | PORD | 10.23 | 0 | 0.23 | 7.32
TD | Solar | 32 | PYLE_1 | 74.2 | 0 | 1.68 | 53.07
TD | Solar | 32 | QUOI_P | 0.73 | 0 | 0.02 | 0.52
TD | Solar | 32 | RAIN_1 | 3.32 | 0 | 0.08 | 2.37
TD | Solar | 32 | RANN_P | 3.22 | 0 | 0.07 | 2.3
TD | Solar | 32 | RASS_1 | 228.76 | 0 | 5.17 | 163.61
TD | Solar | 32 | RATS_1 | 151.8 | 0 | 3.43 | 108.57
TD | Solar | 32 | RAYL_1 | 177.72 | 0 | 4.02 | 127.11
TD | Solar | 32 | REBR_3 | 7.76 | 0 | 0.18 | 5.55
TD | Solar | 32 | REDH | 22.86 | 0 | 0.52 | 16.35
TD | Solar | 32 | REDM_P | 2.44 | 0 | 0.06 | 1.75
TD | Solar | 32 | RICH1 | 153.16 | 0 | 3.46 | 109.54
TD | Solar | 32 | ROCH_1 | 10.83 | 0 | 0.24 | 7.75
TD | Solar | 32 | RUGEB1 | 111.34 | 0 | 2.52 | 79.63
TD | Solar | 32 | RYEH_1 | 62.12 | 0 | 1.4 | 44.43
TD | Solar | 32 | SALH_1 | 59.25 | 0 | 1.34 | 42.38
TD | Solar | 32 | SALT_1 | 49.16 | 0 | 1.11 | 35.16
TD | Solar | 32 | SBAR | 118.52 | 0 | 2.68 | 84.77
TD | Solar | 32 | SEAB1 | 295.91 | 0 | 6.69 | 211.63
TD | Solar | 32 | SELL_1 | 205.33 | 0 | 4.64 | 146.85
TD | Solar | 32 | SFEG_P | 3.92 | 0 | 0.09 | 2.8
TD | Solar | 32 | SFIL_P | 1.57 | 0 | 0.04 | 1.12
TD | Solar | 32 | SHEC_3 | 12.42 | 0 | 0.28 | 8.88
TD | Solar | 32 | SHRW_1 | 229.45 | 0 | 5.19 | 164.1
TD | Solar | 32 | SIGH | 1.19 | 0 | 0.03 | 0.85
TD | Solar | 32 | SJOW_1 | 5.65 | 0 | 0.13 | 4.04
TD | Solar | 32 | SKLGB1 | 14.13 | 0 | 0.32 | 10.11
TD | Solar | 32 | SLOY_P | 0.42 | 0 | 0.01 | 0.3
TD | Solar | 32 | SMAN_1 | 10.35 | 0 | 0.23 | 7.4
TD | Solar | 32 | SPEN_1 | 68.45 | 0 | 1.55 | 48.96
TD | Solar | 32 | SSHI_3 | 11.65 | 0 | 0.26 | 8.33
TD | Solar | 32 | STAH_1 | 43.12 | 0 | 0.97 | 30.84
TD | Solar | 32 | STAL_1 | 31.06 | 0 | 0.7 | 22.21
TD | Solar | 32 | STAY_1 | 471.61 | 0 | 10.66 | 337.3
TD | Solar | 32 | STEN_1 | 31.06 | 0 | 0.7 | 22.21
TD | Solar | 32 | STES_1 | 37.42 | 0 | 0.85 | 26.76
TD | Solar | 32 | STHA | 1.19 | 0 | 0.03 | 0.85
TD | Solar | 32 | STIR | 10.23 | 0 | 0.23 | 7.32
TD | Solar | 32 | STLE | 10.23 | 0 | 0.23 | 7.32
TD | Solar | 32 | STRI_P | 6.99 | 0 | 0.16 | 5
TD | Solar | 32 | SUND_1 | 181.65 | 0 | 4.11 | 129.92
TD | Solar | 32 | SWAN_1 | 324.17 | 0 | 7.33 | 231.85
TD | Solar | 32 | TARL_P | 6.74 | 0 | 0.15 | 4.82
TD | Solar | 32 | TAUN1 | 160.63 | 0 | 3.63 | 114.88
TD | Solar | 32 | TAYN_P | 5 | 0 | 0.11 | 3.58
TD | Solar | 32 | TELR | 1.19 | 0 | 0.03 | 0.85
TD | Solar | 32 | TEMP_3 | 12.42 | 0 | 0.28 | 8.88
TD | Solar | 32 | THOM_6 | 49.82 | 0 | 1.13 | 35.63
TD | Solar | 32 | THSO_P | 11.13 | 0 | 0.25 | 7.96
TD | Solar | 32 | THUR_6 | 12.42 | 0 | 0.28 | 8.88
TD | Solar | 32 | TILBB_1 | 154.58 | 0 | 3.49 | 110.56
TD | Solar | 32 | TONG | 1.19 | 0 | 0.03 | 0.85
TD | Solar | 32 | TOTT_1 | 7.76 | 0 | 0.18 | 5.55
TD | Solar | 32 | TRAW_1 | 50.35 | 0 | 1.14 | 36.01
TD | Solar | 32 | TUMB_P | 1.14 | 0 | 0.03 | 0.82
TD | Solar | 32 | TYNE_1 | 11.65 | 0 | 0.26 | 8.33
TD | Solar | 32 | TYNE_2 | 11.65 | 0 | 0.26 | 8.33
TD | Solar | 32 | UPPB_1 | 47.33 | 0 | 1.07 | 33.85
TD | Solar | 32 | UPPB_3 | 46.51 | 0 | 1.05 | 33.26
TD | Solar | 32 | USKM_1 | 56.72 | 0 | 1.28 | 40.57
TD | Solar | 32 | WALH_1 | 274.09 | 0 | 6.19 | 196.03
TD | Solar | 32 | WALP_1 | 150.77 | 0 | 3.41 | 107.83
TD | Solar | 32 | WALP_B | 354.05 | 0 | 8 | 253.22
TD | Solar | 32 | WARL_1 | 168.46 | 0 | 3.81 | 120.48
TD | Solar | 32 | WASF_1 | 6.37 | 0 | 0.14 | 4.56
TD | Solar | 32 | WATFS_1 | 6.9 | 0 | 0.16 | 4.93
TD | Solar | 32 | WBOL_6 | 17.66 | 0 | 0.4 | 12.63
TD | Solar | 32 | WBUR_1 | 255.01 | 0 | 5.76 | 182.38
TD | Solar | 32 | WFIE | 10.23 | 0 | 0.23 | 7.32
TD | Solar | 32 | WHAM_1 | 7.76 | 0 | 0.18 | 5.55
TD | Solar | 32 | WHGA_1 | 7.76 | 0 | 0.18 | 5.55
TD | Solar | 32 | WIBA_3 | 12.42 | 0 | 0.28 | 8.88
TD | Solar | 32 | WIEN_1 | 17.75 | 0 | 0.4 | 12.69
TD | Solar | 32 | WILL_1 | 96.46 | 0 | 2.18 | 68.99
TD | Solar | 32 | WIMBN1 | 20.71 | 0 | 0.47 | 14.81
TD | Solar | 32 | WIMBS1 | 20.71 | 0 | 0.47 | 14.81
TD | Solar | 32 | WISD_1 | 5.65 | 0 | 0.13 | 4.04
TD | Solar | 32 | WISD_6 | 5.65 | 0 | 0.13 | 4.04
TD | Solar | 32 | WISH | 1.19 | 0 | 0.03 | 0.85
TD | Solar | 32 | WMEL_1 | 12.42 | 0 | 0.28 | 8.88
TD | Solar | 32 | WTHU31 | 7.76 | 0 | 0.18 | 5.55
TD | Solar | 32 | WWEY_1 | 11.43 | 0 | 0.26 | 8.17
TD | Solar | 32 | WYLF_1 | 93.17 | 0 | 2.11 | 66.64
TD | Solar | 32 | WYMOM_1 | 91.09 | 0 | 2.06 | 65.15
TD | Solar | 33 | ABHA1 | 298.75 | 0 | 6.75 | 213.67
TD | Solar | 33 | ABNE_P | 16.02 | 0 | 0.36 | 11.46
TD | Solar | 33 | ABTH_1 | 87.68 | 0 | 1.98 | 62.71
TD | Solar | 33 | ACTL_2 | 6.66 | 0 | 0.15 | 4.76
TD | Solar | 33 | ACTL_C | 6.66 | 0 | 0.15 | 4.76
TD | Solar | 33 | ALNE_P | 4.41 | 0 | 0.1 | 3.15
TD | Solar | 33 | ALST_3 | 12.21 | 0 | 0.28 | 8.73
TD | Solar | 33 | ALVE1 | 416.93 | 0 | 9.42 | 298.19
TD | Solar | 33 | AMEM_1 | 51.81 | 0 | 1.17 | 37.05
TD | Solar | 33 | ARBR_P | 28.44 | 0 | 0.64 | 20.34
TD | Solar | 33 | ARDK_P | 1.47 | 0 | 0.03 | 1.05
TD | Solar | 33 | ARMO_P | 9.49 | 0 | 0.21 | 6.79
TD | Solar | 33 | AXMI1 | 378 | 0 | 8.54 | 270.35
TD | Solar | 33 | BAGA | 12.93 | 0 | 0.29 | 9.25
TD | Solar | 33 | BAIN | 12.93 | 0 | 0.29 | 9.25
TD | Solar | 33 | BARKC1 | 11.07 | 0 | 0.25 | 7.92
TD | Solar | 33 | BARKW3 | 9.16 | 0 | 0.21 | 6.55
TD | Solar | 33 | BEDDT1 | 10.46 | 0 | 0.24 | 7.48
TD | Solar | 33 | BEDD_1 | 10.46 | 0 | 0.24 | 7.48
TD | Solar | 33 | BERW | 1.5 | 0 | 0.03 | 1.07
TD | Solar | 33 | BESW_1 | 92.83 | 0 | 2.1 | 66.39
TD | Solar | 33 | BICF_1 | 696.1 | 0 | 15.73 | 497.85
TD | Solar | 33 | BIRK_1 | 12.21 | 0 | 0.28 | 8.73
TD | Solar | 33 | BISW_1 | 41.56 | 0 | 0.94 | 29.72
TD | Solar | 33 | BLYTB1 | 36.62 | 0 | 0.83 | 26.19
TD | Solar | 33 | BLYTH132 | 36.62 | 0 | 0.83 | 26.19
TD | Solar | 33 | BOAG_P | 1.09 | 0 | 0.02 | 0.78
TD | Solar | 33 | BOLN_1 | 113.46 | 0 | 2.56 | 81.15
TD | Solar | 33 | BONN | 12.93 | 0 | 0.29 | 9.25
TD | Solar | 33 | BOTW_1 | 229.28 | 0 | 5.18 | 163.98
TD | Solar | 33 | BRAC_P | 0.85 | 0 | 0.02 | 0.61
TD | Solar | 33 | BRAI_1 | 185.85 | 0 | 4.2 | 132.92
TD | Solar | 33 | BRAW_1 | 9.16 | 0 | 0.21 | 6.55
TD | Solar | 33 | BRED_1 | 13.48 | 0 | 0.3 | 9.64
TD | Solar | 33 | BRFO_1 | 222.08 | 0 | 5.02 | 158.83
TD | Solar | 33 | BRIM_1 | 73.24 | 0 | 1.66 | 52.38
TD | Solar | 33 | BRLE_1 | 143.09 | 0 | 3.23 | 102.34
TD | Solar | 33 | BROA_P | 0.34 | 0 | 0.01 | 0.24
TD | Solar | 33 | BROX | 1.5 | 0 | 0.03 | 1.07
TD | Solar | 33 | BRWA1 | 573.97 | 0 | 12.97 | 410.5
TD | Solar | 33 | BUMU_P | 0.28 | 0 | 0.01 | 0.2
TD | Solar | 33 | BURM_1 | 1171.7 | 0 | 26.48 | 838
TD | Solar | 33 | BUSH_1 | 34.72 | 0 | 0.78 | 24.83
TD | Solar | 33 | BUST_1 | 41.85 | 0 | 0.95 | 29.93
TD | Solar | 33 | CAAD_P | 0.68 | 0 | 0.02 | 0.49
TD | Solar | 33 | CAFA | 1.5 | 0 | 0.03 | 1.07
TD | Solar | 33 | CAMB_01 | 55.74 | 0 | 1.26 | 39.87
TD | Solar | 33 | CANTN1 | 215.55 | 0 | 4.87 | 154.16
TD | Solar | 33 | CAPEA1 | 18.58 | 0 | 0.42 | 13.29
TD | Solar | 33 | CARE_1 | 28.77 | 0 | 0.65 | 20.58
TD | Solar | 33 | CARR_1 | 14.15 | 0 | 0.32 | 10.12
TD | Solar | 33 | CASS_P | 1.28 | 0 | 0.03 | 0.92
TD | Solar | 33 | CATY | 1.5 | 0 | 0.03 | 1.07
TD | Solar | 33 | CBNK_H | 6.66 | 0 | 0.15 | 4.76
TD | Solar | 33 | CELL_1 | 144.17 | 0 | 3.26 | 103.11
TD | Solar | 33 | CHAP | 1.5 | 0 | 0.03 | 1.07
TD | Solar | 33 | CHAS | 1.5 | 0 | 0.03 | 1.07
TD | Solar | 33 | CHIC_1 | 346.96 | 0 | 7.84 | 248.15
TD | Solar | 33 | CHSI_1 | 10.46 | 0 | 0.24 | 7.48
TD | Solar | 33 | CHTE_1 | 180.14 | 0 | 4.07 | 128.84
TD | Solar | 33 | CITR_1 | 6.66 | 0 | 0.15 | 4.76
TD | Solar | 33 | CLAC_P | 2.93 | 0 | 0.07 | 2.1
TD | Solar | 33 | CLAY_P | 0.28 | 0 | 0.01 | 0.2
TD | Solar | 33 | CLT03 | 65.38 | 0 | 1.48 | 46.76
TD | Solar | 33 | CLYM | 1.5 | 0 | 0.03 | 1.07
TD | Solar | 33 | COAT | 1.5 | 0 | 0.03 | 1.07
TD | Solar | 33 | CONQA1 | 166.21 | 0 | 3.76 | 118.87
TD | Solar | 33 | COUA_P | 1.81 | 0 | 0.04 | 1.29
TD | Solar | 33 | COVE_1 | 48.15 | 0 | 1.09 | 34.44
TD | Solar | 33 | COWL_1 | 607.48 | 0 | 13.73 | 434.47
TD | Solar | 33 | COYL | 1.5 | 0 | 0.03 | 1.07
TD | Solar | 33 | CREB_1 | 67.93 | 0 | 1.54 | 48.58
TD | Solar | 33 | CUMB | 12.93 | 0 | 0.29 | 9.25
TD | Solar | 33 | CUPA | 19.02 | 0 | 0.43 | 13.6
TD | Solar | 33 | DALM3 | 1.5 | 0 | 0.03 | 1.07
TD | Solar | 33 | DEVM | 1.5 | 0 | 0.03 | 1.07
TD | Solar | 33 | DEVO | 20.54 | 0 | 0.46 | 14.69
TD | Solar | 33 | DOUN_P | 3.57 | 0 | 0.08 | 2.55
TD | Solar | 33 | DRAK_1 | 125.81 | 0 | 2.84 | 89.98
TD | Solar | 33 | DRAX_1 | 36.62 | 0 | 0.83 | 26.19
TD | Solar | 33 | DRCR | 12.93 | 0 | 0.29 | 9.25
TD | Solar | 33 | DUDH_P | 0.85 | 0 | 0.02 | 0.61
TD | Solar | 33 | DUGR_P | 0.77 | 0 | 0.02 | 0.55
TD | Solar | 33 | DUNB | 1.5 | 0 | 0.03 | 1.07
TD | Solar | 33 | DUNF | 12.93 | 0 | 0.29 | 9.25
TD | Solar | 33 | DUNO_P | 12.93 | 0 | 0.29 | 9.25
TD | Solar | 33 | DYCE_P | 4.93 | 0 | 0.11 | 3.53
TD | Solar | 33 | EALI_6 | 6.66 | 0 | 0.15 | 4.76
TD | Solar | 33 | EASO_1 | 409.58 | 0 | 9.26 | 292.93
TD | Solar | 33 | EAST | 1.5 | 0 | 0.03 | 1.07
TD | Solar | 33 | ECCL | 1.5 | 0 | 0.03 | 1.07
TD | Solar | 33 | ECLA_1 | 288.84 | 0 | 6.53 | 206.58
TD | Solar | 33 | EKIL | 1.5 | 0 | 0.03 | 1.07
TD | Solar | 33 | EKIS | 1.5 | 0 | 0.03 | 1.07
TD | Solar | 33 | ELGI_P | 1.49 | 0 | 0.03 | 1.07
TD | Solar | 33 | ELLA_1 | 9.16 | 0 | 0.21 | 6.55
TD | Solar | 33 | ELST_1 | 8.14 | 0 | 0.18 | 5.82
TD | Solar | 33 | ENDE_1 | 131.22 | 0 | 2.97 | 93.85
TD | Solar | 33 | EXET1 | 309.23 | 0 | 6.99 | 221.16
TD | Solar | 33 | FASN_P | 0.71 | 0 | 0.02 | 0.51
TD | Solar | 33 | FAUG_P | 2 | 0 | 0.05 | 1.43
TD | Solar | 33 | FAWL_1 | 269.25 | 0 | 6.09 | 192.57
TD | Solar | 33 | FECK_6 | 203.57 | 0 | 4.6 | 145.59
TD | Solar | 33 | FERRA2 | 46.06 | 0 | 1.04 | 32.94
TD | Solar | 33 | FERRB1 | 43 | 0 | 0.97 | 30.75
TD | Solar | 33 | FIDD_P | 9.43 | 0 | 0.21 | 6.74
TD | Solar | 33 | FLEE_1 | 123.87 | 0 | 2.8 | 88.59
TD | Solar | 33 | FOUR_1 | 54.93 | 0 | 1.24 | 39.29
TD | Solar | 33 | FRAS_P | 0.45 | 0 | 0.01 | 0.32
TD | Solar | 33 | FROD_1 | 16.51 | 0 | 0.37 | 11.81
TD | Solar | 33 | FWIL_P | 8.1 | 0 | 0.18 | 5.79
TD | Solar | 33 | GALA | 1.5 | 0 | 0.03 | 1.07
TD | Solar | 33 | GIFF | 1.5 | 0 | 0.03 | 1.07
TD | Solar | 33 | GLLE | 1.5 | 0 | 0.03 | 1.07
TD | Solar | 33 | GLLU | 1.5 | 0 | 0.03 | 1.07
TD | Solar | 33 | GLNI | 12.93 | 0 | 0.29 | 9.25
TD | Solar | 33 | GLRO | 12.93 | 0 | 0.29 | 9.25
TD | Solar | 33 | GREE_H | 6.66 | 0 | 0.15 | 4.76
TD | Solar | 33 | GREN_1 | 740.77 | 0 | 16.74 | 529.8
TD | Solar | 33 | GRIW_1 | 144.81 | 0 | 3.27 | 103.57
TD | Solar | 33 | GRUB_P | 5.62 | 0 | 0.13 | 4.02
TD | Solar | 33 | G_EXTRA_11 | 1.5 | 0 | 0.03 | 1.07
TD | Solar | 33 | G_EXTRA_2 | 1.5 | 0 | 0.03 | 1.07
TD | Solar | 33 | G_EXTRA_5 | 1.5 | 0 | 0.03 | 1.07
TD | Solar | 33 | G_EXTRA_7 | 12.93 | 0 | 0.29 | 9.25
TD | Solar | 33 | G_EXTRA_9 | 1.5 | 0 | 0.03 | 1.07
TD | Solar | 33 | HACK_1 | 9.16 | 0 | 0.21 | 6.55
TD | Solar | 33 | HACK_6 | 9.16 | 0 | 0.21 | 6.55
TD | Solar | 33 | HAMHC1 | 74.19 | 0 | 1.68 | 53.06
TD | Solar | 33 | HARK_1 | 116.49 | 0 | 2.63 | 83.31
TD | Solar | 33 | HARM_6 | 13.73 | 0 | 0.31 | 9.82
TD | Solar | 33 | HAWI | 1.5 | 0 | 0.03 | 1.07
TD | Solar | 33 | HAWP_6 | 20.11 | 0 | 0.45 | 14.38
TD | Solar | 33 | HEYS1 | 54.93 | 0 | 1.24 | 39.29
TD | Solar | 33 | HEYS_1 | 83.03 | 0 | 1.88 | 59.38
TD | Solar | 33 | HUER | 1.5 | 0 | 0.03 | 1.07
TD | Solar | 33 | HURS_1 | 10.46 | 0 | 0.24 | 7.48
TD | Solar | 33 | HUTT_1 | 158.91 | 0 | 3.59 | 113.65
TD | Solar | 33 | IMPK_1 | 232.28 | 0 | 5.25 | 166.13
TD | Solar | 33 | INDQ1 | 592.73 | 0 | 13.4 | 423.92
TD | Solar | 33 | INKE | 12.93 | 0 | 0.29 | 9.25
TD | Solar | 33 | INNE_P | 1.42 | 0 | 0.03 | 1.02
TD | Solar | 33 | IROA1 | 374.82 | 0 | 8.47 | 268.07
TD | Solar | 33 | IRONB1 | 152.15 | 0 | 3.44 | 108.82
TD | Solar | 33 | IVER_1 | 8.14 | 0 | 0.18 | 5.82
TD | Solar | 33 | IVER_6 | 8.14 | 0 | 0.18 | 5.82
TD | Solar | 33 | JOHN | 1.5 | 0 | 0.03 | 1.07
TD | Solar | 33 | JORD_3 | 14.65 | 0 | 0.33 | 10.48
TD | Solar | 33 | KAIM | 1.5 | 0 | 0.03 | 1.07
TD | Solar | 33 | KEAD_1 | 105.29 | 0 | 2.38 | 75.3
TD | Solar | 33 | KEAR_1 | 9.16 | 0 | 0.21 | 6.55
TD | Solar | 33 | KEAR_3 | 22.28 | 0 | 0.5 | 15.93
TD | Solar | 33 | KEIT_P | 11.91 | 0 | 0.27 | 8.52
TD | Solar | 33 | KEMS_1 | 260.06 | 0 | 5.88 | 185.99
TD | Solar | 33 | KEOO | 1.5 | 0 | 0.03 | 1.07
TD | Solar | 33 | KIBY_1 | 1.93 | 0 | 0.04 | 1.38
TD | Solar | 33 | KIER | 12.93 | 0 | 0.29 | 9.25
TD | Solar | 33 | KIIN_P | 3.26 | 0 | 0.07 | 2.33
TD | Solar | 33 | KILS | 1.5 | 0 | 0.03 | 1.07
TD | Solar | 33 | KILT | 1.5 | 0 | 0.03 | 1.07
TD | Solar | 33 | KILW | 9.1 | 0 | 0.21 | 6.51
TD | Solar | 33 | KINO_1 | 113.12 | 0 | 2.56 | 80.9
TD | Solar | 33 | KINT_P | 10.66 | 0 | 0.24 | 7.62
TD | Solar | 33 | KIRKB1 | 9.16 | 0 | 0.21 | 6.55
TD | Solar | 33 | KITW_1 | 22.47 | 0 | 0.51 | 16.07
TD | Solar | 33 | KNAR | 37.4 | 0 | 0.85 | 26.75
TD | Solar | 33 | LACK_6 | 61.31 | 0 | 1.39 | 43.85
TD | Solar | 33 | LAIR_P | 3.17 | 0 | 0.07 | 2.27
TD | Solar | 33 | LALE1SG003 | 14.31 | 0 | 0.32 | 10.23
TD | Solar | 33 | LAND1 | 469.27 | 0 | 10.61 | 335.62
TD | Solar | 33 | LEGA_1 | 149.82 | 0 | 3.39 | 107.15
TD | Solar | 33 | LEVE | 12.93 | 0 | 0.29 | 9.25
TD | Solar | 33 | LING | 1.5 | 0 | 0.03 | 1.07
TD | Solar | 33 | LINM | 1.5 | 0 | 0.03 | 1.07
TD | Solar | 33 | LISD_1 | 3.18 | 0 | 0.07 | 2.27
TD | Solar | 33 | LITT_C | 10.46 | 0 | 0.24 | 7.48
TD | Solar | 33 | LITT_J | 10.46 | 0 | 0.24 | 7.48
TD | Solar | 33 | LODR_6 | 6.66 | 0 | 0.15 | 4.76
TD | Solar | 33 | LOUD_H | 8.14 | 0 | 0.18 | 5.82
TD | Solar | 33 | LOVE_1 | 365.21 | 0 | 8.25 | 261.2
TD | Solar | 33 | LUNA_P | 0.28 | 0 | 0.01 | 0.2
TD | Solar | 33 | MACC_3 | 49.37 | 0 | 1.12 | 35.31
TD | Solar | 33 | MACD_P | 12.31 | 0 | 0.28 | 8.8
TD | Solar | 33 | MAGA_6 | 68.91 | 0 | 1.56 | 49.28
TD | Solar | 33 | MANN_1 | 615.58 | 0 | 13.91 | 440.26
TD | Solar | 33 | MAYB | 1.5 | 0 | 0.03 | 1.07
TD | Solar | 33 | MELK_1 | 617.3 | 0 | 13.95 | 441.49
TD | Solar | 33 | MILC_P | 3.77 | 0 | 0.09 | 2.7
TD | Solar | 33 | MILH_1 | 20.87 | 0 | 0.47 | 14.93
TD | Solar | 33 | MITY_1 | 893.72 | 0 | 20.2 | 639.19
TD | Solar | 33 | MYBS_P | 7.7 | 0 | 0.17 | 5.51
TD | Solar | 33 | NEAR | 1.5 | 0 | 0.03 | 1.07
TD | Solar | 33 | NECE_1 | 41.85 | 0 | 0.95 | 29.93
TD | Solar | 33 | NEEP_3 | 14.65 | 0 | 0.33 | 10.48
TD | Solar | 33 | NETS | 1.5 | 0 | 0.03 | 1.07
TD | Solar | 33 | NEWX_6 | 24.41 | 0 | 0.55 | 17.46
TD | Solar | 33 | NFLE | 136.55 | 0 | 3.09 | 97.66
TD | Solar | 33 | NHYD_6 | 8.14 | 0 | 0.18 | 5.82
TD | Solar | 33 | NINF_1 | 121.54 | 0 | 2.75 | 86.93
TD | Solar | 33 | NORL_3 | 14.65 | 0 | 0.33 | 10.48
TD | Solar | 33 | NORM_1 | 861.47 | 0 | 19.47 | 616.12
TD | Solar | 33 | NORT_1 | 50.46 | 0 | 1.14 | 36.09
TD | Solar | 33 | NURS_1 | 394.64 | 0 | 8.92 | 282.25
TD | Solar | 33 | OCKH_1 | 20.93 | 0 | 0.47 | 14.97
TD | Solar | 33 | OFFE_3 | 13.73 | 0 | 0.31 | 9.82
TD | Solar | 33 | OLDB_1 | 20.93 | 0 | 0.47 | 14.97
TD | Solar | 33 | OSBA_1 | 51.27 | 0 | 1.16 | 36.67
TD | Solar | 33 | PADIB1 | 42.99 | 0 | 0.97 | 30.75
TD | Solar | 33 | PELH_1 | 239.27 | 0 | 5.41 | 171.13
TD | Solar | 33 | PEMB_1 | 503.96 | 0 | 11.39 | 360.43
TD | Solar | 33 | PENE_1 | 36.62 | 0 | 0.83 | 26.19
TD | Solar | 33 | PENN_1 | 6.37 | 0 | 0.14 | 4.56
TD | Solar | 33 | PENT_1 | 237.38 | 0 | 5.36 | 169.77
TD | Solar | 33 | PENW_1 | 89.9 | 0 | 2.03 | 64.3
TD | Solar | 33 | PERI_H | 6.66 | 0 | 0.15 | 4.76
TD | Solar | 33 | PERS_P | 3.61 | 0 | 0.08 | 2.58
TD | Solar | 33 | PITS_3 | 14.65 | 0 | 0.33 | 10.48
TD | Solar | 33 | POOB | 1.5 | 0 | 0.03 | 1.07
TD | Solar | 33 | POPP_3 | 31.06 | 0 | 0.7 | 22.21
TD | Solar | 33 | PORA_P | 8.86 | 0 | 0.2 | 6.34
TD | Solar | 33 | PORD | 12.93 | 0 | 0.29 | 9.25
TD | Solar | 33 | PYLE_1 | 79.76 | 0 | 1.8 | 57.04
TD | Solar | 33 | QUOI_P | 0.98 | 0 | 0.02 | 0.7
TD | Solar | 33 | RAIN_1 | 3.32 | 0 | 0.08 | 2.37
TD | Solar | 33 | RANN_P | 4.31 | 0 | 0.1 | 3.08
TD | Solar | 33 | RASS_1 | 262.13 | 0 | 5.92 | 187.48
TD | Solar | 33 | RATS_1 | 162.92 | 0 | 3.68 | 116.52
TD | Solar | 33 | RAYL_1 | 204.42 | 0 | 4.62 | 146.2
TD | Solar | 33 | REBR_3 | 9.16 | 0 | 0.21 | 6.55
TD | Solar | 33 | REDH | 25.56 | 0 | 0.58 | 18.28
TD | Solar | 33 | REDM_P | 3.26 | 0 | 0.07 | 2.33
TD | Solar | 33 | RICH1 | 166.52 | 0 | 3.76 | 119.1
TD | Solar | 33 | ROCH_1 | 12.22 | 0 | 0.28 | 8.74
TD | Solar | 33 | RUGEB1 | 128.03 | 0 | 2.89 | 91.57
TD | Solar | 33 | RYEH_1 | 73.24 | 0 | 1.66 | 52.38
TD | Solar | 33 | SALH_1 | 67.6 | 0 | 1.53 | 48.35
TD | Solar | 33 | SALT_1 | 56.58 | 0 | 1.28 | 40.47
TD | Solar | 33 | SBAR | 129.64 | 0 | 2.93 | 92.72
TD | Solar | 33 | SEAB1 | 329.29 | 0 | 7.44 | 235.51
TD | Solar | 33 | SELL_1 | 232.03 | 0 | 5.24 | 165.95
TD | Solar | 33 | SFEG_P | 5.24 | 0 | 0.12 | 3.75
TD | Solar | 33 | SFIL_P | 2.1 | 0 | 0.05 | 1.5
TD | Solar | 33 | SHEC_3 | 14.65 | 0 | 0.33 | 10.48
TD | Solar | 33 | SHRW_1 | 246.14 | 0 | 5.56 | 176.04
TD | Solar | 33 | SIGH | 1.5 | 0 | 0.03 | 1.07
TD | Solar | 33 | SJOW_1 | 6.66 | 0 | 0.15 | 4.76
TD | Solar | 33 | SKLGB1 | 15.52 | 0 | 0.35 | 11.1
TD | Solar | 33 | SLOY_P | 0.57 | 0 | 0.01 | 0.41
TD | Solar | 33 | SMAN_1 | 12.21 | 0 | 0.28 | 8.73
TD | Solar | 33 | SPEN_1 | 79.57 | 0 | 1.8 | 56.91
TD | Solar | 33 | SSHI_3 | 13.73 | 0 | 0.31 | 9.82
TD | Solar | 33 | STAH_1 | 48.68 | 0 | 1.1 | 34.82
TD | Solar | 33 | STAL_1 | 36.62 | 0 | 0.83 | 26.19
TD | Solar | 33 | STAY_1 | 527.24 | 0 | 11.92 | 377.08
TD | Solar | 33 | STEN_1 | 36.62 | 0 | 0.83 | 26.19
TD | Solar | 33 | STES_1 | 42.99 | 0 | 0.97 | 30.75
TD | Solar | 33 | STHA | 1.5 | 0 | 0.03 | 1.07
TD | Solar | 33 | STIR | 12.93 | 0 | 0.29 | 9.25
TD | Solar | 33 | STLE | 12.93 | 0 | 0.29 | 9.25
TD | Solar | 33 | STRI_P | 8.71 | 0 | 0.2 | 6.23
TD | Solar | 33 | SUND_1 | 203.9 | 0 | 4.61 | 145.83
TD | Solar | 33 | SWAN_1 | 357.55 | 0 | 8.08 | 255.72
TD | Solar | 33 | TARL_P | 7.06 | 0 | 0.16 | 5.05
TD | Solar | 33 | TAUN1 | 171.76 | 0 | 3.88 | 122.84
TD | Solar | 33 | TAYN_P | 6.68 | 0 | 0.15 | 4.78
TD | Solar | 33 | TELR | 1.5 | 0 | 0.03 | 1.07
TD | Solar | 33 | TEMP_3 | 14.65 | 0 | 0.33 | 10.48
TD | Solar | 33 | THOM_6 | 57.61 | 0 | 1.3 | 41.2
TD | Solar | 33 | THSO_P | 14.89 | 0 | 0.34 | 10.65
TD | Solar | 33 | THUR_6 | 14.65 | 0 | 0.33 | 10.48
TD | Solar | 33 | TILBB_1 | 181.28 | 0 | 4.1 | 129.65
TD | Solar | 33 | TONG | 1.5 | 0 | 0.03 | 1.07
TD | Solar | 33 | TOTT_1 | 9.16 | 0 | 0.21 | 6.55
TD | Solar | 33 | TRAW_1 | 55.91 | 0 | 1.26 | 39.99
TD | Solar | 33 | TUMB_P | 1.53 | 0 | 0.03 | 1.09
TD | Solar | 33 | TYNE_1 | 13.73 | 0 | 0.31 | 9.82
TD | Solar | 33 | TYNE_2 | 13.73 | 0 | 0.31 | 9.82
TD | Solar | 33 | UPPB_1 | 49.19 | 0 | 1.11 | 35.18
TD | Solar | 33 | UPPB_3 | 48.37 | 0 | 1.09 | 34.59
TD | Solar | 33 | USKM_1 | 58.58 | 0 | 1.32 | 41.9
TD | Solar | 33 | WALH_1 | 301.9 | 0 | 6.82 | 215.92
TD | Solar | 33 | WALP_1 | 173.02 | 0 | 3.91 | 123.74
TD | Solar | 33 | WALP_B | 376.3 | 0 | 8.5 | 269.13
TD | Solar | 33 | WARL_1 | 195.17 | 0 | 4.41 | 139.59
TD | Solar | 33 | WASF_1 | 6.37 | 0 | 0.14 | 4.56
TD | Solar | 33 | WATFS_1 | 8.14 | 0 | 0.18 | 5.82
TD | Solar | 33 | WBOL_6 | 19.74 | 0 | 0.45 | 14.12
TD | Solar | 33 | WBUR_1 | 277.26 | 0 | 6.27 | 198.3
TD | Solar | 33 | WFIE | 12.93 | 0 | 0.29 | 9.25
TD | Solar | 33 | WHAM_1 | 9.16 | 0 | 0.21 | 6.55
TD | Solar | 33 | WHGA_1 | 9.16 | 0 | 0.21 | 6.55
TD | Solar | 33 | WIBA_3 | 14.65 | 0 | 0.33 | 10.48
TD | Solar | 33 | WIEN_1 | 20.93 | 0 | 0.47 | 14.97
TD | Solar | 33 | WILL_1 | 102.81 | 0 | 2.32 | 73.53
TD | Solar | 33 | WIMBN1 | 24.41 | 0 | 0.55 | 17.46
TD | Solar | 33 | WIMBS1 | 24.41 | 0 | 0.55 | 17.46
TD | Solar | 33 | WISD_1 | 6.66 | 0 | 0.15 | 4.76
TD | Solar | 33 | WISD_6 | 6.66 | 0 | 0.15 | 4.76
TD | Solar | 33 | WISH | 1.5 | 0 | 0.03 | 1.07
TD | Solar | 33 | WMEL_1 | 14.65 | 0 | 0.33 | 10.48
TD | Solar | 33 | WTHU31 | 9.16 | 0 | 0.21 | 6.55
TD | Solar | 33 | WWEY_1 | 13.01 | 0 | 0.29 | 9.3
TD | Solar | 33 | WYLF_1 | 109.86 | 0 | 2.48 | 78.57
TD | Solar | 33 | WYMOM_1 | 102.22 | 0 | 2.31 | 73.11
TD | Solar | 34 | ABHA1 | 329.77 | 0 | 7.45 | 235.85
TD | Solar | 34 | ABNE_P | 17.27 | 0 | 0.39 | 12.35
TD | Solar | 34 | ABTH_1 | 89.55 | 0 | 2.02 | 64.05
TD | Solar | 34 | ACTL_2 | 7.68 | 0 | 0.17 | 5.49
TD | Solar | 34 | ACTL_C | 7.68 | 0 | 0.17 | 5.49
TD | Solar | 34 | ALNE_P | 5.65 | 0 | 0.13 | 4.04
TD | Solar | 34 | ALST_3 | 14.08 | 0 | 0.32 | 10.07
TD | Solar | 34 | ALVE1 | 447.95 | 0 | 10.12 | 320.37
TD | Solar | 34 | AMEM_1 | 53.06 | 0 | 1.2 | 37.95
TD | Solar | 34 | ARBR_P | 28.44 | 0 | 0.64 | 20.34
TD | Solar | 34 | ARDK_P | 1.89 | 0 | 0.04 | 1.35
TD | Solar | 34 | ARMO_P | 12.18 | 0 | 0.28 | 8.71
TD | Solar | 34 | AXMI1 | 419.21 | 0 | 9.47 | 299.82
TD | Solar | 34 | BAGA | 17.63 | 0 | 0.4 | 12.61
TD | Solar | 34 | BAIN | 17.63 | 0 | 0.4 | 12.61
TD | Solar | 34 | BARKC1 | 12.48 | 0 | 0.28 | 8.93
TD | Solar | 34 | BARKW3 | 10.56 | 0 | 0.24 | 7.55
TD | Solar | 34 | BEDDT1 | 12.07 | 0 | 0.27 | 8.63
TD | Solar | 34 | BEDD_1 | 12.07 | 0 | 0.27 | 8.63
TD | Solar | 34 | BERW | 2.05 | 0 | 0.05 | 1.47
TD | Solar | 34 | BESW_1 | 99.26 | 0 | 2.24 | 70.99
TD | Solar | 34 | BICF_1 | 774.78 | 0 | 17.51 | 554.12
TD | Solar | 34 | BIRK_1 | 14.08 | 0 | 0.32 | 10.07
TD | Solar | 34 | BISW_1 | 44.77 | 0 | 1.01 | 32.02
TD | Solar | 34 | BLYTB1 | 42.24 | 0 | 0.95 | 30.21
TD | Solar | 34 | BLYTH132 | 42.24 | 0 | 0.95 | 30.21
TD | Solar | 34 | BOAG_P | 1.4 | 0 | 0.03 | 1
TD | Solar | 34 | BOLN_1 | 119.08 | 0 | 2.69 | 85.17
TD | Solar | 34 | BONN | 17.63 | 0 | 0.4 | 12.61
TD | Solar | 34 | BOTW_1 | 254.57 | 0 | 5.75 | 182.07
TD | Solar | 34 | BRAC_P | 1.09 | 0 | 0.02 | 0.78
TD | Solar | 34 | BRAI_1 | 197.09 | 0 | 4.45 | 140.96
TD | Solar | 34 | BRAW_1 | 10.56 | 0 | 0.24 | 7.55
TD | Solar | 34 | BRED_1 | 15.35 | 0 | 0.35 | 10.98
TD | Solar | 34 | BRFO_1 | 232.11 | 0 | 5.25 | 166.01
TD | Solar | 34 | BRIM_1 | 84.48 | 0 | 1.91 | 60.42
TD | Solar | 34 | BRLE_1 | 154.33 | 0 | 3.49 | 110.38
TD | Solar | 34 | BROA_P | 0.44 | 0 | 0.01 | 0.31
TD | Solar | 34 | BROX | 2.05 | 0 | 0.05 | 1.47
TD | Solar | 34 | BRWA1 | 618.93 | 0 | 13.99 | 442.66
TD | Solar | 34 | BUMU_P | 0.36 | 0 | 0.01 | 0.26
TD | Solar | 34 | BURM_1 | 1295.34 | 0 | 29.27 | 926.43
TD | Solar | 34 | BUSH_1 | 37.93 | 0 | 0.86 | 27.13
TD | Solar | 34 | BUST_1 | 48.28 | 0 | 1.09 | 34.53
TD | Solar | 34 | CAAD_P | 0.87 | 0 | 0.02 | 0.62
TD | Solar | 34 | CAFA | 2.05 | 0 | 0.05 | 1.47
TD | Solar | 34 | CAMB_01 | 61.36 | 0 | 1.39 | 43.88
TD | Solar | 34 | CANTN1 | 229.03 | 0 | 5.18 | 163.8
TD | Solar | 34 | CAPEA1 | 20.46 | 0 | 0.46 | 14.63
TD | Solar | 34 | CARE_1 | 30.64 | 0 | 0.69 | 21.91
TD | Solar | 34 | CARR_1 | 16.02 | 0 | 0.36 | 11.46
TD | Solar | 34 | CASS_P | 1.64 | 0 | 0.04 | 1.17
TD | Solar | 34 | CATY | 2.05 | 0 | 0.05 | 1.47
TD | Solar | 34 | CBNK_H | 7.68 | 0 | 0.17 | 5.49
TD | Solar | 34 | CELL_1 | 161.03 | 0 | 3.64 | 115.17
TD | Solar | 34 | CHAP | 2.05 | 0 | 0.05 | 1.47
TD | Solar | 34 | CHAS | 2.05 | 0 | 0.05 | 1.47
TD | Solar | 34 | CHIC_1 | 388.17 | 0 | 8.77 | 277.62
TD | Solar | 34 | CHSI_1 | 12.07 | 0 | 0.27 | 8.63
TD | Solar | 34 | CHTE_1 | 182.39 | 0 | 4.12 | 130.45
TD | Solar | 34 | CITR_1 | 7.68 | 0 | 0.17 | 5.49
TD | Solar | 34 | CLAC_P | 3.76 | 0 | 0.08 | 2.69
TD | Solar | 34 | CLAY_P | 0.36 | 0 | 0.01 | 0.26
TD | Solar | 34 | CLT03 | 75.41 | 0 | 1.7 | 53.93
TD | Solar | 34 | CLYM | 2.05 | 0 | 0.05 | 1.47
TD | Solar | 34 | COAT | 2.05 | 0 | 0.05 | 1.47
TD | Solar | 34 | CONQA1 | 171.83 | 0 | 3.88 | 122.89
TD | Solar | 34 | COUA_P | 2.33 | 0 | 0.05 | 1.67
TD | Solar | 34 | COVE_1 | 54.58 | 0 | 1.23 | 39.04
TD | Solar | 34 | COWL_1 | 652.44 | 0 | 14.75 | 466.63
TD | Solar | 34 | COYL | 2.05 | 0 | 0.05 | 1.47
TD | Solar | 34 | CREB_1 | 75.42 | 0 | 1.7 | 53.94
TD | Solar | 34 | CUMB | 17.63 | 0 | 0.4 | 12.61
TD | Solar | 34 | CUPA | 23.72 | 0 | 0.54 | 16.96
TD | Solar | 34 | DALM3 | 2.05 | 0 | 0.05 | 1.47
TD | Solar | 34 | DEVM | 2.05 | 0 | 0.05 | 1.47
TD | Solar | 34 | DEVO | 25.24 | 0 | 0.57 | 18.05
TD | Solar | 34 | DOUN_P | 4.59 | 0 | 0.1 | 3.28
TD | Solar | 34 | DRAK_1 | 129.03 | 0 | 2.92 | 92.28
TD | Solar | 34 | DRAX_1 | 42.24 | 0 | 0.95 | 30.21
TD | Solar | 34 | DRCR | 17.63 | 0 | 0.4 | 12.61
TD | Solar | 34 | DUDH_P | 1.09 | 0 | 0.02 | 0.78
TD | Solar | 34 | DUGR_P | 0.98 | 0 | 0.02 | 0.7
TD | Solar | 34 | DUNB | 2.05 | 0 | 0.05 | 1.47
TD | Solar | 34 | DUNF | 17.63 | 0 | 0.4 | 12.61
TD | Solar | 34 | DUNO_P | 17.63 | 0 | 0.4 | 12.61
TD | Solar | 34 | DYCE_P | 6.33 | 0 | 0.14 | 4.53
TD | Solar | 34 | EALI_6 | 7.68 | 0 | 0.17 | 5.49
TD | Solar | 34 | EASO_1 | 432.06 | 0 | 9.76 | 309.01
TD | Solar | 34 | EAST | 2.05 | 0 | 0.05 | 1.47
TD | Solar | 34 | ECCL | 2.05 | 0 | 0.05 | 1.47
TD | Solar | 34 | ECLA_1 | 311.32 | 0 | 7.04 | 222.66
TD | Solar | 34 | EKIL | 2.05 | 0 | 0.05 | 1.47
TD | Solar | 34 | EKIS | 2.05 | 0 | 0.05 | 1.47
TD | Solar | 34 | ELGI_P | 1.49 | 0 | 0.03 | 1.07
TD | Solar | 34 | ELLA_1 | 10.56 | 0 | 0.24 | 7.55
TD | Solar | 34 | ELST_1 | 9.39 | 0 | 0.21 | 6.72
TD | Solar | 34 | ENDE_1 | 142.46 | 0 | 3.22 | 101.89
TD | Solar | 34 | EXET1 | 340.26 | 0 | 7.69 | 243.35
TD | Solar | 34 | FASN_P | 0.91 | 0 | 0.02 | 0.65
TD | Solar | 34 | FAUG_P | 2.56 | 0 | 0.06 | 1.83
TD | Solar | 34 | FAWL_1 | 294.54 | 0 | 6.66 | 210.66
TD | Solar | 34 | FECK_6 | 209.99 | 0 | 4.75 | 150.18
TD | Solar | 34 | FERRA2 | 51.68 | 0 | 1.17 | 36.96
TD | Solar | 34 | FERRB1 | 48.62 | 0 | 1.1 | 34.77
TD | Solar | 34 | FIDD_P | 12.1 | 0 | 0.27 | 8.65
TD | Solar | 34 | FLEE_1 | 135.11 | 0 | 3.05 | 96.63
TD | Solar | 34 | FOUR_1 | 63.36 | 0 | 1.43 | 45.32
TD | Solar | 34 | FRAS_P | 0.58 | 0 | 0.01 | 0.41
TD | Solar | 34 | FROD_1 | 18.38 | 0 | 0.42 | 13.15
TD | Solar | 34 | FWIL_P | 10.39 | 0 | 0.23 | 7.43
TD | Solar | 34 | GALA | 2.05 | 0 | 0.05 | 1.47
TD | Solar | 34 | GIFF | 2.05 | 0 | 0.05 | 1.47
TD | Solar | 34 | GLLE | 2.05 | 0 | 0.05 | 1.47
TD | Solar | 34 | GLLU | 2.05 | 0 | 0.05 | 1.47
TD | Solar | 34 | GLNI | 17.63 | 0 | 0.4 | 12.61
TD | Solar | 34 | GLRO | 17.63 | 0 | 0.4 | 12.61
TD | Solar | 34 | GREE_H | 7.68 | 0 | 0.17 | 5.49
TD | Solar | 34 | GREN_1 | 810.62 | 0 | 18.32 | 579.76
TD | Solar | 34 | GRIW_1 | 161.67 | 0 | 3.65 | 115.63
TD | Solar | 34 | GRUB_P | 7.22 | 0 | 0.16 | 5.16
TD | Solar | 34 | G_EXTRA_11 | 2.05 | 0 | 0.05 | 1.47
TD | Solar | 34 | G_EXTRA_2 | 2.05 | 0 | 0.05 | 1.47
TD | Solar | 34 | G_EXTRA_5 | 2.05 | 0 | 0.05 | 1.47
TD | Solar | 34 | G_EXTRA_7 | 17.63 | 0 | 0.4 | 12.61
TD | Solar | 34 | G_EXTRA_9 | 2.05 | 0 | 0.05 | 1.47
TD | Solar | 34 | HACK_1 | 10.56 | 0 | 0.24 | 7.55
TD | Solar | 34 | HACK_6 | 10.56 | 0 | 0.24 | 7.55
TD | Solar | 34 | HAMHC1 | 80.61 | 0 | 1.82 | 57.65
TD | Solar | 34 | HARK_1 | 124.92 | 0 | 2.82 | 89.34
TD | Solar | 34 | HARM_6 | 15.84 | 0 | 0.36 | 11.33
TD | Solar | 34 | HAWI | 2.05 | 0 | 0.05 | 1.47
TD | Solar | 34 | HAWP_6 | 22.22 | 0 | 0.5 | 15.89
TD | Solar | 34 | HEYS1 | 63.36 | 0 | 1.43 | 45.32
TD | Solar | 34 | HEYS_1 | 91.46 | 0 | 2.07 | 65.41
TD | Solar | 34 | HUER | 2.05 | 0 | 0.05 | 1.47
TD | Solar | 34 | HURS_1 | 12.07 | 0 | 0.27 | 8.63
TD | Solar | 34 | HUTT_1 | 181.39 | 0 | 4.1 | 129.73
TD | Solar | 34 | IMPK_1 | 266 | 0 | 6.01 | 190.24
TD | Solar | 34 | INDQ1 | 623.75 | 0 | 14.1 | 446.11
TD | Solar | 34 | INKE | 17.63 | 0 | 0.4 | 12.61
TD | Solar | 34 | INNE_P | 1.82 | 0 | 0.04 | 1.3
TD | Solar | 34 | IROA1 | 414.16 | 0 | 9.36 | 296.21
TD | Solar | 34 | IRONB1 | 169.01 | 0 | 3.82 | 120.88
TD | Solar | 34 | IVER_1 | 9.39 | 0 | 0.21 | 6.72
TD | Solar | 34 | IVER_6 | 9.39 | 0 | 0.21 | 6.72
TD | Solar | 34 | JOHN | 2.05 | 0 | 0.05 | 1.47
TD | Solar | 34 | JORD_3 | 16.9 | 0 | 0.38 | 12.09
TD | Solar | 34 | KAIM | 2.05 | 0 | 0.05 | 1.47
TD | Solar | 34 | KEAD_1 | 112.78 | 0 | 2.55 | 80.66
TD | Solar | 34 | KEAR_1 | 10.56 | 0 | 0.24 | 7.55
TD | Solar | 34 | KEAR_3 | 23.69 | 0 | 0.54 | 16.94
TD | Solar | 34 | KEIT_P | 15.28 | 0 | 0.35 | 10.93
TD | Solar | 34 | KEMS_1 | 287.04 | 0 | 6.49 | 205.29
TD | Solar | 34 | KEOO | 2.05 | 0 | 0.05 | 1.47
TD | Solar | 34 | KIBY_1 | 1.93 | 0 | 0.04 | 1.38
TD | Solar | 34 | KIER | 17.63 | 0 | 0.4 | 12.61
TD | Solar | 34 | KIIN_P | 4.18 | 0 | 0.09 | 2.99
TD | Solar | 34 | KILS | 2.05 | 0 | 0.05 | 1.47
TD | Solar | 34 | KILT | 2.05 | 0 | 0.05 | 1.47
TD | Solar | 34 | KILW | 9.64 | 0 | 0.22 | 6.89
TD | Solar | 34 | KINO_1 | 126.61 | 0 | 2.86 | 90.55
TD | Solar | 34 | KINT_P | 13.08 | 0 | 0.3 | 9.35
TD | Solar | 34 | KIRKB1 | 10.56 | 0 | 0.24 | 7.55
TD | Solar | 34 | KITW_1 | 25.68 | 0 | 0.58 | 18.37
TD | Solar | 34 | KNAR | 40.21 | 0 | 0.91 | 28.76
TD | Solar | 34 | LACK_6 | 69.74 | 0 | 1.58 | 49.88
TD | Solar | 34 | LAIR_P | 4.07 | 0 | 0.09 | 2.91
TD | Solar | 34 | LALE1SG003 | 15.56 | 0 | 0.35 | 11.13
TD | Solar | 34 | LAND1 | 500.29 | 0 | 11.31 | 357.81
TD | Solar | 34 | LEGA_1 | 161.06 | 0 | 3.64 | 115.19
TD | Solar | 34 | LEVE | 17.63 | 0 | 0.4 | 12.61
TD | Solar | 34 | LING | 2.05 | 0 | 0.05 | 1.47
TD | Solar | 34 | LINM | 2.05 | 0 | 0.05 | 1.47
TD | Solar | 34 | LISD_1 | 3.18 | 0 | 0.07 | 2.27
TD | Solar | 34 | LITT_C | 12.07 | 0 | 0.27 | 8.63
TD | Solar | 34 | LITT_J | 12.07 | 0 | 0.27 | 8.63
TD | Solar | 34 | LODR_6 | 7.68 | 0 | 0.17 | 5.49
TD | Solar | 34 | LOUD_H | 9.39 | 0 | 0.21 | 6.72
TD | Solar | 34 | LOVE_1 | 390.5 | 0 | 8.83 | 279.29
TD | Solar | 34 | LUNA_P | 0.36 | 0 | 0.01 | 0.26
TD | Solar | 34 | MACC_3 | 54.99 | 0 | 1.24 | 39.33
TD | Solar | 34 | MACD_P | 15 | 0 | 0.34 | 10.73
TD | Solar | 34 | MAGA_6 | 74.53 | 0 | 1.68 | 53.3
TD | Solar | 34 | MANN_1 | 656.79 | 0 | 14.84 | 469.74
TD | Solar | 34 | MAYB | 2.05 | 0 | 0.05 | 1.47
TD | Solar | 34 | MELK_1 | 662.26 | 0 | 14.97 | 473.65
TD | Solar | 34 | MILC_P | 4.84 | 0 | 0.11 | 3.46
TD | Solar | 34 | MILH_1 | 22.12 | 0 | 0.5 | 15.82
TD | Solar | 34 | MITY_1 | 938.68 | 0 | 21.21 | 671.34
TD | Solar | 34 | MYBS_P | 9.88 | 0 | 0.22 | 7.07
TD | Solar | 34 | NEAR | 2.05 | 0 | 0.05 | 1.47
TD | Solar | 34 | NECE_1 | 48.28 | 0 | 1.09 | 34.53
TD | Solar | 34 | NEEP_3 | 16.9 | 0 | 0.38 | 12.09
TD | Solar | 34 | NETS | 2.05 | 0 | 0.05 | 1.47
TD | Solar | 34 | NEWX_6 | 28.16 | 0 | 0.64 | 20.14
TD | Solar | 34 | NFLE | 150.04 | 0 | 3.39 | 107.31
TD | Solar | 34 | NHYD_6 | 9.39 | 0 | 0.21 | 6.72
TD | Solar | 34 | NINF_1 | 127.16 | 0 | 2.87 | 90.94
TD | Solar | 34 | NORL_3 | 16.9 | 0 | 0.38 | 12.09
TD | Solar | 34 | NORM_1 | 940.16 | 0 | 21.25 | 672.4
TD | Solar | 34 | NORT_1 | 52.56 | 0 | 1.19 | 37.59
TD | Solar | 34 | NURS_1 | 419.93 | 0 | 9.49 | 300.33
TD | Solar | 34 | OCKH_1 | 24.14 | 0 | 0.55 | 17.26
TD | Solar | 34 | OFFE_3 | 15.84 | 0 | 0.36 | 11.33
TD | Solar | 34 | OLDB_1 | 24.14 | 0 | 0.55 | 17.26
TD | Solar | 34 | OSBA_1 | 59.14 | 0 | 1.34 | 42.3
TD | Solar | 34 | PADIB1 | 48.61 | 0 | 1.1 | 34.77
TD | Solar | 34 | PELH_1 | 250.51 | 0 | 5.66 | 179.16
TD | Solar | 34 | PEMB_1 | 537.68 | 0 | 12.15 | 384.55
TD | Solar | 34 | PENE_1 | 42.24 | 0 | 0.95 | 30.21
TD | Solar | 34 | PENN_1 | 6.37 | 0 | 0.14 | 4.56
TD | Solar | 34 | PENT_1 | 265.48 | 0 | 6 | 189.87
TD | Solar | 34 | PENW_1 | 95.52 | 0 | 2.16 | 68.32
TD | Solar | 34 | PERI_H | 7.68 | 0 | 0.17 | 5.49
TD | Solar | 34 | PERS_P | 4.64 | 0 | 0.1 | 3.32
TD | Solar | 34 | PITS_3 | 16.9 | 0 | 0.38 | 12.09
TD | Solar | 34 | POOB | 2.05 | 0 | 0.05 | 1.47
TD | Solar | 34 | POPP_3 | 33.87 | 0 | 0.77 | 24.22
TD | Solar | 34 | PORA_P | 11.36 | 0 | 0.26 | 8.12
TD | Solar | 34 | PORD | 17.63 | 0 | 0.4 | 12.61
TD | Solar | 34 | PYLE_1 | 85.38 | 0 | 1.93 | 61.06
TD | Solar | 34 | QUOI_P | 1.25 | 0 | 0.03 | 0.89
TD | Solar | 34 | RAIN_1 | 3.32 | 0 | 0.08 | 2.37
TD | Solar | 34 | RANN_P | 5.53 | 0 | 0.12 | 3.96
TD | Solar | 34 | RASS_1 | 295.85 | 0 | 6.69 | 211.59
TD | Solar | 34 | RATS_1 | 174.16 | 0 | 3.94 | 124.56
TD | Solar | 34 | RAYL_1 | 231.4 | 0 | 5.23 | 165.5
TD | Solar | 34 | REBR_3 | 10.56 | 0 | 0.24 | 7.55
TD | Solar | 34 | REDH | 30.26 | 0 | 0.68 | 21.64
TD | Solar | 34 | REDM_P | 4.18 | 0 | 0.09 | 2.99
TD | Solar | 34 | RICH1 | 180 | 0 | 4.07 | 128.74
TD | Solar | 34 | ROCH_1 | 13.62 | 0 | 0.31 | 9.74
TD | Solar | 34 | RUGEB1 | 144.89 | 0 | 3.27 | 103.63
TD | Solar | 34 | RYEH_1 | 84.48 | 0 | 1.91 | 60.42
TD | Solar | 34 | SALH_1 | 76.03 | 0 | 1.72 | 54.38
TD | Solar | 34 | SALT_1 | 64.07 | 0 | 1.45 | 45.82
TD | Solar | 34 | SBAR | 140.88 | 0 | 3.18 | 100.76
TD | Solar | 34 | SEAB1 | 363.01 | 0 | 8.2 | 259.62
TD | Solar | 34 | SELL_1 | 259.01 | 0 | 5.85 | 185.24
TD | Solar | 34 | SFEG_P | 6.73 | 0 | 0.15 | 4.81
TD | Solar | 34 | SFIL_P | 2.69 | 0 | 0.06 | 1.92
TD | Solar | 34 | SHEC_3 | 16.9 | 0 | 0.38 | 12.09
TD | Solar | 34 | SHRW_1 | 263 | 0 | 5.94 | 188.1
TD | Solar | 34 | SIGH | 2.05 | 0 | 0.05 | 1.47
TD | Solar | 34 | SJOW_1 | 7.68 | 0 | 0.17 | 5.49
TD | Solar | 34 | SKLGB1 | 16.93 | 0 | 0.38 | 12.11
TD | Solar | 34 | SLOY_P | 0.73 | 0 | 0.02 | 0.52
TD | Solar | 34 | SMAN_1 | 14.08 | 0 | 0.32 | 10.07
TD | Solar | 34 | SPEN_1 | 90.81 | 0 | 2.05 | 64.95
TD | Solar | 34 | SSHI_3 | 15.84 | 0 | 0.36 | 11.33
TD | Solar | 34 | STAH_1 | 54.3 | 0 | 1.23 | 38.84
TD | Solar | 34 | STAL_1 | 42.24 | 0 | 0.95 | 30.21
TD | Solar | 34 | STAY_1 | 583.44 | 0 | 13.19 | 417.28
TD | Solar | 34 | STEN_1 | 42.24 | 0 | 0.95 | 30.21
TD | Solar | 34 | STES_1 | 48.61 | 0 | 1.1 | 34.77
TD | Solar | 34 | STHA | 2.05 | 0 | 0.05 | 1.47
TD | Solar | 34 | STIR | 17.63 | 0 | 0.4 | 12.61
TD | Solar | 34 | STLE | 17.63 | 0 | 0.4 | 12.61
TD | Solar | 34 | STRI_P | 10.64 | 0 | 0.24 | 7.61
TD | Solar | 34 | SUND_1 | 226.38 | 0 | 5.12 | 161.91
TD | Solar | 34 | SWAN_1 | 391.27 | 0 | 8.84 | 279.84
TD | Solar | 34 | TARL_P | 7.41 | 0 | 0.17 | 5.3
TD | Solar | 34 | TAUN1 | 183 | 0 | 4.14 | 130.88
TD | Solar | 34 | TAYN_P | 8.58 | 0 | 0.19 | 6.14
TD | Solar | 34 | TELR | 2.05 | 0 | 0.05 | 1.47
TD | Solar | 34 | TEMP_3 | 16.9 | 0 | 0.38 | 12.09
TD | Solar | 34 | THOM_6 | 65.48 | 0 | 1.48 | 46.83
TD | Solar | 34 | THSO_P | 19.1 | 0 | 0.43 | 13.66
TD | Solar | 34 | THUR_6 | 16.9 | 0 | 0.38 | 12.09
TD | Solar | 34 | TILBB_1 | 208.26 | 0 | 4.71 | 148.95
TD | Solar | 34 | TONG | 2.05 | 0 | 0.05 | 1.47
TD | Solar | 34 | TOTT_1 | 10.56 | 0 | 0.24 | 7.55
TD | Solar | 34 | TRAW_1 | 61.53 | 0 | 1.39 | 44.01
TD | Solar | 34 | TUMB_P | 1.96 | 0 | 0.04 | 1.4
TD | Solar | 34 | TYNE_1 | 15.84 | 0 | 0.36 | 11.33
TD | Solar | 34 | TYNE_2 | 15.84 | 0 | 0.36 | 11.33
TD | Solar | 34 | UPPB_1 | 51.06 | 0 | 1.15 | 36.52
TD | Solar | 34 | UPPB_3 | 50.24 | 0 | 1.14 | 35.93
TD | Solar | 34 | USKM_1 | 60.45 | 0 | 1.37 | 43.23
TD | Solar | 34 | WALH_1 | 330 | 0 | 7.46 | 236.02
TD | Solar | 34 | WALP_1 | 195.5 | 0 | 4.42 | 139.82
TD | Solar | 34 | WALP_B | 398.78 | 0 | 9.01 | 285.21
TD | Solar | 34 | WARL_1 | 222.14 | 0 | 5.02 | 158.87
TD | Solar | 34 | WASF_1 | 6.37 | 0 | 0.14 | 4.56
TD | Solar | 34 | WATFS_1 | 9.39 | 0 | 0.21 | 6.72
TD | Solar | 34 | WBOL_6 | 21.85 | 0 | 0.49 | 15.63
TD | Solar | 34 | WBUR_1 | 299.74 | 0 | 6.77 | 214.37
TD | Solar | 34 | WFIE | 17.63 | 0 | 0.4 | 12.61
TD | Solar | 34 | WHAM_1 | 10.56 | 0 | 0.24 | 7.55
TD | Solar | 34 | WHGA_1 | 10.56 | 0 | 0.24 | 7.55
TD | Solar | 34 | WIBA_3 | 16.9 | 0 | 0.38 | 12.09
TD | Solar | 34 | WIEN_1 | 24.14 | 0 | 0.55 | 17.26
TD | Solar | 34 | WILL_1 | 109.24 | 0 | 2.47 | 78.13
TD | Solar | 34 | WIMBN1 | 28.16 | 0 | 0.64 | 20.14
TD | Solar | 34 | WIMBS1 | 28.16 | 0 | 0.64 | 20.14
TD | Solar | 34 | WISD_1 | 7.68 | 0 | 0.17 | 5.49
TD | Solar | 34 | WISD_6 | 7.68 | 0 | 0.17 | 5.49
TD | Solar | 34 | WISH | 2.05 | 0 | 0.05 | 1.47
TD | Solar | 34 | WMEL_1 | 16.9 | 0 | 0.38 | 12.09
TD | Solar | 34 | WTHU31 | 10.56 | 0 | 0.24 | 7.55
TD | Solar | 34 | WWEY_1 | 14.62 | 0 | 0.33 | 10.46
TD | Solar | 34 | WYLF_1 | 126.72 | 0 | 2.86 | 90.63
TD | Solar | 34 | WYMOM_1 | 113.46 | 0 | 2.56 | 81.15
TD | Solar | 35 | ABHA1 | 353.31 | 0 | 7.98 | 252.69
TD | Solar | 35 | ABNE_P | 19.24 | 0 | 0.43 | 13.76
TD | Solar | 35 | ABTH_1 | 90.98 | 0 | 2.06 | 65.07
TD | Solar | 35 | ACTL_2 | 8.46 | 0 | 0.19 | 6.05
TD | Solar | 35 | ACTL_C | 8.46 | 0 | 0.19 | 6.05
TD | Solar | 35 | ALNE_P | 7.63 | 0 | 0.17 | 5.46
TD | Solar | 35 | ALST_3 | 15.5 | 0 | 0.35 | 11.09
TD | Solar | 35 | ALVE1 | 471.49 | 0 | 10.66 | 337.21
TD | Solar | 35 | AMEM_1 | 54 | 0 | 1.22 | 38.62
TD | Solar | 35 | ARBR_P | 28.44 | 0 | 0.64 | 20.34
TD | Solar | 35 | ARDK_P | 2.55 | 0 | 0.06 | 1.82
TD | Solar | 35 | ARMO_P | 16.43 | 0 | 0.37 | 11.75
TD | Solar | 35 | AXMI1 | 450.48 | 0 | 10.18 | 322.18
TD | Solar | 35 | BAGA | 21.9 | 0 | 0.49 | 15.66
TD | Solar | 35 | BAIN | 21.9 | 0 | 0.49 | 15.66
TD | Solar | 35 | BARKC1 | 13.54 | 0 | 0.31 | 9.68
TD | Solar | 35 | BARKW3 | 11.63 | 0 | 0.26 | 8.32
TD | Solar | 35 | BEDDT1 | 13.29 | 0 | 0.3 | 9.51
TD | Solar | 35 | BEDD_1 | 13.29 | 0 | 0.3 | 9.51
TD | Solar | 35 | BERW | 2.55 | 0 | 0.06 | 1.82
TD | Solar | 35 | BESW_1 | 104.13 | 0 | 2.35 | 74.47
TD | Solar | 35 | BICF_1 | 834.47 | 0 | 18.86 | 596.81
TD | Solar | 35 | BIRK_1 | 15.5 | 0 | 0.35 | 11.09
TD | Solar | 35 | BISW_1 | 47.2 | 0 | 1.07 | 33.76
TD | Solar | 35 | BLYTB1 | 46.5 | 0 | 1.05 | 33.26
TD | Solar | 35 | BLYTH132 | 46.5 | 0 | 1.05 | 33.26
TD | Solar | 35 | BOAG_P | 1.89 | 0 | 0.04 | 1.35
TD | Solar | 35 | BOLN_1 | 123.35 | 0 | 2.79 | 88.22
TD | Solar | 35 | BONN | 21.9 | 0 | 0.49 | 15.66
TD | Solar | 35 | BOTW_1 | 273.76 | 0 | 6.19 | 195.79
TD | Solar | 35 | BRAC_P | 1.47 | 0 | 0.03 | 1.05
TD | Solar | 35 | BRAI_1 | 205.61 | 0 | 4.65 | 147.05
TD | Solar | 35 | BRAW_1 | 11.63 | 0 | 0.26 | 8.32
TD | Solar | 35 | BRED_1 | 16.77 | 0 | 0.38 | 11.99
TD | Solar | 35 | BRFO_1 | 239.73 | 0 | 5.42 | 171.45
TD | Solar | 35 | BRIM_1 | 93.01 | 0 | 2.1 | 66.52
TD | Solar | 35 | BRLE_1 | 162.86 | 0 | 3.68 | 116.48
TD | Solar | 35 | BROA_P | 0.59 | 0 | 0.01 | 0.42
TD | Solar | 35 | BROX | 2.55 | 0 | 0.06 | 1.82
TD | Solar | 35 | BRWA1 | 653.04 | 0 | 14.76 | 467.05
TD | Solar | 35 | BUMU_P | 0.49 | 0 | 0.01 | 0.35
TD | Solar | 35 | BURM_1 | 1389.14 | 0 | 31.39 | 993.51
TD | Solar | 35 | BUSH_1 | 40.36 | 0 | 0.91 | 28.87
TD | Solar | 35 | BUST_1 | 53.15 | 0 | 1.2 | 38.01
TD | Solar | 35 | CAAD_P | 1.18 | 0 | 0.03 | 0.84
TD | Solar | 35 | CAFA | 2.55 | 0 | 0.06 | 1.82
TD | Solar | 35 | CAMB_01 | 65.63 | 0 | 1.48 | 46.94
TD | Solar | 35 | CANTN1 | 239.27 | 0 | 5.41 | 171.13
TD | Solar | 35 | CAPEA1 | 21.88 | 0 | 0.49 | 15.65
TD | Solar | 35 | CARE_1 | 32.06 | 0 | 0.72 | 22.93
TD | Solar | 35 | CARR_1 | 17.45 | 0 | 0.39 | 12.48
TD | Solar | 35 | CASS_P | 2.21 | 0 | 0.05 | 1.58
TD | Solar | 35 | CATY | 2.55 | 0 | 0.06 | 1.82
TD | Solar | 35 | CBNK_H | 8.46 | 0 | 0.19 | 6.05
TD | Solar | 35 | CELL_1 | 173.82 | 0 | 3.93 | 124.32
TD | Solar | 35 | CHAP | 2.55 | 0 | 0.06 | 1.82
TD | Solar | 35 | CHAS | 2.55 | 0 | 0.06 | 1.82
TD | Solar | 35 | CHIC_1 | 419.44 | 0 | 9.48 | 299.98
TD | Solar | 35 | CHSI_1 | 13.29 | 0 | 0.3 | 9.51
TD | Solar | 35 | CHTE_1 | 184.1 | 0 | 4.16 | 131.67
TD | Solar | 35 | CITR_1 | 8.46 | 0 | 0.19 | 6.05
TD | Solar | 35 | CLAC_P | 5.08 | 0 | 0.11 | 3.63
TD | Solar | 35 | CLAY_P | 0.49 | 0 | 0.01 | 0.35
TD | Solar | 35 | CLT03 | 83.02 | 0 | 1.88 | 59.38
TD | Solar | 35 | CLYM | 2.55 | 0 | 0.06 | 1.82
TD | Solar | 35 | COAT | 2.55 | 0 | 0.06 | 1.82
TD | Solar | 35 | CONQA1 | 176.09 | 0 | 3.98 | 125.94
TD | Solar | 35 | COUA_P | 3.14 | 0 | 0.07 | 2.25
TD | Solar | 35 | COVE_1 | 59.45 | 0 | 1.34 | 42.52
TD | Solar | 35 | COWL_1 | 686.55 | 0 | 15.52 | 491.02
TD | Solar | 35 | COYL | 2.55 | 0 | 0.06 | 1.82
TD | Solar | 35 | CREB_1 | 81.1 | 0 | 1.83 | 58
TD | Solar | 35 | CUMB | 21.9 | 0 | 0.49 | 15.66
TD | Solar | 35 | CUPA | 27.99 | 0 | 0.63 | 20.02
TD | Solar | 35 | DALM3 | 2.55 | 0 | 0.06 | 1.82
TD | Solar | 35 | DEVM | 2.55 | 0 | 0.06 | 1.82
TD | Solar | 35 | DEVO | 29.51 | 0 | 0.67 | 21.11
TD | Solar | 35 | DOUN_P | 6.19 | 0 | 0.14 | 4.43
TD | Solar | 35 | DRAK_1 | 131.46 | 0 | 2.97 | 94.02
TD | Solar | 35 | DRAX_1 | 46.5 | 0 | 1.05 | 33.26
TD | Solar | 35 | DRCR | 21.9 | 0 | 0.49 | 15.66
TD | Solar | 35 | DUDH_P | 1.47 | 0 | 0.03 | 1.05
TD | Solar | 35 | DUGR_P | 1.32 | 0 | 0.03 | 0.94
TD | Solar | 35 | DUNB | 2.55 | 0 | 0.06 | 1.82
TD | Solar | 35 | DUNF | 21.9 | 0 | 0.49 | 15.66
TD | Solar | 35 | DUNO_P | 21.9 | 0 | 0.49 | 15.66
TD | Solar | 35 | DYCE_P | 8.53 | 0 | 0.19 | 6.1
TD | Solar | 35 | EALI_6 | 8.46 | 0 | 0.19 | 6.05
TD | Solar | 35 | EASO_1 | 449.12 | 0 | 10.15 | 321.21
TD | Solar | 35 | EAST | 2.55 | 0 | 0.06 | 1.82
TD | Solar | 35 | ECCL | 2.55 | 0 | 0.06 | 1.82
TD | Solar | 35 | ECLA_1 | 328.37 | 0 | 7.42 | 234.85
TD | Solar | 35 | EKIL | 2.55 | 0 | 0.06 | 1.82
TD | Solar | 35 | EKIS | 2.55 | 0 | 0.06 | 1.82
TD | Solar | 35 | ELGI_P | 1.49 | 0 | 0.03 | 1.07
TD | Solar | 35 | ELLA_1 | 11.63 | 0 | 0.26 | 8.32
TD | Solar | 35 | ELST_1 | 10.33 | 0 | 0.23 | 7.39
TD | Solar | 35 | ENDE_1 | 150.99 | 0 | 3.41 | 107.99
TD | Solar | 35 | EXET1 | 363.79 | 0 | 8.22 | 260.18
TD | Solar | 35 | FASN_P | 1.23 | 0 | 0.03 | 0.88
TD | Solar | 35 | FAUG_P | 3.46 | 0 | 0.08 | 2.47
TD | Solar | 35 | FAWL_1 | 313.72 | 0 | 7.09 | 224.37
TD | Solar | 35 | FECK_6 | 214.87 | 0 | 4.86 | 153.68
TD | Solar | 35 | FERRA2 | 55.94 | 0 | 1.26 | 40.01
TD | Solar | 35 | FERRB1 | 52.88 | 0 | 1.2 | 37.82
TD | Solar | 35 | FIDD_P | 16.33 | 0 | 0.37 | 11.68
TD | Solar | 35 | FLEE_1 | 143.64 | 0 | 3.25 | 102.73
TD | Solar | 35 | FOUR_1 | 69.76 | 0 | 1.58 | 49.89
TD | Solar | 35 | FRAS_P | 0.78 | 0 | 0.02 | 0.56
TD | Solar | 35 | FROD_1 | 19.8 | 0 | 0.45 | 14.16
TD | Solar | 35 | FWIL_P | 14.02 | 0 | 0.32 | 10.03
TD | Solar | 35 | GALA | 2.55 | 0 | 0.06 | 1.82
TD | Solar | 35 | GIFF | 2.55 | 0 | 0.06 | 1.82
TD | Solar | 35 | GLLE | 2.55 | 0 | 0.06 | 1.82
TD | Solar | 35 | GLLU | 2.55 | 0 | 0.06 | 1.82
TD | Solar | 35 | GLNI | 21.9 | 0 | 0.49 | 15.66
TD | Solar | 35 | GLRO | 21.9 | 0 | 0.49 | 15.66
TD | Solar | 35 | GREE_H | 8.46 | 0 | 0.19 | 6.05
TD | Solar | 35 | GREN_1 | 863.62 | 0 | 19.52 | 617.66
TD | Solar | 35 | GRIW_1 | 174.46 | 0 | 3.94 | 124.77
TD | Solar | 35 | GRUB_P | 9.74 | 0 | 0.22 | 6.97
TD | Solar | 35 | G_EXTRA_11 | 2.55 | 0 | 0.06 | 1.82
TD | Solar | 35 | G_EXTRA_2 | 2.55 | 0 | 0.06 | 1.82
TD | Solar | 35 | G_EXTRA_5 | 2.55 | 0 | 0.06 | 1.82
TD | Solar | 35 | G_EXTRA_7 | 21.9 | 0 | 0.49 | 15.66
TD | Solar | 35 | G_EXTRA_9 | 2.55 | 0 | 0.06 | 1.82
TD | Solar | 35 | HACK_1 | 11.63 | 0 | 0.26 | 8.32
TD | Solar | 35 | HACK_6 | 11.63 | 0 | 0.26 | 8.32
TD | Solar | 35 | HAMHC1 | 85.49 | 0 | 1.93 | 61.14
TD | Solar | 35 | HARK_1 | 131.32 | 0 | 2.97 | 93.92
TD | Solar | 35 | HARM_6 | 17.44 | 0 | 0.39 | 12.47
TD | Solar | 35 | HAWI | 2.55 | 0 | 0.06 | 1.82
TD | Solar | 35 | HAWP_6 | 23.82 | 0 | 0.54 | 17.04
TD | Solar | 35 | HEYS1 | 69.76 | 0 | 1.58 | 49.89
TD | Solar | 35 | HEYS_1 | 97.85 | 0 | 2.21 | 69.98
TD | Solar | 35 | HUER | 2.55 | 0 | 0.06 | 1.82
TD | Solar | 35 | HURS_1 | 13.29 | 0 | 0.3 | 9.51
TD | Solar | 35 | HUTT_1 | 198.44 | 0 | 4.48 | 141.92
TD | Solar | 35 | IMPK_1 | 291.58 | 0 | 6.59 | 208.54
TD | Solar | 35 | INDQ1 | 647.28 | 0 | 14.63 | 462.93
TD | Solar | 35 | INKE | 21.9 | 0 | 0.49 | 15.66
TD | Solar | 35 | INNE_P | 2.45 | 0 | 0.06 | 1.75
TD | Solar | 35 | IROA1 | 444.01 | 0 | 10.03 | 317.56
TD | Solar | 35 | IRONB1 | 181.8 | 0 | 4.11 | 130.02
TD | Solar | 35 | IVER_1 | 10.33 | 0 | 0.23 | 7.39
TD | Solar | 35 | IVER_6 | 10.33 | 0 | 0.23 | 7.39
TD | Solar | 35 | JOHN | 2.55 | 0 | 0.06 | 1.82
TD | Solar | 35 | JORD_3 | 18.6 | 0 | 0.42 | 13.3
TD | Solar | 35 | KAIM | 2.55 | 0 | 0.06 | 1.82
TD | Solar | 35 | KEAD_1 | 118.47 | 0 | 2.68 | 84.73
TD | Solar | 35 | KEAR_1 | 11.63 | 0 | 0.26 | 8.32
TD | Solar | 35 | KEAR_3 | 24.75 | 0 | 0.56 | 17.7
TD | Solar | 35 | KEIT_P | 20.62 | 0 | 0.47 | 14.75
TD | Solar | 35 | KEMS_1 | 307.5 | 0 | 6.95 | 219.92
TD | Solar | 35 | KEOO | 2.55 | 0 | 0.06 | 1.82
TD | Solar | 35 | KIBY_1 | 1.93 | 0 | 0.04 | 1.38
TD | Solar | 35 | KIER | 21.9 | 0 | 0.49 | 15.66
TD | Solar | 35 | KIIN_P | 5.64 | 0 | 0.13 | 4.03
TD | Solar | 35 | KILS | 2.55 | 0 | 0.06 | 1.82
TD | Solar | 35 | KILT | 2.55 | 0 | 0.06 | 1.82
TD | Solar | 35 | KILW | 10.14 | 0 | 0.23 | 7.25
TD | Solar | 35 | KINO_1 | 136.85 | 0 | 3.09 | 97.88
TD | Solar | 35 | KINT_P | 16.9 | 0 | 0.38 | 12.09
TD | Solar | 35 | KIRKB1 | 11.63 | 0 | 0.26 | 8.32
TD | Solar | 35 | KITW_1 | 28.12 | 0 | 0.64 | 20.11
TD | Solar | 35 | KNAR | 42.34 | 0 | 0.96 | 30.28
TD | Solar | 35 | LACK_6 | 76.13 | 0 | 1.72 | 54.45
TD | Solar | 35 | LAIR_P | 5.49 | 0 | 0.12 | 3.93
TD | Solar | 35 | LALE1SG003 | 16.5 | 0 | 0.37 | 11.8
TD | Solar | 35 | LAND1 | 523.83 | 0 | 11.84 | 374.64
TD | Solar | 35 | LEGA_1 | 169.58 | 0 | 3.83 | 121.28
TD | Solar | 35 | LEVE | 21.9 | 0 | 0.49 | 15.66
TD | Solar | 35 | LING | 2.55 | 0 | 0.06 | 1.82
TD | Solar | 35 | LINM | 2.55 | 0 | 0.06 | 1.82
TD | Solar | 35 | LISD_1 | 3.18 | 0 | 0.07 | 2.27
TD | Solar | 35 | LITT_C | 13.29 | 0 | 0.3 | 9.51
TD | Solar | 35 | LITT_J | 13.29 | 0 | 0.3 | 9.51
TD | Solar | 35 | LODR_6 | 8.46 | 0 | 0.19 | 6.05
TD | Solar | 35 | LOUD_H | 10.33 | 0 | 0.23 | 7.39
TD | Solar | 35 | LOVE_1 | 409.69 | 0 | 9.26 | 293.01
TD | Solar | 35 | LUNA_P | 0.49 | 0 | 0.01 | 0.35
TD | Solar | 35 | MACC_3 | 59.25 | 0 | 1.34 | 42.38
TD | Solar | 35 | MACD_P | 19.25 | 0 | 0.44 | 13.77
TD | Solar | 35 | MAGA_6 | 78.79 | 0 | 1.78 | 56.35
TD | Solar | 35 | MANN_1 | 688.06 | 0 | 15.55 | 492.1
TD | Solar | 35 | MAYB | 2.55 | 0 | 0.06 | 1.82
TD | Solar | 35 | MELK_1 | 696.37 | 0 | 15.74 | 498.04
TD | Solar | 35 | MILC_P | 6.52 | 0 | 0.15 | 4.66
TD | Solar | 35 | MILH_1 | 23.07 | 0 | 0.52 | 16.5
TD | Solar | 35 | MITY_1 | 972.79 | 0 | 21.99 | 695.74
TD | Solar | 35 | MYBS_P | 13.32 | 0 | 0.3 | 9.53
TD | Solar | 35 | NEAR | 2.55 | 0 | 0.06 | 1.82
TD | Solar | 35 | NECE_1 | 53.15 | 0 | 1.2 | 38.01
TD | Solar | 35 | NEEP_3 | 18.6 | 0 | 0.42 | 13.3
TD | Solar | 35 | NETS | 2.55 | 0 | 0.06 | 1.82
TD | Solar | 35 | NEWX_6 | 31 | 0 | 0.7 | 22.17
TD | Solar | 35 | NFLE | 160.28 | 0 | 3.62 | 114.63
TD | Solar | 35 | NHYD_6 | 10.33 | 0 | 0.23 | 7.39
TD | Solar | 35 | NINF_1 | 131.42 | 0 | 2.97 | 93.99
TD | Solar | 35 | NORL_3 | 18.6 | 0 | 0.42 | 13.3
TD | Solar | 35 | NORM_1 | 999.85 | 0 | 22.6 | 715.09
TD | Solar | 35 | NORT_1 | 54.16 | 0 | 1.22 | 38.74
TD | Solar | 35 | NURS_1 | 439.12 | 0 | 9.92 | 314.06
TD | Solar | 35 | OCKH_1 | 26.57 | 0 | 0.6 | 19
TD | Solar | 35 | OFFE_3 | 17.44 | 0 | 0.39 | 12.47
TD | Solar | 35 | OLDB_1 | 26.57 | 0 | 0.6 | 19
TD | Solar | 35 | OSBA_1 | 65.11 | 0 | 1.47 | 46.57
TD | Solar | 35 | PADIB1 | 52.87 | 0 | 1.19 | 37.81
TD | Solar | 35 | PELH_1 | 259.04 | 0 | 5.85 | 185.27
TD | Solar | 35 | PEMB_1 | 563.26 | 0 | 12.73 | 402.84
TD | Solar | 35 | PENE_1 | 46.5 | 0 | 1.05 | 33.26
TD | Solar | 35 | PENN_1 | 6.37 | 0 | 0.14 | 4.56
TD | Solar | 35 | PENT_1 | 286.8 | 0 | 6.48 | 205.12
TD | Solar | 35 | PENW_1 | 99.79 | 0 | 2.26 | 71.37
TD | Solar | 35 | PERI_H | 8.46 | 0 | 0.19 | 6.05
TD | Solar | 35 | PERS_P | 6.25 | 0 | 0.14 | 4.47
TD | Solar | 35 | PITS_3 | 18.6 | 0 | 0.42 | 13.3
TD | Solar | 35 | POOB | 2.55 | 0 | 0.06 | 1.82
TD | Solar | 35 | POPP_3 | 36.01 | 0 | 0.81 | 25.75
TD | Solar | 35 | PORA_P | 15.33 | 0 | 0.35 | 10.96
TD | Solar | 35 | PORD | 21.9 | 0 | 0.49 | 15.66
TD | Solar | 35 | PYLE_1 | 89.64 | 0 | 2.03 | 64.11
TD | Solar | 35 | QUOI_P | 1.69 | 0 | 0.04 | 1.21
TD | Solar | 35 | RAIN_1 | 3.32 | 0 | 0.08 | 2.37
TD | Solar | 35 | RANN_P | 7.46 | 0 | 0.17 | 5.34
TD | Solar | 35 | RASS_1 | 321.44 | 0 | 7.26 | 229.89
TD | Solar | 35 | RATS_1 | 182.69 | 0 | 4.13 | 130.66
TD | Solar | 35 | RAYL_1 | 251.86 | 0 | 5.69 | 180.13
TD | Solar | 35 | REBR_3 | 11.63 | 0 | 0.26 | 8.32
TD | Solar | 35 | REDH | 34.53 | 0 | 0.78 | 24.7
TD | Solar | 35 | REDM_P | 5.64 | 0 | 0.13 | 4.03
TD | Solar | 35 | RICH1 | 190.24 | 0 | 4.3 | 136.06
TD | Solar | 35 | ROCH_1 | 14.69 | 0 | 0.33 | 10.51
TD | Solar | 35 | RUGEB1 | 157.68 | 0 | 3.56 | 112.77
TD | Solar | 35 | RYEH_1 | 93.01 | 0 | 2.1 | 66.52
TD | Solar | 35 | SALH_1 | 82.42 | 0 | 1.86 | 58.95
TD | Solar | 35 | SALT_1 | 69.75 | 0 | 1.58 | 49.89
TD | Solar | 35 | SBAR | 149.41 | 0 | 3.38 | 106.86
TD | Solar | 35 | SEAB1 | 388.59 | 0 | 8.78 | 277.92
TD | Solar | 35 | SELL_1 | 279.47 | 0 | 6.32 | 199.88
TD | Solar | 35 | SFEG_P | 9.07 | 0 | 0.2 | 6.49
TD | Solar | 35 | SFIL_P | 3.63 | 0 | 0.08 | 2.6
TD | Solar | 35 | SHEC_3 | 18.6 | 0 | 0.42 | 13.3
TD | Solar | 35 | SHRW_1 | 275.79 | 0 | 6.23 | 197.25
TD | Solar | 35 | SIGH | 2.55 | 0 | 0.06 | 1.82
TD | Solar | 35 | SJOW_1 | 8.46 | 0 | 0.19 | 6.05
TD | Solar | 35 | SKLGB1 | 17.99 | 0 | 0.41 | 12.87
TD | Solar | 35 | SLOY_P | 0.98 | 0 | 0.02 | 0.7
TD | Solar | 35 | SMAN_1 | 15.5 | 0 | 0.35 | 11.09
TD | Solar | 35 | SPEN_1 | 99.34 | 0 | 2.25 | 71.05
TD | Solar | 35 | SSHI_3 | 17.44 | 0 | 0.39 | 12.47
TD | Solar | 35 | STAH_1 | 58.56 | 0 | 1.32 | 41.88
TD | Solar | 35 | STAL_1 | 46.5 | 0 | 1.05 | 33.26
TD | Solar | 35 | STAY_1 | 626.07 | 0 | 14.15 | 447.77
TD | Solar | 35 | STEN_1 | 46.5 | 0 | 1.05 | 33.26
TD | Solar | 35 | STES_1 | 52.87 | 0 | 1.19 | 37.81
TD | Solar | 35 | STHA | 2.55 | 0 | 0.06 | 1.82
TD | Solar | 35 | STIR | 21.9 | 0 | 0.49 | 15.66
TD | Solar | 35 | STLE | 21.9 | 0 | 0.49 | 15.66
TD | Solar | 35 | STRI_P | 13.7 | 0 | 0.31 | 9.8
TD | Solar | 35 | SUND_1 | 243.44 | 0 | 5.5 | 174.11
TD | Solar | 35 | SWAN_1 | 416.85 | 0 | 9.42 | 298.13
TD | Solar | 35 | TARL_P | 7.97 | 0 | 0.18 | 5.7
TD | Solar | 35 | TAUN1 | 191.53 | 0 | 4.33 | 136.98
TD | Solar | 35 | TAYN_P | 11.57 | 0 | 0.26 | 8.27
TD | Solar | 35 | TELR | 2.55 | 0 | 0.06 | 1.82
TD | Solar | 35 | TEMP_3 | 18.6 | 0 | 0.42 | 13.3
TD | Solar | 35 | THOM_6 | 71.45 | 0 | 1.61 | 51.1
TD | Solar | 35 | THSO_P | 25.77 | 0 | 0.58 | 18.43
TD | Solar | 35 | THUR_6 | 18.6 | 0 | 0.42 | 13.3
TD | Solar | 35 | TILBB_1 | 228.72 | 0 | 5.17 | 163.58
TD | Solar | 35 | TONG | 2.55 | 0 | 0.06 | 1.82
TD | Solar | 35 | TOTT_1 | 11.63 | 0 | 0.26 | 8.32
TD | Solar | 35 | TRAW_1 | 65.79 | 0 | 1.49 | 47.05
TD | Solar | 35 | TUMB_P | 2.65 | 0 | 0.06 | 1.9
TD | Solar | 35 | TYNE_1 | 17.44 | 0 | 0.39 | 12.47
TD | Solar | 35 | TYNE_2 | 17.44 | 0 | 0.39 | 12.47
TD | Solar | 35 | UPPB_1 | 52.48 | 0 | 1.19 | 37.53
TD | Solar | 35 | UPPB_3 | 51.66 | 0 | 1.17 | 36.95
TD | Solar | 35 | USKM_1 | 61.87 | 0 | 1.4 | 44.25
TD | Solar | 35 | WALH_1 | 351.32 | 0 | 7.94 | 251.26
TD | Solar | 35 | WALP_1 | 212.55 | 0 | 4.8 | 152.02
TD | Solar | 35 | WALP_B | 415.84 | 0 | 9.4 | 297.41
TD | Solar | 35 | WARL_1 | 242.61 | 0 | 5.48 | 173.51
TD | Solar | 35 | WASF_1 | 6.37 | 0 | 0.14 | 4.56
TD | Solar | 35 | WATFS_1 | 10.33 | 0 | 0.23 | 7.39
TD | Solar | 35 | WBOL_6 | 23.45 | 0 | 0.53 | 16.77
TD | Solar | 35 | WBUR_1 | 316.79 | 0 | 7.16 | 226.57
TD | Solar | 35 | WFIE | 21.9 | 0 | 0.49 | 15.66
TD | Solar | 35 | WHAM_1 | 11.63 | 0 | 0.26 | 8.32
TD | Solar | 35 | WHGA_1 | 11.63 | 0 | 0.26 | 8.32
TD | Solar | 35 | WIBA_3 | 18.6 | 0 | 0.42 | 13.3
TD | Solar | 35 | WIEN_1 | 26.57 | 0 | 0.6 | 19
TD | Solar | 35 | WILL_1 | 114.11 | 0 | 2.58 | 81.61
TD | Solar | 35 | WIMBN1 | 31 | 0 | 0.7 | 22.17
TD | Solar | 35 | WIMBS1 | 31 | 0 | 0.7 | 22.17
TD | Solar | 35 | WISD_1 | 8.46 | 0 | 0.19 | 6.05
TD | Solar | 35 | WISD_6 | 8.46 | 0 | 0.19 | 6.05
TD | Solar | 35 | WISH | 2.55 | 0 | 0.06 | 1.82
TD | Solar | 35 | WMEL_1 | 18.6 | 0 | 0.42 | 13.3
TD | Solar | 35 | WTHU31 | 11.63 | 0 | 0.26 | 8.32
TD | Solar | 35 | WWEY_1 | 15.84 | 0 | 0.36 | 11.33
TD | Solar | 35 | WYLF_1 | 139.51 | 0 | 3.15 | 99.78
TD | Solar | 35 | WYMOM_1 | 121.99 | 0 | 2.76 | 87.25
TD | Solar | 36 | ABHA1 | 364.25 | 0 | 8.23 | 260.51
TD | Solar | 36 | ABNE_P | 20.68 | 0 | 0.47 | 14.79
TD | Solar | 36 | ABTH_1 | 91.64 | 0 | 2.07 | 65.54
TD | Solar | 36 | ACTL_2 | 8.82 | 0 | 0.2 | 6.31
TD | Solar | 36 | ACTL_C | 8.82 | 0 | 0.2 | 6.31
TD | Solar | 36 | ALNE_P | 9.07 | 0 | 0.2 | 6.49
TD | Solar | 36 | ALST_3 | 16.16 | 0 | 0.37 | 11.56
TD | Solar | 36 | ALVE1 | 482.43 | 0 | 10.9 | 345.03
TD | Solar | 36 | AMEM_1 | 54.44 | 0 | 1.23 | 38.94
TD | Solar | 36 | ARBR_P | 28.44 | 0 | 0.64 | 20.34
TD | Solar | 36 | ARDK_P | 3.03 | 0 | 0.07 | 2.17
TD | Solar | 36 | ARMO_P | 19.54 | 0 | 0.44 | 13.98
TD | Solar | 36 | AXMI1 | 465.01 | 0 | 10.51 | 332.58
TD | Solar | 36 | BAGA | 25.71 | 0 | 0.58 | 18.39
TD | Solar | 36 | BAIN | 25.71 | 0 | 0.58 | 18.39
TD | Solar | 36 | BARKC1 | 14.04 | 0 | 0.32 | 10.04
TD | Solar | 36 | BARKW3 | 12.12 | 0 | 0.27 | 8.67
TD | Solar | 36 | BEDDT1 | 13.85 | 0 | 0.31 | 9.91
TD | Solar | 36 | BEDD_1 | 13.85 | 0 | 0.31 | 9.91
TD | Solar | 36 | BERW | 2.99 | 0 | 0.07 | 2.14
TD | Solar | 36 | BESW_1 | 106.39 | 0 | 2.4 | 76.09
TD | Solar | 36 | BICF_1 | 862.21 | 0 | 19.49 | 616.65
TD | Solar | 36 | BIRK_1 | 16.16 | 0 | 0.37 | 11.56
TD | Solar | 36 | BISW_1 | 48.34 | 0 | 1.09 | 34.57
TD | Solar | 36 | BLYTB1 | 48.49 | 0 | 1.1 | 34.68
TD | Solar | 36 | BLYTH132 | 48.49 | 0 | 1.1 | 34.68
TD | Solar | 36 | BOAG_P | 2.25 | 0 | 0.05 | 1.61
TD | Solar | 36 | BOLN_1 | 125.33 | 0 | 2.83 | 89.64
TD | Solar | 36 | BONN | 25.71 | 0 | 0.58 | 18.39
TD | Solar | 36 | BOTW_1 | 282.68 | 0 | 6.39 | 202.17
TD | Solar | 36 | BRAC_P | 1.75 | 0 | 0.04 | 1.25
TD | Solar | 36 | BRAI_1 | 209.58 | 0 | 4.74 | 149.89
TD | Solar | 36 | BRAW_1 | 12.12 | 0 | 0.27 | 8.67
TD | Solar | 36 | BRED_1 | 17.43 | 0 | 0.39 | 12.47
TD | Solar | 36 | BRFO_1 | 243.26 | 0 | 5.5 | 173.98
TD | Solar | 36 | BRIM_1 | 96.97 | 0 | 2.19 | 69.35
TD | Solar | 36 | BRLE_1 | 166.82 | 0 | 3.77 | 119.31
TD | Solar | 36 | BROA_P | 0.7 | 0 | 0.02 | 0.5
TD | Solar | 36 | BROX | 2.99 | 0 | 0.07 | 2.14
TD | Solar | 36 | BRWA1 | 668.89 | 0 | 15.12 | 478.39
TD | Solar | 36 | BUMU_P | 0.58 | 0 | 0.01 | 0.41
TD | Solar | 36 | BURM_1 | 1432.73 | 0 | 32.38 | 1024.69
TD | Solar | 36 | BUSH_1 | 41.5 | 0 | 0.94 | 29.68
TD | Solar | 36 | BUST_1 | 55.41 | 0 | 1.25 | 39.63
TD | Solar | 36 | CAAD_P | 1.4 | 0 | 0.03 | 1
TD | Solar | 36 | CAFA | 2.99 | 0 | 0.07 | 2.14
TD | Solar | 36 | CAMB_01 | 67.61 | 0 | 1.53 | 48.35
TD | Solar | 36 | CANTN1 | 244.02 | 0 | 5.51 | 174.52
TD | Solar | 36 | CAPEA1 | 22.54 | 0 | 0.51 | 16.12
TD | Solar | 36 | CARE_1 | 32.72 | 0 | 0.74 | 23.4
TD | Solar | 36 | CARR_1 | 18.11 | 0 | 0.41 | 12.95
TD | Solar | 36 | CASS_P | 2.63 | 0 | 0.06 | 1.88
TD | Solar | 36 | CATY | 2.99 | 0 | 0.07 | 2.14
TD | Solar | 36 | CBNK_H | 8.82 | 0 | 0.2 | 6.31
TD | Solar | 36 | CELL_1 | 179.76 | 0 | 4.06 | 128.56
TD | Solar | 36 | CHAP | 2.99 | 0 | 0.07 | 2.14
TD | Solar | 36 | CHAS | 2.99 | 0 | 0.07 | 2.14
TD | Solar | 36 | CHIC_1 | 433.97 | 0 | 9.81 | 310.38
TD | Solar | 36 | CHSI_1 | 13.85 | 0 | 0.31 | 9.91
TD | Solar | 36 | CHTE_1 | 184.89 | 0 | 4.18 | 132.23
TD | Solar | 36 | CITR_1 | 8.82 | 0 | 0.2 | 6.31
TD | Solar | 36 | CLAC_P | 6.04 | 0 | 0.14 | 4.32
TD | Solar | 36 | CLAY_P | 0.58 | 0 | 0.01 | 0.41
TD | Solar | 36 | CLT03 | 86.56 | 0 | 1.96 | 61.91
TD | Solar | 36 | CLYM | 2.99 | 0 | 0.07 | 2.14
TD | Solar | 36 | COAT | 2.99 | 0 | 0.07 | 2.14
TD | Solar | 36 | CONQA1 | 178.07 | 0 | 4.02 | 127.36
TD | Solar | 36 | COUA_P | 3.73 | 0 | 0.08 | 2.67
TD | Solar | 36 | COVE_1 | 61.71 | 0 | 1.39 | 44.13
TD | Solar | 36 | COWL_1 | 702.4 | 0 | 15.87 | 502.36
TD | Solar | 36 | COYL | 2.99 | 0 | 0.07 | 2.14
TD | Solar | 36 | CREB_1 | 83.75 | 0 | 1.89 | 59.9
TD | Solar | 36 | CUMB | 25.71 | 0 | 0.58 | 18.39
TD | Solar | 36 | CUPA | 31.8 | 0 | 0.72 | 22.74
TD | Solar | 36 | DALM3 | 2.99 | 0 | 0.07 | 2.14
TD | Solar | 36 | DEVM | 2.99 | 0 | 0.07 | 2.14
TD | Solar | 36 | DEVO | 33.32 | 0 | 0.75 | 23.83
TD | Solar | 36 | DOUN_P | 7.36 | 0 | 0.17 | 5.26
TD | Solar | 36 | DRAK_1 | 132.59 | 0 | 3 | 94.83
TD | Solar | 36 | DRAX_1 | 48.49 | 0 | 1.1 | 34.68
TD | Solar | 36 | DRCR | 25.71 | 0 | 0.58 | 18.39
TD | Solar | 36 | DUDH_P | 1.75 | 0 | 0.04 | 1.25
TD | Solar | 36 | DUGR_P | 1.57 | 0 | 0.04 | 1.12
TD | Solar | 36 | DUNB | 2.99 | 0 | 0.07 | 2.14
TD | Solar | 36 | DUNF | 25.71 | 0 | 0.58 | 18.39
TD | Solar | 36 | DUNO_P | 25.71 | 0 | 0.58 | 18.39
TD | Solar | 36 | DYCE_P | 10.15 | 0 | 0.23 | 7.26
TD | Solar | 36 | EALI_6 | 8.82 | 0 | 0.2 | 6.31
TD | Solar | 36 | EASO_1 | 457.04 | 0 | 10.33 | 326.88
TD | Solar | 36 | EAST | 2.99 | 0 | 0.07 | 2.14
TD | Solar | 36 | ECCL | 2.99 | 0 | 0.07 | 2.14
TD | Solar | 36 | ECLA_1 | 336.3 | 0 | 7.6 | 240.52
TD | Solar | 36 | EKIL | 2.99 | 0 | 0.07 | 2.14
TD | Solar | 36 | EKIS | 2.99 | 0 | 0.07 | 2.14
TD | Solar | 36 | ELGI_P | 1.49 | 0 | 0.03 | 1.07
TD | Solar | 36 | ELLA_1 | 12.12 | 0 | 0.27 | 8.67
TD | Solar | 36 | ELST_1 | 10.77 | 0 | 0.24 | 7.7
TD | Solar | 36 | ENDE_1 | 154.95 | 0 | 3.5 | 110.82
TD | Solar | 36 | EXET1 | 374.73 | 0 | 8.47 | 268.01
TD | Solar | 36 | FASN_P | 1.46 | 0 | 0.03 | 1.04
TD | Solar | 36 | FAUG_P | 4.11 | 0 | 0.09 | 2.94
TD | Solar | 36 | FAWL_1 | 322.64 | 0 | 7.29 | 230.75
TD | Solar | 36 | FECK_6 | 217.13 | 0 | 4.91 | 155.29
TD | Solar | 36 | FERRA2 | 57.92 | 0 | 1.31 | 41.42
TD | Solar | 36 | FERRB1 | 54.86 | 0 | 1.24 | 39.24
TD | Solar | 36 | FIDD_P | 19.42 | 0 | 0.44 | 13.89
TD | Solar | 36 | FLEE_1 | 147.6 | 0 | 3.34 | 105.56
TD | Solar | 36 | FOUR_1 | 72.73 | 0 | 1.64 | 52.02
TD | Solar | 36 | FRAS_P | 0.93 | 0 | 0.02 | 0.67
TD | Solar | 36 | FROD_1 | 20.46 | 0 | 0.46 | 14.63
TD | Solar | 36 | FWIL_P | 16.67 | 0 | 0.38 | 11.92
TD | Solar | 36 | GALA | 2.99 | 0 | 0.07 | 2.14
TD | Solar | 36 | GIFF | 2.99 | 0 | 0.07 | 2.14
TD | Solar | 36 | GLLE | 2.99 | 0 | 0.07 | 2.14
TD | Solar | 36 | GLLU | 2.99 | 0 | 0.07 | 2.14
TD | Solar | 36 | GLNI | 25.71 | 0 | 0.58 | 18.39
TD | Solar | 36 | GLRO | 25.71 | 0 | 0.58 | 18.39
TD | Solar | 36 | GREE_H | 8.82 | 0 | 0.2 | 6.31
TD | Solar | 36 | GREN_1 | 888.25 | 0 | 20.07 | 635.28
TD | Solar | 36 | GRIW_1 | 180.4 | 0 | 4.08 | 129.02
TD | Solar | 36 | GRUB_P | 11.58 | 0 | 0.26 | 8.28
TD | Solar | 36 | G_EXTRA_11 | 2.99 | 0 | 0.07 | 2.14
TD | Solar | 36 | G_EXTRA_2 | 2.99 | 0 | 0.07 | 2.14
TD | Solar | 36 | G_EXTRA_5 | 2.99 | 0 | 0.07 | 2.14
TD | Solar | 36 | G_EXTRA_7 | 25.71 | 0 | 0.58 | 18.39
TD | Solar | 36 | G_EXTRA_9 | 2.99 | 0 | 0.07 | 2.14
TD | Solar | 36 | HACK_1 | 12.12 | 0 | 0.27 | 8.67
TD | Solar | 36 | HACK_6 | 12.12 | 0 | 0.27 | 8.67
TD | Solar | 36 | HAMHC1 | 87.75 | 0 | 1.98 | 62.76
TD | Solar | 36 | HARK_1 | 134.29 | 0 | 3.03 | 96.04
TD | Solar | 36 | HARM_6 | 18.18 | 0 | 0.41 | 13
TD | Solar | 36 | HAWI | 2.99 | 0 | 0.07 | 2.14
TD | Solar | 36 | HAWP_6 | 24.56 | 0 | 0.56 | 17.57
TD | Solar | 36 | HEYS1 | 72.73 | 0 | 1.64 | 52.02
TD | Solar | 36 | HEYS_1 | 100.83 | 0 | 2.28 | 72.11
TD | Solar | 36 | HUER | 2.99 | 0 | 0.07 | 2.14
TD | Solar | 36 | HURS_1 | 13.85 | 0 | 0.31 | 9.91
TD | Solar | 36 | HUTT_1 | 206.37 | 0 | 4.66 | 147.6
TD | Solar | 36 | IMPK_1 | 303.47 | 0 | 6.86 | 217.04
TD | Solar | 36 | INDQ1 | 658.22 | 0 | 14.88 | 470.76
TD | Solar | 36 | INKE | 25.71 | 0 | 0.58 | 18.39
TD | Solar | 36 | INNE_P | 2.92 | 0 | 0.07 | 2.09
TD | Solar | 36 | IROA1 | 457.88 | 0 | 10.35 | 327.48
TD | Solar | 36 | IRONB1 | 187.74 | 0 | 4.24 | 134.27
TD | Solar | 36 | IVER_1 | 10.77 | 0 | 0.24 | 7.7
TD | Solar | 36 | IVER_6 | 10.77 | 0 | 0.24 | 7.7
TD | Solar | 36 | JOHN | 2.99 | 0 | 0.07 | 2.14
TD | Solar | 36 | JORD_3 | 19.39 | 0 | 0.44 | 13.87
TD | Solar | 36 | KAIM | 2.99 | 0 | 0.07 | 2.14
TD | Solar | 36 | KEAD_1 | 121.11 | 0 | 2.74 | 86.62
TD | Solar | 36 | KEAR_1 | 12.12 | 0 | 0.27 | 8.67
TD | Solar | 36 | KEAR_3 | 25.25 | 0 | 0.57 | 18.06
TD | Solar | 36 | KEIT_P | 24.52 | 0 | 0.55 | 17.54
TD | Solar | 36 | KEMS_1 | 317.01 | 0 | 7.16 | 226.73
TD | Solar | 36 | KEOO | 2.99 | 0 | 0.07 | 2.14
TD | Solar | 36 | KIBY_1 | 1.93 | 0 | 0.04 | 1.38
TD | Solar | 36 | KIER | 25.71 | 0 | 0.58 | 18.39
TD | Solar | 36 | KIIN_P | 6.71 | 0 | 0.15 | 4.8
TD | Solar | 36 | KILS | 2.99 | 0 | 0.07 | 2.14
TD | Solar | 36 | KILT | 2.99 | 0 | 0.07 | 2.14
TD | Solar | 36 | KILW | 10.58 | 0 | 0.24 | 7.57
TD | Solar | 36 | KINO_1 | 141.6 | 0 | 3.2 | 101.27
TD | Solar | 36 | KINT_P | 19.7 | 0 | 0.45 | 14.09
TD | Solar | 36 | KIRKB1 | 12.12 | 0 | 0.27 | 8.67
TD | Solar | 36 | KITW_1 | 29.25 | 0 | 0.66 | 20.92
TD | Solar | 36 | KNAR | 43.33 | 0 | 0.98 | 30.99
TD | Solar | 36 | LACK_6 | 79.11 | 0 | 1.79 | 56.58
TD | Solar | 36 | LAIR_P | 6.53 | 0 | 0.15 | 4.67
TD | Solar | 36 | LALE1SG003 | 16.94 | 0 | 0.38 | 12.12
TD | Solar | 36 | LAND1 | 534.77 | 0 | 12.09 | 382.47
TD | Solar | 36 | LEGA_1 | 173.55 | 0 | 3.92 | 124.12
TD | Solar | 36 | LEVE | 25.71 | 0 | 0.58 | 18.39
TD | Solar | 36 | LING | 2.99 | 0 | 0.07 | 2.14
TD | Solar | 36 | LINM | 2.99 | 0 | 0.07 | 2.14
TD | Solar | 36 | LISD_1 | 3.18 | 0 | 0.07 | 2.27
TD | Solar | 36 | LITT_C | 13.85 | 0 | 0.31 | 9.91
TD | Solar | 36 | LITT_J | 13.85 | 0 | 0.31 | 9.91
TD | Solar | 36 | LODR_6 | 8.82 | 0 | 0.2 | 6.31
TD | Solar | 36 | LOUD_H | 10.77 | 0 | 0.24 | 7.7
TD | Solar | 36 | LOVE_1 | 418.6 | 0 | 9.46 | 299.38
TD | Solar | 36 | LUNA_P | 0.58 | 0 | 0.01 | 0.41
TD | Solar | 36 | MACC_3 | 61.23 | 0 | 1.38 | 43.79
TD | Solar | 36 | MACD_P | 22.36 | 0 | 0.51 | 15.99
TD | Solar | 36 | MAGA_6 | 80.77 | 0 | 1.83 | 57.77
TD | Solar | 36 | MANN_1 | 702.59 | 0 | 15.88 | 502.49
TD | Solar | 36 | MAYB | 2.99 | 0 | 0.07 | 2.14
TD | Solar | 36 | MELK_1 | 712.22 | 0 | 16.1 | 509.38
TD | Solar | 36 | MILC_P | 7.76 | 0 | 0.18 | 5.55
TD | Solar | 36 | MILH_1 | 23.51 | 0 | 0.53 | 16.81
TD | Solar | 36 | MITY_1 | 988.64 | 0 | 22.34 | 707.08
TD | Solar | 36 | MYBS_P | 15.84 | 0 | 0.36 | 11.33
TD | Solar | 36 | NEAR | 2.99 | 0 | 0.07 | 2.14
TD | Solar | 36 | NECE_1 | 55.41 | 0 | 1.25 | 39.63
TD | Solar | 36 | NEEP_3 | 19.39 | 0 | 0.44 | 13.87
TD | Solar | 36 | NETS | 2.99 | 0 | 0.07 | 2.14
TD | Solar | 36 | NEWX_6 | 32.32 | 0 | 0.73 | 23.12
TD | Solar | 36 | NFLE | 165.03 | 0 | 3.73 | 118.03
TD | Solar | 36 | NHYD_6 | 10.77 | 0 | 0.24 | 7.7
TD | Solar | 36 | NINF_1 | 133.41 | 0 | 3.02 | 95.41
TD | Solar | 36 | NORL_3 | 19.39 | 0 | 0.44 | 13.87
TD | Solar | 36 | NORM_1 | 1027.59 | 0 | 23.22 | 734.93
TD | Solar | 36 | NORT_1 | 54.91 | 0 | 1.24 | 39.27
TD | Solar | 36 | NURS_1 | 448.04 | 0 | 10.13 | 320.44
TD | Solar | 36 | OCKH_1 | 27.71 | 0 | 0.63 | 19.82
TD | Solar | 36 | OFFE_3 | 18.18 | 0 | 0.41 | 13
TD | Solar | 36 | OLDB_1 | 27.71 | 0 | 0.63 | 19.82
TD | Solar | 36 | OSBA_1 | 67.88 | 0 | 1.53 | 48.55
TD | Solar | 36 | PADIB1 | 54.85 | 0 | 1.24 | 39.23
TD | Solar | 36 | PELH_1 | 263.01 | 0 | 5.94 | 188.1
TD | Solar | 36 | PEMB_1 | 575.15 | 0 | 13 | 411.35
TD | Solar | 36 | PENE_1 | 48.49 | 0 | 1.1 | 34.68
TD | Solar | 36 | PENN_1 | 6.37 | 0 | 0.14 | 4.56
TD | Solar | 36 | PENT_1 | 296.71 | 0 | 6.71 | 212.21
TD | Solar | 36 | PENW_1 | 101.77 | 0 | 2.3 | 72.79
TD | Solar | 36 | PERI_H | 8.82 | 0 | 0.2 | 6.31
TD | Solar | 36 | PERS_P | 7.44 | 0 | 0.17 | 5.32
TD | Solar | 36 | PITS_3 | 19.39 | 0 | 0.44 | 13.87
TD | Solar | 36 | POOB | 2.99 | 0 | 0.07 | 2.14
TD | Solar | 36 | POPP_3 | 37 | 0 | 0.84 | 26.46
TD | Solar | 36 | PORA_P | 18.23 | 0 | 0.41 | 13.04
TD | Solar | 36 | PORD | 25.71 | 0 | 0.58 | 18.39
TD | Solar | 36 | PYLE_1 | 91.63 | 0 | 2.07 | 65.53
TD | Solar | 36 | QUOI_P | 2.01 | 0 | 0.05 | 1.44
TD | Solar | 36 | RAIN_1 | 3.32 | 0 | 0.08 | 2.37
TD | Solar | 36 | RANN_P | 8.87 | 0 | 0.2 | 6.34
TD | Solar | 36 | RASS_1 | 333.33 | 0 | 7.53 | 238.4
TD | Solar | 36 | RATS_1 | 186.65 | 0 | 4.22 | 133.49
TD | Solar | 36 | RAYL_1 | 261.37 | 0 | 5.91 | 186.93
TD | Solar | 36 | REBR_3 | 12.12 | 0 | 0.27 | 8.67
TD | Solar | 36 | REDH | 38.34 | 0 | 0.87 | 27.42
TD | Solar | 36 | REDM_P | 6.7 | 0 | 0.15 | 4.79
TD | Solar | 36 | RICH1 | 194.99 | 0 | 4.41 | 139.46
TD | Solar | 36 | ROCH_1 | 15.18 | 0 | 0.34 | 10.86
TD | Solar | 36 | RUGEB1 | 163.62 | 0 | 3.7 | 117.02
TD | Solar | 36 | RYEH_1 | 96.97 | 0 | 2.19 | 69.35
TD | Solar | 36 | SALH_1 | 85.4 | 0 | 1.93 | 61.08
TD | Solar | 36 | SALT_1 | 72.4 | 0 | 1.64 | 51.78
TD | Solar | 36 | SBAR | 153.37 | 0 | 3.47 | 109.69
TD | Solar | 36 | SEAB1 | 400.48 | 0 | 9.05 | 286.42
TD | Solar | 36 | SELL_1 | 288.98 | 0 | 6.53 | 206.68
TD | Solar | 36 | SFEG_P | 10.79 | 0 | 0.24 | 7.72
TD | Solar | 36 | SFIL_P | 4.32 | 0 | 0.1 | 3.09
TD | Solar | 36 | SHEC_3 | 19.39 | 0 | 0.44 | 13.87
TD | Solar | 36 | SHRW_1 | 281.73 | 0 | 6.37 | 201.49
TD | Solar | 36 | SIGH | 2.99 | 0 | 0.07 | 2.14
TD | Solar | 36 | SJOW_1 | 8.82 | 0 | 0.2 | 6.31
TD | Solar | 36 | SKLGB1 | 18.49 | 0 | 0.42 | 13.22
TD | Solar | 36 | SLOY_P | 1.17 | 0 | 0.03 | 0.84
TD | Solar | 36 | SMAN_1 | 16.16 | 0 | 0.37 | 11.56
TD | Solar | 36 | SPEN_1 | 103.3 | 0 | 2.33 | 73.88
TD | Solar | 36 | SSHI_3 | 18.18 | 0 | 0.41 | 13
TD | Solar | 36 | STAH_1 | 60.54 | 0 | 1.37 | 43.3
TD | Solar | 36 | STAL_1 | 48.49 | 0 | 1.1 | 34.68
TD | Solar | 36 | STAY_1 | 645.89 | 0 | 14.6 | 461.94
TD | Solar | 36 | STEN_1 | 48.49 | 0 | 1.1 | 34.68
TD | Solar | 36 | STES_1 | 54.85 | 0 | 1.24 | 39.23
TD | Solar | 36 | STHA | 2.99 | 0 | 0.07 | 2.14
TD | Solar | 36 | STIR | 25.71 | 0 | 0.58 | 18.39
TD | Solar | 36 | STLE | 25.71 | 0 | 0.58 | 18.39
TD | Solar | 36 | STRI_P | 15.94 | 0 | 0.36 | 11.4
TD | Solar | 36 | SUND_1 | 251.36 | 0 | 5.68 | 179.77
TD | Solar | 36 | SWAN_1 | 428.74 | 0 | 9.69 | 306.63
TD | Solar | 36 | TARL_P | 8.38 | 0 | 0.19 | 5.99
TD | Solar | 36 | TAUN1 | 195.49 | 0 | 4.42 | 139.81
TD | Solar | 36 | TAYN_P | 13.76 | 0 | 0.31 | 9.84
TD | Solar | 36 | TELR | 2.99 | 0 | 0.07 | 2.14
TD | Solar | 36 | TEMP_3 | 19.39 | 0 | 0.44 | 13.87
TD | Solar | 36 | THOM_6 | 74.22 | 0 | 1.68 | 53.08
TD | Solar | 36 | THSO_P | 30.64 | 0 | 0.69 | 21.91
TD | Solar | 36 | THUR_6 | 19.39 | 0 | 0.44 | 13.87
TD | Solar | 36 | TILBB_1 | 238.23 | 0 | 5.38 | 170.38
TD | Solar | 36 | TONG | 2.99 | 0 | 0.07 | 2.14
TD | Solar | 36 | TOTT_1 | 12.12 | 0 | 0.27 | 8.67
TD | Solar | 36 | TRAW_1 | 67.78 | 0 | 1.53 | 48.48
TD | Solar | 36 | TUMB_P | 3.15 | 0 | 0.07 | 2.25
TD | Solar | 36 | TYNE_1 | 18.18 | 0 | 0.41 | 13
TD | Solar | 36 | TYNE_2 | 18.18 | 0 | 0.41 | 13
TD | Solar | 36 | UPPB_1 | 53.14 | 0 | 1.2 | 38.01
TD | Solar | 36 | UPPB_3 | 52.32 | 0 | 1.18 | 37.42
TD | Solar | 36 | USKM_1 | 62.53 | 0 | 1.41 | 44.72
TD | Solar | 36 | WALH_1 | 361.23 | 0 | 8.16 | 258.35
TD | Solar | 36 | WALP_1 | 220.48 | 0 | 4.98 | 157.69
TD | Solar | 36 | WALP_B | 423.76 | 0 | 9.58 | 303.07
TD | Solar | 36 | WARL_1 | 252.12 | 0 | 5.7 | 180.32
TD | Solar | 36 | WASF_1 | 6.37 | 0 | 0.14 | 4.56
TD | Solar | 36 | WATFS_1 | 10.77 | 0 | 0.24 | 7.7
TD | Solar | 36 | WBOL_6 | 24.19 | 0 | 0.55 | 17.3
TD | Solar | 36 | WBUR_1 | 324.72 | 0 | 7.34 | 232.24
TD | Solar | 36 | WFIE | 25.71 | 0 | 0.58 | 18.39
TD | Solar | 36 | WHAM_1 | 12.12 | 0 | 0.27 | 8.67
TD | Solar | 36 | WHGA_1 | 12.12 | 0 | 0.27 | 8.67
TD | Solar | 36 | WIBA_3 | 19.39 | 0 | 0.44 | 13.87
TD | Solar | 36 | WIEN_1 | 27.71 | 0 | 0.63 | 19.82
TD | Solar | 36 | WILL_1 | 116.37 | 0 | 2.63 | 83.23
TD | Solar | 36 | WIMBN1 | 32.32 | 0 | 0.73 | 23.12
TD | Solar | 36 | WIMBS1 | 32.32 | 0 | 0.73 | 23.12
TD | Solar | 36 | WISD_1 | 8.82 | 0 | 0.2 | 6.31
TD | Solar | 36 | WISD_6 | 8.82 | 0 | 0.2 | 6.31
TD | Solar | 36 | WISH | 2.99 | 0 | 0.07 | 2.14
TD | Solar | 36 | WMEL_1 | 19.39 | 0 | 0.44 | 13.87
TD | Solar | 36 | WTHU31 | 12.12 | 0 | 0.27 | 8.67
TD | Solar | 36 | WWEY_1 | 16.4 | 0 | 0.37 | 11.73
TD | Solar | 36 | WYLF_1 | 145.46 | 0 | 3.29 | 104.03
TD | Solar | 36 | WYMOM_1 | 125.95 | 0 | 2.85 | 90.08
TD | Solar | 37 | ABHA1 | 373.61 | 0 | 8.44 | 267.21
TD | Solar | 37 | ABNE_P | 21.74 | 0 | 0.49 | 15.55
TD | Solar | 37 | ABTH_1 | 92.2 | 0 | 2.08 | 65.94
TD | Solar | 37 | ACTL_2 | 9.12 | 0 | 0.21 | 6.52
TD | Solar | 37 | ACTL_C | 9.12 | 0 | 0.21 | 6.52
TD | Solar | 37 | ALNE_P | 10.14 | 0 | 0.23 | 7.25
TD | Solar | 37 | ALST_3 | 16.73 | 0 | 0.38 | 11.97
TD | Solar | 37 | ALVE1 | 491.79 | 0 | 11.11 | 351.73
TD | Solar | 37 | AMEM_1 | 54.82 | 0 | 1.24 | 39.21
TD | Solar | 37 | ARBR_P | 28.44 | 0 | 0.64 | 20.34
TD | Solar | 37 | ARDK_P | 3.39 | 0 | 0.08 | 2.42
TD | Solar | 37 | ARMO_P | 21.84 | 0 | 0.49 | 15.62
TD | Solar | 37 | AXMI1 | 477.45 | 0 | 10.79 | 341.47
TD | Solar | 37 | BAGA | 28.94 | 0 | 0.65 | 20.7
TD | Solar | 37 | BAIN | 28.94 | 0 | 0.65 | 20.7
TD | Solar | 37 | BARKC1 | 14.46 | 0 | 0.33 | 10.34
TD | Solar | 37 | BARKW3 | 12.55 | 0 | 0.28 | 8.98
TD | Solar | 37 | BEDDT1 | 14.34 | 0 | 0.32 | 10.26
TD | Solar | 37 | BEDD_1 | 14.34 | 0 | 0.32 | 10.26
TD | Solar | 37 | BERW | 3.37 | 0 | 0.08 | 2.41
TD | Solar | 37 | BESW_1 | 108.33 | 0 | 2.45 | 77.48
TD | Solar | 37 | BICF_1 | 885.96 | 0 | 20.02 | 633.64
TD | Solar | 37 | BIRK_1 | 16.73 | 0 | 0.38 | 11.97
TD | Solar | 37 | BISW_1 | 49.31 | 0 | 1.11 | 35.27
TD | Solar | 37 | BLYTB1 | 50.18 | 0 | 1.13 | 35.89
TD | Solar | 37 | BLYTH132 | 50.18 | 0 | 1.13 | 35.89
TD | Solar | 37 | BOAG_P | 2.51 | 0 | 0.06 | 1.8
TD | Solar | 37 | BOLN_1 | 127.03 | 0 | 2.87 | 90.85
TD | Solar | 37 | BONN | 28.94 | 0 | 0.65 | 20.7
TD | Solar | 37 | BOTW_1 | 290.31 | 0 | 6.56 | 207.63
TD | Solar | 37 | BRAC_P | 1.96 | 0 | 0.04 | 1.4
TD | Solar | 37 | BRAI_1 | 212.97 | 0 | 4.81 | 152.32
TD | Solar | 37 | BRAW_1 | 12.55 | 0 | 0.28 | 8.98
TD | Solar | 37 | BRED_1 | 18 | 0 | 0.41 | 12.87
TD | Solar | 37 | BRFO_1 | 246.29 | 0 | 5.57 | 176.15
TD | Solar | 37 | BRIM_1 | 100.37 | 0 | 2.27 | 71.78
TD | Solar | 37 | BRLE_1 | 170.21 | 0 | 3.85 | 121.73
TD | Solar | 37 | BROA_P | 0.78 | 0 | 0.02 | 0.56
TD | Solar | 37 | BROX | 3.37 | 0 | 0.08 | 2.41
TD | Solar | 37 | BRWA1 | 682.46 | 0 | 15.42 | 488.1
TD | Solar | 37 | BUMU_P | 0.65 | 0 | 0.01 | 0.46
TD | Solar | 37 | BURM_1 | 1470.05 | 0 | 33.22 | 1051.38
TD | Solar | 37 | BUSH_1 | 42.47 | 0 | 0.96 | 30.37
TD | Solar | 37 | BUST_1 | 57.35 | 0 | 1.3 | 41.02
TD | Solar | 37 | CAAD_P | 1.56 | 0 | 0.04 | 1.12
TD | Solar | 37 | CAFA | 3.37 | 0 | 0.08 | 2.41
TD | Solar | 37 | CAMB_01 | 69.3 | 0 | 1.57 | 49.56
TD | Solar | 37 | CANTN1 | 248.09 | 0 | 5.61 | 177.43
TD | Solar | 37 | CAPEA1 | 23.1 | 0 | 0.52 | 16.52
TD | Solar | 37 | CARE_1 | 33.29 | 0 | 0.75 | 23.81
TD | Solar | 37 | CARR_1 | 18.67 | 0 | 0.42 | 13.35
TD | Solar | 37 | CASS_P | 2.93 | 0 | 0.07 | 2.1
TD | Solar | 37 | CATY | 3.37 | 0 | 0.08 | 2.41
TD | Solar | 37 | CBNK_H | 9.12 | 0 | 0.21 | 6.52
TD | Solar | 37 | CELL_1 | 184.85 | 0 | 4.18 | 132.2
TD | Solar | 37 | CHAP | 3.37 | 0 | 0.08 | 2.41
TD | Solar | 37 | CHAS | 3.37 | 0 | 0.08 | 2.41
TD | Solar | 37 | CHIC_1 | 446.41 | 0 | 10.09 | 319.27
TD | Solar | 37 | CHSI_1 | 14.34 | 0 | 0.32 | 10.26
TD | Solar | 37 | CHTE_1 | 185.57 | 0 | 4.19 | 132.72
TD | Solar | 37 | CITR_1 | 9.12 | 0 | 0.21 | 6.52
TD | Solar | 37 | CLAC_P | 6.75 | 0 | 0.15 | 4.83
TD | Solar | 37 | CLAY_P | 0.65 | 0 | 0.01 | 0.46
TD | Solar | 37 | CLT03 | 89.59 | 0 | 2.02 | 64.07
TD | Solar | 37 | CLYM | 3.37 | 0 | 0.08 | 2.41
TD | Solar | 37 | COAT | 3.37 | 0 | 0.08 | 2.41
TD | Solar | 37 | CONQA1 | 179.77 | 0 | 4.06 | 128.57
TD | Solar | 37 | COUA_P | 4.17 | 0 | 0.09 | 2.98
TD | Solar | 37 | COVE_1 | 63.65 | 0 | 1.44 | 45.52
TD | Solar | 37 | COWL_1 | 715.97 | 0 | 16.18 | 512.06
TD | Solar | 37 | COYL | 3.37 | 0 | 0.08 | 2.41
TD | Solar | 37 | CREB_1 | 86.01 | 0 | 1.94 | 61.51
TD | Solar | 37 | CUMB | 28.94 | 0 | 0.65 | 20.7
TD | Solar | 37 | CUPA | 35.03 | 0 | 0.79 | 25.05
TD | Solar | 37 | DALM3 | 3.37 | 0 | 0.08 | 2.41
TD | Solar | 37 | DEVM | 3.37 | 0 | 0.08 | 2.41
TD | Solar | 37 | DEVO | 36.55 | 0 | 0.83 | 26.14
TD | Solar | 37 | DOUN_P | 8.22 | 0 | 0.19 | 5.88
TD | Solar | 37 | DRAK_1 | 133.56 | 0 | 3.02 | 95.52
TD | Solar | 37 | DRAX_1 | 50.18 | 0 | 1.13 | 35.89
TD | Solar | 37 | DRCR | 28.94 | 0 | 0.65 | 20.7
TD | Solar | 37 | DUDH_P | 1.96 | 0 | 0.04 | 1.4
TD | Solar | 37 | DUGR_P | 1.76 | 0 | 0.04 | 1.26
TD | Solar | 37 | DUNB | 3.37 | 0 | 0.08 | 2.41
TD | Solar | 37 | DUNF | 28.94 | 0 | 0.65 | 20.7
TD | Solar | 37 | DUNO_P | 28.94 | 0 | 0.65 | 20.7
TD | Solar | 37 | DYCE_P | 11.34 | 0 | 0.26 | 8.11
TD | Solar | 37 | EALI_6 | 9.12 | 0 | 0.21 | 6.52
TD | Solar | 37 | EASO_1 | 463.83 | 0 | 10.48 | 331.73
TD | Solar | 37 | EAST | 3.37 | 0 | 0.08 | 2.41
TD | Solar | 37 | ECCL | 3.37 | 0 | 0.08 | 2.41
TD | Solar | 37 | ECLA_1 | 343.08 | 0 | 7.75 | 245.37
TD | Solar | 37 | EKIL | 3.37 | 0 | 0.08 | 2.41
TD | Solar | 37 | EKIS | 3.37 | 0 | 0.08 | 2.41
TD | Solar | 37 | ELGI_P | 1.49 | 0 | 0.03 | 1.07
TD | Solar | 37 | ELLA_1 | 12.55 | 0 | 0.28 | 8.98
TD | Solar | 37 | ELST_1 | 11.15 | 0 | 0.25 | 7.97
TD | Solar | 37 | ENDE_1 | 158.35 | 0 | 3.58 | 113.25
TD | Solar | 37 | EXET1 | 384.09 | 0 | 8.68 | 274.7
TD | Solar | 37 | FASN_P | 1.63 | 0 | 0.04 | 1.17
TD | Solar | 37 | FAUG_P | 4.59 | 0 | 0.1 | 3.28
TD | Solar | 37 | FAWL_1 | 330.27 | 0 | 7.46 | 236.21
TD | Solar | 37 | FECK_6 | 219.07 | 0 | 4.95 | 156.68
TD | Solar | 37 | FERRA2 | 59.62 | 0 | 1.35 | 42.64
TD | Solar | 37 | FERRB1 | 56.56 | 0 | 1.28 | 40.45
TD | Solar | 37 | FIDD_P | 21.7 | 0 | 0.49 | 15.52
TD | Solar | 37 | FLEE_1 | 150.99 | 0 | 3.41 | 107.99
TD | Solar | 37 | FOUR_1 | 75.27 | 0 | 1.7 | 53.83
TD | Solar | 37 | FRAS_P | 1.04 | 0 | 0.02 | 0.74
TD | Solar | 37 | FROD_1 | 21.03 | 0 | 0.48 | 15.04
TD | Solar | 37 | FWIL_P | 18.63 | 0 | 0.42 | 13.32
TD | Solar | 37 | GALA | 3.37 | 0 | 0.08 | 2.41
TD | Solar | 37 | GIFF | 3.37 | 0 | 0.08 | 2.41
TD | Solar | 37 | GLLE | 3.37 | 0 | 0.08 | 2.41
TD | Solar | 37 | GLLU | 3.37 | 0 | 0.08 | 2.41
TD | Solar | 37 | GLNI | 28.94 | 0 | 0.65 | 20.7
TD | Solar | 37 | GLRO | 28.94 | 0 | 0.65 | 20.7
TD | Solar | 37 | GREE_H | 9.12 | 0 | 0.21 | 6.52
TD | Solar | 37 | GREN_1 | 909.33 | 0 | 20.55 | 650.35
TD | Solar | 37 | GRIW_1 | 185.49 | 0 | 4.19 | 132.66
TD | Solar | 37 | GRUB_P | 12.94 | 0 | 0.29 | 9.25
TD | Solar | 37 | G_EXTRA_11 | 3.37 | 0 | 0.08 | 2.41
TD | Solar | 37 | G_EXTRA_2 | 3.37 | 0 | 0.08 | 2.41
TD | Solar | 37 | G_EXTRA_5 | 3.37 | 0 | 0.08 | 2.41
TD | Solar | 37 | G_EXTRA_7 | 28.94 | 0 | 0.65 | 20.7
TD | Solar | 37 | G_EXTRA_9 | 3.37 | 0 | 0.08 | 2.41
TD | Solar | 37 | HACK_1 | 12.55 | 0 | 0.28 | 8.98
TD | Solar | 37 | HACK_6 | 12.55 | 0 | 0.28 | 8.98
TD | Solar | 37 | HAMHC1 | 89.69 | 0 | 2.03 | 64.15
TD | Solar | 37 | HARK_1 | 136.83 | 0 | 3.09 | 97.86
TD | Solar | 37 | HARM_6 | 18.82 | 0 | 0.43 | 13.46
TD | Solar | 37 | HAWI | 3.37 | 0 | 0.08 | 2.41
TD | Solar | 37 | HAWP_6 | 25.2 | 0 | 0.57 | 18.02
TD | Solar | 37 | HEYS1 | 75.27 | 0 | 1.7 | 53.83
TD | Solar | 37 | HEYS_1 | 103.37 | 0 | 2.34 | 73.93
TD | Solar | 37 | HUER | 3.37 | 0 | 0.08 | 2.41
TD | Solar | 37 | HURS_1 | 14.34 | 0 | 0.32 | 10.26
TD | Solar | 37 | HUTT_1 | 213.16 | 0 | 4.82 | 152.45
TD | Solar | 37 | IMPK_1 | 313.65 | 0 | 7.09 | 224.32
TD | Solar | 37 | INDQ1 | 667.59 | 0 | 15.09 | 477.46
TD | Solar | 37 | INKE | 28.94 | 0 | 0.65 | 20.7
TD | Solar | 37 | INNE_P | 3.26 | 0 | 0.07 | 2.33
TD | Solar | 37 | IROA1 | 469.75 | 0 | 10.62 | 335.97
TD | Solar | 37 | IRONB1 | 192.83 | 0 | 4.36 | 137.91
TD | Solar | 37 | IVER_1 | 11.15 | 0 | 0.25 | 7.97
TD | Solar | 37 | IVER_6 | 11.15 | 0 | 0.25 | 7.97
TD | Solar | 37 | JOHN | 3.37 | 0 | 0.08 | 2.41
TD | Solar | 37 | JORD_3 | 20.07 | 0 | 0.45 | 14.35
TD | Solar | 37 | KAIM | 3.37 | 0 | 0.08 | 2.41
TD | Solar | 37 | KEAD_1 | 123.37 | 0 | 2.79 | 88.23
TD | Solar | 37 | KEAR_1 | 12.55 | 0 | 0.28 | 8.98
TD | Solar | 37 | KEAR_3 | 25.67 | 0 | 0.58 | 18.36
TD | Solar | 37 | KEIT_P | 27.4 | 0 | 0.62 | 19.6
TD | Solar | 37 | KEMS_1 | 325.16 | 0 | 7.35 | 232.55
TD | Solar | 37 | KEOO | 3.37 | 0 | 0.08 | 2.41
TD | Solar | 37 | KIBY_1 | 1.93 | 0 | 0.04 | 1.38
TD | Solar | 37 | KIER | 28.94 | 0 | 0.65 | 20.7
TD | Solar | 37 | KIIN_P | 7.5 | 0 | 0.17 | 5.36
TD | Solar | 37 | KILS | 3.37 | 0 | 0.08 | 2.41
TD | Solar | 37 | KILT | 3.37 | 0 | 0.08 | 2.41
TD | Solar | 37 | KILW | 10.96 | 0 | 0.25 | 7.84
TD | Solar | 37 | KINO_1 | 145.67 | 0 | 3.29 | 104.18
TD | Solar | 37 | KINT_P | 21.77 | 0 | 0.49 | 15.57
TD | Solar | 37 | KIRKB1 | 12.55 | 0 | 0.28 | 8.98
TD | Solar | 37 | KITW_1 | 30.22 | 0 | 0.68 | 21.61
TD | Solar | 37 | KNAR | 44.18 | 0 | 1 | 31.6
TD | Solar | 37 | LACK_6 | 81.65 | 0 | 1.85 | 58.4
TD | Solar | 37 | LAIR_P | 7.3 | 0 | 0.16 | 5.22
TD | Solar | 37 | LALE1SG003 | 17.32 | 0 | 0.39 | 12.39
TD | Solar | 37 | LAND1 | 544.13 | 0 | 12.3 | 389.16
TD | Solar | 37 | LEGA_1 | 176.94 | 0 | 4 | 126.55
TD | Solar | 37 | LEVE | 28.94 | 0 | 0.65 | 20.7
TD | Solar | 37 | LING | 3.37 | 0 | 0.08 | 2.41
TD | Solar | 37 | LINM | 3.37 | 0 | 0.08 | 2.41
TD | Solar | 37 | LISD_1 | 3.18 | 0 | 0.07 | 2.27
TD | Solar | 37 | LITT_C | 14.34 | 0 | 0.32 | 10.26
TD | Solar | 37 | LITT_J | 14.34 | 0 | 0.32 | 10.26
TD | Solar | 37 | LODR_6 | 9.12 | 0 | 0.21 | 6.52
TD | Solar | 37 | LOUD_H | 11.15 | 0 | 0.25 | 7.97
TD | Solar | 37 | LOVE_1 | 426.24 | 0 | 9.63 | 304.85
TD | Solar | 37 | LUNA_P | 0.65 | 0 | 0.01 | 0.46
TD | Solar | 37 | MACC_3 | 62.93 | 0 | 1.42 | 45.01
TD | Solar | 37 | MACD_P | 24.65 | 0 | 0.56 | 17.63
TD | Solar | 37 | MAGA_6 | 82.47 | 0 | 1.86 | 58.98
TD | Solar | 37 | MANN_1 | 715.03 | 0 | 16.16 | 511.39
TD | Solar | 37 | MAYB | 3.37 | 0 | 0.08 | 2.41
TD | Solar | 37 | MELK_1 | 725.79 | 0 | 16.4 | 519.09
TD | Solar | 37 | MILC_P | 8.67 | 0 | 0.2 | 6.2
TD | Solar | 37 | MILH_1 | 23.89 | 0 | 0.54 | 17.09
TD | Solar | 37 | MITY_1 | 1002.21 | 0 | 22.65 | 716.78
TD | Solar | 37 | MYBS_P | 17.7 | 0 | 0.4 | 12.66
TD | Solar | 37 | NEAR | 3.37 | 0 | 0.08 | 2.41
TD | Solar | 37 | NECE_1 | 57.35 | 0 | 1.3 | 41.02
TD | Solar | 37 | NEEP_3 | 20.07 | 0 | 0.45 | 14.35
TD | Solar | 37 | NETS | 3.37 | 0 | 0.08 | 2.41
TD | Solar | 37 | NEWX_6 | 33.46 | 0 | 0.76 | 23.93
TD | Solar | 37 | NFLE | 169.1 | 0 | 3.82 | 120.94
TD | Solar | 37 | NHYD_6 | 11.15 | 0 | 0.25 | 7.97
TD | Solar | 37 | NINF_1 | 135.1 | 0 | 3.05 | 96.62
TD | Solar | 37 | NORL_3 | 20.07 | 0 | 0.45 | 14.35
TD | Solar | 37 | NORM_1 | 1051.34 | 0 | 23.76 | 751.92
TD | Solar | 37 | NORT_1 | 55.54 | 0 | 1.26 | 39.72
TD | Solar | 37 | NURS_1 | 455.67 | 0 | 10.3 | 325.9
TD | Solar | 37 | OCKH_1 | 28.68 | 0 | 0.65 | 20.51
TD | Solar | 37 | OFFE_3 | 18.82 | 0 | 0.43 | 13.46
TD | Solar | 37 | OLDB_1 | 28.68 | 0 | 0.65 | 20.51
TD | Solar | 37 | OSBA_1 | 70.26 | 0 | 1.59 | 50.25
TD | Solar | 37 | PADIB1 | 56.55 | 0 | 1.28 | 40.44
TD | Solar | 37 | PELH_1 | 266.4 | 0 | 6.02 | 190.53
TD | Solar | 37 | PEMB_1 | 585.32 | 0 | 13.23 | 418.62
TD | Solar | 37 | PENE_1 | 50.18 | 0 | 1.13 | 35.89
TD | Solar | 37 | PENN_1 | 6.37 | 0 | 0.14 | 4.56
TD | Solar | 37 | PENT_1 | 305.19 | 0 | 6.9 | 218.27
TD | Solar | 37 | PENW_1 | 103.46 | 0 | 2.34 | 73.99
TD | Solar | 37 | PERI_H | 9.12 | 0 | 0.21 | 6.52
TD | Solar | 37 | PERS_P | 8.31 | 0 | 0.19 | 5.94
TD | Solar | 37 | PITS_3 | 20.07 | 0 | 0.45 | 14.35
TD | Solar | 37 | POOB | 3.37 | 0 | 0.08 | 2.41
TD | Solar | 37 | POPP_3 | 37.84 | 0 | 0.86 | 27.06
TD | Solar | 37 | PORA_P | 20.37 | 0 | 0.46 | 14.57
TD | Solar | 37 | PORD | 28.94 | 0 | 0.65 | 20.7
TD | Solar | 37 | PYLE_1 | 93.32 | 0 | 2.11 | 66.74
TD | Solar | 37 | QUOI_P | 2.25 | 0 | 0.05 | 1.61
TD | Solar | 37 | RAIN_1 | 3.32 | 0 | 0.08 | 2.37
TD | Solar | 37 | RANN_P | 9.91 | 0 | 0.22 | 7.09
TD | Solar | 37 | RASS_1 | 343.5 | 0 | 7.76 | 245.67
TD | Solar | 37 | RATS_1 | 190.04 | 0 | 4.29 | 135.92
TD | Solar | 37 | RAYL_1 | 269.52 | 0 | 6.09 | 192.76
TD | Solar | 37 | REBR_3 | 12.55 | 0 | 0.28 | 8.98
TD | Solar | 37 | REDH | 41.57 | 0 | 0.94 | 29.73
TD | Solar | 37 | REDM_P | 7.49 | 0 | 0.17 | 5.36
TD | Solar | 37 | RICH1 | 199.06 | 0 | 4.5 | 142.37
TD | Solar | 37 | ROCH_1 | 15.61 | 0 | 0.35 | 11.16
TD | Solar | 37 | RUGEB1 | 168.71 | 0 | 3.81 | 120.66
TD | Solar | 37 | RYEH_1 | 100.37 | 0 | 2.27 | 71.78
TD | Solar | 37 | SALH_1 | 87.94 | 0 | 1.99 | 62.89
TD | Solar | 37 | SALT_1 | 74.66 | 0 | 1.69 | 53.4
TD | Solar | 37 | SBAR | 156.77 | 0 | 3.54 | 112.12
TD | Solar | 37 | SEAB1 | 410.66 | 0 | 9.28 | 293.7
TD | Solar | 37 | SELL_1 | 297.13 | 0 | 6.72 | 212.51
TD | Solar | 37 | SFEG_P | 12.06 | 0 | 0.27 | 8.63
TD | Solar | 37 | SFIL_P | 4.82 | 0 | 0.11 | 3.45
TD | Solar | 37 | SHEC_3 | 20.07 | 0 | 0.45 | 14.35
TD | Solar | 37 | SHRW_1 | 286.82 | 0 | 6.48 | 205.13
TD | Solar | 37 | SIGH | 3.37 | 0 | 0.08 | 2.41
TD | Solar | 37 | SJOW_1 | 9.12 | 0 | 0.21 | 6.52
TD | Solar | 37 | SKLGB1 | 18.91 | 0 | 0.43 | 13.52
TD | Solar | 37 | SLOY_P | 1.3 | 0 | 0.03 | 0.93
TD | Solar | 37 | SMAN_1 | 16.73 | 0 | 0.38 | 11.97
TD | Solar | 37 | SPEN_1 | 106.7 | 0 | 2.41 | 76.31
TD | Solar | 37 | SSHI_3 | 18.82 | 0 | 0.43 | 13.46
TD | Solar | 37 | STAH_1 | 62.24 | 0 | 1.41 | 44.51
TD | Solar | 37 | STAL_1 | 50.18 | 0 | 1.13 | 35.89
TD | Solar | 37 | STAY_1 | 662.85 | 0 | 14.98 | 474.07
TD | Solar | 37 | STEN_1 | 50.18 | 0 | 1.13 | 35.89
TD | Solar | 37 | STES_1 | 56.55 | 0 | 1.28 | 40.44
TD | Solar | 37 | STHA | 3.37 | 0 | 0.08 | 2.41
TD | Solar | 37 | STIR | 28.94 | 0 | 0.65 | 20.7
TD | Solar | 37 | STLE | 28.94 | 0 | 0.65 | 20.7
TD | Solar | 37 | STRI_P | 17.59 | 0 | 0.4 | 12.58
TD | Solar | 37 | SUND_1 | 258.15 | 0 | 5.83 | 184.63
TD | Solar | 37 | SWAN_1 | 438.92 | 0 | 9.92 | 313.92
TD | Solar | 37 | TARL_P | 8.68 | 0 | 0.2 | 6.21
TD | Solar | 37 | TAUN1 | 198.88 | 0 | 4.49 | 142.24
TD | Solar | 37 | TAYN_P | 15.37 | 0 | 0.35 | 10.99
TD | Solar | 37 | TELR | 3.37 | 0 | 0.08 | 2.41
TD | Solar | 37 | TEMP_3 | 20.07 | 0 | 0.45 | 14.35
TD | Solar | 37 | THOM_6 | 76.6 | 0 | 1.73 | 54.78
TD | Solar | 37 | THSO_P | 34.24 | 0 | 0.77 | 24.49
TD | Solar | 37 | THUR_6 | 20.07 | 0 | 0.45 | 14.35
TD | Solar | 37 | TILBB_1 | 246.38 | 0 | 5.57 | 176.21
TD | Solar | 37 | TONG | 3.37 | 0 | 0.08 | 2.41
TD | Solar | 37 | TOTT_1 | 12.55 | 0 | 0.28 | 8.98
TD | Solar | 37 | TRAW_1 | 69.47 | 0 | 1.57 | 49.68
TD | Solar | 37 | TUMB_P | 3.52 | 0 | 0.08 | 2.52
TD | Solar | 37 | TYNE_1 | 18.82 | 0 | 0.43 | 13.46
TD | Solar | 37 | TYNE_2 | 18.82 | 0 | 0.43 | 13.46
TD | Solar | 37 | UPPB_1 | 53.71 | 0 | 1.21 | 38.41
TD | Solar | 37 | UPPB_3 | 52.89 | 0 | 1.2 | 37.83
TD | Solar | 37 | USKM_1 | 63.1 | 0 | 1.43 | 45.13
TD | Solar | 37 | WALH_1 | 369.71 | 0 | 8.36 | 264.42
TD | Solar | 37 | WALP_1 | 227.27 | 0 | 5.14 | 162.54
TD | Solar | 37 | WALP_B | 430.55 | 0 | 9.73 | 307.93
TD | Solar | 37 | WARL_1 | 260.26 | 0 | 5.88 | 186.14
TD | Solar | 37 | WASF_1 | 6.37 | 0 | 0.14 | 4.56
TD | Solar | 37 | WATFS_1 | 11.15 | 0 | 0.25 | 7.97
TD | Solar | 37 | WBOL_6 | 24.83 | 0 | 0.56 | 17.76
TD | Solar | 37 | WBUR_1 | 331.5 | 0 | 7.49 | 237.09
TD | Solar | 37 | WFIE | 28.94 | 0 | 0.65 | 20.7
TD | Solar | 37 | WHAM_1 | 12.55 | 0 | 0.28 | 8.98
TD | Solar | 37 | WHGA_1 | 12.55 | 0 | 0.28 | 8.98
TD | Solar | 37 | WIBA_3 | 20.07 | 0 | 0.45 | 14.35
TD | Solar | 37 | WIEN_1 | 28.68 | 0 | 0.65 | 20.51
TD | Solar | 37 | WILL_1 | 118.31 | 0 | 2.67 | 84.62
TD | Solar | 37 | WIMBN1 | 33.46 | 0 | 0.76 | 23.93
TD | Solar | 37 | WIMBS1 | 33.46 | 0 | 0.76 | 23.93
TD | Solar | 37 | WISD_1 | 9.12 | 0 | 0.21 | 6.52
TD | Solar | 37 | WISD_6 | 9.12 | 0 | 0.21 | 6.52
TD | Solar | 37 | WISH | 3.37 | 0 | 0.08 | 2.41
TD | Solar | 37 | WMEL_1 | 20.07 | 0 | 0.45 | 14.35
TD | Solar | 37 | WTHU31 | 12.55 | 0 | 0.28 | 8.98
TD | Solar | 37 | WWEY_1 | 16.89 | 0 | 0.38 | 12.08
TD | Solar | 37 | WYLF_1 | 150.55 | 0 | 3.4 | 107.67
TD | Solar | 37 | WYMOM_1 | 129.34 | 0 | 2.92 | 92.5
TD | Solar | 38 | ABHA1 | 381.23 | 0 | 8.62 | 272.66
TD | Solar | 38 | ABNE_P | 22.79 | 0 | 0.52 | 16.3
TD | Solar | 38 | ABTH_1 | 92.66 | 0 | 2.09 | 66.27
TD | Solar | 38 | ACTL_2 | 9.38 | 0 | 0.21 | 6.71
TD | Solar | 38 | ACTL_C | 9.38 | 0 | 0.21 | 6.71
TD | Solar | 38 | ALNE_P | 11.19 | 0 | 0.25 | 8
TD | Solar | 38 | ALST_3 | 17.19 | 0 | 0.39 | 12.29
TD | Solar | 38 | ALVE1 | 499.41 | 0 | 11.29 | 357.18
TD | Solar | 38 | AMEM_1 | 55.13 | 0 | 1.25 | 39.43
TD | Solar | 38 | ARBR_P | 28.44 | 0 | 0.64 | 20.34
TD | Solar | 38 | ARDK_P | 3.74 | 0 | 0.08 | 2.67
TD | Solar | 38 | ARMO_P | 24.11 | 0 | 0.54 | 17.24
TD | Solar | 38 | AXMI1 | 487.58 | 0 | 11.02 | 348.72
TD | Solar | 38 | BAGA | 32.17 | 0 | 0.73 | 23.01
TD | Solar | 38 | BAIN | 32.17 | 0 | 0.73 | 23.01
TD | Solar | 38 | BARKC1 | 14.81 | 0 | 0.33 | 10.59
TD | Solar | 38 | BARKW3 | 12.89 | 0 | 0.29 | 9.22
TD | Solar | 38 | BEDDT1 | 14.73 | 0 | 0.33 | 10.53
TD | Solar | 38 | BEDD_1 | 14.73 | 0 | 0.33 | 10.53
TD | Solar | 38 | BERW | 3.74 | 0 | 0.08 | 2.67
TD | Solar | 38 | BESW_1 | 109.91 | 0 | 2.48 | 78.61
TD | Solar | 38 | BICF_1 | 905.29 | 0 | 20.46 | 647.46
TD | Solar | 38 | BIRK_1 | 17.19 | 0 | 0.39 | 12.29
TD | Solar | 38 | BISW_1 | 50.09 | 0 | 1.13 | 35.82
TD | Solar | 38 | BLYTB1 | 51.56 | 0 | 1.17 | 36.88
TD | Solar | 38 | BLYTH132 | 51.56 | 0 | 1.17 | 36.88
TD | Solar | 38 | BOAG_P | 2.77 | 0 | 0.06 | 1.98
TD | Solar | 38 | BOLN_1 | 128.41 | 0 | 2.9 | 91.84
TD | Solar | 38 | BONN | 32.17 | 0 | 0.73 | 23.01
TD | Solar | 38 | BOTW_1 | 296.52 | 0 | 6.7 | 212.07
TD | Solar | 38 | BRAC_P | 2.16 | 0 | 0.05 | 1.54
TD | Solar | 38 | BRAI_1 | 215.73 | 0 | 4.88 | 154.29
TD | Solar | 38 | BRAW_1 | 12.89 | 0 | 0.29 | 9.22
TD | Solar | 38 | BRED_1 | 18.46 | 0 | 0.42 | 13.2
TD | Solar | 38 | BRFO_1 | 248.76 | 0 | 5.62 | 177.91
TD | Solar | 38 | BRIM_1 | 103.13 | 0 | 2.33 | 73.76
TD | Solar | 38 | BRLE_1 | 172.98 | 0 | 3.91 | 123.72
TD | Solar | 38 | BROA_P | 0.86 | 0 | 0.02 | 0.62
TD | Solar | 38 | BROX | 3.74 | 0 | 0.08 | 2.67
TD | Solar | 38 | BRWA1 | 693.51 | 0 | 15.67 | 496
TD | Solar | 38 | BUMU_P | 0.72 | 0 | 0.02 | 0.51
TD | Solar | 38 | BURM_1 | 1500.42 | 0 | 33.91 | 1073.1
TD | Solar | 38 | BUSH_1 | 43.26 | 0 | 0.98 | 30.94
TD | Solar | 38 | BUST_1 | 58.93 | 0 | 1.33 | 42.15
TD | Solar | 38 | CAAD_P | 1.73 | 0 | 0.04 | 1.24
TD | Solar | 38 | CAFA | 3.74 | 0 | 0.08 | 2.67
TD | Solar | 38 | CAMB_01 | 70.69 | 0 | 1.6 | 50.56
TD | Solar | 38 | CANTN1 | 251.41 | 0 | 5.68 | 179.81
TD | Solar | 38 | CAPEA1 | 23.56 | 0 | 0.53 | 16.85
TD | Solar | 38 | CARE_1 | 33.75 | 0 | 0.76 | 24.14
TD | Solar | 38 | CARR_1 | 19.13 | 0 | 0.43 | 13.68
TD | Solar | 38 | CASS_P | 3.24 | 0 | 0.07 | 2.32
TD | Solar | 38 | CATY | 3.74 | 0 | 0.08 | 2.67
TD | Solar | 38 | CBNK_H | 9.38 | 0 | 0.21 | 6.71
TD | Solar | 38 | CELL_1 | 188.99 | 0 | 4.27 | 135.17
TD | Solar | 38 | CHAP | 3.74 | 0 | 0.08 | 2.67
TD | Solar | 38 | CHAS | 3.74 | 0 | 0.08 | 2.67
TD | Solar | 38 | CHIC_1 | 456.54 | 0 | 10.32 | 326.52
TD | Solar | 38 | CHSI_1 | 14.73 | 0 | 0.33 | 10.53
TD | Solar | 38 | CHTE_1 | 186.12 | 0 | 4.21 | 133.11
TD | Solar | 38 | CITR_1 | 9.38 | 0 | 0.21 | 6.71
TD | Solar | 38 | CLAC_P | 7.45 | 0 | 0.17 | 5.33
TD | Solar | 38 | CLAY_P | 0.72 | 0 | 0.02 | 0.51
TD | Solar | 38 | CLT03 | 92.05 | 0 | 2.08 | 65.83
TD | Solar | 38 | CLYM | 3.74 | 0 | 0.08 | 2.67
TD | Solar | 38 | COAT | 3.74 | 0 | 0.08 | 2.67
TD | Solar | 38 | CONQA1 | 181.15 | 0 | 4.09 | 129.56
TD | Solar | 38 | COUA_P | 4.61 | 0 | 0.1 | 3.3
TD | Solar | 38 | COVE_1 | 65.23 | 0 | 1.47 | 46.65
TD | Solar | 38 | COWL_1 | 727.01 | 0 | 16.43 | 519.96
TD | Solar | 38 | COYL | 3.74 | 0 | 0.08 | 2.67
TD | Solar | 38 | CREB_1 | 87.85 | 0 | 1.99 | 62.83
TD | Solar | 38 | CUMB | 32.17 | 0 | 0.73 | 23.01
TD | Solar | 38 | CUPA | 38.26 | 0 | 0.86 | 27.36
TD | Solar | 38 | DALM3 | 3.74 | 0 | 0.08 | 2.67
TD | Solar | 38 | DEVM | 3.74 | 0 | 0.08 | 2.67
TD | Solar | 38 | DEVO | 39.78 | 0 | 0.9 | 28.45
TD | Solar | 38 | DOUN_P | 9.08 | 0 | 0.21 | 6.49
TD | Solar | 38 | DRAK_1 | 134.35 | 0 | 3.04 | 96.09
TD | Solar | 38 | DRAX_1 | 51.56 | 0 | 1.17 | 36.88
TD | Solar | 38 | DRCR | 32.17 | 0 | 0.73 | 23.01
TD | Solar | 38 | DUDH_P | 2.16 | 0 | 0.05 | 1.54
TD | Solar | 38 | DUGR_P | 1.94 | 0 | 0.04 | 1.39
TD | Solar | 38 | DUNB | 3.74 | 0 | 0.08 | 2.67
TD | Solar | 38 | DUNF | 32.17 | 0 | 0.73 | 23.01
TD | Solar | 38 | DUNO_P | 32.17 | 0 | 0.73 | 23.01
TD | Solar | 38 | DYCE_P | 12.52 | 0 | 0.28 | 8.95
TD | Solar | 38 | EALI_6 | 9.38 | 0 | 0.21 | 6.71
TD | Solar | 38 | EASO_1 | 469.35 | 0 | 10.61 | 335.68
TD | Solar | 38 | EAST | 3.74 | 0 | 0.08 | 2.67
TD | Solar | 38 | ECCL | 3.74 | 0 | 0.08 | 2.67
TD | Solar | 38 | ECLA_1 | 348.6 | 0 | 7.88 | 249.32
TD | Solar | 38 | EKIL | 3.74 | 0 | 0.08 | 2.67
TD | Solar | 38 | EKIS | 3.74 | 0 | 0.08 | 2.67
TD | Solar | 38 | ELGI_P | 1.49 | 0 | 0.03 | 1.07
TD | Solar | 38 | ELLA_1 | 12.89 | 0 | 0.29 | 9.22
TD | Solar | 38 | ELST_1 | 11.46 | 0 | 0.26 | 8.2
TD | Solar | 38 | ENDE_1 | 161.11 | 0 | 3.64 | 115.23
TD | Solar | 38 | EXET1 | 391.71 | 0 | 8.85 | 280.15
TD | Solar | 38 | FASN_P | 1.8 | 0 | 0.04 | 1.29
TD | Solar | 38 | FAUG_P | 5.07 | 0 | 0.11 | 3.63
TD | Solar | 38 | FAWL_1 | 336.48 | 0 | 7.6 | 240.65
TD | Solar | 38 | FECK_6 | 220.65 | 0 | 4.99 | 157.81
TD | Solar | 38 | FERRA2 | 61 | 0 | 1.38 | 43.63
TD | Solar | 38 | FERRB1 | 57.94 | 0 | 1.31 | 41.44
TD | Solar | 38 | FIDD_P | 23.96 | 0 | 0.54 | 17.14
TD | Solar | 38 | FLEE_1 | 153.75 | 0 | 3.47 | 109.96
TD | Solar | 38 | FOUR_1 | 77.34 | 0 | 1.75 | 55.31
TD | Solar | 38 | FRAS_P | 1.15 | 0 | 0.03 | 0.82
TD | Solar | 38 | FROD_1 | 21.49 | 0 | 0.49 | 15.37
TD | Solar | 38 | FWIL_P | 20.57 | 0 | 0.46 | 14.71
TD | Solar | 38 | GALA | 3.74 | 0 | 0.08 | 2.67
TD | Solar | 38 | GIFF | 3.74 | 0 | 0.08 | 2.67
TD | Solar | 38 | GLLE | 3.74 | 0 | 0.08 | 2.67
TD | Solar | 38 | GLLU | 3.74 | 0 | 0.08 | 2.67
TD | Solar | 38 | GLNI | 32.17 | 0 | 0.73 | 23.01
TD | Solar | 38 | GLRO | 32.17 | 0 | 0.73 | 23.01
TD | Solar | 38 | GREE_H | 9.38 | 0 | 0.21 | 6.71
TD | Solar | 38 | GREN_1 | 926.49 | 0 | 20.94 | 662.63
TD | Solar | 38 | GRIW_1 | 189.64 | 0 | 4.29 | 135.63
TD | Solar | 38 | GRUB_P | 14.29 | 0 | 0.32 | 10.22
TD | Solar | 38 | G_EXTRA_11 | 3.74 | 0 | 0.08 | 2.67
TD | Solar | 38 | G_EXTRA_2 | 3.74 | 0 | 0.08 | 2.67
TD | Solar | 38 | G_EXTRA_5 | 3.74 | 0 | 0.08 | 2.67
TD | Solar | 38 | G_EXTRA_7 | 32.17 | 0 | 0.73 | 23.01
TD | Solar | 38 | G_EXTRA_9 | 3.74 | 0 | 0.08 | 2.67
TD | Solar | 38 | HACK_1 | 12.89 | 0 | 0.29 | 9.22
TD | Solar | 38 | HACK_6 | 12.89 | 0 | 0.29 | 9.22
TD | Solar | 38 | HAMHC1 | 91.27 | 0 | 2.06 | 65.28
TD | Solar | 38 | HARK_1 | 138.9 | 0 | 3.14 | 99.34
TD | Solar | 38 | HARM_6 | 19.34 | 0 | 0.44 | 13.83
TD | Solar | 38 | HAWI | 3.74 | 0 | 0.08 | 2.67
TD | Solar | 38 | HAWP_6 | 25.71 | 0 | 0.58 | 18.39
TD | Solar | 38 | HEYS1 | 77.34 | 0 | 1.75 | 55.31
TD | Solar | 38 | HEYS_1 | 105.44 | 0 | 2.38 | 75.41
TD | Solar | 38 | HUER | 3.74 | 0 | 0.08 | 2.67
TD | Solar | 38 | HURS_1 | 14.73 | 0 | 0.33 | 10.53
TD | Solar | 38 | HUTT_1 | 218.68 | 0 | 4.94 | 156.4
TD | Solar | 38 | IMPK_1 | 321.93 | 0 | 7.28 | 230.24
TD | Solar | 38 | INDQ1 | 675.21 | 0 | 15.26 | 482.91
TD | Solar | 38 | INKE | 32.17 | 0 | 0.73 | 23.01
TD | Solar | 38 | INNE_P | 3.6 | 0 | 0.08 | 2.57
TD | Solar | 38 | IROA1 | 479.41 | 0 | 10.83 | 342.87
TD | Solar | 38 | IRONB1 | 196.97 | 0 | 4.45 | 140.87
TD | Solar | 38 | IVER_1 | 11.46 | 0 | 0.26 | 8.2
TD | Solar | 38 | IVER_6 | 11.46 | 0 | 0.26 | 8.2
TD | Solar | 38 | JOHN | 3.74 | 0 | 0.08 | 2.67
TD | Solar | 38 | JORD_3 | 20.63 | 0 | 0.47 | 14.75
TD | Solar | 38 | KAIM | 3.74 | 0 | 0.08 | 2.67
TD | Solar | 38 | KEAD_1 | 125.21 | 0 | 2.83 | 89.55
TD | Solar | 38 | KEAR_1 | 12.89 | 0 | 0.29 | 9.22
TD | Solar | 38 | KEAR_3 | 26.02 | 0 | 0.59 | 18.61
TD | Solar | 38 | KEIT_P | 30.25 | 0 | 0.68 | 21.63
TD | Solar | 38 | KEMS_1 | 331.78 | 0 | 7.5 | 237.29
TD | Solar | 38 | KEOO | 3.74 | 0 | 0.08 | 2.67
TD | Solar | 38 | KIBY_1 | 1.93 | 0 | 0.04 | 1.38
TD | Solar | 38 | KIER | 32.17 | 0 | 0.73 | 23.01
TD | Solar | 38 | KIIN_P | 8.28 | 0 | 0.19 | 5.92
TD | Solar | 38 | KILS | 3.74 | 0 | 0.08 | 2.67
TD | Solar | 38 | KILT | 3.74 | 0 | 0.08 | 2.67
TD | Solar | 38 | KILW | 11.33 | 0 | 0.26 | 8.1
TD | Solar | 38 | KINO_1 | 148.99 | 0 | 3.37 | 106.56
TD | Solar | 38 | KINT_P | 23.81 | 0 | 0.54 | 17.03
TD | Solar | 38 | KIRKB1 | 12.89 | 0 | 0.29 | 9.22
TD | Solar | 38 | KITW_1 | 31.01 | 0 | 0.7 | 22.18
TD | Solar | 38 | KNAR | 44.87 | 0 | 1.01 | 32.09
TD | Solar | 38 | LACK_6 | 83.72 | 0 | 1.89 | 59.88
TD | Solar | 38 | LAIR_P | 8.06 | 0 | 0.18 | 5.76
TD | Solar | 38 | LALE1SG003 | 17.63 | 0 | 0.4 | 12.61
TD | Solar | 38 | LAND1 | 551.75 | 0 | 12.47 | 394.61
TD | Solar | 38 | LEGA_1 | 179.7 | 0 | 4.06 | 128.52
TD | Solar | 38 | LEVE | 32.17 | 0 | 0.73 | 23.01
TD | Solar | 38 | LING | 3.74 | 0 | 0.08 | 2.67
TD | Solar | 38 | LINM | 3.74 | 0 | 0.08 | 2.67
TD | Solar | 38 | LISD_1 | 3.18 | 0 | 0.07 | 2.27
TD | Solar | 38 | LITT_C | 14.73 | 0 | 0.33 | 10.53
TD | Solar | 38 | LITT_J | 14.73 | 0 | 0.33 | 10.53
TD | Solar | 38 | LODR_6 | 9.38 | 0 | 0.21 | 6.71
TD | Solar | 38 | LOUD_H | 11.46 | 0 | 0.26 | 8.2
TD | Solar | 38 | LOVE_1 | 432.45 | 0 | 9.77 | 309.29
TD | Solar | 38 | LUNA_P | 0.72 | 0 | 0.02 | 0.51
TD | Solar | 38 | MACC_3 | 64.31 | 0 | 1.45 | 45.99
TD | Solar | 38 | MACD_P | 26.93 | 0 | 0.61 | 19.26
TD | Solar | 38 | MAGA_6 | 83.85 | 0 | 1.9 | 59.97
TD | Solar | 38 | MANN_1 | 725.15 | 0 | 16.39 | 518.63
TD | Solar | 38 | MAYB | 3.74 | 0 | 0.08 | 2.67
TD | Solar | 38 | MELK_1 | 736.83 | 0 | 16.65 | 526.98
TD | Solar | 38 | MILC_P | 9.57 | 0 | 0.22 | 6.84
TD | Solar | 38 | MILH_1 | 24.19 | 0 | 0.55 | 17.3
TD | Solar | 38 | MITY_1 | 1013.25 | 0 | 22.9 | 724.68
TD | Solar | 38 | MYBS_P | 19.55 | 0 | 0.44 | 13.98
TD | Solar | 38 | NEAR | 3.74 | 0 | 0.08 | 2.67
TD | Solar | 38 | NECE_1 | 58.93 | 0 | 1.33 | 42.15
TD | Solar | 38 | NEEP_3 | 20.63 | 0 | 0.47 | 14.75
TD | Solar | 38 | NETS | 3.74 | 0 | 0.08 | 2.67
TD | Solar | 38 | NEWX_6 | 34.38 | 0 | 0.78 | 24.59
TD | Solar | 38 | NFLE | 172.42 | 0 | 3.9 | 123.31
TD | Solar | 38 | NHYD_6 | 11.46 | 0 | 0.26 | 8.2
TD | Solar | 38 | NINF_1 | 136.48 | 0 | 3.08 | 97.61
TD | Solar | 38 | NORL_3 | 20.63 | 0 | 0.47 | 14.75
TD | Solar | 38 | NORM_1 | 1070.66 | 0 | 24.2 | 765.74
TD | Solar | 38 | NORT_1 | 56.06 | 0 | 1.27 | 40.09
TD | Solar | 38 | NURS_1 | 461.88 | 0 | 10.44 | 330.34
TD | Solar | 38 | OCKH_1 | 29.46 | 0 | 0.67 | 21.07
TD | Solar | 38 | OFFE_3 | 19.34 | 0 | 0.44 | 13.83
TD | Solar | 38 | OLDB_1 | 29.46 | 0 | 0.67 | 21.07
TD | Solar | 38 | OSBA_1 | 72.19 | 0 | 1.63 | 51.63
TD | Solar | 38 | PADIB1 | 57.93 | 0 | 1.31 | 41.43
TD | Solar | 38 | PELH_1 | 269.16 | 0 | 6.08 | 192.5
TD | Solar | 38 | PEMB_1 | 593.61 | 0 | 13.42 | 424.55
TD | Solar | 38 | PENE_1 | 51.56 | 0 | 1.17 | 36.88
TD | Solar | 38 | PENN_1 | 6.37 | 0 | 0.14 | 4.56
TD | Solar | 38 | PENT_1 | 312.09 | 0 | 7.05 | 223.21
TD | Solar | 38 | PENW_1 | 104.84 | 0 | 2.37 | 74.98
TD | Solar | 38 | PERI_H | 9.38 | 0 | 0.21 | 6.71
TD | Solar | 38 | PERS_P | 9.18 | 0 | 0.21 | 6.57
TD | Solar | 38 | PITS_3 | 20.63 | 0 | 0.47 | 14.75
TD | Solar | 38 | POOB | 3.74 | 0 | 0.08 | 2.67
TD | Solar | 38 | POPP_3 | 38.53 | 0 | 0.87 | 27.56
TD | Solar | 38 | PORA_P | 22.49 | 0 | 0.51 | 16.08
TD | Solar | 38 | PORD | 32.17 | 0 | 0.73 | 23.01
TD | Solar | 38 | PYLE_1 | 94.7 | 0 | 2.14 | 67.73
TD | Solar | 38 | QUOI_P | 2.48 | 0 | 0.06 | 1.77
TD | Solar | 38 | RAIN_1 | 3.32 | 0 | 0.08 | 2.37
TD | Solar | 38 | RANN_P | 10.94 | 0 | 0.25 | 7.82
TD | Solar | 38 | RASS_1 | 351.79 | 0 | 7.95 | 251.6
TD | Solar | 38 | RATS_1 | 192.81 | 0 | 4.36 | 137.9
TD | Solar | 38 | RAYL_1 | 276.14 | 0 | 6.24 | 197.5
TD | Solar | 38 | REBR_3 | 12.89 | 0 | 0.29 | 9.22
TD | Solar | 38 | REDH | 44.8 | 0 | 1.01 | 32.04
TD | Solar | 38 | REDM_P | 8.27 | 0 | 0.19 | 5.91
TD | Solar | 38 | RICH1 | 202.38 | 0 | 4.57 | 144.74
TD | Solar | 38 | ROCH_1 | 15.95 | 0 | 0.36 | 11.41
TD | Solar | 38 | RUGEB1 | 172.86 | 0 | 3.91 | 123.63
TD | Solar | 38 | RYEH_1 | 103.13 | 0 | 2.33 | 73.76
TD | Solar | 38 | SALH_1 | 90.01 | 0 | 2.03 | 64.38
TD | Solar | 38 | SALT_1 | 76.5 | 0 | 1.73 | 54.71
TD | Solar | 38 | SBAR | 159.53 | 0 | 3.61 | 114.1
TD | Solar | 38 | SEAB1 | 418.94 | 0 | 9.47 | 299.63
TD | Solar | 38 | SELL_1 | 303.75 | 0 | 6.86 | 217.24
TD | Solar | 38 | SFEG_P | 13.32 | 0 | 0.3 | 9.53
TD | Solar | 38 | SFIL_P | 5.33 | 0 | 0.12 | 3.81
TD | Solar | 38 | SHEC_3 | 20.63 | 0 | 0.47 | 14.75
TD | Solar | 38 | SHRW_1 | 290.96 | 0 | 6.58 | 208.09
TD | Solar | 38 | SIGH | 3.74 | 0 | 0.08 | 2.67
TD | Solar | 38 | SJOW_1 | 9.38 | 0 | 0.21 | 6.71
TD | Solar | 38 | SKLGB1 | 19.26 | 0 | 0.44 | 13.77
TD | Solar | 38 | SLOY_P | 1.44 | 0 | 0.03 | 1.03
TD | Solar | 38 | SMAN_1 | 17.19 | 0 | 0.39 | 12.29
TD | Solar | 38 | SPEN_1 | 109.46 | 0 | 2.47 | 78.29
TD | Solar | 38 | SSHI_3 | 19.34 | 0 | 0.44 | 13.83
TD | Solar | 38 | STAH_1 | 63.62 | 0 | 1.44 | 45.5
TD | Solar | 38 | STAL_1 | 51.56 | 0 | 1.17 | 36.88
TD | Solar | 38 | STAY_1 | 676.66 | 0 | 15.29 | 483.95
TD | Solar | 38 | STEN_1 | 51.56 | 0 | 1.17 | 36.88
TD | Solar | 38 | STES_1 | 57.93 | 0 | 1.31 | 41.43
TD | Solar | 38 | STHA | 3.74 | 0 | 0.08 | 2.67
TD | Solar | 38 | STIR | 32.17 | 0 | 0.73 | 23.01
TD | Solar | 38 | STLE | 32.17 | 0 | 0.73 | 23.01
TD | Solar | 38 | STRI_P | 19.22 | 0 | 0.43 | 13.75
TD | Solar | 38 | SUND_1 | 263.67 | 0 | 5.96 | 188.58
TD | Solar | 38 | SWAN_1 | 447.2 | 0 | 10.11 | 319.84
TD | Solar | 38 | TARL_P | 8.98 | 0 | 0.2 | 6.42
TD | Solar | 38 | TAUN1 | 201.64 | 0 | 4.56 | 144.21
TD | Solar | 38 | TAYN_P | 16.97 | 0 | 0.38 | 12.14
TD | Solar | 38 | TELR | 3.74 | 0 | 0.08 | 2.67
TD | Solar | 38 | TEMP_3 | 20.63 | 0 | 0.47 | 14.75
TD | Solar | 38 | THOM_6 | 78.53 | 0 | 1.77 | 56.16
TD | Solar | 38 | THSO_P | 37.81 | 0 | 0.85 | 27.04
TD | Solar | 38 | THUR_6 | 20.63 | 0 | 0.47 | 14.75
TD | Solar | 38 | TILBB_1 | 253 | 0 | 5.72 | 180.95
TD | Solar | 38 | TONG | 3.74 | 0 | 0.08 | 2.67
TD | Solar | 38 | TOTT_1 | 12.89 | 0 | 0.29 | 9.22
TD | Solar | 38 | TRAW_1 | 70.85 | 0 | 1.6 | 50.67
TD | Solar | 38 | TUMB_P | 3.89 | 0 | 0.09 | 2.78
TD | Solar | 38 | TYNE_1 | 19.34 | 0 | 0.44 | 13.83
TD | Solar | 38 | TYNE_2 | 19.34 | 0 | 0.44 | 13.83
TD | Solar | 38 | UPPB_1 | 54.17 | 0 | 1.22 | 38.74
TD | Solar | 38 | UPPB_3 | 53.35 | 0 | 1.21 | 38.16
TD | Solar | 38 | USKM_1 | 63.56 | 0 | 1.44 | 45.46
TD | Solar | 38 | WALH_1 | 376.61 | 0 | 8.51 | 269.35
TD | Solar | 38 | WALP_1 | 232.79 | 0 | 5.26 | 166.49
TD | Solar | 38 | WALP_B | 436.07 | 0 | 9.86 | 311.88
TD | Solar | 38 | WARL_1 | 266.89 | 0 | 6.03 | 190.88
TD | Solar | 38 | WASF_1 | 6.37 | 0 | 0.14 | 4.56
TD | Solar | 38 | WATFS_1 | 11.46 | 0 | 0.26 | 8.2
TD | Solar | 38 | WBOL_6 | 25.35 | 0 | 0.57 | 18.13
TD | Solar | 38 | WBUR_1 | 337.03 | 0 | 7.62 | 241.04
TD | Solar | 38 | WFIE | 32.17 | 0 | 0.73 | 23.01
TD | Solar | 38 | WHAM_1 | 12.89 | 0 | 0.29 | 9.22
TD | Solar | 38 | WHGA_1 | 12.89 | 0 | 0.29 | 9.22
TD | Solar | 38 | WIBA_3 | 20.63 | 0 | 0.47 | 14.75
TD | Solar | 38 | WIEN_1 | 29.46 | 0 | 0.67 | 21.07
TD | Solar | 38 | WILL_1 | 119.89 | 0 | 2.71 | 85.75
TD | Solar | 38 | WIMBN1 | 34.38 | 0 | 0.78 | 24.59
TD | Solar | 38 | WIMBS1 | 34.38 | 0 | 0.78 | 24.59
TD | Solar | 38 | WISD_1 | 9.38 | 0 | 0.21 | 6.71
TD | Solar | 38 | WISD_6 | 9.38 | 0 | 0.21 | 6.71
TD | Solar | 38 | WISH | 3.74 | 0 | 0.08 | 2.67
TD | Solar | 38 | WMEL_1 | 20.63 | 0 | 0.47 | 14.75
TD | Solar | 38 | WTHU31 | 12.89 | 0 | 0.29 | 9.22
TD | Solar | 38 | WWEY_1 | 17.28 | 0 | 0.39 | 12.36
TD | Solar | 38 | WYLF_1 | 154.69 | 0 | 3.5 | 110.63
TD | Solar | 38 | WYMOM_1 | 132.1 | 0 | 2.99 | 94.48
TD | Solar | 39 | ABHA1 | 391.3 | 0 | 8.84 | 279.86
TD | Solar | 39 | ABNE_P | 23.96 | 0 | 0.54 | 17.14
TD | Solar | 39 | ABTH_1 | 93.27 | 0 | 2.11 | 66.71
TD | Solar | 39 | ACTL_2 | 9.71 | 0 | 0.22 | 6.94
TD | Solar | 39 | ACTL_C | 9.71 | 0 | 0.22 | 6.94
TD | Solar | 39 | ALNE_P | 12.36 | 0 | 0.28 | 8.84
TD | Solar | 39 | ALST_3 | 17.8 | 0 | 0.4 | 12.73
TD | Solar | 39 | ALVE1 | 509.48 | 0 | 11.51 | 364.38
TD | Solar | 39 | AMEM_1 | 55.53 | 0 | 1.25 | 39.72
TD | Solar | 39 | ARBR_P | 28.44 | 0 | 0.64 | 20.34
TD | Solar | 39 | ARDK_P | 4.13 | 0 | 0.09 | 2.95
TD | Solar | 39 | ARMO_P | 26.63 | 0 | 0.6 | 19.05
TD | Solar | 39 | AXMI1 | 500.95 | 0 | 11.32 | 358.28
TD | Solar | 39 | BAGA | 35.72 | 0 | 0.81 | 25.55
TD | Solar | 39 | BAIN | 35.72 | 0 | 0.81 | 25.55
TD | Solar | 39 | BARKC1 | 15.27 | 0 | 0.35 | 10.92
TD | Solar | 39 | BARKW3 | 13.35 | 0 | 0.3 | 9.55
TD | Solar | 39 | BEDDT1 | 15.25 | 0 | 0.34 | 10.91
TD | Solar | 39 | BEDD_1 | 15.25 | 0 | 0.34 | 10.91
TD | Solar | 39 | BERW | 4.15 | 0 | 0.09 | 2.97
TD | Solar | 39 | BESW_1 | 112 | 0 | 2.53 | 80.1
TD | Solar | 39 | BICF_1 | 930.82 | 0 | 21.04 | 665.72
TD | Solar | 39 | BIRK_1 | 17.8 | 0 | 0.4 | 12.73
TD | Solar | 39 | BISW_1 | 51.14 | 0 | 1.16 | 36.58
TD | Solar | 39 | BLYTB1 | 53.39 | 0 | 1.21 | 38.18
TD | Solar | 39 | BLYTH132 | 53.39 | 0 | 1.21 | 38.18
TD | Solar | 39 | BOAG_P | 3.06 | 0 | 0.07 | 2.19
TD | Solar | 39 | BOLN_1 | 130.23 | 0 | 2.94 | 93.14
TD | Solar | 39 | BONN | 35.72 | 0 | 0.81 | 25.55
TD | Solar | 39 | BOTW_1 | 304.73 | 0 | 6.89 | 217.94
TD | Solar | 39 | BRAC_P | 2.38 | 0 | 0.05 | 1.7
TD | Solar | 39 | BRAI_1 | 219.38 | 0 | 4.96 | 156.9
TD | Solar | 39 | BRAW_1 | 13.35 | 0 | 0.3 | 9.55
TD | Solar | 39 | BRED_1 | 19.07 | 0 | 0.43 | 13.64
TD | Solar | 39 | BRFO_1 | 252.01 | 0 | 5.7 | 180.24
TD | Solar | 39 | BRIM_1 | 106.77 | 0 | 2.41 | 76.36
TD | Solar | 39 | BRLE_1 | 176.62 | 0 | 3.99 | 126.32
TD | Solar | 39 | BROA_P | 0.95 | 0 | 0.02 | 0.68
TD | Solar | 39 | BROX | 4.15 | 0 | 0.09 | 2.97
TD | Solar | 39 | BRWA1 | 708.1 | 0 | 16 | 506.43
TD | Solar | 39 | BUMU_P | 0.8 | 0 | 0.02 | 0.57
TD | Solar | 39 | BURM_1 | 1540.54 | 0 | 34.82 | 1101.79
TD | Solar | 39 | BUSH_1 | 44.3 | 0 | 1 | 31.68
TD | Solar | 39 | BUST_1 | 61.01 | 0 | 1.38 | 43.63
TD | Solar | 39 | CAAD_P | 1.91 | 0 | 0.04 | 1.37
TD | Solar | 39 | CAFA | 4.15 | 0 | 0.09 | 2.97
TD | Solar | 39 | CAMB_01 | 72.51 | 0 | 1.64 | 51.86
TD | Solar | 39 | CANTN1 | 255.78 | 0 | 5.78 | 182.93
TD | Solar | 39 | CAPEA1 | 24.17 | 0 | 0.55 | 17.29
TD | Solar | 39 | CARE_1 | 34.36 | 0 | 0.78 | 24.57
TD | Solar | 39 | CARR_1 | 19.74 | 0 | 0.45 | 14.12
TD | Solar | 39 | CASS_P | 3.58 | 0 | 0.08 | 2.56
TD | Solar | 39 | CATY | 4.15 | 0 | 0.09 | 2.97
TD | Solar | 39 | CBNK_H | 9.71 | 0 | 0.22 | 6.94
TD | Solar | 39 | CELL_1 | 194.46 | 0 | 4.39 | 139.08
TD | Solar | 39 | CHAP | 4.15 | 0 | 0.09 | 2.97
TD | Solar | 39 | CHAS | 4.15 | 0 | 0.09 | 2.97
TD | Solar | 39 | CHIC_1 | 469.91 | 0 | 10.62 | 336.08
TD | Solar | 39 | CHSI_1 | 15.25 | 0 | 0.34 | 10.91
TD | Solar | 39 | CHTE_1 | 186.85 | 0 | 4.22 | 133.64
TD | Solar | 39 | CITR_1 | 9.71 | 0 | 0.22 | 6.94
TD | Solar | 39 | CLAC_P | 8.23 | 0 | 0.19 | 5.89
TD | Solar | 39 | CLAY_P | 0.8 | 0 | 0.02 | 0.57
TD | Solar | 39 | CLT03 | 95.31 | 0 | 2.15 | 68.17
TD | Solar | 39 | CLYM | 4.15 | 0 | 0.09 | 2.97
TD | Solar | 39 | COAT | 4.15 | 0 | 0.09 | 2.97
TD | Solar | 39 | CONQA1 | 182.97 | 0 | 4.14 | 130.86
TD | Solar | 39 | COUA_P | 5.09 | 0 | 0.12 | 3.64
TD | Solar | 39 | COVE_1 | 67.32 | 0 | 1.52 | 48.15
TD | Solar | 39 | COWL_1 | 741.6 | 0 | 16.76 | 530.39
TD | Solar | 39 | COYL | 4.15 | 0 | 0.09 | 2.97
TD | Solar | 39 | CREB_1 | 90.28 | 0 | 2.04 | 64.57
TD | Solar | 39 | CUMB | 35.72 | 0 | 0.81 | 25.55
TD | Solar | 39 | CUPA | 41.8 | 0 | 0.94 | 29.9
TD | Solar | 39 | DALM3 | 4.15 | 0 | 0.09 | 2.97
TD | Solar | 39 | DEVM | 4.15 | 0 | 0.09 | 2.97
TD | Solar | 39 | DEVO | 43.32 | 0 | 0.98 | 30.98
TD | Solar | 39 | DOUN_P | 10.02 | 0 | 0.23 | 7.17
TD | Solar | 39 | DRAK_1 | 135.4 | 0 | 3.06 | 96.84
TD | Solar | 39 | DRAX_1 | 53.39 | 0 | 1.21 | 38.18
TD | Solar | 39 | DRCR | 35.72 | 0 | 0.81 | 25.55
TD | Solar | 39 | DUDH_P | 2.38 | 0 | 0.05 | 1.7
TD | Solar | 39 | DUGR_P | 2.15 | 0 | 0.05 | 1.54
TD | Solar | 39 | DUNB | 4.15 | 0 | 0.09 | 2.97
TD | Solar | 39 | DUNF | 35.72 | 0 | 0.81 | 25.55
TD | Solar | 39 | DUNO_P | 35.72 | 0 | 0.81 | 25.55
TD | Solar | 39 | DYCE_P | 13.83 | 0 | 0.31 | 9.89
TD | Solar | 39 | EALI_6 | 9.71 | 0 | 0.22 | 6.94
TD | Solar | 39 | EASO_1 | 476.64 | 0 | 10.77 | 340.89
TD | Solar | 39 | EAST | 4.15 | 0 | 0.09 | 2.97
TD | Solar | 39 | ECCL | 4.15 | 0 | 0.09 | 2.97
TD | Solar | 39 | ECLA_1 | 355.9 | 0 | 8.04 | 254.54
TD | Solar | 39 | EKIL | 4.15 | 0 | 0.09 | 2.97
TD | Solar | 39 | EKIS | 4.15 | 0 | 0.09 | 2.97
TD | Solar | 39 | ELGI_P | 1.49 | 0 | 0.03 | 1.07
TD | Solar | 39 | ELLA_1 | 13.35 | 0 | 0.3 | 9.55
TD | Solar | 39 | ELST_1 | 11.86 | 0 | 0.27 | 8.48
TD | Solar | 39 | ENDE_1 | 164.75 | 0 | 3.72 | 117.83
TD | Solar | 39 | EXET1 | 401.78 | 0 | 9.08 | 287.35
TD | Solar | 39 | FASN_P | 1.99 | 0 | 0.04 | 1.42
TD | Solar | 39 | FAUG_P | 5.6 | 0 | 0.13 | 4.01
TD | Solar | 39 | FAWL_1 | 344.69 | 0 | 7.79 | 246.52
TD | Solar | 39 | FECK_6 | 222.73 | 0 | 5.03 | 159.3
TD | Solar | 39 | FERRA2 | 62.82 | 0 | 1.42 | 44.93
TD | Solar | 39 | FERRB1 | 59.76 | 0 | 1.35 | 42.74
TD | Solar | 39 | FIDD_P | 26.46 | 0 | 0.6 | 18.92
TD | Solar | 39 | FLEE_1 | 157.4 | 0 | 3.56 | 112.57
TD | Solar | 39 | FOUR_1 | 80.08 | 0 | 1.81 | 57.27
TD | Solar | 39 | FRAS_P | 1.27 | 0 | 0.03 | 0.91
TD | Solar | 39 | FROD_1 | 22.09 | 0 | 0.5 | 15.8
TD | Solar | 39 | FWIL_P | 22.72 | 0 | 0.51 | 16.25
TD | Solar | 39 | GALA | 4.15 | 0 | 0.09 | 2.97
TD | Solar | 39 | GIFF | 4.15 | 0 | 0.09 | 2.97
TD | Solar | 39 | GLLE | 4.15 | 0 | 0.09 | 2.97
TD | Solar | 39 | GLLU | 4.15 | 0 | 0.09 | 2.97
TD | Solar | 39 | GLNI | 35.72 | 0 | 0.81 | 25.55
TD | Solar | 39 | GLRO | 35.72 | 0 | 0.81 | 25.55
TD | Solar | 39 | GREE_H | 9.71 | 0 | 0.22 | 6.94
TD | Solar | 39 | GREN_1 | 949.16 | 0 | 21.45 | 678.84
TD | Solar | 39 | GRIW_1 | 195.11 | 0 | 4.41 | 139.54
TD | Solar | 39 | GRUB_P | 15.78 | 0 | 0.36 | 11.29
TD | Solar | 39 | G_EXTRA_11 | 4.15 | 0 | 0.09 | 2.97
TD | Solar | 39 | G_EXTRA_2 | 4.15 | 0 | 0.09 | 2.97
TD | Solar | 39 | G_EXTRA_5 | 4.15 | 0 | 0.09 | 2.97
TD | Solar | 39 | G_EXTRA_7 | 35.72 | 0 | 0.81 | 25.55
TD | Solar | 39 | G_EXTRA_9 | 4.15 | 0 | 0.09 | 2.97
TD | Solar | 39 | HACK_1 | 13.35 | 0 | 0.3 | 9.55
TD | Solar | 39 | HACK_6 | 13.35 | 0 | 0.3 | 9.55
TD | Solar | 39 | HAMHC1 | 93.35 | 0 | 2.11 | 66.76
TD | Solar | 39 | HARK_1 | 141.64 | 0 | 3.2 | 101.3
TD | Solar | 39 | HARM_6 | 20.02 | 0 | 0.45 | 14.32
TD | Solar | 39 | HAWI | 4.15 | 0 | 0.09 | 2.97
TD | Solar | 39 | HAWP_6 | 26.4 | 0 | 0.6 | 18.88
TD | Solar | 39 | HEYS1 | 80.08 | 0 | 1.81 | 57.27
TD | Solar | 39 | HEYS_1 | 108.18 | 0 | 2.44 | 77.37
TD | Solar | 39 | HUER | 4.15 | 0 | 0.09 | 2.97
TD | Solar | 39 | HURS_1 | 15.25 | 0 | 0.34 | 10.91
TD | Solar | 39 | HUTT_1 | 225.97 | 0 | 5.11 | 161.61
TD | Solar | 39 | IMPK_1 | 332.87 | 0 | 7.52 | 238.07
TD | Solar | 39 | INDQ1 | 685.27 | 0 | 15.49 | 490.11
TD | Solar | 39 | INKE | 35.72 | 0 | 0.81 | 25.55
TD | Solar | 39 | INNE_P | 3.97 | 0 | 0.09 | 2.84
TD | Solar | 39 | IROA1 | 492.18 | 0 | 11.12 | 352.01
TD | Solar | 39 | IRONB1 | 202.44 | 0 | 4.58 | 144.79
TD | Solar | 39 | IVER_1 | 11.86 | 0 | 0.27 | 8.48
TD | Solar | 39 | IVER_6 | 11.86 | 0 | 0.27 | 8.48
TD | Solar | 39 | JOHN | 4.15 | 0 | 0.09 | 2.97
TD | Solar | 39 | JORD_3 | 21.35 | 0 | 0.48 | 15.27
TD | Solar | 39 | KAIM | 4.15 | 0 | 0.09 | 2.97
TD | Solar | 39 | KEAD_1 | 127.64 | 0 | 2.88 | 91.29
TD | Solar | 39 | KEAR_1 | 13.35 | 0 | 0.3 | 9.55
TD | Solar | 39 | KEAR_3 | 26.47 | 0 | 0.6 | 18.93
TD | Solar | 39 | KEIT_P | 33.41 | 0 | 0.76 | 23.89
TD | Solar | 39 | KEMS_1 | 340.54 | 0 | 7.7 | 243.55
TD | Solar | 39 | KEOO | 4.15 | 0 | 0.09 | 2.97
TD | Solar | 39 | KIBY_1 | 1.93 | 0 | 0.04 | 1.38
TD | Solar | 39 | KIER | 35.72 | 0 | 0.81 | 25.55
TD | Solar | 39 | KIIN_P | 9.14 | 0 | 0.21 | 6.54
TD | Solar | 39 | KILS | 4.15 | 0 | 0.09 | 2.97
TD | Solar | 39 | KILT | 4.15 | 0 | 0.09 | 2.97
TD | Solar | 39 | KILW | 11.75 | 0 | 0.27 | 8.4
TD | Solar | 39 | KINO_1 | 153.36 | 0 | 3.47 | 109.68
TD | Solar | 39 | KINT_P | 26.08 | 0 | 0.59 | 18.65
TD | Solar | 39 | KIRKB1 | 13.35 | 0 | 0.3 | 9.55
TD | Solar | 39 | KITW_1 | 32.05 | 0 | 0.72 | 22.92
TD | Solar | 39 | KNAR | 45.78 | 0 | 1.03 | 32.74
TD | Solar | 39 | LACK_6 | 86.46 | 0 | 1.95 | 61.84
TD | Solar | 39 | LAIR_P | 8.9 | 0 | 0.2 | 6.37
TD | Solar | 39 | LALE1SG003 | 18.03 | 0 | 0.41 | 12.9
TD | Solar | 39 | LAND1 | 561.82 | 0 | 12.7 | 401.81
TD | Solar | 39 | LEGA_1 | 183.35 | 0 | 4.14 | 131.13
TD | Solar | 39 | LEVE | 35.72 | 0 | 0.81 | 25.55
TD | Solar | 39 | LING | 4.15 | 0 | 0.09 | 2.97
TD | Solar | 39 | LINM | 4.15 | 0 | 0.09 | 2.97
TD | Solar | 39 | LISD_1 | 3.18 | 0 | 0.07 | 2.27
TD | Solar | 39 | LITT_C | 15.25 | 0 | 0.34 | 10.91
TD | Solar | 39 | LITT_J | 15.25 | 0 | 0.34 | 10.91
TD | Solar | 39 | LODR_6 | 9.71 | 0 | 0.22 | 6.94
TD | Solar | 39 | LOUD_H | 11.86 | 0 | 0.27 | 8.48
TD | Solar | 39 | LOVE_1 | 440.65 | 0 | 9.96 | 315.15
TD | Solar | 39 | LUNA_P | 0.8 | 0 | 0.02 | 0.57
TD | Solar | 39 | MACC_3 | 66.13 | 0 | 1.49 | 47.3
TD | Solar | 39 | MACD_P | 29.45 | 0 | 0.67 | 21.06
TD | Solar | 39 | MAGA_6 | 85.68 | 0 | 1.94 | 61.28
TD | Solar | 39 | MANN_1 | 738.53 | 0 | 16.69 | 528.2
TD | Solar | 39 | MAYB | 4.15 | 0 | 0.09 | 2.97
TD | Solar | 39 | MELK_1 | 751.42 | 0 | 16.98 | 537.42
TD | Solar | 39 | MILC_P | 10.57 | 0 | 0.24 | 7.56
TD | Solar | 39 | MILH_1 | 24.6 | 0 | 0.56 | 17.59
TD | Solar | 39 | MITY_1 | 1027.84 | 0 | 23.23 | 735.11
TD | Solar | 39 | MYBS_P | 21.59 | 0 | 0.49 | 15.44
TD | Solar | 39 | NEAR | 4.15 | 0 | 0.09 | 2.97
TD | Solar | 39 | NECE_1 | 61.01 | 0 | 1.38 | 43.63
TD | Solar | 39 | NEEP_3 | 21.35 | 0 | 0.48 | 15.27
TD | Solar | 39 | NETS | 4.15 | 0 | 0.09 | 2.97
TD | Solar | 39 | NEWX_6 | 35.59 | 0 | 0.8 | 25.45
TD | Solar | 39 | NFLE | 176.79 | 0 | 4 | 126.44
TD | Solar | 39 | NHYD_6 | 11.86 | 0 | 0.27 | 8.48
TD | Solar | 39 | NINF_1 | 138.31 | 0 | 3.13 | 98.92
TD | Solar | 39 | NORL_3 | 21.35 | 0 | 0.48 | 15.27
TD | Solar | 39 | NORM_1 | 1096.19 | 0 | 24.77 | 784
TD | Solar | 39 | NORT_1 | 56.74 | 0 | 1.28 | 40.58
TD | Solar | 39 | NURS_1 | 470.09 | 0 | 10.62 | 336.21
TD | Solar | 39 | OCKH_1 | 30.51 | 0 | 0.69 | 21.82
TD | Solar | 39 | OFFE_3 | 20.02 | 0 | 0.45 | 14.32
TD | Solar | 39 | OLDB_1 | 30.51 | 0 | 0.69 | 21.82
TD | Solar | 39 | OSBA_1 | 74.74 | 0 | 1.69 | 53.45
TD | Solar | 39 | PADIB1 | 59.75 | 0 | 1.35 | 42.73
TD | Solar | 39 | PELH_1 | 272.81 | 0 | 6.17 | 195.11
TD | Solar | 39 | PEMB_1 | 604.55 | 0 | 13.66 | 432.37
TD | Solar | 39 | PENE_1 | 53.39 | 0 | 1.21 | 38.18
TD | Solar | 39 | PENN_1 | 6.37 | 0 | 0.14 | 4.56
TD | Solar | 39 | PENT_1 | 321.21 | 0 | 7.26 | 229.73
TD | Solar | 39 | PENW_1 | 106.67 | 0 | 2.41 | 76.29
TD | Solar | 39 | PERI_H | 9.71 | 0 | 0.22 | 6.94
TD | Solar | 39 | PERS_P | 10.13 | 0 | 0.23 | 7.24
TD | Solar | 39 | PITS_3 | 21.35 | 0 | 0.48 | 15.27
TD | Solar | 39 | POOB | 4.15 | 0 | 0.09 | 2.97
TD | Solar | 39 | POPP_3 | 39.45 | 0 | 0.89 | 28.21
TD | Solar | 39 | PORA_P | 24.84 | 0 | 0.56 | 17.77
TD | Solar | 39 | PORD | 35.72 | 0 | 0.81 | 25.55
TD | Solar | 39 | PYLE_1 | 96.53 | 0 | 2.18 | 69.04
TD | Solar | 39 | QUOI_P | 2.74 | 0 | 0.06 | 1.96
TD | Solar | 39 | RAIN_1 | 3.32 | 0 | 0.08 | 2.37
TD | Solar | 39 | RANN_P | 12.08 | 0 | 0.27 | 8.64
TD | Solar | 39 | RASS_1 | 362.73 | 0 | 8.2 | 259.42
TD | Solar | 39 | RATS_1 | 196.45 | 0 | 4.44 | 140.5
TD | Solar | 39 | RAYL_1 | 284.89 | 0 | 6.44 | 203.75
TD | Solar | 39 | REBR_3 | 13.35 | 0 | 0.3 | 9.55
TD | Solar | 39 | REDH | 48.35 | 0 | 1.09 | 34.58
TD | Solar | 39 | REDM_P | 9.13 | 0 | 0.21 | 6.53
TD | Solar | 39 | RICH1 | 206.75 | 0 | 4.67 | 147.87
TD | Solar | 39 | ROCH_1 | 16.41 | 0 | 0.37 | 11.74
TD | Solar | 39 | RUGEB1 | 178.33 | 0 | 4.03 | 127.54
TD | Solar | 39 | RYEH_1 | 106.77 | 0 | 2.41 | 76.36
TD | Solar | 39 | SALH_1 | 92.75 | 0 | 2.1 | 66.33
TD | Solar | 39 | SALT_1 | 78.93 | 0 | 1.78 | 56.45
TD | Solar | 39 | SBAR | 163.17 | 0 | 3.69 | 116.7
TD | Solar | 39 | SEAB1 | 429.88 | 0 | 9.72 | 307.45
TD | Solar | 39 | SELL_1 | 312.5 | 0 | 7.06 | 223.5
TD | Solar | 39 | SFEG_P | 14.7 | 0 | 0.33 | 10.51
TD | Solar | 39 | SFIL_P | 5.88 | 0 | 0.13 | 4.21
TD | Solar | 39 | SHEC_3 | 21.35 | 0 | 0.48 | 15.27
TD | Solar | 39 | SHRW_1 | 296.43 | 0 | 6.7 | 212.01
TD | Solar | 39 | SIGH | 4.15 | 0 | 0.09 | 2.97
TD | Solar | 39 | SJOW_1 | 9.71 | 0 | 0.22 | 6.94
TD | Solar | 39 | SKLGB1 | 19.71 | 0 | 0.45 | 14.1
TD | Solar | 39 | SLOY_P | 1.59 | 0 | 0.04 | 1.14
TD | Solar | 39 | SMAN_1 | 17.8 | 0 | 0.4 | 12.73
TD | Solar | 39 | SPEN_1 | 113.1 | 0 | 2.56 | 80.89
TD | Solar | 39 | SSHI_3 | 20.02 | 0 | 0.45 | 14.32
TD | Solar | 39 | STAH_1 | 65.44 | 0 | 1.48 | 46.8
TD | Solar | 39 | STAL_1 | 53.39 | 0 | 1.21 | 38.18
TD | Solar | 39 | STAY_1 | 694.89 | 0 | 15.7 | 496.99
TD | Solar | 39 | STEN_1 | 53.39 | 0 | 1.21 | 38.18
TD | Solar | 39 | STES_1 | 59.75 | 0 | 1.35 | 42.73
TD | Solar | 39 | STHA | 4.15 | 0 | 0.09 | 2.97
TD | Solar | 39 | STIR | 35.72 | 0 | 0.81 | 25.55
TD | Solar | 39 | STLE | 35.72 | 0 | 0.81 | 25.55
TD | Solar | 39 | STRI_P | 21.03 | 0 | 0.48 | 15.04
TD | Solar | 39 | SUND_1 | 270.96 | 0 | 6.12 | 193.79
TD | Solar | 39 | SWAN_1 | 458.15 | 0 | 10.35 | 327.67
TD | Solar | 39 | TARL_P | 9.31 | 0 | 0.21 | 6.66
TD | Solar | 39 | TAUN1 | 205.29 | 0 | 4.64 | 146.82
TD | Solar | 39 | TAYN_P | 18.75 | 0 | 0.42 | 13.41
TD | Solar | 39 | TELR | 4.15 | 0 | 0.09 | 2.97
TD | Solar | 39 | TEMP_3 | 21.35 | 0 | 0.48 | 15.27
TD | Solar | 39 | THOM_6 | 81.08 | 0 | 1.83 | 57.99
TD | Solar | 39 | THSO_P | 41.75 | 0 | 0.94 | 29.86
TD | Solar | 39 | THUR_6 | 21.35 | 0 | 0.48 | 15.27
TD | Solar | 39 | TILBB_1 | 261.75 | 0 | 5.92 | 187.2
TD | Solar | 39 | TONG | 4.15 | 0 | 0.09 | 2.97
TD | Solar | 39 | TOTT_1 | 13.35 | 0 | 0.3 | 9.55
TD | Solar | 39 | TRAW_1 | 72.68 | 0 | 1.64 | 51.98
TD | Solar | 39 | TUMB_P | 4.29 | 0 | 0.1 | 3.07
TD | Solar | 39 | TYNE_1 | 20.02 | 0 | 0.45 | 14.32
TD | Solar | 39 | TYNE_2 | 20.02 | 0 | 0.45 | 14.32
TD | Solar | 39 | UPPB_1 | 54.78 | 0 | 1.24 | 39.18
TD | Solar | 39 | UPPB_3 | 53.96 | 0 | 1.22 | 38.59
TD | Solar | 39 | USKM_1 | 64.16 | 0 | 1.45 | 45.89
TD | Solar | 39 | WALH_1 | 385.73 | 0 | 8.72 | 275.87
TD | Solar | 39 | WALP_1 | 240.08 | 0 | 5.43 | 171.71
TD | Solar | 39 | WALP_B | 443.36 | 0 | 10.02 | 317.09
TD | Solar | 39 | WARL_1 | 275.64 | 0 | 6.23 | 197.14
TD | Solar | 39 | WASF_1 | 6.37 | 0 | 0.14 | 4.56
TD | Solar | 39 | WATFS_1 | 11.86 | 0 | 0.27 | 8.48
TD | Solar | 39 | WBOL_6 | 26.03 | 0 | 0.59 | 18.62
TD | Solar | 39 | WBUR_1 | 344.32 | 0 | 7.78 | 246.26
TD | Solar | 39 | WFIE | 35.72 | 0 | 0.81 | 25.55
TD | Solar | 39 | WHAM_1 | 13.35 | 0 | 0.3 | 9.55
TD | Solar | 39 | WHGA_1 | 13.35 | 0 | 0.3 | 9.55
TD | Solar | 39 | WIBA_3 | 21.35 | 0 | 0.48 | 15.27
TD | Solar | 39 | WIEN_1 | 30.51 | 0 | 0.69 | 21.82
TD | Solar | 39 | WILL_1 | 121.97 | 0 | 2.76 | 87.23
TD | Solar | 39 | WIMBN1 | 35.59 | 0 | 0.8 | 25.45
TD | Solar | 39 | WIMBS1 | 35.59 | 0 | 0.8 | 25.45
TD | Solar | 39 | WISD_1 | 9.71 | 0 | 0.22 | 6.94
TD | Solar | 39 | WISD_6 | 9.71 | 0 | 0.22 | 6.94
TD | Solar | 39 | WISH | 4.15 | 0 | 0.09 | 2.97
TD | Solar | 39 | WMEL_1 | 21.35 | 0 | 0.48 | 15.27
TD | Solar | 39 | WTHU31 | 13.35 | 0 | 0.3 | 9.55
TD | Solar | 39 | WWEY_1 | 17.8 | 0 | 0.4 | 12.73
TD | Solar | 39 | WYLF_1 | 160.16 | 0 | 3.62 | 114.55
TD | Solar | 39 | WYMOM_1 | 135.75 | 0 | 3.07 | 97.09
TD | Solar | 40 | ABHA1 | 399.49 | 0 | 9.03 | 285.72
TD | Solar | 40 | ABNE_P | 24.66 | 0 | 0.56 | 17.64
TD | Solar | 40 | ABTH_1 | 93.76 | 0 | 2.12 | 67.06
TD | Solar | 40 | ACTL_2 | 9.98 | 0 | 0.23 | 7.14
TD | Solar | 40 | ACTL_C | 9.98 | 0 | 0.23 | 7.14
TD | Solar | 40 | ALNE_P | 13.06 | 0 | 0.3 | 9.34
TD | Solar | 40 | ALST_3 | 18.29 | 0 | 0.41 | 13.08
TD | Solar | 40 | ALVE1 | 517.67 | 0 | 11.7 | 370.24
TD | Solar | 40 | AMEM_1 | 55.86 | 0 | 1.26 | 39.95
TD | Solar | 40 | ARBR_P | 28.44 | 0 | 0.64 | 20.34
TD | Solar | 40 | ARDK_P | 4.37 | 0 | 0.1 | 3.13
TD | Solar | 40 | ARMO_P | 28.14 | 0 | 0.64 | 20.13
TD | Solar | 40 | AXMI1 | 511.83 | 0 | 11.57 | 366.06
TD | Solar | 40 | BAGA | 37.82 | 0 | 0.85 | 27.05
TD | Solar | 40 | BAIN | 37.82 | 0 | 0.85 | 27.05
TD | Solar | 40 | BARKC1 | 15.64 | 0 | 0.35 | 11.19
TD | Solar | 40 | BARKW3 | 13.72 | 0 | 0.31 | 9.81
TD | Solar | 40 | BEDDT1 | 15.68 | 0 | 0.35 | 11.21
TD | Solar | 40 | BEDD_1 | 15.68 | 0 | 0.35 | 11.21
TD | Solar | 40 | BERW | 4.4 | 0 | 0.1 | 3.15
TD | Solar | 40 | BESW_1 | 113.69 | 0 | 2.57 | 81.31
TD | Solar | 40 | BICF_1 | 951.59 | 0 | 21.51 | 680.58
TD | Solar | 40 | BIRK_1 | 18.29 | 0 | 0.41 | 13.08
TD | Solar | 40 | BISW_1 | 51.98 | 0 | 1.17 | 37.18
TD | Solar | 40 | BLYTB1 | 54.87 | 0 | 1.24 | 39.24
TD | Solar | 40 | BLYTH132 | 54.87 | 0 | 1.24 | 39.24
TD | Solar | 40 | BOAG_P | 3.23 | 0 | 0.07 | 2.31
TD | Solar | 40 | BOLN_1 | 131.71 | 0 | 2.98 | 94.2
TD | Solar | 40 | BONN | 37.82 | 0 | 0.85 | 27.05
TD | Solar | 40 | BOTW_1 | 311.4 | 0 | 7.04 | 222.71
TD | Solar | 40 | BRAC_P | 2.52 | 0 | 0.06 | 1.8
TD | Solar | 40 | BRAI_1 | 222.34 | 0 | 5.02 | 159.02
TD | Solar | 40 | BRAW_1 | 13.72 | 0 | 0.31 | 9.81
TD | Solar | 40 | BRED_1 | 19.56 | 0 | 0.44 | 13.99
TD | Solar | 40 | BRFO_1 | 254.66 | 0 | 5.76 | 182.13
TD | Solar | 40 | BRIM_1 | 109.74 | 0 | 2.48 | 78.49
TD | Solar | 40 | BRLE_1 | 179.59 | 0 | 4.06 | 128.44
TD | Solar | 40 | BROA_P | 1.01 | 0 | 0.02 | 0.72
TD | Solar | 40 | BROX | 4.4 | 0 | 0.1 | 3.15
TD | Solar | 40 | BRWA1 | 719.96 | 0 | 16.27 | 514.92
TD | Solar | 40 | BUMU_P | 0.84 | 0 | 0.02 | 0.6
TD | Solar | 40 | BURM_1 | 1573.18 | 0 | 35.55 | 1125.14
TD | Solar | 40 | BUSH_1 | 45.14 | 0 | 1.02 | 32.28
TD | Solar | 40 | BUST_1 | 62.71 | 0 | 1.42 | 44.85
TD | Solar | 40 | CAAD_P | 2.02 | 0 | 0.05 | 1.44
TD | Solar | 40 | CAFA | 4.4 | 0 | 0.1 | 3.15
TD | Solar | 40 | CAMB_01 | 73.99 | 0 | 1.67 | 52.92
TD | Solar | 40 | CANTN1 | 259.34 | 0 | 5.86 | 185.48
TD | Solar | 40 | CAPEA1 | 24.66 | 0 | 0.56 | 17.64
TD | Solar | 40 | CARE_1 | 34.85 | 0 | 0.79 | 24.92
TD | Solar | 40 | CARR_1 | 20.23 | 0 | 0.46 | 14.47
TD | Solar | 40 | CASS_P | 3.78 | 0 | 0.09 | 2.7
TD | Solar | 40 | CATY | 4.4 | 0 | 0.1 | 3.15
TD | Solar | 40 | CBNK_H | 9.98 | 0 | 0.23 | 7.14
TD | Solar | 40 | CELL_1 | 198.91 | 0 | 4.5 | 142.26
TD | Solar | 40 | CHAP | 4.4 | 0 | 0.1 | 3.15
TD | Solar | 40 | CHAS | 4.4 | 0 | 0.1 | 3.15
TD | Solar | 40 | CHIC_1 | 480.79 | 0 | 10.87 | 343.86
TD | Solar | 40 | CHSI_1 | 15.68 | 0 | 0.35 | 11.21
TD | Solar | 40 | CHTE_1 | 187.44 | 0 | 4.24 | 134.06
TD | Solar | 40 | CITR_1 | 9.98 | 0 | 0.23 | 7.14
TD | Solar | 40 | CLAC_P | 8.7 | 0 | 0.2 | 6.22
TD | Solar | 40 | CLAY_P | 0.84 | 0 | 0.02 | 0.6
TD | Solar | 40 | CLT03 | 97.95 | 0 | 2.21 | 70.05
TD | Solar | 40 | CLYM | 4.4 | 0 | 0.1 | 3.15
TD | Solar | 40 | COAT | 4.4 | 0 | 0.1 | 3.15
TD | Solar | 40 | CONQA1 | 184.46 | 0 | 4.17 | 131.93
TD | Solar | 40 | COUA_P | 5.38 | 0 | 0.12 | 3.85
TD | Solar | 40 | COVE_1 | 69.01 | 0 | 1.56 | 49.36
TD | Solar | 40 | COWL_1 | 753.47 | 0 | 17.03 | 538.88
TD | Solar | 40 | COYL | 4.4 | 0 | 0.1 | 3.15
TD | Solar | 40 | CREB_1 | 92.26 | 0 | 2.09 | 65.98
TD | Solar | 40 | CUMB | 37.82 | 0 | 0.85 | 27.05
TD | Solar | 40 | CUPA | 43.91 | 0 | 0.99 | 31.4
TD | Solar | 40 | DALM3 | 4.4 | 0 | 0.1 | 3.15
TD | Solar | 40 | DEVM | 4.4 | 0 | 0.1 | 3.15
TD | Solar | 40 | DEVO | 45.43 | 0 | 1.03 | 32.49
TD | Solar | 40 | DOUN_P | 10.59 | 0 | 0.24 | 7.57
TD | Solar | 40 | DRAK_1 | 136.24 | 0 | 3.08 | 97.44
TD | Solar | 40 | DRAX_1 | 54.87 | 0 | 1.24 | 39.24
TD | Solar | 40 | DRCR | 37.82 | 0 | 0.85 | 27.05
TD | Solar | 40 | DUDH_P | 2.52 | 0 | 0.06 | 1.8
TD | Solar | 40 | DUGR_P | 2.27 | 0 | 0.05 | 1.62
TD | Solar | 40 | DUNB | 4.4 | 0 | 0.1 | 3.15
TD | Solar | 40 | DUNF | 37.82 | 0 | 0.85 | 27.05
TD | Solar | 40 | DUNO_P | 37.82 | 0 | 0.85 | 27.05
TD | Solar | 40 | DYCE_P | 14.62 | 0 | 0.33 | 10.46
TD | Solar | 40 | EALI_6 | 9.98 | 0 | 0.23 | 7.14
TD | Solar | 40 | EASO_1 | 482.58 | 0 | 10.91 | 345.14
TD | Solar | 40 | EAST | 4.4 | 0 | 0.1 | 3.15
TD | Solar | 40 | ECCL | 4.4 | 0 | 0.1 | 3.15
TD | Solar | 40 | ECLA_1 | 361.83 | 0 | 8.18 | 258.78
TD | Solar | 40 | EKIL | 4.4 | 0 | 0.1 | 3.15
TD | Solar | 40 | EKIS | 4.4 | 0 | 0.1 | 3.15
TD | Solar | 40 | ELGI_P | 1.49 | 0 | 0.03 | 1.07
TD | Solar | 40 | ELLA_1 | 13.72 | 0 | 0.31 | 9.81
TD | Solar | 40 | ELST_1 | 12.19 | 0 | 0.28 | 8.72
TD | Solar | 40 | ENDE_1 | 167.72 | 0 | 3.79 | 119.95
TD | Solar | 40 | EXET1 | 409.97 | 0 | 9.27 | 293.21
TD | Solar | 40 | FASN_P | 2.1 | 0 | 0.05 | 1.5
TD | Solar | 40 | FAUG_P | 5.92 | 0 | 0.13 | 4.23
TD | Solar | 40 | FAWL_1 | 351.37 | 0 | 7.94 | 251.3
TD | Solar | 40 | FECK_6 | 224.43 | 0 | 5.07 | 160.51
TD | Solar | 40 | FERRA2 | 64.31 | 0 | 1.45 | 45.99
TD | Solar | 40 | FERRB1 | 61.25 | 0 | 1.38 | 43.81
TD | Solar | 40 | FIDD_P | 27.97 | 0 | 0.63 | 20
TD | Solar | 40 | FLEE_1 | 160.37 | 0 | 3.62 | 114.7
TD | Solar | 40 | FOUR_1 | 82.31 | 0 | 1.86 | 58.87
TD | Solar | 40 | FRAS_P | 1.34 | 0 | 0.03 | 0.96
TD | Solar | 40 | FROD_1 | 22.59 | 0 | 0.51 | 16.16
TD | Solar | 40 | FWIL_P | 24.01 | 0 | 0.54 | 17.17
TD | Solar | 40 | GALA | 4.4 | 0 | 0.1 | 3.15
TD | Solar | 40 | GIFF | 4.4 | 0 | 0.1 | 3.15
TD | Solar | 40 | GLLE | 4.4 | 0 | 0.1 | 3.15
TD | Solar | 40 | GLLU | 4.4 | 0 | 0.1 | 3.15
TD | Solar | 40 | GLNI | 37.82 | 0 | 0.85 | 27.05
TD | Solar | 40 | GLRO | 37.82 | 0 | 0.85 | 27.05
TD | Solar | 40 | GREE_H | 9.98 | 0 | 0.23 | 7.14
TD | Solar | 40 | GREN_1 | 967.6 | 0 | 21.87 | 692.03
TD | Solar | 40 | GRIW_1 | 199.56 | 0 | 4.51 | 142.73
TD | Solar | 40 | GRUB_P | 16.68 | 0 | 0.38 | 11.93
TD | Solar | 40 | G_EXTRA_11 | 4.4 | 0 | 0.1 | 3.15
TD | Solar | 40 | G_EXTRA_2 | 4.4 | 0 | 0.1 | 3.15
TD | Solar | 40 | G_EXTRA_5 | 4.4 | 0 | 0.1 | 3.15
TD | Solar | 40 | G_EXTRA_7 | 37.82 | 0 | 0.85 | 27.05
TD | Solar | 40 | G_EXTRA_9 | 4.4 | 0 | 0.1 | 3.15
TD | Solar | 40 | HACK_1 | 13.72 | 0 | 0.31 | 9.81
TD | Solar | 40 | HACK_6 | 13.72 | 0 | 0.31 | 9.81
TD | Solar | 40 | HAMHC1 | 95.05 | 0 | 2.15 | 67.98
TD | Solar | 40 | HARK_1 | 143.86 | 0 | 3.25 | 102.89
TD | Solar | 40 | HARM_6 | 20.58 | 0 | 0.47 | 14.72
TD | Solar | 40 | HAWI | 4.4 | 0 | 0.1 | 3.15
TD | Solar | 40 | HAWP_6 | 26.95 | 0 | 0.61 | 19.27
TD | Solar | 40 | HEYS1 | 82.31 | 0 | 1.86 | 58.87
TD | Solar | 40 | HEYS_1 | 110.4 | 0 | 2.5 | 78.96
TD | Solar | 40 | HUER | 4.4 | 0 | 0.1 | 3.15
TD | Solar | 40 | HURS_1 | 15.68 | 0 | 0.35 | 11.21
TD | Solar | 40 | HUTT_1 | 231.91 | 0 | 5.24 | 165.86
TD | Solar | 40 | IMPK_1 | 341.77 | 0 | 7.72 | 244.43
TD | Solar | 40 | INDQ1 | 693.46 | 0 | 15.67 | 495.96
TD | Solar | 40 | INKE | 37.82 | 0 | 0.85 | 27.05
TD | Solar | 40 | INNE_P | 4.2 | 0 | 0.09 | 3
TD | Solar | 40 | IROA1 | 502.56 | 0 | 11.36 | 359.43
TD | Solar | 40 | IRONB1 | 206.89 | 0 | 4.68 | 147.97
TD | Solar | 40 | IVER_1 | 12.19 | 0 | 0.28 | 8.72
TD | Solar | 40 | IVER_6 | 12.19 | 0 | 0.28 | 8.72
TD | Solar | 40 | JOHN | 4.4 | 0 | 0.1 | 3.15
TD | Solar | 40 | JORD_3 | 21.95 | 0 | 0.5 | 15.7
TD | Solar | 40 | KAIM | 4.4 | 0 | 0.1 | 3.15
TD | Solar | 40 | KEAD_1 | 129.62 | 0 | 2.93 | 92.7
TD | Solar | 40 | KEAR_1 | 13.72 | 0 | 0.31 | 9.81
TD | Solar | 40 | KEAR_3 | 26.84 | 0 | 0.61 | 19.2
TD | Solar | 40 | KEIT_P | 35.31 | 0 | 0.8 | 25.25
TD | Solar | 40 | KEMS_1 | 347.66 | 0 | 7.86 | 248.65
TD | Solar | 40 | KEOO | 4.4 | 0 | 0.1 | 3.15
TD | Solar | 40 | KIBY_1 | 1.93 | 0 | 0.04 | 1.38
TD | Solar | 40 | KIER | 37.82 | 0 | 0.85 | 27.05
TD | Solar | 40 | KIIN_P | 9.66 | 0 | 0.22 | 6.91
TD | Solar | 40 | KILS | 4.4 | 0 | 0.1 | 3.15
TD | Solar | 40 | KILT | 4.4 | 0 | 0.1 | 3.15
TD | Solar | 40 | KILW | 11.99 | 0 | 0.27 | 8.58
TD | Solar | 40 | KINO_1 | 156.92 | 0 | 3.55 | 112.23
TD | Solar | 40 | KINT_P | 27.44 | 0 | 0.62 | 19.63
TD | Solar | 40 | KIRKB1 | 13.72 | 0 | 0.31 | 9.81
TD | Solar | 40 | KITW_1 | 32.9 | 0 | 0.74 | 23.53
TD | Solar | 40 | KNAR | 46.53 | 0 | 1.05 | 33.28
TD | Solar | 40 | LACK_6 | 88.68 | 0 | 2 | 63.42
TD | Solar | 40 | LAIR_P | 9.41 | 0 | 0.21 | 6.73
TD | Solar | 40 | LALE1SG003 | 18.36 | 0 | 0.41 | 13.13
TD | Solar | 40 | LAND1 | 570.01 | 0 | 12.88 | 407.67
TD | Solar | 40 | LEGA_1 | 186.32 | 0 | 4.21 | 133.26
TD | Solar | 40 | LEVE | 37.82 | 0 | 0.85 | 27.05
TD | Solar | 40 | LING | 4.4 | 0 | 0.1 | 3.15
TD | Solar | 40 | LINM | 4.4 | 0 | 0.1 | 3.15
TD | Solar | 40 | LISD_1 | 3.18 | 0 | 0.07 | 2.27
TD | Solar | 40 | LITT_C | 15.68 | 0 | 0.35 | 11.21
TD | Solar | 40 | LITT_J | 15.68 | 0 | 0.35 | 11.21
TD | Solar | 40 | LODR_6 | 9.98 | 0 | 0.23 | 7.14
TD | Solar | 40 | LOUD_H | 12.19 | 0 | 0.28 | 8.72
TD | Solar | 40 | LOVE_1 | 447.33 | 0 | 10.11 | 319.93
TD | Solar | 40 | LUNA_P | 0.84 | 0 | 0.02 | 0.6
TD | Solar | 40 | MACC_3 | 67.61 | 0 | 1.53 | 48.35
TD | Solar | 40 | MACD_P | 30.96 | 0 | 0.7 | 22.14
TD | Solar | 40 | MAGA_6 | 87.16 | 0 | 1.97 | 62.34
TD | Solar | 40 | MANN_1 | 749.41 | 0 | 16.94 | 535.98
TD | Solar | 40 | MAYB | 4.4 | 0 | 0.1 | 3.15
TD | Solar | 40 | MELK_1 | 763.29 | 0 | 17.25 | 545.91
TD | Solar | 40 | MILC_P | 11.17 | 0 | 0.25 | 7.99
TD | Solar | 40 | MILH_1 | 24.93 | 0 | 0.56 | 17.83
TD | Solar | 40 | MITY_1 | 1039.71 | 0 | 23.5 | 743.6
TD | Solar | 40 | MYBS_P | 22.82 | 0 | 0.52 | 16.32
TD | Solar | 40 | NEAR | 4.4 | 0 | 0.1 | 3.15
TD | Solar | 40 | NECE_1 | 62.71 | 0 | 1.42 | 44.85
TD | Solar | 40 | NEEP_3 | 21.95 | 0 | 0.5 | 15.7
TD | Solar | 40 | NETS | 4.4 | 0 | 0.1 | 3.15
TD | Solar | 40 | NEWX_6 | 36.58 | 0 | 0.83 | 26.16
TD | Solar | 40 | NFLE | 180.35 | 0 | 4.08 | 128.99
TD | Solar | 40 | NHYD_6 | 12.19 | 0 | 0.28 | 8.72
TD | Solar | 40 | NINF_1 | 139.79 | 0 | 3.16 | 99.98
TD | Solar | 40 | NORL_3 | 21.95 | 0 | 0.5 | 15.7
TD | Solar | 40 | NORM_1 | 1116.96 | 0 | 25.24 | 798.85
TD | Solar | 40 | NORT_1 | 57.3 | 0 | 1.29 | 40.98
TD | Solar | 40 | NURS_1 | 476.76 | 0 | 10.77 | 340.98
TD | Solar | 40 | OCKH_1 | 31.35 | 0 | 0.71 | 22.42
TD | Solar | 40 | OFFE_3 | 20.58 | 0 | 0.47 | 14.72
TD | Solar | 40 | OLDB_1 | 31.35 | 0 | 0.71 | 22.42
TD | Solar | 40 | OSBA_1 | 76.82 | 0 | 1.74 | 54.94
TD | Solar | 40 | PADIB1 | 61.24 | 0 | 1.38 | 43.8
TD | Solar | 40 | PELH_1 | 275.77 | 0 | 6.23 | 197.23
TD | Solar | 40 | PEMB_1 | 613.45 | 0 | 13.86 | 438.74
TD | Solar | 40 | PENE_1 | 54.87 | 0 | 1.24 | 39.24
TD | Solar | 40 | PENN_1 | 6.37 | 0 | 0.14 | 4.56
TD | Solar | 40 | PENT_1 | 328.63 | 0 | 7.43 | 235.04
TD | Solar | 40 | PENW_1 | 108.15 | 0 | 2.44 | 77.35
TD | Solar | 40 | PERI_H | 9.98 | 0 | 0.23 | 7.14
TD | Solar | 40 | PERS_P | 10.71 | 0 | 0.24 | 7.66
TD | Solar | 40 | PITS_3 | 21.95 | 0 | 0.5 | 15.7
TD | Solar | 40 | POOB | 4.4 | 0 | 0.1 | 3.15
TD | Solar | 40 | POPP_3 | 40.19 | 0 | 0.91 | 28.74
TD | Solar | 40 | PORA_P | 26.25 | 0 | 0.59 | 18.77
TD | Solar | 40 | PORD | 37.82 | 0 | 0.85 | 27.05
TD | Solar | 40 | PYLE_1 | 98.01 | 0 | 2.22 | 70.1
TD | Solar | 40 | QUOI_P | 2.9 | 0 | 0.07 | 2.07
TD | Solar | 40 | RAIN_1 | 3.32 | 0 | 0.08 | 2.37
TD | Solar | 40 | RANN_P | 12.77 | 0 | 0.29 | 9.13
TD | Solar | 40 | RASS_1 | 371.63 | 0 | 8.4 | 265.79
TD | Solar | 40 | RATS_1 | 199.42 | 0 | 4.51 | 142.63
TD | Solar | 40 | RAYL_1 | 292.02 | 0 | 6.6 | 208.85
TD | Solar | 40 | REBR_3 | 13.72 | 0 | 0.31 | 9.81
TD | Solar | 40 | REDH | 50.45 | 0 | 1.14 | 36.08
TD | Solar | 40 | REDM_P | 9.65 | 0 | 0.22 | 6.9
TD | Solar | 40 | RICH1 | 210.31 | 0 | 4.75 | 150.41
TD | Solar | 40 | ROCH_1 | 16.78 | 0 | 0.38 | 12
TD | Solar | 40 | RUGEB1 | 182.78 | 0 | 4.13 | 130.72
TD | Solar | 40 | RYEH_1 | 109.74 | 0 | 2.48 | 78.49
TD | Solar | 40 | SALH_1 | 94.97 | 0 | 2.15 | 67.92
TD | Solar | 40 | SALT_1 | 80.91 | 0 | 1.83 | 57.87
TD | Solar | 40 | SBAR | 166.14 | 0 | 3.75 | 118.82
TD | Solar | 40 | SEAB1 | 438.78 | 0 | 9.92 | 313.82
TD | Solar | 40 | SELL_1 | 319.63 | 0 | 7.22 | 228.6
TD | Solar | 40 | SFEG_P | 15.54 | 0 | 0.35 | 11.11
TD | Solar | 40 | SFIL_P | 6.22 | 0 | 0.14 | 4.45
TD | Solar | 40 | SHEC_3 | 21.95 | 0 | 0.5 | 15.7
TD | Solar | 40 | SHRW_1 | 300.88 | 0 | 6.8 | 215.19
TD | Solar | 40 | SIGH | 4.4 | 0 | 0.1 | 3.15
TD | Solar | 40 | SJOW_1 | 9.98 | 0 | 0.23 | 7.14
TD | Solar | 40 | SKLGB1 | 20.08 | 0 | 0.45 | 14.36
TD | Solar | 40 | SLOY_P | 1.68 | 0 | 0.04 | 1.2
TD | Solar | 40 | SMAN_1 | 18.29 | 0 | 0.41 | 13.08
TD | Solar | 40 | SPEN_1 | 116.07 | 0 | 2.62 | 83.01
TD | Solar | 40 | SSHI_3 | 20.58 | 0 | 0.47 | 14.72
TD | Solar | 40 | STAH_1 | 66.93 | 0 | 1.51 | 47.87
TD | Solar | 40 | STAL_1 | 54.87 | 0 | 1.24 | 39.24
TD | Solar | 40 | STAY_1 | 709.73 | 0 | 16.04 | 507.6
TD | Solar | 40 | STEN_1 | 54.87 | 0 | 1.24 | 39.24
TD | Solar | 40 | STES_1 | 61.24 | 0 | 1.38 | 43.8
TD | Solar | 40 | STHA | 4.4 | 0 | 0.1 | 3.15
TD | Solar | 40 | STIR | 37.82 | 0 | 0.85 | 27.05
TD | Solar | 40 | STLE | 37.82 | 0 | 0.85 | 27.05
TD | Solar | 40 | STRI_P | 22.13 | 0 | 0.5 | 15.83
TD | Solar | 40 | SUND_1 | 276.9 | 0 | 6.26 | 198.04
TD | Solar | 40 | SWAN_1 | 467.05 | 0 | 10.56 | 334.03
TD | Solar | 40 | TARL_P | 9.51 | 0 | 0.21 | 6.8
TD | Solar | 40 | TAUN1 | 208.26 | 0 | 4.71 | 148.95
TD | Solar | 40 | TAYN_P | 19.81 | 0 | 0.45 | 14.17
TD | Solar | 40 | TELR | 4.4 | 0 | 0.1 | 3.15
TD | Solar | 40 | TEMP_3 | 21.95 | 0 | 0.5 | 15.7
TD | Solar | 40 | THOM_6 | 83.16 | 0 | 1.88 | 59.48
TD | Solar | 40 | THSO_P | 44.13 | 0 | 1 | 31.56
TD | Solar | 40 | THUR_6 | 21.95 | 0 | 0.5 | 15.7
TD | Solar | 40 | TILBB_1 | 268.88 | 0 | 6.08 | 192.3
TD | Solar | 40 | TONG | 4.4 | 0 | 0.1 | 3.15
TD | Solar | 40 | TOTT_1 | 13.72 | 0 | 0.31 | 9.81
TD | Solar | 40 | TRAW_1 | 74.16 | 0 | 1.68 | 53.04
TD | Solar | 40 | TUMB_P | 4.54 | 0 | 0.1 | 3.25
TD | Solar | 40 | TYNE_1 | 20.58 | 0 | 0.47 | 14.72
TD | Solar | 40 | TYNE_2 | 20.58 | 0 | 0.47 | 14.72
TD | Solar | 40 | UPPB_1 | 55.27 | 0 | 1.25 | 39.53
TD | Solar | 40 | UPPB_3 | 54.45 | 0 | 1.23 | 38.94
TD | Solar | 40 | USKM_1 | 64.66 | 0 | 1.46 | 46.24
TD | Solar | 40 | WALH_1 | 393.15 | 0 | 8.89 | 281.18
TD | Solar | 40 | WALP_1 | 246.02 | 0 | 5.56 | 175.95
TD | Solar | 40 | WALP_B | 449.3 | 0 | 10.15 | 321.34
TD | Solar | 40 | WARL_1 | 282.76 | 0 | 6.39 | 202.23
TD | Solar | 40 | WASF_1 | 6.37 | 0 | 0.14 | 4.56
TD | Solar | 40 | WATFS_1 | 12.19 | 0 | 0.28 | 8.72
TD | Solar | 40 | WBOL_6 | 26.59 | 0 | 0.6 | 19.02
TD | Solar | 40 | WBUR_1 | 350.25 | 0 | 7.92 | 250.5
TD | Solar | 40 | WFIE | 37.82 | 0 | 0.85 | 27.05
TD | Solar | 40 | WHAM_1 | 13.72 | 0 | 0.31 | 9.81
TD | Solar | 40 | WHGA_1 | 13.72 | 0 | 0.31 | 9.81
TD | Solar | 40 | WIBA_3 | 21.95 | 0 | 0.5 | 15.7
TD | Solar | 40 | WIEN_1 | 31.35 | 0 | 0.71 | 22.42
TD | Solar | 40 | WILL_1 | 123.67 | 0 | 2.79 | 88.45
TD | Solar | 40 | WIMBN1 | 36.58 | 0 | 0.83 | 26.16
TD | Solar | 40 | WIMBS1 | 36.58 | 0 | 0.83 | 26.16
TD | Solar | 40 | WISD_1 | 9.98 | 0 | 0.23 | 7.14
TD | Solar | 40 | WISD_6 | 9.98 | 0 | 0.23 | 7.14
TD | Solar | 40 | WISH | 4.4 | 0 | 0.1 | 3.15
TD | Solar | 40 | WMEL_1 | 21.95 | 0 | 0.5 | 15.7
TD | Solar | 40 | WTHU31 | 13.72 | 0 | 0.31 | 9.81
TD | Solar | 40 | WWEY_1 | 18.23 | 0 | 0.41 | 13.04
TD | Solar | 40 | WYLF_1 | 164.61 | 0 | 3.72 | 117.73
TD | Solar | 40 | WYMOM_1 | 138.72 | 0 | 3.14 | 99.21
TD | Wind | 17 | ABNE_P | 9.95 | 2.45 | 3.89 | 5.83
TD | Wind | 17 | ALNE_P | 4.6 | 1.13 | 1.8 | 2.7
TD | Wind | 17 | ALVE1 | 96.66 | 23.78 | 37.79 | 56.65
TD | Wind | 17 | ARMO_P | 24.6 | 6.05 | 9.62 | 14.42
TD | Wind | 17 | BAGA | 49.94 | 12.29 | 19.53 | 29.27
TD | Wind | 17 | BARKC1 | 10.89 | 2.68 | 4.26 | 6.38
TD | Wind | 17 | BERW | 105.24 | 25.89 | 41.15 | 61.68
TD | Wind | 17 | BICF_1 | 239.8 | 58.99 | 151.27 | 175.48
TD | Wind | 17 | BIRK_1 | 180 | 44.28 | 123.62 | 137.84
TD | Wind | 17 | BLYTB1 | 91.48 | 22.5 | 48.05 | 61.08
TD | Wind | 17 | BLYTH132 | 104.85 | 25.79 | 41 | 61.45
TD | Wind | 17 | BONN | 16.37 | 4.03 | 6.4 | 9.6
TD | Wind | 17 | BRAW_1 | 18.32 | 4.51 | 7.16 | 10.74
TD | Wind | 17 | BRFO_1 | 27.52 | 6.77 | 14.31 | 18.29
TD | Wind | 17 | BRLE_1 | 2.04 | 0.5 | 0.8 | 1.19
TD | Wind | 17 | BURM_1 | 26.47 | 6.51 | 10.35 | 15.51
TD | Wind | 17 | BUSH_1 | 4.07 | 1 | 1.59 | 2.39
TD | Wind | 17 | CANTN1 | 143.3 | 35.25 | 98.42 | 109.74
TD | Wind | 17 | CARE_1 | 2.34 | 0.58 | 0.92 | 1.37
TD | Wind | 17 | CHAP | 25.35 | 6.24 | 9.91 | 14.86
TD | Wind | 17 | CHTE_1 | 13.79 | 3.39 | 5.39 | 8.08
TD | Wind | 17 | CONQA1 | 40.06 | 9.85 | 15.66 | 23.48
TD | Wind | 17 | COUA_P | 6.4 | 1.57 | 2.5 | 3.75
TD | Wind | 17 | COVE_1 | 14.25 | 3.51 | 5.57 | 8.35
TD | Wind | 17 | COYL | 66.73 | 16.42 | 26.09 | 39.11
TD | Wind | 17 | CREB_1 | 130.71 | 32.15 | 51.11 | 76.61
TD | Wind | 17 | CUMB | 4.12 | 1.01 | 1.61 | 2.41
TD | Wind | 17 | DEVO | 71.36 | 17.56 | 27.9 | 41.83
TD | Wind | 17 | DOUN_P | 12.61 | 3.1 | 4.93 | 7.39
TD | Wind | 17 | DRAX_1 | 96.15 | 23.65 | 37.59 | 56.35
TD | Wind | 17 | DUNB | 14.23 | 3.5 | 5.56 | 8.34
TD | Wind | 17 | DYCE_P | 17.4 | 4.28 | 6.8 | 10.2
TD | Wind | 17 | EASO_1 | 109.23 | 26.87 | 42.71 | 64.02
TD | Wind | 17 | ECCL | 29.45 | 7.25 | 11.52 | 17.26
TD | Wind | 17 | ECLA_1 | 2.04 | 0.5 | 0.8 | 1.19
TD | Wind | 17 | EKIS | 69.41 | 17.07 | 27.14 | 40.68
TD | Wind | 17 | ELLA_1 | 7.63 | 1.88 | 2.99 | 4.47
TD | Wind | 17 | ENDE_1 | 34.71 | 8.54 | 13.57 | 20.35
TD | Wind | 17 | FECK_6 | 1.32 | 0.33 | 0.52 | 0.78
TD | Wind | 17 | FIDD_P | 45.39 | 11.17 | 17.75 | 26.6
TD | Wind | 17 | FOUR_1 | 111.52 | 27.43 | 43.6 | 65.36
TD | Wind | 17 | FRAS_P | 1.6 | 0.39 | 0.63 | 0.94
TD | Wind | 17 | FROD_1 | 51.26 | 12.61 | 20.04 | 30.04
TD | Wind | 17 | GALA | 17.71 | 4.36 | 6.93 | 10.38
TD | Wind | 17 | GIFF | 4.53 | 1.11 | 1.77 | 2.66
TD | Wind | 17 | GLLU | 76.31 | 18.77 | 29.84 | 44.72
TD | Wind | 17 | GLNI | 34.14 | 8.4 | 13.35 | 20.01
TD | Wind | 17 | GREN_1 | 166.85 | 41.04 | 65.24 | 97.79
TD | Wind | 17 | GRIW_1 | 77.37 | 19.03 | 30.25 | 45.35
TD | Wind | 17 | G_EXTRA_11 | 22.66 | 5.57 | 8.86 | 13.28
TD | Wind | 17 | G_EXTRA_12 | 11.18 | 2.75 | 4.37 | 6.55
TD | Wind | 17 | G_EXTRA_2 | 18.54 | 4.56 | 7.25 | 10.86
TD | Wind | 17 | G_EXTRA_8 | 55.51 | 13.65 | 21.7 | 32.53
TD | Wind | 17 | G_EXTRA_9 | 47.37 | 11.65 | 18.52 | 27.76
TD | Wind | 17 | HARK_1 | 75.39 | 18.55 | 29.48 | 44.19
TD | Wind | 17 | HARM_6 | 25.89 | 6.37 | 10.12 | 15.17
TD | Wind | 17 | HAWI | 16.48 | 4.05 | 6.44 | 9.66
TD | Wind | 17 | HAWP_6 | 36.14 | 8.89 | 14.13 | 21.18
TD | Wind | 17 | HEYS_1 | 60.79 | 14.96 | 23.77 | 35.63
TD | Wind | 17 | HUER | 24 | 5.9 | 16.48 | 18.38
TD | Wind | 17 | HUTT_1 | 79.81 | 19.63 | 31.21 | 46.78
TD | Wind | 17 | INDQ1 | 91.11 | 22.41 | 35.62 | 53.4
TD | Wind | 17 | INKE | 1.65 | 0.41 | 0.64 | 0.97
TD | Wind | 17 | IROA1 | 7.02 | 1.73 | 2.75 | 4.12
TD | Wind | 17 | KEAD_1 | 127.25 | 31.3 | 49.75 | 74.58
TD | Wind | 17 | KEIT_P | 23.09 | 5.68 | 9.03 | 13.53
TD | Wind | 17 | KEMS_1 | 13.03 | 3.21 | 5.09 | 7.64
TD | Wind | 17 | KILS | 14.73 | 3.62 | 5.76 | 8.63
TD | Wind | 17 | KILT | 5.15 | 1.27 | 2.01 | 3.02
TD | Wind | 17 | KINT_P | 28.2 | 6.94 | 11.03 | 16.53
TD | Wind | 17 | KIRKB1 | 16.29 | 4.01 | 6.37 | 9.55
TD | Wind | 17 | LACK_6 | 62.1 | 15.28 | 42.65 | 47.56
TD | Wind | 17 | LAIR_P | 7.5 | 1.85 | 2.93 | 4.4
TD | Wind | 17 | LAND1 | 7.74 | 1.9 | 3.03 | 4.53
TD | Wind | 17 | LEVE | 8.54 | 2.1 | 5.41 | 6.27
TD | Wind | 17 | LING | 62.35 | 15.34 | 24.38 | 36.55
TD | Wind | 17 | LINM | 82.28 | 20.24 | 32.17 | 48.22
TD | Wind | 17 | LISD_1 | 13.84 | 3.41 | 5.41 | 8.11
TD | Wind | 17 | MACD_P | 34 | 8.36 | 13.29 | 19.93
TD | Wind | 17 | MAGA_6 | 8.14 | 2 | 3.18 | 4.77
TD | Wind | 17 | MELK_1 | 2.04 | 0.5 | 0.8 | 1.19
TD | Wind | 17 | MILC_P | 4 | 0.98 | 1.56 | 2.34
TD | Wind | 17 | MITY_1 | 6.62 | 1.63 | 2.59 | 3.88
TD | Wind | 17 | MYBS_P | 25.59 | 6.3 | 10.01 | 15
TD | Wind | 17 | NEAR | 2.37 | 0.58 | 0.93 | 1.39
TD | Wind | 17 | NEEP_3 | 19.75 | 4.86 | 7.72 | 11.57
TD | Wind | 17 | NINF_1 | 7.63 | 1.88 | 2.99 | 4.47
TD | Wind | 17 | NORM_1 | 85.3 | 20.98 | 51.1 | 60.77
TD | Wind | 17 | NORT_1 | 49.68 | 12.22 | 19.42 | 29.12
TD | Wind | 17 | OFFE_3 | 5.25 | 1.29 | 2.05 | 3.08
TD | Wind | 17 | PADIB1 | 53.55 | 13.17 | 20.94 | 31.38
TD | Wind | 17 | PEMB_1 | 28.4 | 6.99 | 11.11 | 16.65
TD | Wind | 17 | PENT_1 | 75.88 | 18.67 | 47.42 | 55.26
TD | Wind | 17 | POOB | 6.18 | 1.52 | 2.42 | 3.62
TD | Wind | 17 | PORA_P | 15.9 | 3.91 | 6.22 | 9.32
TD | Wind | 17 | PYLE_1 | 124.45 | 30.61 | 48.66 | 72.94
TD | Wind | 17 | RAIN_1 | 1.02 | 0.25 | 0.4 | 0.6
TD | Wind | 17 | RASS_1 | 14.15 | 3.48 | 5.53 | 8.29
TD | Wind | 17 | RATS_1 | 10.79 | 2.65 | 4.22 | 6.32
TD | Wind | 17 | RAYL_1 | 59.76 | 14.7 | 23.36 | 35.02
TD | Wind | 17 | REDH | 26.16 | 6.43 | 10.23 | 15.33
TD | Wind | 17 | REDM_P | 11.49 | 2.83 | 4.49 | 6.73
TD | Wind | 17 | ROCH_1 | 116.97 | 28.77 | 45.73 | 68.55
TD | Wind | 17 | SALH_1 | 14.25 | 3.51 | 5.57 | 8.35
TD | Wind | 17 | SALT_1 | 63.22 | 15.55 | 24.72 | 37.05
TD | Wind | 17 | SBAR | 1.53 | 0.38 | 0.6 | 0.89
TD | Wind | 17 | SEAB1 | 28.71 | 7.06 | 11.22 | 16.83
TD | Wind | 17 | SELL_1 | 60.88 | 14.98 | 23.8 | 35.68
TD | Wind | 17 | SFEG_P | 18.5 | 4.55 | 7.23 | 10.84
TD | Wind | 17 | SHRW_1 | 65.2 | 16.04 | 25.49 | 38.22
TD | Wind | 17 | SKLGB1 | 10.43 | 2.57 | 4.08 | 6.12
TD | Wind | 17 | SPEN_1 | 32.58 | 8.01 | 12.74 | 19.09
TD | Wind | 17 | STAY_1 | 31.05 | 7.64 | 12.14 | 18.2
TD | Wind | 17 | STES_1 | 29.4 | 7.23 | 11.5 | 17.23
TD | Wind | 17 | STHA | 12.56 | 3.09 | 4.91 | 7.36
TD | Wind | 17 | STIR | 20.6 | 5.07 | 8.05 | 12.07
TD | Wind | 17 | STLE | 23.17 | 5.7 | 9.06 | 13.58
TD | Wind | 17 | STRI_P | 21.7 | 5.34 | 8.48 | 12.72
TD | Wind | 17 | SUND_1 | 3.87 | 0.95 | 1.51 | 2.27
TD | Wind | 17 | SWAN_1 | 96.3 | 23.69 | 37.65 | 56.44
TD | Wind | 17 | TARL_P | 4.4 | 1.08 | 1.72 | 2.58
TD | Wind | 17 | TAYN_P | 8 | 1.97 | 3.13 | 4.69
TD | Wind | 17 | THOM_6 | 61.28 | 15.08 | 23.96 | 35.92
TD | Wind | 17 | THSO_P | 47.2 | 11.61 | 18.46 | 27.66
TD | Wind | 17 | THUR_6 | 27.38 | 6.74 | 10.71 | 16.05
TD | Wind | 17 | TILBB_1 | 9.37 | 2.3 | 3.66 | 5.49
TD | Wind | 17 | TONG | 2.47 | 0.61 | 0.97 | 1.45
TD | Wind | 17 | TRAW_1 | 158.81 | 39.07 | 62.09 | 93.08
TD | Wind | 17 | UPPB_1 | 76.96 | 18.93 | 30.09 | 45.11
TD | Wind | 17 | UPPB_3 | 27.89 | 6.86 | 10.91 | 16.35
TD | Wind | 17 | USKM_1 | 6.41 | 1.58 | 2.51 | 3.76
TD | Wind | 17 | WALP_1 | 179.42 | 44.14 | 70.15 | 105.16
TD | Wind | 17 | WALP_B | 17.1 | 4.21 | 6.69 | 10.02
TD | Wind | 17 | WARL_1 | 1.02 | 0.25 | 0.4 | 0.6
TD | Wind | 17 | WASF_1 | 2.29 | 0.56 | 0.9 | 1.34
TD | Wind | 17 | WFIE | 17.61 | 4.33 | 6.89 | 10.32
TD | Wind | 17 | WILL_1 | 5.09 | 1.25 | 1.99 | 2.98
TD | Wind | 17 | WISH | 12.98 | 3.19 | 5.07 | 7.6
TD | Wind | 17 | WMEL_1 | 8.7 | 2.14 | 3.4 | 5.1
TD | Wind | 17 | WYLF_1 | 38.48 | 9.47 | 15.05 | 22.55
TD | Wind | 18 | ABNE_P | 10.13 | 2.49 | 3.96 | 5.94
TD | Wind | 18 | ALNE_P | 4.68 | 1.15 | 1.83 | 2.74
TD | Wind | 18 | ALVE1 | 100.04 | 24.61 | 39.12 | 58.63
TD | Wind | 18 | ARMO_P | 25.04 | 6.16 | 9.79 | 14.68
TD | Wind | 18 | BAGA | 50.48 | 12.42 | 19.74 | 29.58
TD | Wind | 18 | BARKC1 | 11.27 | 2.77 | 4.41 | 6.61
TD | Wind | 18 | BERW | 106.36 | 26.17 | 41.59 | 62.34
TD | Wind | 18 | BICF_1 | 241.39 | 59.38 | 151.89 | 176.41
TD | Wind | 18 | BIRK_1 | 180 | 44.28 | 123.62 | 137.84
TD | Wind | 18 | BLYTB1 | 93.23 | 22.94 | 48.73 | 62.1
TD | Wind | 18 | BLYTH132 | 108.52 | 26.7 | 42.43 | 63.61
TD | Wind | 18 | BONN | 16.55 | 4.07 | 6.47 | 9.7
TD | Wind | 18 | BRAW_1 | 18.97 | 4.67 | 7.42 | 11.12
TD | Wind | 18 | BRFO_1 | 28.07 | 6.9 | 14.52 | 18.61
TD | Wind | 18 | BRLE_1 | 2.11 | 0.52 | 0.82 | 1.24
TD | Wind | 18 | BURM_1 | 27.39 | 6.74 | 10.71 | 16.06
TD | Wind | 18 | BUSH_1 | 4.21 | 1.04 | 1.65 | 2.47
TD | Wind | 18 | CANTN1 | 143.3 | 35.25 | 98.42 | 109.74
TD | Wind | 18 | CARE_1 | 2.42 | 0.6 | 0.95 | 1.42
TD | Wind | 18 | CHAP | 25.62 | 6.3 | 10.02 | 15.01
TD | Wind | 18 | CHTE_1 | 14.28 | 3.51 | 5.58 | 8.37
TD | Wind | 18 | CONQA1 | 41.46 | 10.2 | 16.21 | 24.3
TD | Wind | 18 | COUA_P | 6.52 | 1.6 | 2.55 | 3.82
TD | Wind | 18 | COVE_1 | 14.75 | 3.63 | 5.77 | 8.65
TD | Wind | 18 | COYL | 67.44 | 16.59 | 26.37 | 39.53
TD | Wind | 18 | CREB_1 | 135.29 | 33.28 | 52.9 | 79.29
TD | Wind | 18 | CUMB | 4.16 | 1.02 | 1.63 | 2.44
TD | Wind | 18 | DEVO | 72.12 | 17.74 | 28.2 | 42.27
TD | Wind | 18 | DOUN_P | 12.84 | 3.16 | 5.02 | 7.52
TD | Wind | 18 | DRAX_1 | 99.52 | 24.48 | 38.91 | 58.33
TD | Wind | 18 | DUNB | 14.38 | 3.54 | 5.62 | 8.43
TD | Wind | 18 | DYCE_P | 17.71 | 4.36 | 6.93 | 10.38
TD | Wind | 18 | EASO_1 | 113.05 | 27.81 | 44.2 | 66.26
TD | Wind | 18 | ECCL | 29.77 | 7.32 | 11.64 | 17.45
TD | Wind | 18 | ECLA_1 | 2.11 | 0.52 | 0.82 | 1.24
TD | Wind | 18 | EKIS | 70.15 | 17.26 | 27.43 | 41.11
TD | Wind | 18 | ELLA_1 | 7.9 | 1.94 | 3.09 | 4.63
TD | Wind | 18 | ENDE_1 | 35.93 | 8.84 | 14.05 | 21.06
TD | Wind | 18 | FECK_6 | 1.37 | 0.34 | 0.54 | 0.8
TD | Wind | 18 | FIDD_P | 46.21 | 11.37 | 18.07 | 27.08
TD | Wind | 18 | FOUR_1 | 115.43 | 28.39 | 45.13 | 67.65
TD | Wind | 18 | FRAS_P | 1.63 | 0.4 | 0.64 | 0.95
TD | Wind | 18 | FROD_1 | 53.05 | 13.05 | 20.74 | 31.09
TD | Wind | 18 | GALA | 17.9 | 4.4 | 7 | 10.49
TD | Wind | 18 | GIFF | 4.58 | 1.13 | 1.79 | 2.68
TD | Wind | 18 | GLLU | 77.12 | 18.97 | 30.15 | 45.2
TD | Wind | 18 | GLNI | 34.5 | 8.49 | 13.49 | 20.22
TD | Wind | 18 | GREN_1 | 172.69 | 42.48 | 67.52 | 101.21
TD | Wind | 18 | GRIW_1 | 80.08 | 19.7 | 31.31 | 46.93
TD | Wind | 18 | G_EXTRA_11 | 22.9 | 5.63 | 8.95 | 13.42
TD | Wind | 18 | G_EXTRA_12 | 11.38 | 2.8 | 4.45 | 6.67
TD | Wind | 18 | G_EXTRA_2 | 18.73 | 4.61 | 7.32 | 10.98
TD | Wind | 18 | G_EXTRA_8 | 56.1 | 13.8 | 21.93 | 32.88
TD | Wind | 18 | G_EXTRA_9 | 47.87 | 11.78 | 18.72 | 28.06
TD | Wind | 18 | HARK_1 | 78.03 | 19.2 | 30.51 | 45.73
TD | Wind | 18 | HARM_6 | 26.79 | 6.59 | 10.48 | 15.7
TD | Wind | 18 | HAWI | 16.65 | 4.1 | 6.51 | 9.76
TD | Wind | 18 | HAWP_6 | 37.4 | 9.2 | 14.62 | 21.92
TD | Wind | 18 | HEYS_1 | 62.92 | 15.48 | 24.6 | 36.88
TD | Wind | 18 | HUER | 24 | 5.9 | 16.48 | 18.38
TD | Wind | 18 | HUTT_1 | 82.6 | 20.32 | 32.3 | 48.41
TD | Wind | 18 | INDQ1 | 94.3 | 23.2 | 36.87 | 55.27
TD | Wind | 18 | INKE | 1.67 | 0.41 | 0.65 | 0.98
TD | Wind | 18 | IROA1 | 7.27 | 1.79 | 2.84 | 4.26
TD | Wind | 18 | KEAD_1 | 131.7 | 32.4 | 51.5 | 77.19
TD | Wind | 18 | KEIT_P | 23.51 | 5.78 | 9.19 | 13.78
TD | Wind | 18 | KEMS_1 | 13.49 | 3.32 | 5.27 | 7.9
TD | Wind | 18 | KILS | 14.88 | 3.66 | 5.82 | 8.72
TD | Wind | 18 | KILT | 5.2 | 1.28 | 2.03 | 3.05
TD | Wind | 18 | KINT_P | 28.71 | 7.06 | 11.22 | 16.83
TD | Wind | 18 | KIRKB1 | 16.86 | 4.15 | 6.59 | 9.88
TD | Wind | 18 | LACK_6 | 62.1 | 15.28 | 42.65 | 47.56
TD | Wind | 18 | LAIR_P | 7.64 | 1.88 | 2.99 | 4.47
TD | Wind | 18 | LAND1 | 8.01 | 1.97 | 3.13 | 4.69
TD | Wind | 18 | LEVE | 8.56 | 2.11 | 5.42 | 6.28
TD | Wind | 18 | LING | 63.02 | 15.5 | 24.64 | 36.93
TD | Wind | 18 | LINM | 83.16 | 20.46 | 32.51 | 48.74
TD | Wind | 18 | LISD_1 | 14.33 | 3.53 | 5.6 | 8.4
TD | Wind | 18 | MACD_P | 34.61 | 8.51 | 13.53 | 20.29
TD | Wind | 18 | MAGA_6 | 8.43 | 2.07 | 3.3 | 4.94
TD | Wind | 18 | MELK_1 | 2.11 | 0.52 | 0.82 | 1.24
TD | Wind | 18 | MILC_P | 4.07 | 1 | 1.59 | 2.39
TD | Wind | 18 | MITY_1 | 6.85 | 1.68 | 2.68 | 4.01
TD | Wind | 18 | MYBS_P | 26.05 | 6.41 | 10.19 | 15.27
TD | Wind | 18 | NEAR | 2.39 | 0.59 | 0.94 | 1.4
TD | Wind | 18 | NEEP_3 | 20.44 | 5.03 | 7.99 | 11.98
TD | Wind | 18 | NINF_1 | 7.9 | 1.94 | 3.09 | 4.63
TD | Wind | 18 | NORM_1 | 86.18 | 21.2 | 51.45 | 61.29
TD | Wind | 18 | NORT_1 | 51.42 | 12.65 | 20.1 | 30.14
TD | Wind | 18 | OFFE_3 | 5.44 | 1.34 | 2.13 | 3.19
TD | Wind | 18 | PADIB1 | 55.42 | 13.63 | 21.67 | 32.48
TD | Wind | 18 | PEMB_1 | 29.4 | 7.23 | 11.49 | 17.23
TD | Wind | 18 | PENT_1 | 76.44 | 18.8 | 47.63 | 55.58
TD | Wind | 18 | POOB | 6.24 | 1.54 | 2.44 | 3.66
TD | Wind | 18 | PORA_P | 16.19 | 3.98 | 6.33 | 9.49
TD | Wind | 18 | PYLE_1 | 128.81 | 31.69 | 50.36 | 75.49
TD | Wind | 18 | RAIN_1 | 1.05 | 0.26 | 0.41 | 0.62
TD | Wind | 18 | RASS_1 | 14.65 | 3.6 | 5.73 | 8.58
TD | Wind | 18 | RATS_1 | 11.17 | 2.75 | 4.37 | 6.55
TD | Wind | 18 | RAYL_1 | 61.85 | 15.21 | 24.18 | 36.25
TD | Wind | 18 | REDH | 26.44 | 6.5 | 10.34 | 15.49
TD | Wind | 18 | REDM_P | 11.7 | 2.88 | 4.57 | 6.86
TD | Wind | 18 | ROCH_1 | 121.06 | 29.78 | 47.34 | 70.95
TD | Wind | 18 | SALH_1 | 14.75 | 3.63 | 5.77 | 8.65
TD | Wind | 18 | SALT_1 | 65.43 | 16.1 | 25.58 | 38.35
TD | Wind | 18 | SBAR | 1.58 | 0.39 | 0.62 | 0.93
TD | Wind | 18 | SEAB1 | 29.71 | 7.31 | 11.62 | 17.41
TD | Wind | 18 | SELL_1 | 63.01 | 15.5 | 24.64 | 36.93
TD | Wind | 18 | SFEG_P | 18.83 | 4.63 | 7.36 | 11.04
TD | Wind | 18 | SHRW_1 | 67.49 | 16.6 | 26.39 | 39.55
TD | Wind | 18 | SKLGB1 | 10.8 | 2.66 | 4.22 | 6.33
TD | Wind | 18 | SPEN_1 | 33.72 | 8.29 | 13.18 | 19.76
TD | Wind | 18 | STAY_1 | 32.14 | 7.91 | 12.57 | 18.83
TD | Wind | 18 | STES_1 | 30.43 | 7.49 | 11.9 | 17.83
TD | Wind | 18 | STHA | 12.7 | 3.12 | 4.96 | 7.44
TD | Wind | 18 | STIR | 20.82 | 5.12 | 8.14 | 12.2
TD | Wind | 18 | STLE | 23.42 | 5.76 | 9.16 | 13.72
TD | Wind | 18 | STRI_P | 22.09 | 5.43 | 8.64 | 12.95
TD | Wind | 18 | SUND_1 | 4 | 0.98 | 1.57 | 2.35
TD | Wind | 18 | SWAN_1 | 99.67 | 24.52 | 38.97 | 58.42
TD | Wind | 18 | TARL_P | 4.48 | 1.1 | 1.75 | 2.63
TD | Wind | 18 | TAYN_P | 8.14 | 2 | 3.18 | 4.77
TD | Wind | 18 | THOM_6 | 63.43 | 15.6 | 24.8 | 37.18
TD | Wind | 18 | THSO_P | 48.05 | 11.82 | 18.79 | 28.16
TD | Wind | 18 | THUR_6 | 28.34 | 6.97 | 11.08 | 16.61
TD | Wind | 18 | TILBB_1 | 9.69 | 2.38 | 3.79 | 5.68
TD | Wind | 18 | TONG | 2.5 | 0.61 | 0.98 | 1.46
TD | Wind | 18 | TRAW_1 | 164.37 | 40.43 | 64.27 | 96.34
TD | Wind | 18 | UPPB_1 | 79.65 | 19.6 | 31.14 | 46.69
TD | Wind | 18 | UPPB_3 | 28.87 | 7.1 | 11.29 | 16.92
TD | Wind | 18 | USKM_1 | 6.64 | 1.63 | 2.6 | 3.89
TD | Wind | 18 | WALP_1 | 185.7 | 45.68 | 72.61 | 108.84
TD | Wind | 18 | WALP_B | 17.7 | 4.35 | 6.92 | 10.37
TD | Wind | 18 | WARL_1 | 1.05 | 0.26 | 0.41 | 0.62
TD | Wind | 18 | WASF_1 | 2.37 | 0.58 | 0.93 | 1.39
TD | Wind | 18 | WFIE | 17.8 | 4.38 | 6.96 | 10.43
TD | Wind | 18 | WILL_1 | 5.27 | 1.3 | 2.06 | 3.09
TD | Wind | 18 | WISH | 13.11 | 3.23 | 5.13 | 7.69
TD | Wind | 18 | WMEL_1 | 9.01 | 2.22 | 3.52 | 5.28
TD | Wind | 18 | WYLF_1 | 39.83 | 9.8 | 15.57 | 23.34
TD | Wind | 19 | ABNE_P | 10.13 | 2.49 | 3.96 | 5.94
TD | Wind | 19 | ALNE_P | 4.68 | 1.15 | 1.83 | 2.74
TD | Wind | 19 | ALVE1 | 104.1 | 25.61 | 40.7 | 61.01
TD | Wind | 19 | ARMO_P | 25.04 | 6.16 | 9.79 | 14.68
TD | Wind | 19 | BAGA | 50.48 | 12.42 | 19.74 | 29.58
TD | Wind | 19 | BARKC1 | 11.73 | 2.89 | 4.59 | 6.88
TD | Wind | 19 | BERW | 106.36 | 26.17 | 41.59 | 62.34
TD | Wind | 19 | BICF_1 | 243.3 | 59.85 | 152.63 | 177.53
TD | Wind | 19 | BIRK_1 | 180 | 44.28 | 123.62 | 137.84
TD | Wind | 19 | BLYTB1 | 95.33 | 23.45 | 49.55 | 63.33
TD | Wind | 19 | BLYTH132 | 112.93 | 27.78 | 44.16 | 66.19
TD | Wind | 19 | BONN | 16.55 | 4.07 | 6.47 | 9.7
TD | Wind | 19 | BRAW_1 | 19.74 | 4.85 | 7.72 | 11.57
TD | Wind | 19 | BRFO_1 | 28.72 | 7.07 | 14.78 | 18.99
TD | Wind | 19 | BRLE_1 | 2.19 | 0.54 | 0.86 | 1.29
TD | Wind | 19 | BURM_1 | 28.51 | 7.01 | 11.15 | 16.71
TD | Wind | 19 | BUSH_1 | 4.39 | 1.08 | 1.71 | 2.57
TD | Wind | 19 | CANTN1 | 143.3 | 35.25 | 98.42 | 109.74
TD | Wind | 19 | CARE_1 | 2.52 | 0.62 | 0.99 | 1.48
TD | Wind | 19 | CHAP | 25.62 | 6.3 | 10.02 | 15.01
TD | Wind | 19 | CHTE_1 | 14.86 | 3.65 | 5.81 | 8.71
TD | Wind | 19 | CONQA1 | 43.14 | 10.61 | 16.87 | 25.29
TD | Wind | 19 | COUA_P | 6.52 | 1.6 | 2.55 | 3.82
TD | Wind | 19 | COVE_1 | 15.35 | 3.78 | 6 | 9
TD | Wind | 19 | COYL | 67.44 | 16.59 | 26.37 | 39.53
TD | Wind | 19 | CREB_1 | 140.78 | 34.63 | 55.04 | 82.51
TD | Wind | 19 | CUMB | 4.16 | 1.02 | 1.63 | 2.44
TD | Wind | 19 | DEVO | 72.12 | 17.74 | 28.2 | 42.27
TD | Wind | 19 | DOUN_P | 12.84 | 3.16 | 5.02 | 7.52
TD | Wind | 19 | DRAX_1 | 103.55 | 25.47 | 40.49 | 60.69
TD | Wind | 19 | DUNB | 14.38 | 3.54 | 5.62 | 8.43
TD | Wind | 19 | DYCE_P | 17.71 | 4.36 | 6.93 | 10.38
TD | Wind | 19 | EASO_1 | 117.64 | 28.94 | 46 | 68.95
TD | Wind | 19 | ECCL | 29.77 | 7.32 | 11.64 | 17.45
TD | Wind | 19 | ECLA_1 | 2.19 | 0.54 | 0.86 | 1.29
TD | Wind | 19 | EKIS | 70.15 | 17.26 | 27.43 | 41.11
TD | Wind | 19 | ELLA_1 | 8.22 | 2.02 | 3.22 | 4.82
TD | Wind | 19 | ENDE_1 | 37.39 | 9.2 | 14.62 | 21.91
TD | Wind | 19 | FECK_6 | 1.43 | 0.35 | 0.56 | 0.84
TD | Wind | 19 | FIDD_P | 46.21 | 11.37 | 18.07 | 27.08
TD | Wind | 19 | FOUR_1 | 120.11 | 29.55 | 46.96 | 70.4
TD | Wind | 19 | FRAS_P | 1.63 | 0.4 | 0.64 | 0.95
TD | Wind | 19 | FROD_1 | 55.2 | 13.58 | 21.58 | 32.35
TD | Wind | 19 | GALA | 17.9 | 4.4 | 7 | 10.49
TD | Wind | 19 | GIFF | 4.58 | 1.13 | 1.79 | 2.68
TD | Wind | 19 | GLLU | 77.12 | 18.97 | 30.15 | 45.2
TD | Wind | 19 | GLNI | 34.5 | 8.49 | 13.49 | 20.22
TD | Wind | 19 | GREN_1 | 179.7 | 44.21 | 70.26 | 105.32
TD | Wind | 19 | GRIW_1 | 83.33 | 20.5 | 32.58 | 48.84
TD | Wind | 19 | G_EXTRA_11 | 22.9 | 5.63 | 8.95 | 13.42
TD | Wind | 19 | G_EXTRA_12 | 11.38 | 2.8 | 4.45 | 6.67
TD | Wind | 19 | G_EXTRA_2 | 18.73 | 4.61 | 7.32 | 10.98
TD | Wind | 19 | G_EXTRA_8 | 56.1 | 13.8 | 21.93 | 32.88
TD | Wind | 19 | G_EXTRA_9 | 47.87 | 11.78 | 18.72 | 28.06
TD | Wind | 19 | HARK_1 | 81.2 | 19.97 | 31.75 | 47.59
TD | Wind | 19 | HARM_6 | 27.88 | 6.86 | 10.9 | 16.34
TD | Wind | 19 | HAWI | 16.65 | 4.1 | 6.51 | 9.76
TD | Wind | 19 | HAWP_6 | 38.92 | 9.57 | 15.22 | 22.81
TD | Wind | 19 | HEYS_1 | 65.48 | 16.11 | 25.6 | 38.38
TD | Wind | 19 | HUER | 24 | 5.9 | 16.48 | 18.38
TD | Wind | 19 | HUTT_1 | 85.96 | 21.15 | 33.61 | 50.38
TD | Wind | 19 | INDQ1 | 98.13 | 24.14 | 38.37 | 57.51
TD | Wind | 19 | INKE | 1.67 | 0.41 | 0.65 | 0.98
TD | Wind | 19 | IROA1 | 7.57 | 1.86 | 2.96 | 4.43
TD | Wind | 19 | KEAD_1 | 137.05 | 33.71 | 53.59 | 80.32
TD | Wind | 19 | KEIT_P | 23.51 | 5.78 | 9.19 | 13.78
TD | Wind | 19 | KEMS_1 | 14.03 | 3.45 | 5.49 | 8.23
TD | Wind | 19 | KILS | 14.88 | 3.66 | 5.82 | 8.72
TD | Wind | 19 | KILT | 5.2 | 1.28 | 2.03 | 3.05
TD | Wind | 19 | KINT_P | 28.71 | 7.06 | 11.22 | 16.83
TD | Wind | 19 | KIRKB1 | 17.54 | 4.32 | 6.86 | 10.28
TD | Wind | 19 | LACK_6 | 62.1 | 15.28 | 42.65 | 47.56
TD | Wind | 19 | LAIR_P | 7.64 | 1.88 | 2.99 | 4.47
TD | Wind | 19 | LAND1 | 8.33 | 2.05 | 3.26 | 4.88
TD | Wind | 19 | LEVE | 8.56 | 2.11 | 5.42 | 6.28
TD | Wind | 19 | LING | 63.02 | 15.5 | 24.64 | 36.93
TD | Wind | 19 | LINM | 83.16 | 20.46 | 32.51 | 48.74
TD | Wind | 19 | LISD_1 | 14.91 | 3.67 | 5.83 | 8.74
TD | Wind | 19 | MACD_P | 34.61 | 8.51 | 13.53 | 20.29
TD | Wind | 19 | MAGA_6 | 8.77 | 2.16 | 3.43 | 5.14
TD | Wind | 19 | MELK_1 | 2.19 | 0.54 | 0.86 | 1.29
TD | Wind | 19 | MILC_P | 4.07 | 1 | 1.59 | 2.39
TD | Wind | 19 | MITY_1 | 7.13 | 1.75 | 2.79 | 4.18
TD | Wind | 19 | MYBS_P | 26.05 | 6.41 | 10.19 | 15.27
TD | Wind | 19 | NEAR | 2.39 | 0.59 | 0.94 | 1.4
TD | Wind | 19 | NEEP_3 | 21.27 | 5.23 | 8.32 | 12.47
TD | Wind | 19 | NINF_1 | 8.22 | 2.02 | 3.22 | 4.82
TD | Wind | 19 | NORM_1 | 87.25 | 21.46 | 51.86 | 61.92
TD | Wind | 19 | NORT_1 | 53.5 | 13.16 | 20.92 | 31.36
TD | Wind | 19 | OFFE_3 | 5.66 | 1.39 | 2.21 | 3.32
TD | Wind | 19 | PADIB1 | 57.67 | 14.19 | 22.55 | 33.8
TD | Wind | 19 | PEMB_1 | 30.59 | 7.52 | 11.96 | 17.93
TD | Wind | 19 | PENT_1 | 77.1 | 18.97 | 47.9 | 55.97
TD | Wind | 19 | POOB | 6.24 | 1.54 | 2.44 | 3.66
TD | Wind | 19 | PORA_P | 16.19 | 3.98 | 6.33 | 9.49
TD | Wind | 19 | PYLE_1 | 134.03 | 32.97 | 52.41 | 78.56
TD | Wind | 19 | RAIN_1 | 1.1 | 0.27 | 0.43 | 0.64
TD | Wind | 19 | RASS_1 | 15.24 | 3.75 | 5.96 | 8.93
TD | Wind | 19 | RATS_1 | 11.62 | 2.86 | 4.54 | 6.81
TD | Wind | 19 | RAYL_1 | 64.36 | 15.83 | 25.16 | 37.72
TD | Wind | 19 | REDH | 26.44 | 6.5 | 10.34 | 15.49
TD | Wind | 19 | REDM_P | 11.7 | 2.88 | 4.57 | 6.86
TD | Wind | 19 | ROCH_1 | 125.98 | 30.99 | 49.26 | 73.83
TD | Wind | 19 | SALH_1 | 15.35 | 3.78 | 6 | 9
TD | Wind | 19 | SALT_1 | 68.09 | 16.75 | 26.62 | 39.91
TD | Wind | 19 | SBAR | 1.64 | 0.4 | 0.64 | 0.96
TD | Wind | 19 | SEAB1 | 30.92 | 7.61 | 12.09 | 18.12
TD | Wind | 19 | SELL_1 | 65.56 | 16.13 | 25.64 | 38.43
TD | Wind | 19 | SFEG_P | 18.83 | 4.63 | 7.36 | 11.04
TD | Wind | 19 | SHRW_1 | 70.22 | 17.28 | 27.46 | 41.16
TD | Wind | 19 | SKLGB1 | 11.24 | 2.76 | 4.39 | 6.59
TD | Wind | 19 | SPEN_1 | 35.08 | 8.63 | 13.72 | 20.56
TD | Wind | 19 | STAY_1 | 33.44 | 8.23 | 13.08 | 19.6
TD | Wind | 19 | STES_1 | 31.66 | 7.79 | 12.38 | 18.56
TD | Wind | 19 | STHA | 12.7 | 3.12 | 4.96 | 7.44
TD | Wind | 19 | STIR | 20.82 | 5.12 | 8.14 | 12.2
TD | Wind | 19 | STLE | 23.42 | 5.76 | 9.16 | 13.72
TD | Wind | 19 | STRI_P | 22.09 | 5.43 | 8.64 | 12.95
TD | Wind | 19 | SUND_1 | 4.17 | 1.02 | 1.63 | 2.44
TD | Wind | 19 | SWAN_1 | 103.72 | 25.51 | 40.55 | 60.79
TD | Wind | 19 | TARL_P | 4.48 | 1.1 | 1.75 | 2.63
TD | Wind | 19 | TAYN_P | 8.14 | 2 | 3.18 | 4.77
TD | Wind | 19 | THOM_6 | 66 | 16.24 | 25.81 | 38.68
TD | Wind | 19 | THSO_P | 48.05 | 11.82 | 18.79 | 28.16
TD | Wind | 19 | THUR_6 | 29.49 | 7.26 | 11.53 | 17.29
TD | Wind | 19 | TILBB_1 | 10.09 | 2.48 | 3.94 | 5.91
TD | Wind | 19 | TONG | 2.5 | 0.61 | 0.98 | 1.46
TD | Wind | 19 | TRAW_1 | 171.04 | 42.08 | 66.88 | 100.25
TD | Wind | 19 | UPPB_1 | 82.89 | 20.39 | 32.41 | 48.58
TD | Wind | 19 | UPPB_3 | 30.04 | 7.39 | 11.75 | 17.61
TD | Wind | 19 | USKM_1 | 6.91 | 1.7 | 2.7 | 4.05
TD | Wind | 19 | WALP_1 | 193.24 | 47.54 | 75.56 | 113.26
TD | Wind | 19 | WALP_B | 18.42 | 4.53 | 7.2 | 10.8
TD | Wind | 19 | WARL_1 | 1.1 | 0.27 | 0.43 | 0.64
TD | Wind | 19 | WASF_1 | 2.47 | 0.61 | 0.96 | 1.45
TD | Wind | 19 | WFIE | 17.8 | 4.38 | 6.96 | 10.43
TD | Wind | 19 | WILL_1 | 5.48 | 1.35 | 2.14 | 3.21
TD | Wind | 19 | WISH | 13.11 | 3.23 | 5.13 | 7.69
TD | Wind | 19 | WMEL_1 | 9.37 | 2.31 | 3.67 | 5.49
TD | Wind | 19 | WYLF_1 | 41.44 | 10.2 | 16.2 | 24.29
TD | Wind | 20 | ABNE_P | 10.22 | 2.51 | 4 | 5.99
TD | Wind | 20 | ALNE_P | 4.72 | 1.16 | 1.85 | 2.77
TD | Wind | 20 | ALVE1 | 104.92 | 25.81 | 41.02 | 61.49
TD | Wind | 20 | ARMO_P | 25.27 | 6.22 | 9.88 | 14.81
TD | Wind | 20 | BAGA | 50.93 | 12.53 | 19.91 | 29.85
TD | Wind | 20 | BARKC1 | 11.82 | 2.91 | 4.62 | 6.93
TD | Wind | 20 | BERW | 107.32 | 26.4 | 41.96 | 62.9
TD | Wind | 20 | BICF_1 | 243.68 | 59.95 | 152.78 | 177.76
TD | Wind | 20 | BIRK_1 | 180 | 44.28 | 123.62 | 137.84
TD | Wind | 20 | BLYTB1 | 95.75 | 23.56 | 49.72 | 63.58
TD | Wind | 20 | BLYTH132 | 113.81 | 28 | 44.5 | 66.7
TD | Wind | 20 | BONN | 16.7 | 4.11 | 6.53 | 9.79
TD | Wind | 20 | BRAW_1 | 19.89 | 4.89 | 7.78 | 11.66
TD | Wind | 20 | BRFO_1 | 28.85 | 7.1 | 14.83 | 19.07
TD | Wind | 20 | BRLE_1 | 2.21 | 0.54 | 0.86 | 1.3
TD | Wind | 20 | BURM_1 | 28.73 | 7.07 | 11.23 | 16.84
TD | Wind | 20 | BUSH_1 | 4.42 | 1.09 | 1.73 | 2.59
TD | Wind | 20 | CANTN1 | 143.3 | 35.25 | 98.42 | 109.74
TD | Wind | 20 | CARE_1 | 2.54 | 0.63 | 0.99 | 1.49
TD | Wind | 20 | CHAP | 25.85 | 6.36 | 10.11 | 15.15
TD | Wind | 20 | CHTE_1 | 14.97 | 3.68 | 5.85 | 8.78
TD | Wind | 20 | CONQA1 | 43.48 | 10.7 | 17 | 25.48
TD | Wind | 20 | COUA_P | 6.57 | 1.62 | 2.57 | 3.85
TD | Wind | 20 | COVE_1 | 15.47 | 3.81 | 6.05 | 9.07
TD | Wind | 20 | COYL | 68.05 | 16.74 | 26.61 | 39.88
TD | Wind | 20 | CREB_1 | 141.88 | 34.9 | 55.47 | 83.15
TD | Wind | 20 | CUMB | 4.2 | 1.03 | 1.64 | 2.46
TD | Wind | 20 | DEVO | 72.77 | 17.9 | 28.45 | 42.65
TD | Wind | 20 | DOUN_P | 12.95 | 3.19 | 5.06 | 7.59
TD | Wind | 20 | DRAX_1 | 104.36 | 25.67 | 40.81 | 61.17
TD | Wind | 20 | DUNB | 14.51 | 3.57 | 5.67 | 8.51
TD | Wind | 20 | DYCE_P | 17.87 | 4.4 | 6.99 | 10.47
TD | Wind | 20 | EASO_1 | 118.56 | 29.17 | 46.36 | 69.49
TD | Wind | 20 | ECCL | 30.03 | 7.39 | 11.74 | 17.6
TD | Wind | 20 | ECLA_1 | 2.21 | 0.54 | 0.86 | 1.3
TD | Wind | 20 | EKIS | 70.78 | 17.41 | 27.67 | 41.48
TD | Wind | 20 | ELLA_1 | 8.29 | 2.04 | 3.24 | 4.86
TD | Wind | 20 | ENDE_1 | 37.68 | 9.27 | 14.73 | 22.08
TD | Wind | 20 | FECK_6 | 1.44 | 0.35 | 0.56 | 0.84
TD | Wind | 20 | FIDD_P | 46.62 | 11.47 | 18.23 | 27.32
TD | Wind | 20 | FOUR_1 | 121.05 | 29.78 | 47.33 | 70.95
TD | Wind | 20 | FRAS_P | 1.64 | 0.4 | 0.64 | 0.96
TD | Wind | 20 | FROD_1 | 55.63 | 13.69 | 21.75 | 32.61
TD | Wind | 20 | GALA | 18.06 | 4.44 | 7.06 | 10.59
TD | Wind | 20 | GIFF | 4.62 | 1.14 | 1.81 | 2.71
TD | Wind | 20 | GLLU | 77.81 | 19.14 | 30.43 | 45.61
TD | Wind | 20 | GLNI | 34.81 | 8.56 | 13.61 | 20.4
TD | Wind | 20 | GREN_1 | 181.1 | 44.55 | 70.81 | 106.14
TD | Wind | 20 | GRIW_1 | 83.98 | 20.66 | 32.83 | 49.22
TD | Wind | 20 | G_EXTRA_11 | 23.1 | 5.68 | 9.03 | 13.54
TD | Wind | 20 | G_EXTRA_12 | 11.48 | 2.82 | 4.49 | 6.73
TD | Wind | 20 | G_EXTRA_13 | 32.54 | 8 | 12.72 | 19.07
TD | Wind | 20 | G_EXTRA_2 | 18.9 | 4.65 | 7.39 | 11.08
TD | Wind | 20 | G_EXTRA_8 | 56.6 | 13.92 | 22.13 | 33.17
TD | Wind | 20 | G_EXTRA_9 | 48.31 | 11.88 | 18.89 | 28.31
TD | Wind | 20 | HARK_1 | 81.83 | 20.13 | 32 | 47.96
TD | Wind | 20 | HARM_6 | 28.1 | 6.91 | 10.99 | 16.47
TD | Wind | 20 | HAWI | 16.8 | 4.13 | 6.57 | 9.85
TD | Wind | 20 | HAWP_6 | 39.23 | 9.65 | 15.34 | 22.99
TD | Wind | 20 | HEYS_1 | 65.99 | 16.23 | 25.8 | 38.68
TD | Wind | 20 | HUER | 24 | 5.9 | 16.48 | 18.38
TD | Wind | 20 | HUTT_1 | 86.63 | 21.31 | 33.87 | 50.77
TD | Wind | 20 | INDQ1 | 98.89 | 24.33 | 38.67 | 57.96
TD | Wind | 20 | INKE | 1.68 | 0.41 | 0.66 | 0.98
TD | Wind | 20 | IROA1 | 7.62 | 1.88 | 2.98 | 4.47
TD | Wind | 20 | KEAD_1 | 138.12 | 33.98 | 54 | 80.95
TD | Wind | 20 | KEIT_P | 23.72 | 5.83 | 9.27 | 13.9
TD | Wind | 20 | KEMS_1 | 14.14 | 3.48 | 5.53 | 8.29
TD | Wind | 20 | KILS | 15.02 | 3.69 | 5.87 | 8.8
TD | Wind | 20 | KILT | 5.25 | 1.29 | 2.05 | 3.08
TD | Wind | 20 | KINT_P | 5.5 | 1.35 | 2.15 | 3.23
TD | Wind | 20 | KIRKB1 | 17.68 | 4.35 | 6.91 | 10.36
TD | Wind | 20 | LACK_6 | 62.1 | 15.28 | 42.65 | 47.56
TD | Wind | 20 | LAIR_P | 7.7 | 1.89 | 3.01 | 4.51
TD | Wind | 20 | LAND1 | 8.4 | 2.07 | 3.28 | 4.92
TD | Wind | 20 | LEVE | 8.58 | 2.11 | 5.42 | 6.28
TD | Wind | 20 | LING | 63.58 | 15.64 | 24.86 | 37.27
TD | Wind | 20 | LINM | 83.9 | 20.64 | 32.81 | 49.18
TD | Wind | 20 | LISD_1 | 15.03 | 3.7 | 5.88 | 8.81
TD | Wind | 20 | MACD_P | 25.84 | 6.36 | 10.1 | 15.15
TD | Wind | 20 | MAGA_6 | 8.84 | 2.17 | 3.46 | 5.18
TD | Wind | 20 | MELK_1 | 2.21 | 0.54 | 0.86 | 1.3
TD | Wind | 20 | MILC_P | 4.11 | 1.01 | 1.61 | 2.41
TD | Wind | 20 | MITY_1 | 7.18 | 1.77 | 2.81 | 4.21
TD | Wind | 20 | MYBS_P | 26.28 | 6.47 | 10.28 | 15.4
TD | Wind | 20 | NEAR | 2.42 | 0.59 | 0.94 | 1.42
TD | Wind | 20 | NEEP_3 | 21.44 | 5.27 | 8.38 | 12.56
TD | Wind | 20 | NINF_1 | 8.29 | 2.04 | 3.24 | 4.86
TD | Wind | 20 | NORM_1 | 87.46 | 21.51 | 51.94 | 62.04
TD | Wind | 20 | NORT_1 | 53.92 | 13.26 | 21.08 | 31.6
TD | Wind | 20 | OFFE_3 | 5.7 | 1.4 | 2.23 | 3.34
TD | Wind | 20 | PADIB1 | 58.12 | 14.3 | 22.73 | 34.06
TD | Wind | 20 | PEMB_1 | 30.83 | 7.58 | 12.05 | 18.07
TD | Wind | 20 | PENT_1 | 77.24 | 19 | 47.95 | 56.05
TD | Wind | 20 | POOB | 6.3 | 1.55 | 2.46 | 3.69
TD | Wind | 20 | PORA_P | 16.33 | 4.02 | 6.39 | 9.57
TD | Wind | 20 | PYLE_1 | 135.08 | 33.23 | 52.82 | 79.17
TD | Wind | 20 | RAIN_1 | 1.1 | 0.27 | 0.43 | 0.65
TD | Wind | 20 | RASS_1 | 15.36 | 3.78 | 6.01 | 9
TD | Wind | 20 | RATS_1 | 11.71 | 2.88 | 4.58 | 6.86
TD | Wind | 20 | RAYL_1 | 64.86 | 15.96 | 25.36 | 38.01
TD | Wind | 20 | REDH | 26.67 | 6.56 | 10.43 | 15.63
TD | Wind | 20 | REDM_P | 11.8 | 2.9 | 4.61 | 6.92
TD | Wind | 20 | ROCH_1 | 126.96 | 31.23 | 49.64 | 74.41
TD | Wind | 20 | SALH_1 | 15.47 | 3.81 | 6.05 | 9.07
TD | Wind | 20 | SALT_1 | 68.62 | 16.88 | 26.83 | 40.22
TD | Wind | 20 | SBAR | 1.66 | 0.41 | 0.65 | 0.97
TD | Wind | 20 | SEAB1 | 31.16 | 7.67 | 12.18 | 18.26
TD | Wind | 20 | SELL_1 | 66.08 | 16.25 | 25.84 | 38.73
TD | Wind | 20 | SFEG_P | 19 | 4.67 | 7.43 | 11.14
TD | Wind | 20 | SHRW_1 | 70.77 | 17.41 | 27.67 | 41.48
TD | Wind | 20 | SKLGB1 | 11.33 | 2.79 | 4.43 | 6.64
TD | Wind | 20 | SPEN_1 | 35.36 | 8.7 | 13.83 | 20.72
TD | Wind | 20 | STAY_1 | 33.7 | 8.29 | 13.18 | 19.75
TD | Wind | 20 | STES_1 | 31.91 | 7.85 | 12.48 | 18.7
TD | Wind | 20 | STHA | 12.81 | 3.15 | 5.01 | 7.51
TD | Wind | 20 | STIR | 21 | 5.17 | 8.21 | 12.31
TD | Wind | 20 | STLE | 23.63 | 5.81 | 9.24 | 13.85
TD | Wind | 20 | STRI_P | 22.29 | 5.48 | 8.71 | 13.06
TD | Wind | 20 | SUND_1 | 4.2 | 1.03 | 1.64 | 2.46
TD | Wind | 20 | SWAN_1 | 104.53 | 25.71 | 40.87 | 61.26
TD | Wind | 20 | TARL_P | 4.52 | 1.11 | 1.77 | 2.65
TD | Wind | 20 | TAYN_P | 8.22 | 2.02 | 3.21 | 4.82
TD | Wind | 20 | THOM_6 | 66.52 | 16.36 | 26.01 | 38.99
TD | Wind | 20 | THSO_P | 48.48 | 11.93 | 18.96 | 28.41
TD | Wind | 20 | THUR_6 | 29.72 | 7.31 | 11.62 | 17.42
TD | Wind | 20 | TILBB_1 | 10.17 | 2.5 | 3.97 | 5.96
TD | Wind | 20 | TONG | 2.52 | 0.62 | 0.99 | 1.48
TD | Wind | 20 | TRAW_1 | 172.37 | 42.4 | 67.4 | 101.03
TD | Wind | 20 | UPPB_1 | 83.53 | 20.55 | 32.66 | 48.96
TD | Wind | 20 | UPPB_3 | 30.28 | 7.45 | 11.84 | 17.74
TD | Wind | 20 | USKM_1 | 6.96 | 1.71 | 2.72 | 4.08
TD | Wind | 20 | WALP_1 | 194.75 | 47.91 | 76.15 | 114.14
TD | Wind | 20 | WALP_B | 18.56 | 4.57 | 7.26 | 10.88
TD | Wind | 20 | WARL_1 | 1.1 | 0.27 | 0.43 | 0.65
TD | Wind | 20 | WASF_1 | 2.49 | 0.61 | 0.97 | 1.46
TD | Wind | 20 | WFIE | 17.96 | 4.42 | 7.02 | 10.52
TD | Wind | 20 | WILL_1 | 5.52 | 1.36 | 2.16 | 3.24
TD | Wind | 20 | WISH | 13.23 | 3.25 | 5.17 | 7.76
TD | Wind | 20 | WMEL_1 | 9.45 | 2.32 | 3.69 | 5.54
TD | Wind | 20 | WYLF_1 | 41.77 | 10.27 | 16.33 | 24.48
TD | Wind | 21 | ABNE_P | 10.3 | 2.53 | 4.03 | 6.04
TD | Wind | 21 | ALNE_P | 4.76 | 1.17 | 1.86 | 2.79
TD | Wind | 21 | ALVE1 | 105.73 | 26.01 | 41.34 | 61.97
TD | Wind | 21 | ARMO_P | 25.46 | 6.26 | 9.96 | 14.92
TD | Wind | 21 | BAGA | 51.33 | 12.63 | 20.07 | 30.08
TD | Wind | 21 | BARKC1 | 11.92 | 2.93 | 4.66 | 6.98
TD | Wind | 21 | BERW | 108.16 | 26.61 | 42.29 | 63.39
TD | Wind | 21 | BICF_1 | 244.06 | 60.04 | 152.93 | 177.98
TD | Wind | 21 | BIRK_1 | 180 | 44.28 | 123.62 | 137.84
TD | Wind | 21 | BLYTB1 | 96.18 | 23.66 | 49.88 | 63.83
TD | Wind | 21 | BLYTH132 | 114.7 | 28.22 | 44.85 | 67.22
TD | Wind | 21 | BONN | 16.83 | 4.14 | 6.58 | 9.86
TD | Wind | 21 | BRAW_1 | 20.04 | 4.93 | 7.84 | 11.75
TD | Wind | 21 | BRFO_1 | 28.98 | 7.13 | 14.88 | 19.14
TD | Wind | 21 | BRLE_1 | 2.23 | 0.55 | 0.87 | 1.31
TD | Wind | 21 | BURM_1 | 28.95 | 7.12 | 11.32 | 16.97
TD | Wind | 21 | BUSH_1 | 4.45 | 1.1 | 1.74 | 2.61
TD | Wind | 21 | CANTN1 | 143.3 | 35.25 | 98.42 | 109.74
TD | Wind | 21 | CARE_1 | 2.56 | 0.63 | 1 | 1.5
TD | Wind | 21 | CHAP | 26.05 | 6.41 | 10.19 | 15.27
TD | Wind | 21 | CHTE_1 | 15.09 | 3.71 | 5.9 | 8.84
TD | Wind | 21 | CONQA1 | 43.82 | 10.78 | 17.13 | 25.68
TD | Wind | 21 | COUA_P | 6.62 | 1.63 | 2.59 | 3.88
TD | Wind | 21 | COVE_1 | 15.59 | 3.84 | 6.1 | 9.14
TD | Wind | 21 | COYL | 68.58 | 16.87 | 26.81 | 40.19
TD | Wind | 21 | CREB_1 | 142.98 | 35.17 | 55.91 | 83.8
TD | Wind | 21 | CUMB | 4.23 | 1.04 | 1.66 | 2.48
TD | Wind | 21 | DEVO | 73.34 | 18.04 | 28.68 | 42.98
TD | Wind | 21 | DOUN_P | 13.05 | 3.21 | 5.1 | 7.65
TD | Wind | 21 | DRAX_1 | 105.18 | 25.87 | 41.12 | 61.64
TD | Wind | 21 | DUNB | 14.63 | 3.6 | 5.72 | 8.57
TD | Wind | 21 | DYCE_P | 18.01 | 4.43 | 7.04 | 10.56
TD | Wind | 21 | EASO_1 | 119.49 | 29.39 | 46.72 | 70.03
TD | Wind | 21 | ECCL | 30.27 | 7.45 | 11.83 | 17.74
TD | Wind | 21 | ECLA_1 | 2.23 | 0.55 | 0.87 | 1.31
TD | Wind | 21 | EKIS | 71.33 | 17.55 | 27.89 | 41.81
TD | Wind | 21 | ELLA_1 | 8.35 | 2.05 | 3.27 | 4.89
TD | Wind | 21 | ENDE_1 | 37.97 | 9.34 | 14.85 | 22.26
TD | Wind | 21 | FECK_6 | 1.45 | 0.36 | 0.57 | 0.85
TD | Wind | 21 | FIDD_P | 46.98 | 11.56 | 18.37 | 27.54
TD | Wind | 21 | FOUR_1 | 121.99 | 30.01 | 47.7 | 71.5
TD | Wind | 21 | FRAS_P | 1.66 | 0.41 | 0.65 | 0.97
TD | Wind | 21 | FROD_1 | 56.07 | 13.79 | 21.92 | 32.86
TD | Wind | 21 | GALA | 18.2 | 4.48 | 7.12 | 10.67
TD | Wind | 21 | GIFF | 4.66 | 1.15 | 1.82 | 2.73
TD | Wind | 21 | GLLU | 78.42 | 19.29 | 30.66 | 45.96
TD | Wind | 21 | GLNI | 35.08 | 8.63 | 13.72 | 20.56
TD | Wind | 21 | GREN_1 | 182.51 | 44.9 | 71.36 | 106.97
TD | Wind | 21 | GRIW_1 | 84.63 | 20.82 | 33.09 | 49.6
TD | Wind | 21 | G_EXTRA_11 | 23.28 | 5.73 | 9.1 | 13.65
TD | Wind | 21 | G_EXTRA_12 | 11.57 | 2.85 | 4.52 | 6.78
TD | Wind | 21 | G_EXTRA_13 | 32.79 | 8.07 | 12.82 | 19.22
TD | Wind | 21 | G_EXTRA_2 | 19.05 | 4.69 | 7.45 | 11.16
TD | Wind | 21 | G_EXTRA_8 | 57.04 | 14.03 | 22.3 | 33.43
TD | Wind | 21 | G_EXTRA_9 | 48.68 | 11.98 | 19.03 | 28.53
TD | Wind | 21 | HARK_1 | 82.47 | 20.29 | 32.25 | 48.34
TD | Wind | 21 | HARM_6 | 28.32 | 6.97 | 11.07 | 16.6
TD | Wind | 21 | HAWI | 16.93 | 4.17 | 6.62 | 9.92
TD | Wind | 21 | HAWP_6 | 39.53 | 9.72 | 15.46 | 23.17
TD | Wind | 21 | HEYS_1 | 66.5 | 16.36 | 26 | 38.98
TD | Wind | 21 | HUER | 24 | 5.9 | 16.48 | 18.38
TD | Wind | 21 | HUTT_1 | 87.3 | 21.48 | 34.14 | 51.17
TD | Wind | 21 | INDQ1 | 99.66 | 24.52 | 38.97 | 58.41
TD | Wind | 21 | INKE | 1.69 | 0.42 | 0.66 | 0.99
TD | Wind | 21 | IROA1 | 7.68 | 1.89 | 3 | 4.5
TD | Wind | 21 | KEAD_1 | 139.2 | 34.24 | 54.43 | 81.58
TD | Wind | 21 | KEIT_P | 23.9 | 5.88 | 9.34 | 14.01
TD | Wind | 21 | KEMS_1 | 14.25 | 3.51 | 5.57 | 8.35
TD | Wind | 21 | KILS | 15.13 | 3.72 | 5.92 | 8.87
TD | Wind | 21 | KILT | 5.29 | 1.3 | 2.07 | 3.1
TD | Wind | 21 | KINT_P | 5.55 | 1.36 | 2.17 | 3.25
TD | Wind | 21 | KIRKB1 | 17.82 | 4.38 | 6.97 | 10.44
TD | Wind | 21 | LACK_6 | 62.1 | 15.28 | 42.65 | 47.56
TD | Wind | 21 | LAIR_P | 7.76 | 1.91 | 3.04 | 4.55
TD | Wind | 21 | LAND1 | 8.46 | 2.08 | 3.31 | 4.96
TD | Wind | 21 | LEVE | 8.59 | 2.11 | 5.43 | 6.29
TD | Wind | 21 | LING | 64.08 | 15.76 | 25.06 | 37.56
TD | Wind | 21 | LINM | 84.56 | 20.8 | 33.06 | 49.56
TD | Wind | 21 | LISD_1 | 15.14 | 3.73 | 5.92 | 8.88
TD | Wind | 21 | MACD_P | 26.04 | 6.41 | 10.18 | 15.26
TD | Wind | 21 | MAGA_6 | 8.91 | 2.19 | 3.48 | 5.22
TD | Wind | 21 | MELK_1 | 2.23 | 0.55 | 0.87 | 1.31
TD | Wind | 21 | MILC_P | 4.14 | 1.02 | 1.62 | 2.43
TD | Wind | 21 | MITY_1 | 7.24 | 1.78 | 2.83 | 4.24
TD | Wind | 21 | MYBS_P | 26.49 | 6.52 | 10.36 | 15.52
TD | Wind | 21 | NEAR | 2.43 | 0.6 | 0.95 | 1.43
TD | Wind | 21 | NEEP_3 | 21.6 | 5.31 | 8.45 | 12.66
TD | Wind | 21 | NINF_1 | 8.35 | 2.05 | 3.27 | 4.89
TD | Wind | 21 | NORM_1 | 87.67 | 21.57 | 52.03 | 62.17
TD | Wind | 21 | NORT_1 | 54.34 | 13.37 | 21.25 | 31.85
TD | Wind | 21 | OFFE_3 | 5.75 | 1.41 | 2.25 | 3.37
TD | Wind | 21 | PADIB1 | 58.57 | 14.41 | 22.9 | 34.33
TD | Wind | 21 | PEMB_1 | 31.07 | 7.64 | 12.15 | 18.21
TD | Wind | 21 | PENT_1 | 77.37 | 19.03 | 48 | 56.13
TD | Wind | 21 | POOB | 6.35 | 1.56 | 2.48 | 3.72
TD | Wind | 21 | PORA_P | 16.46 | 4.05 | 6.43 | 9.65
TD | Wind | 21 | PYLE_1 | 136.13 | 33.49 | 53.23 | 79.79
TD | Wind | 21 | RAIN_1 | 1.11 | 0.27 | 0.44 | 0.65
TD | Wind | 21 | RASS_1 | 15.48 | 3.81 | 6.05 | 9.07
TD | Wind | 21 | RATS_1 | 11.8 | 2.9 | 4.62 | 6.92
TD | Wind | 21 | RAYL_1 | 65.37 | 16.08 | 25.56 | 38.31
TD | Wind | 21 | REDH | 26.88 | 6.61 | 10.51 | 15.75
TD | Wind | 21 | REDM_P | 11.89 | 2.93 | 4.65 | 6.97
TD | Wind | 21 | ROCH_1 | 127.95 | 31.48 | 50.03 | 74.99
TD | Wind | 21 | SALH_1 | 15.59 | 3.84 | 6.1 | 9.14
TD | Wind | 21 | SALT_1 | 69.15 | 17.01 | 27.04 | 40.53
TD | Wind | 21 | SBAR | 1.67 | 0.41 | 0.65 | 0.98
TD | Wind | 21 | SEAB1 | 31.4 | 7.73 | 12.28 | 18.41
TD | Wind | 21 | SELL_1 | 66.59 | 16.38 | 26.04 | 39.03
TD | Wind | 21 | SFEG_P | 19.15 | 4.71 | 7.49 | 11.22
TD | Wind | 21 | SHRW_1 | 71.32 | 17.55 | 27.89 | 41.8
TD | Wind | 21 | SKLGB1 | 11.41 | 2.81 | 4.46 | 6.69
TD | Wind | 21 | SPEN_1 | 35.63 | 8.77 | 13.93 | 20.89
TD | Wind | 21 | STAY_1 | 33.96 | 8.36 | 13.28 | 19.91
TD | Wind | 21 | STES_1 | 32.16 | 7.91 | 12.57 | 18.85
TD | Wind | 21 | STHA | 12.91 | 3.18 | 5.05 | 7.57
TD | Wind | 21 | STIR | 21.17 | 5.21 | 8.28 | 12.41
TD | Wind | 21 | STLE | 23.81 | 5.86 | 9.31 | 13.96
TD | Wind | 21 | STRI_P | 22.46 | 5.53 | 8.78 | 13.16
TD | Wind | 21 | SUND_1 | 4.23 | 1.04 | 1.65 | 2.48
TD | Wind | 21 | SWAN_1 | 105.34 | 25.91 | 41.19 | 61.74
TD | Wind | 21 | TARL_P | 4.55 | 1.12 | 1.78 | 2.67
TD | Wind | 21 | TAYN_P | 8.28 | 2.04 | 3.24 | 4.85
TD | Wind | 21 | THOM_6 | 67.04 | 16.49 | 26.21 | 39.29
TD | Wind | 21 | THSO_P | 48.86 | 12.02 | 19.1 | 28.63
TD | Wind | 21 | THUR_6 | 29.95 | 7.37 | 11.71 | 17.56
TD | Wind | 21 | TILBB_1 | 10.24 | 2.52 | 4.01 | 6
TD | Wind | 21 | TONG | 2.54 | 0.62 | 0.99 | 1.49
TD | Wind | 21 | TRAW_1 | 173.72 | 42.73 | 67.92 | 101.82
TD | Wind | 21 | UPPB_1 | 84.19 | 20.71 | 32.92 | 49.34
TD | Wind | 21 | UPPB_3 | 30.51 | 7.51 | 11.93 | 17.88
TD | Wind | 21 | USKM_1 | 7.02 | 1.73 | 2.74 | 4.11
TD | Wind | 21 | WALP_1 | 196.27 | 48.28 | 76.74 | 115.03
TD | Wind | 21 | WALP_B | 18.71 | 4.6 | 7.31 | 10.96
TD | Wind | 21 | WARL_1 | 1.11 | 0.27 | 0.44 | 0.65
TD | Wind | 21 | WASF_1 | 2.51 | 0.62 | 0.98 | 1.47
TD | Wind | 21 | WFIE | 18.1 | 4.45 | 7.08 | 10.61
TD | Wind | 21 | WILL_1 | 5.57 | 1.37 | 2.18 | 3.26
TD | Wind | 21 | WISH | 13.33 | 3.28 | 5.21 | 7.82
TD | Wind | 21 | WMEL_1 | 9.52 | 2.34 | 3.72 | 5.58
TD | Wind | 21 | WYLF_1 | 42.09 | 10.35 | 16.46 | 24.67
TD | Wind | 22 | ABNE_P | 10.37 | 2.55 | 4.05 | 6.08
TD | Wind | 22 | ALNE_P | 4.79 | 1.18 | 1.87 | 2.81
TD | Wind | 22 | ALVE1 | 106.47 | 26.19 | 41.63 | 62.4
TD | Wind | 22 | ARMO_P | 25.64 | 6.31 | 10.03 | 15.03
TD | Wind | 22 | BAGA | 51.69 | 12.71 | 20.21 | 30.29
TD | Wind | 22 | BARKC1 | 12 | 2.95 | 4.69 | 7.03
TD | Wind | 22 | BERW | 108.92 | 26.79 | 42.59 | 63.84
TD | Wind | 22 | BICF_1 | 244.41 | 60.13 | 153.07 | 178.18
TD | Wind | 22 | BIRK_1 | 180 | 44.28 | 123.62 | 137.84
TD | Wind | 22 | BLYTB1 | 96.56 | 23.75 | 50.03 | 64.05
TD | Wind | 22 | BLYTH132 | 115.5 | 28.41 | 45.16 | 67.69
TD | Wind | 22 | BONN | 16.94 | 4.17 | 6.63 | 9.93
TD | Wind | 22 | BRAW_1 | 20.18 | 4.97 | 7.89 | 11.83
TD | Wind | 22 | BRFO_1 | 29.1 | 7.16 | 14.93 | 19.21
TD | Wind | 22 | BRLE_1 | 2.24 | 0.55 | 0.88 | 1.31
TD | Wind | 22 | BURM_1 | 29.16 | 7.17 | 11.4 | 17.09
TD | Wind | 22 | BUSH_1 | 4.49 | 1.1 | 1.75 | 2.63
TD | Wind | 22 | CANTN1 | 143.3 | 35.25 | 98.42 | 109.74
TD | Wind | 22 | CARE_1 | 2.58 | 0.63 | 1.01 | 1.51
TD | Wind | 22 | CHAP | 26.23 | 6.45 | 10.26 | 15.37
TD | Wind | 22 | CHTE_1 | 15.19 | 3.74 | 5.94 | 8.91
TD | Wind | 22 | CONQA1 | 44.13 | 10.85 | 17.25 | 25.86
TD | Wind | 22 | COUA_P | 6.67 | 1.64 | 2.61 | 3.91
TD | Wind | 22 | COVE_1 | 15.7 | 3.86 | 6.14 | 9.2
TD | Wind | 22 | COYL | 69.06 | 16.99 | 27 | 40.47
TD | Wind | 22 | CREB_1 | 143.98 | 35.42 | 56.3 | 84.39
TD | Wind | 22 | CUMB | 4.26 | 1.05 | 1.67 | 2.5
TD | Wind | 22 | DEVO | 73.85 | 18.17 | 28.88 | 43.29
TD | Wind | 22 | DOUN_P | 13.14 | 3.23 | 5.14 | 7.7
TD | Wind | 22 | DRAX_1 | 105.91 | 26.05 | 41.41 | 62.08
TD | Wind | 22 | DUNB | 14.73 | 3.62 | 5.76 | 8.63
TD | Wind | 22 | DYCE_P | 18.14 | 4.46 | 7.09 | 10.63
TD | Wind | 22 | EASO_1 | 120.32 | 29.6 | 47.05 | 70.52
TD | Wind | 22 | ECCL | 30.48 | 7.5 | 11.92 | 17.86
TD | Wind | 22 | ECLA_1 | 2.24 | 0.55 | 0.88 | 1.31
TD | Wind | 22 | EKIS | 71.83 | 17.67 | 28.09 | 42.1
TD | Wind | 22 | ELLA_1 | 8.41 | 2.07 | 3.29 | 4.93
TD | Wind | 22 | ENDE_1 | 38.24 | 9.41 | 14.95 | 22.41
TD | Wind | 22 | FECK_6 | 1.46 | 0.36 | 0.57 | 0.85
TD | Wind | 22 | FIDD_P | 47.31 | 11.64 | 18.5 | 27.73
TD | Wind | 22 | FOUR_1 | 122.84 | 30.22 | 48.03 | 72
TD | Wind | 22 | FRAS_P | 1.67 | 0.41 | 0.65 | 0.98
TD | Wind | 22 | FROD_1 | 56.46 | 13.89 | 22.08 | 33.09
TD | Wind | 22 | GALA | 18.33 | 4.51 | 7.17 | 10.74
TD | Wind | 22 | GIFF | 4.69 | 1.15 | 1.83 | 2.75
TD | Wind | 22 | GLLU | 78.97 | 19.43 | 30.88 | 46.28
TD | Wind | 22 | GLNI | 35.33 | 8.69 | 13.81 | 20.71
TD | Wind | 22 | GREN_1 | 183.79 | 45.21 | 71.86 | 107.72
TD | Wind | 22 | GRIW_1 | 85.22 | 20.96 | 33.32 | 49.95
TD | Wind | 22 | G_EXTRA_11 | 23.45 | 5.77 | 9.17 | 13.74
TD | Wind | 22 | G_EXTRA_12 | 11.65 | 2.87 | 4.56 | 6.83
TD | Wind | 22 | G_EXTRA_13 | 33.02 | 8.12 | 12.91 | 19.35
TD | Wind | 22 | G_EXTRA_2 | 19.18 | 4.72 | 7.5 | 11.24
TD | Wind | 22 | G_EXTRA_8 | 57.44 | 14.13 | 22.46 | 33.67
TD | Wind | 22 | G_EXTRA_9 | 49.02 | 12.06 | 19.17 | 28.73
TD | Wind | 22 | HARK_1 | 83.05 | 20.43 | 32.47 | 48.67
TD | Wind | 22 | HARM_6 | 28.52 | 7.01 | 11.15 | 16.71
TD | Wind | 22 | HAWI | 17.05 | 4.19 | 6.67 | 9.99
TD | Wind | 22 | HAWP_6 | 39.81 | 9.79 | 15.57 | 23.33
TD | Wind | 22 | HEYS_1 | 66.97 | 16.47 | 26.18 | 39.25
TD | Wind | 22 | HUER | 24 | 5.9 | 16.48 | 18.38
TD | Wind | 22 | HUTT_1 | 87.91 | 21.63 | 34.37 | 51.53
TD | Wind | 22 | INDQ1 | 100.36 | 24.69 | 39.24 | 58.82
TD | Wind | 22 | INKE | 1.71 | 0.42 | 0.67 | 1
TD | Wind | 22 | IROA1 | 7.74 | 1.9 | 3.03 | 4.53
TD | Wind | 22 | KEAD_1 | 140.17 | 34.48 | 54.81 | 82.15
TD | Wind | 22 | KEIT_P | 24.07 | 5.92 | 9.41 | 14.11
TD | Wind | 22 | KEMS_1 | 14.35 | 3.53 | 5.61 | 8.41
TD | Wind | 22 | KILS | 15.24 | 3.75 | 5.96 | 8.93
TD | Wind | 22 | KILT | 5.33 | 1.31 | 2.08 | 3.12
TD | Wind | 22 | KINT_P | 5.58 | 1.37 | 2.18 | 3.27
TD | Wind | 22 | KIRKB1 | 17.94 | 4.41 | 7.02 | 10.52
TD | Wind | 22 | LACK_6 | 62.1 | 15.28 | 42.65 | 47.56
TD | Wind | 22 | LAIR_P | 7.82 | 1.92 | 3.06 | 4.58
TD | Wind | 22 | LAND1 | 8.52 | 2.1 | 3.33 | 4.99
TD | Wind | 22 | LEVE | 8.6 | 2.12 | 5.43 | 6.3
TD | Wind | 22 | LING | 64.53 | 15.87 | 25.23 | 37.82
TD | Wind | 22 | LINM | 85.15 | 20.95 | 33.29 | 49.91
TD | Wind | 22 | LISD_1 | 15.25 | 3.75 | 5.96 | 8.94
TD | Wind | 22 | MACD_P | 26.22 | 6.45 | 10.25 | 15.37
TD | Wind | 22 | MAGA_6 | 8.97 | 2.21 | 3.51 | 5.26
TD | Wind | 22 | MELK_1 | 2.24 | 0.55 | 0.88 | 1.31
TD | Wind | 22 | MILC_P | 4.17 | 1.03 | 1.63 | 2.44
TD | Wind | 22 | MITY_1 | 7.29 | 1.79 | 2.85 | 4.27
TD | Wind | 22 | MYBS_P | 26.67 | 6.56 | 10.43 | 15.63
TD | Wind | 22 | NEAR | 2.45 | 0.6 | 0.96 | 1.44
TD | Wind | 22 | NEEP_3 | 21.75 | 5.35 | 8.51 | 12.75
TD | Wind | 22 | NINF_1 | 8.41 | 2.07 | 3.29 | 4.93
TD | Wind | 22 | NORM_1 | 87.87 | 21.61 | 52.1 | 62.28
TD | Wind | 22 | NORT_1 | 54.72 | 13.46 | 21.4 | 32.07
TD | Wind | 22 | OFFE_3 | 5.79 | 1.42 | 2.26 | 3.39
TD | Wind | 22 | PADIB1 | 58.98 | 14.51 | 23.06 | 34.57
TD | Wind | 22 | PEMB_1 | 31.29 | 7.7 | 12.23 | 18.34
TD | Wind | 22 | PENT_1 | 77.49 | 19.06 | 48.05 | 56.2
TD | Wind | 22 | POOB | 6.39 | 1.57 | 2.5 | 3.75
TD | Wind | 22 | PORA_P | 16.57 | 4.08 | 6.48 | 9.71
TD | Wind | 22 | PYLE_1 | 137.09 | 33.72 | 53.6 | 80.35
TD | Wind | 22 | RAIN_1 | 1.12 | 0.28 | 0.44 | 0.66
TD | Wind | 22 | RASS_1 | 15.59 | 3.83 | 6.09 | 9.14
TD | Wind | 22 | RATS_1 | 11.89 | 2.92 | 4.65 | 6.97
TD | Wind | 22 | RAYL_1 | 65.82 | 16.19 | 25.74 | 38.58
TD | Wind | 22 | REDH | 27.07 | 6.66 | 10.58 | 15.87
TD | Wind | 22 | REDM_P | 11.98 | 2.95 | 4.68 | 7.02
TD | Wind | 22 | ROCH_1 | 128.84 | 31.7 | 50.38 | 75.52
TD | Wind | 22 | SALH_1 | 15.7 | 3.86 | 6.14 | 9.2
TD | Wind | 22 | SALT_1 | 69.64 | 17.13 | 27.23 | 40.81
TD | Wind | 22 | SBAR | 1.68 | 0.41 | 0.66 | 0.99
TD | Wind | 22 | SEAB1 | 31.62 | 7.78 | 12.36 | 18.53
TD | Wind | 22 | SELL_1 | 67.06 | 16.5 | 26.22 | 39.3
TD | Wind | 22 | SFEG_P | 19.28 | 4.74 | 7.54 | 11.3
TD | Wind | 22 | SHRW_1 | 71.82 | 17.67 | 28.08 | 42.1
TD | Wind | 22 | SKLGB1 | 11.49 | 2.83 | 4.49 | 6.74
TD | Wind | 22 | SPEN_1 | 35.88 | 8.83 | 14.03 | 21.03
TD | Wind | 22 | STAY_1 | 34.2 | 8.41 | 13.37 | 20.05
TD | Wind | 22 | STES_1 | 32.38 | 7.97 | 12.66 | 18.98
TD | Wind | 22 | STHA | 13 | 3.2 | 5.08 | 7.62
TD | Wind | 22 | STIR | 21.31 | 5.24 | 8.33 | 12.49
TD | Wind | 22 | STLE | 23.98 | 5.9 | 9.38 | 14.05
TD | Wind | 22 | STRI_P | 22.62 | 5.56 | 8.84 | 13.26
TD | Wind | 22 | SUND_1 | 4.26 | 1.05 | 1.67 | 2.5
TD | Wind | 22 | SWAN_1 | 106.08 | 26.1 | 41.48 | 62.17
TD | Wind | 22 | TARL_P | 4.59 | 1.13 | 1.79 | 2.69
TD | Wind | 22 | TAYN_P | 8.34 | 2.05 | 3.26 | 4.89
TD | Wind | 22 | THOM_6 | 67.51 | 16.61 | 26.39 | 39.57
TD | Wind | 22 | THSO_P | 49.2 | 12.1 | 19.24 | 28.83
TD | Wind | 22 | THUR_6 | 30.16 | 7.42 | 11.79 | 17.68
TD | Wind | 22 | TILBB_1 | 10.32 | 2.54 | 4.03 | 6.05
TD | Wind | 22 | TONG | 2.56 | 0.63 | 1 | 1.5
TD | Wind | 22 | TRAW_1 | 174.93 | 43.03 | 68.4 | 102.53
TD | Wind | 22 | UPPB_1 | 84.77 | 20.85 | 33.15 | 49.69
TD | Wind | 22 | UPPB_3 | 30.73 | 7.56 | 12.01 | 18.01
TD | Wind | 22 | USKM_1 | 7.06 | 1.74 | 2.76 | 4.14
TD | Wind | 22 | WALP_1 | 197.64 | 48.62 | 77.28 | 115.84
TD | Wind | 22 | WALP_B | 18.84 | 4.63 | 7.37 | 11.04
TD | Wind | 22 | WARL_1 | 1.12 | 0.28 | 0.44 | 0.66
TD | Wind | 22 | WASF_1 | 2.52 | 0.62 | 0.99 | 1.48
TD | Wind | 22 | WFIE | 18.22 | 4.48 | 7.13 | 10.68
TD | Wind | 22 | WILL_1 | 5.61 | 1.38 | 2.19 | 3.29
TD | Wind | 22 | WISH | 13.43 | 3.3 | 5.25 | 7.87
TD | Wind | 22 | WMEL_1 | 9.59 | 2.36 | 3.75 | 5.62
TD | Wind | 22 | WYLF_1 | 42.39 | 10.43 | 16.57 | 24.84
TD | Wind | 23 | ABNE_P | 10.52 | 2.59 | 4.11 | 6.16
TD | Wind | 23 | ALNE_P | 4.86 | 1.2 | 1.9 | 2.85
TD | Wind | 23 | ALVE1 | 107.98 | 26.56 | 42.22 | 63.29
TD | Wind | 23 | ARMO_P | 26 | 6.4 | 10.17 | 15.24
TD | Wind | 23 | BAGA | 52.42 | 12.89 | 20.5 | 30.72
TD | Wind | 23 | BARKC1 | 12.17 | 2.99 | 4.76 | 7.13
TD | Wind | 23 | BERW | 110.45 | 27.17 | 43.19 | 64.74
TD | Wind | 23 | BICF_1 | 245.12 | 60.3 | 153.35 | 178.6
TD | Wind | 23 | BIRK_1 | 180 | 44.28 | 123.62 | 137.84
TD | Wind | 23 | BLYTB1 | 97.34 | 23.94 | 50.33 | 64.51
TD | Wind | 23 | BLYTH132 | 117.13 | 28.81 | 45.8 | 68.65
TD | Wind | 23 | BONN | 17.18 | 4.23 | 6.72 | 10.07
TD | Wind | 23 | BRAW_1 | 20.47 | 5.04 | 8 | 12
TD | Wind | 23 | BRFO_1 | 29.34 | 7.22 | 15.02 | 19.35
TD | Wind | 23 | BRLE_1 | 2.27 | 0.56 | 0.89 | 1.33
TD | Wind | 23 | BURM_1 | 29.57 | 7.27 | 11.56 | 17.33
TD | Wind | 23 | BUSH_1 | 4.55 | 1.12 | 1.78 | 2.67
TD | Wind | 23 | CANTN1 | 143.3 | 35.25 | 98.42 | 109.74
TD | Wind | 23 | CARE_1 | 2.62 | 0.64 | 1.02 | 1.53
TD | Wind | 23 | CHAP | 26.6 | 6.54 | 10.4 | 15.59
TD | Wind | 23 | CHTE_1 | 15.41 | 3.79 | 6.02 | 9.03
TD | Wind | 23 | CONQA1 | 44.75 | 11.01 | 17.5 | 26.23
TD | Wind | 23 | COUA_P | 6.77 | 1.66 | 2.65 | 3.97
TD | Wind | 23 | COVE_1 | 15.92 | 3.92 | 6.23 | 9.33
TD | Wind | 23 | COYL | 70.03 | 17.23 | 27.38 | 41.05
TD | Wind | 23 | CREB_1 | 146.02 | 35.92 | 57.09 | 85.58
TD | Wind | 23 | CUMB | 4.32 | 1.06 | 1.69 | 2.53
TD | Wind | 23 | DEVO | 74.9 | 18.42 | 29.28 | 43.9
TD | Wind | 23 | DOUN_P | 13.33 | 3.28 | 5.21 | 7.81
TD | Wind | 23 | DRAX_1 | 107.41 | 26.42 | 42 | 62.95
TD | Wind | 23 | DUNB | 14.94 | 3.67 | 5.84 | 8.75
TD | Wind | 23 | DYCE_P | 18.39 | 4.52 | 7.19 | 10.78
TD | Wind | 23 | EASO_1 | 122.02 | 30.02 | 47.71 | 71.52
TD | Wind | 23 | ECCL | 30.91 | 7.6 | 12.09 | 18.12
TD | Wind | 23 | ECLA_1 | 2.27 | 0.56 | 0.89 | 1.33
TD | Wind | 23 | EKIS | 72.84 | 17.92 | 28.48 | 42.69
TD | Wind | 23 | ELLA_1 | 8.53 | 2.1 | 3.33 | 5
TD | Wind | 23 | ENDE_1 | 38.78 | 9.54 | 15.16 | 22.73
TD | Wind | 23 | FECK_6 | 1.48 | 0.36 | 0.58 | 0.87
TD | Wind | 23 | FIDD_P | 47.98 | 11.8 | 18.76 | 28.12
TD | Wind | 23 | FOUR_1 | 124.58 | 30.65 | 48.71 | 73.02
TD | Wind | 23 | FRAS_P | 1.69 | 0.42 | 0.66 | 0.99
TD | Wind | 23 | FROD_1 | 57.26 | 14.09 | 22.39 | 33.56
TD | Wind | 23 | GALA | 18.59 | 4.57 | 7.27 | 10.9
TD | Wind | 23 | GIFF | 4.76 | 1.17 | 1.86 | 2.79
TD | Wind | 23 | GLLU | 80.09 | 19.7 | 31.31 | 46.94
TD | Wind | 23 | GLNI | 35.83 | 8.81 | 14.01 | 21
TD | Wind | 23 | GREN_1 | 186.39 | 45.85 | 72.88 | 109.24
TD | Wind | 23 | GRIW_1 | 86.43 | 21.26 | 33.79 | 50.66
TD | Wind | 23 | G_EXTRA_11 | 23.78 | 5.85 | 9.3 | 13.94
TD | Wind | 23 | G_EXTRA_12 | 11.82 | 2.91 | 4.62 | 6.93
TD | Wind | 23 | G_EXTRA_13 | 33.49 | 8.24 | 13.09 | 19.63
TD | Wind | 23 | G_EXTRA_2 | 19.45 | 4.79 | 7.61 | 11.4
TD | Wind | 23 | G_EXTRA_8 | 58.25 | 14.33 | 22.78 | 34.14
TD | Wind | 23 | G_EXTRA_9 | 49.72 | 12.23 | 19.44 | 29.14
TD | Wind | 23 | HARK_1 | 84.22 | 20.72 | 32.93 | 49.36
TD | Wind | 23 | HARM_6 | 28.92 | 7.11 | 11.31 | 16.95
TD | Wind | 23 | HAWI | 17.29 | 4.25 | 6.76 | 10.14
TD | Wind | 23 | HAWP_6 | 40.37 | 9.93 | 15.79 | 23.66
TD | Wind | 23 | HEYS_1 | 67.91 | 16.71 | 26.55 | 39.8
TD | Wind | 23 | HUER | 24 | 5.9 | 16.48 | 18.38
TD | Wind | 23 | HUTT_1 | 89.16 | 21.93 | 34.86 | 52.26
TD | Wind | 23 | INDQ1 | 101.78 | 25.04 | 39.8 | 59.65
TD | Wind | 23 | INKE | 1.73 | 0.43 | 0.68 | 1.01
TD | Wind | 23 | IROA1 | 7.85 | 1.93 | 3.07 | 4.6
TD | Wind | 23 | KEAD_1 | 142.15 | 34.97 | 55.58 | 83.31
TD | Wind | 23 | KEIT_P | 24.41 | 6 | 9.54 | 14.31
TD | Wind | 23 | KEMS_1 | 14.56 | 3.58 | 5.69 | 8.53
TD | Wind | 23 | KILS | 15.46 | 3.8 | 6.04 | 9.06
TD | Wind | 23 | KILT | 5.4 | 1.33 | 2.11 | 3.17
TD | Wind | 23 | KINT_P | 5.66 | 1.39 | 2.21 | 3.32
TD | Wind | 23 | KIRKB1 | 18.2 | 4.48 | 7.11 | 10.66
TD | Wind | 23 | LACK_6 | 62.1 | 15.28 | 42.65 | 47.56
TD | Wind | 23 | LAIR_P | 7.93 | 1.95 | 3.1 | 4.65
TD | Wind | 23 | LAND1 | 8.64 | 2.13 | 3.38 | 5.07
TD | Wind | 23 | LEVE | 8.62 | 2.12 | 5.44 | 6.31
TD | Wind | 23 | LING | 65.44 | 16.1 | 25.59 | 38.35
TD | Wind | 23 | LINM | 86.35 | 21.24 | 33.76 | 50.61
TD | Wind | 23 | LISD_1 | 15.47 | 3.8 | 6.05 | 9.06
TD | Wind | 23 | MACD_P | 26.6 | 6.54 | 10.4 | 15.59
TD | Wind | 23 | MAGA_6 | 9.1 | 2.24 | 3.56 | 5.33
TD | Wind | 23 | MELK_1 | 2.27 | 0.56 | 0.89 | 1.33
TD | Wind | 23 | MILC_P | 4.23 | 1.04 | 1.65 | 2.48
TD | Wind | 23 | MITY_1 | 7.39 | 1.82 | 2.89 | 4.33
TD | Wind | 23 | MYBS_P | 27.05 | 6.65 | 10.58 | 15.85
TD | Wind | 23 | NEAR | 2.49 | 0.61 | 0.97 | 1.46
TD | Wind | 23 | NEEP_3 | 22.06 | 5.43 | 8.63 | 12.93
TD | Wind | 23 | NINF_1 | 8.53 | 2.1 | 3.33 | 5
TD | Wind | 23 | NORM_1 | 88.26 | 21.71 | 52.26 | 62.51
TD | Wind | 23 | NORT_1 | 55.5 | 13.65 | 21.7 | 32.53
TD | Wind | 23 | OFFE_3 | 5.87 | 1.44 | 2.29 | 3.44
TD | Wind | 23 | PADIB1 | 59.82 | 14.72 | 23.39 | 35.06
TD | Wind | 23 | PEMB_1 | 31.73 | 7.81 | 12.41 | 18.6
TD | Wind | 23 | PENT_1 | 77.74 | 19.12 | 48.14 | 56.35
TD | Wind | 23 | POOB | 6.48 | 1.6 | 2.54 | 3.8
TD | Wind | 23 | PORA_P | 16.81 | 4.13 | 6.57 | 9.85
TD | Wind | 23 | PYLE_1 | 139.02 | 34.2 | 54.36 | 81.48
TD | Wind | 23 | RAIN_1 | 1.14 | 0.28 | 0.44 | 0.67
TD | Wind | 23 | RASS_1 | 15.81 | 3.89 | 6.18 | 9.26
TD | Wind | 23 | RATS_1 | 12.05 | 2.97 | 4.71 | 7.07
TD | Wind | 23 | RAYL_1 | 66.75 | 16.42 | 26.1 | 39.12
TD | Wind | 23 | REDH | 27.45 | 6.75 | 10.73 | 16.09
TD | Wind | 23 | REDM_P | 12.15 | 2.99 | 4.75 | 7.12
TD | Wind | 23 | ROCH_1 | 130.67 | 32.14 | 51.09 | 76.58
TD | Wind | 23 | SALH_1 | 15.92 | 3.92 | 6.23 | 9.33
TD | Wind | 23 | SALT_1 | 70.62 | 17.37 | 27.61 | 41.39
TD | Wind | 23 | SBAR | 1.71 | 0.42 | 0.67 | 1
TD | Wind | 23 | SEAB1 | 32.07 | 7.89 | 12.54 | 18.8
TD | Wind | 23 | SELL_1 | 68.01 | 16.73 | 26.59 | 39.86
TD | Wind | 23 | SFEG_P | 19.56 | 4.81 | 7.65 | 11.46
TD | Wind | 23 | SHRW_1 | 72.84 | 17.92 | 28.48 | 42.69
TD | Wind | 23 | SKLGB1 | 11.66 | 2.87 | 4.56 | 6.83
TD | Wind | 23 | SPEN_1 | 36.39 | 8.95 | 14.23 | 21.33
TD | Wind | 23 | STAY_1 | 34.68 | 8.53 | 13.56 | 20.33
TD | Wind | 23 | STES_1 | 32.84 | 8.08 | 12.84 | 19.25
TD | Wind | 23 | STHA | 13.19 | 3.24 | 5.16 | 7.73
TD | Wind | 23 | STIR | 21.62 | 5.32 | 8.45 | 12.67
TD | Wind | 23 | STLE | 24.32 | 5.98 | 9.51 | 14.25
TD | Wind | 23 | STRI_P | 22.94 | 5.64 | 8.97 | 13.44
TD | Wind | 23 | SUND_1 | 4.32 | 1.06 | 1.69 | 2.53
TD | Wind | 23 | SWAN_1 | 107.58 | 26.46 | 42.06 | 63.05
TD | Wind | 23 | TARL_P | 4.65 | 1.14 | 1.82 | 2.73
TD | Wind | 23 | TAYN_P | 8.46 | 2.08 | 3.31 | 4.96
TD | Wind | 23 | THOM_6 | 68.46 | 16.84 | 26.77 | 40.12
TD | Wind | 23 | THSO_P | 49.89 | 12.27 | 19.51 | 29.24
TD | Wind | 23 | THUR_6 | 30.59 | 7.53 | 11.96 | 17.93
TD | Wind | 23 | TILBB_1 | 10.46 | 2.57 | 4.09 | 6.13
TD | Wind | 23 | TONG | 2.59 | 0.64 | 1.01 | 1.52
TD | Wind | 23 | TRAW_1 | 177.4 | 43.64 | 69.37 | 103.98
TD | Wind | 23 | UPPB_1 | 85.97 | 21.15 | 33.62 | 50.39
TD | Wind | 23 | UPPB_3 | 31.16 | 7.67 | 12.18 | 18.26
TD | Wind | 23 | USKM_1 | 7.16 | 1.76 | 2.8 | 4.2
TD | Wind | 23 | WALP_1 | 200.43 | 49.31 | 78.37 | 117.47
TD | Wind | 23 | WALP_B | 19.11 | 4.7 | 7.47 | 11.2
TD | Wind | 23 | WARL_1 | 1.14 | 0.28 | 0.44 | 0.67
TD | Wind | 23 | WASF_1 | 2.56 | 0.63 | 1 | 1.5
TD | Wind | 23 | WFIE | 18.48 | 4.55 | 7.23 | 10.83
TD | Wind | 23 | WILL_1 | 5.69 | 1.4 | 2.22 | 3.33
TD | Wind | 23 | WISH | 13.62 | 3.35 | 5.32 | 7.98
TD | Wind | 23 | WMEL_1 | 9.72 | 2.39 | 3.8 | 5.7
TD | Wind | 23 | WYLF_1 | 42.99 | 10.57 | 16.81 | 25.19
TD | Wind | 24 | ABNE_P | 10.69 | 2.63 | 4.18 | 6.26
TD | Wind | 24 | ALNE_P | 4.94 | 1.22 | 1.93 | 2.9
TD | Wind | 24 | ALVE1 | 109.75 | 27 | 42.91 | 64.32
TD | Wind | 24 | ARMO_P | 26.43 | 6.5 | 10.33 | 15.49
TD | Wind | 24 | BAGA | 53.28 | 13.11 | 20.83 | 31.23
TD | Wind | 24 | BARKC1 | 12.37 | 3.04 | 4.84 | 7.25
TD | Wind | 24 | BERW | 112.27 | 27.62 | 43.9 | 65.8
TD | Wind | 24 | BICF_1 | 245.95 | 60.5 | 153.67 | 179.09
TD | Wind | 24 | BIRK_1 | 180 | 44.28 | 123.62 | 137.84
TD | Wind | 24 | BLYTB1 | 98.25 | 24.17 | 50.69 | 65.04
TD | Wind | 24 | BLYTH132 | 119.05 | 29.29 | 46.55 | 69.78
TD | Wind | 24 | BONN | 17.47 | 4.3 | 6.83 | 10.24
TD | Wind | 24 | BRAW_1 | 20.81 | 5.12 | 8.13 | 12.19
TD | Wind | 24 | BRFO_1 | 29.63 | 7.29 | 15.13 | 19.52
TD | Wind | 24 | BRLE_1 | 2.31 | 0.57 | 0.9 | 1.35
TD | Wind | 24 | BURM_1 | 30.05 | 7.39 | 11.75 | 17.61
TD | Wind | 24 | BUSH_1 | 4.62 | 1.14 | 1.81 | 2.71
TD | Wind | 24 | CANTN1 | 143.3 | 35.25 | 98.42 | 109.74
TD | Wind | 24 | CARE_1 | 2.66 | 0.65 | 1.04 | 1.56
TD | Wind | 24 | CHAP | 27.04 | 6.65 | 10.57 | 15.85
TD | Wind | 24 | CHTE_1 | 15.66 | 3.85 | 6.12 | 9.18
TD | Wind | 24 | CONQA1 | 45.48 | 11.19 | 17.78 | 26.66
TD | Wind | 24 | COUA_P | 6.88 | 1.69 | 2.69 | 4.03
TD | Wind | 24 | COVE_1 | 16.18 | 3.98 | 6.33 | 9.48
TD | Wind | 24 | COYL | 71.18 | 17.51 | 27.83 | 41.72
TD | Wind | 24 | CREB_1 | 148.41 | 36.51 | 58.03 | 86.98
TD | Wind | 24 | CUMB | 4.39 | 1.08 | 1.72 | 2.58
TD | Wind | 24 | DEVO | 76.13 | 18.73 | 29.77 | 44.62
TD | Wind | 24 | DOUN_P | 13.55 | 3.33 | 5.3 | 7.94
TD | Wind | 24 | DRAX_1 | 109.17 | 26.86 | 42.69 | 63.98
TD | Wind | 24 | DUNB | 15.18 | 3.73 | 5.94 | 8.9
TD | Wind | 24 | DYCE_P | 18.69 | 4.6 | 7.31 | 10.96
TD | Wind | 24 | EASO_1 | 124.02 | 30.51 | 48.49 | 72.69
TD | Wind | 24 | ECCL | 31.42 | 7.73 | 12.28 | 18.41
TD | Wind | 24 | ECLA_1 | 2.31 | 0.57 | 0.9 | 1.35
TD | Wind | 24 | EKIS | 74.04 | 18.21 | 28.95 | 43.39
TD | Wind | 24 | ELLA_1 | 8.67 | 2.13 | 3.39 | 5.08
TD | Wind | 24 | ENDE_1 | 39.41 | 9.7 | 15.41 | 23.1
TD | Wind | 24 | FECK_6 | 1.5 | 0.37 | 0.59 | 0.88
TD | Wind | 24 | FIDD_P | 48.77 | 12 | 19.07 | 28.58
TD | Wind | 24 | FOUR_1 | 126.62 | 31.15 | 49.51 | 74.21
TD | Wind | 24 | FRAS_P | 1.72 | 0.42 | 0.67 | 1.01
TD | Wind | 24 | FROD_1 | 58.2 | 14.32 | 22.76 | 34.11
TD | Wind | 24 | GALA | 18.89 | 4.65 | 7.39 | 11.07
TD | Wind | 24 | GIFF | 4.83 | 1.19 | 1.89 | 2.83
TD | Wind | 24 | GLLU | 81.4 | 20.02 | 31.83 | 47.71
TD | Wind | 24 | GLNI | 36.42 | 8.96 | 14.24 | 21.34
TD | Wind | 24 | GREN_1 | 189.44 | 46.6 | 74.07 | 111.03
TD | Wind | 24 | GRIW_1 | 87.84 | 21.61 | 34.35 | 51.49
TD | Wind | 24 | G_EXTRA_11 | 24.17 | 5.95 | 9.45 | 14.16
TD | Wind | 24 | G_EXTRA_12 | 12.01 | 2.95 | 4.7 | 7.04
TD | Wind | 24 | G_EXTRA_13 | 34.04 | 8.37 | 13.31 | 19.95
TD | Wind | 24 | G_EXTRA_2 | 19.77 | 4.86 | 7.73 | 11.59
TD | Wind | 24 | G_EXTRA_8 | 59.21 | 14.57 | 23.15 | 34.7
TD | Wind | 24 | G_EXTRA_9 | 50.53 | 12.43 | 19.76 | 29.62
TD | Wind | 24 | HARK_1 | 85.6 | 21.06 | 33.47 | 50.17
TD | Wind | 24 | HARM_6 | 29.39 | 7.23 | 11.49 | 17.23
TD | Wind | 24 | HAWI | 17.58 | 4.32 | 6.87 | 10.3
TD | Wind | 24 | HAWP_6 | 41.03 | 10.09 | 16.04 | 24.05
TD | Wind | 24 | HEYS_1 | 69.03 | 16.98 | 26.99 | 40.46
TD | Wind | 24 | HUER | 24 | 5.9 | 16.48 | 18.38
TD | Wind | 24 | HUTT_1 | 90.62 | 22.29 | 35.43 | 53.11
TD | Wind | 24 | INDQ1 | 103.45 | 25.45 | 40.45 | 60.63
TD | Wind | 24 | INKE | 1.76 | 0.43 | 0.69 | 1.03
TD | Wind | 24 | IROA1 | 7.98 | 1.96 | 3.12 | 4.67
TD | Wind | 24 | KEAD_1 | 144.48 | 35.54 | 56.49 | 84.68
TD | Wind | 24 | KEIT_P | 24.81 | 6.1 | 9.7 | 14.54
TD | Wind | 24 | KEMS_1 | 14.79 | 3.64 | 5.78 | 8.67
TD | Wind | 24 | KILS | 15.71 | 3.86 | 6.14 | 9.21
TD | Wind | 24 | KILT | 5.49 | 1.35 | 2.15 | 3.22
TD | Wind | 24 | KINT_P | 5.76 | 1.42 | 2.25 | 3.37
TD | Wind | 24 | KIRKB1 | 18.49 | 4.55 | 7.23 | 10.84
TD | Wind | 24 | LACK_6 | 62.1 | 15.28 | 42.65 | 47.56
TD | Wind | 24 | LAIR_P | 8.06 | 1.98 | 3.15 | 4.72
TD | Wind | 24 | LAND1 | 8.78 | 2.16 | 3.43 | 5.15
TD | Wind | 24 | LEVE | 8.65 | 2.13 | 5.45 | 6.33
TD | Wind | 24 | LING | 66.51 | 16.36 | 26.01 | 38.98
TD | Wind | 24 | LINM | 87.77 | 21.59 | 34.32 | 51.44
TD | Wind | 24 | LISD_1 | 15.72 | 3.87 | 6.15 | 9.21
TD | Wind | 24 | MACD_P | 27.03 | 6.65 | 10.57 | 15.84
TD | Wind | 24 | MAGA_6 | 9.25 | 2.27 | 3.62 | 5.42
TD | Wind | 24 | MELK_1 | 2.31 | 0.57 | 0.9 | 1.35
TD | Wind | 24 | MILC_P | 4.3 | 1.06 | 1.68 | 2.52
TD | Wind | 24 | MITY_1 | 7.51 | 1.85 | 2.94 | 4.4
TD | Wind | 24 | MYBS_P | 27.49 | 6.76 | 10.75 | 16.11
TD | Wind | 24 | NEAR | 2.53 | 0.62 | 0.99 | 1.48
TD | Wind | 24 | NEEP_3 | 22.42 | 5.52 | 8.77 | 13.14
TD | Wind | 24 | NINF_1 | 8.67 | 2.13 | 3.39 | 5.08
TD | Wind | 24 | NORM_1 | 88.72 | 21.83 | 52.44 | 62.78
TD | Wind | 24 | NORT_1 | 56.41 | 13.88 | 22.05 | 33.06
TD | Wind | 24 | OFFE_3 | 5.96 | 1.47 | 2.33 | 3.5
TD | Wind | 24 | PADIB1 | 60.8 | 14.96 | 23.77 | 35.63
TD | Wind | 24 | PEMB_1 | 32.25 | 7.93 | 12.61 | 18.9
TD | Wind | 24 | PENT_1 | 78.03 | 19.2 | 48.26 | 56.52
TD | Wind | 24 | POOB | 6.59 | 1.62 | 2.58 | 3.86
TD | Wind | 24 | PORA_P | 17.08 | 4.2 | 6.68 | 10.01
TD | Wind | 24 | PYLE_1 | 141.3 | 34.76 | 55.25 | 82.82
TD | Wind | 24 | RAIN_1 | 1.16 | 0.28 | 0.45 | 0.68
TD | Wind | 24 | RASS_1 | 16.07 | 3.95 | 6.28 | 9.42
TD | Wind | 24 | RATS_1 | 12.25 | 3.01 | 4.79 | 7.18
TD | Wind | 24 | RAYL_1 | 67.85 | 16.69 | 26.53 | 39.77
TD | Wind | 24 | REDH | 27.9 | 6.86 | 10.91 | 16.35
TD | Wind | 24 | REDM_P | 12.34 | 3.04 | 4.83 | 7.24
TD | Wind | 24 | ROCH_1 | 132.81 | 32.67 | 51.93 | 77.84
TD | Wind | 24 | SALH_1 | 16.18 | 3.98 | 6.33 | 9.48
TD | Wind | 24 | SALT_1 | 71.78 | 17.66 | 28.07 | 42.07
TD | Wind | 24 | SBAR | 1.73 | 0.43 | 0.68 | 1.02
TD | Wind | 24 | SEAB1 | 32.6 | 8.02 | 12.74 | 19.1
TD | Wind | 24 | SELL_1 | 69.12 | 17 | 27.03 | 40.51
TD | Wind | 24 | SFEG_P | 19.88 | 4.89 | 7.77 | 11.65
TD | Wind | 24 | SHRW_1 | 74.03 | 18.21 | 28.95 | 43.39
TD | Wind | 24 | SKLGB1 | 11.85 | 2.91 | 4.63 | 6.94
TD | Wind | 24 | SPEN_1 | 36.99 | 9.1 | 14.46 | 21.68
TD | Wind | 24 | STAY_1 | 35.25 | 8.67 | 13.78 | 20.66
TD | Wind | 24 | STES_1 | 33.38 | 8.21 | 13.05 | 19.56
TD | Wind | 24 | STHA | 13.4 | 3.3 | 5.24 | 7.85
TD | Wind | 24 | STIR | 21.97 | 5.4 | 8.59 | 12.88
TD | Wind | 24 | STLE | 24.72 | 6.08 | 9.66 | 14.49
TD | Wind | 24 | STRI_P | 23.31 | 5.74 | 9.12 | 13.66
TD | Wind | 24 | SUND_1 | 4.39 | 1.08 | 1.72 | 2.57
TD | Wind | 24 | SWAN_1 | 109.34 | 26.9 | 42.75 | 64.09
TD | Wind | 24 | TARL_P | 4.73 | 1.16 | 1.85 | 2.77
TD | Wind | 24 | TAYN_P | 8.6 | 2.11 | 3.36 | 5.04
TD | Wind | 24 | THOM_6 | 69.58 | 17.12 | 27.21 | 40.78
TD | Wind | 24 | THSO_P | 50.71 | 12.47 | 19.83 | 29.72
TD | Wind | 24 | THUR_6 | 31.09 | 7.65 | 12.16 | 18.22
TD | Wind | 24 | TILBB_1 | 10.63 | 2.62 | 4.16 | 6.23
TD | Wind | 24 | TONG | 2.64 | 0.65 | 1.03 | 1.55
TD | Wind | 24 | TRAW_1 | 180.31 | 44.36 | 70.5 | 105.68
TD | Wind | 24 | UPPB_1 | 87.38 | 21.5 | 34.17 | 51.21
TD | Wind | 24 | UPPB_3 | 31.67 | 7.79 | 12.38 | 18.56
TD | Wind | 24 | USKM_1 | 7.28 | 1.79 | 2.85 | 4.27
TD | Wind | 24 | WALP_1 | 203.72 | 50.11 | 79.65 | 119.4
TD | Wind | 24 | WALP_B | 19.42 | 4.78 | 7.59 | 11.38
TD | Wind | 24 | WARL_1 | 1.16 | 0.28 | 0.45 | 0.68
TD | Wind | 24 | WASF_1 | 2.6 | 0.64 | 1.02 | 1.52
TD | Wind | 24 | WFIE | 18.78 | 4.62 | 7.34 | 11.01
TD | Wind | 24 | WILL_1 | 5.78 | 1.42 | 2.26 | 3.39
TD | Wind | 24 | WISH | 13.84 | 3.4 | 5.41 | 8.11
TD | Wind | 24 | WMEL_1 | 9.88 | 2.43 | 3.86 | 5.79
TD | Wind | 24 | WYLF_1 | 43.69 | 10.75 | 17.08 | 25.61
TD | Wind | 25 | ABNE_P | 10.86 | 2.67 | 4.25 | 6.37
TD | Wind | 25 | ALNE_P | 5.02 | 1.24 | 1.96 | 2.94
TD | Wind | 25 | ALVE1 | 111.52 | 27.43 | 43.61 | 65.36
TD | Wind | 25 | ARMO_P | 26.86 | 6.61 | 10.5 | 15.74
TD | Wind | 25 | BAGA | 54.14 | 13.32 | 21.17 | 31.73
TD | Wind | 25 | BARKC1 | 12.57 | 3.09 | 4.91 | 7.37
TD | Wind | 25 | BERW | 114.08 | 28.06 | 44.61 | 66.86
TD | Wind | 25 | BICF_1 | 246.78 | 60.71 | 154 | 179.57
TD | Wind | 25 | BIRK_1 | 180 | 44.28 | 123.62 | 137.84
TD | Wind | 25 | BLYTB1 | 99.17 | 24.4 | 51.05 | 65.58
TD | Wind | 25 | BLYTH132 | 120.98 | 29.76 | 47.3 | 70.91
TD | Wind | 25 | BONN | 17.75 | 4.37 | 6.94 | 10.4
TD | Wind | 25 | BRAW_1 | 21.14 | 5.2 | 8.27 | 12.39
TD | Wind | 25 | BRFO_1 | 29.91 | 7.36 | 15.25 | 19.69
TD | Wind | 25 | BRLE_1 | 2.35 | 0.58 | 0.92 | 1.38
TD | Wind | 25 | BURM_1 | 30.54 | 7.51 | 11.94 | 17.9
TD | Wind | 25 | BUSH_1 | 4.7 | 1.16 | 1.84 | 2.75
TD | Wind | 25 | CANTN1 | 143.3 | 35.25 | 98.42 | 109.74
TD | Wind | 25 | CARE_1 | 2.7 | 0.66 | 1.06 | 1.58
TD | Wind | 25 | CHAP | 27.48 | 6.76 | 10.74 | 16.1
TD | Wind | 25 | CHTE_1 | 15.92 | 3.92 | 6.22 | 9.33
TD | Wind | 25 | CONQA1 | 46.22 | 11.37 | 18.07 | 27.09
TD | Wind | 25 | COUA_P | 6.99 | 1.72 | 2.73 | 4.1
TD | Wind | 25 | COVE_1 | 16.44 | 4.05 | 6.43 | 9.64
TD | Wind | 25 | COYL | 72.33 | 17.79 | 28.28 | 42.39
TD | Wind | 25 | CREB_1 | 150.81 | 37.1 | 58.97 | 88.39
TD | Wind | 25 | CUMB | 4.47 | 1.1 | 1.75 | 2.62
TD | Wind | 25 | DEVO | 77.36 | 19.03 | 30.25 | 45.34
TD | Wind | 25 | DOUN_P | 13.77 | 3.39 | 5.38 | 8.07
TD | Wind | 25 | DRAX_1 | 110.94 | 27.29 | 43.38 | 65.02
TD | Wind | 25 | DUNB | 15.43 | 3.79 | 6.03 | 9.04
TD | Wind | 25 | DYCE_P | 19 | 4.67 | 7.43 | 11.13
TD | Wind | 25 | EASO_1 | 126.03 | 31 | 49.28 | 73.87
TD | Wind | 25 | ECCL | 31.92 | 7.85 | 12.48 | 18.71
TD | Wind | 25 | ECLA_1 | 2.35 | 0.58 | 0.92 | 1.38
TD | Wind | 25 | EKIS | 75.24 | 18.51 | 29.42 | 44.1
TD | Wind | 25 | ELLA_1 | 8.81 | 2.17 | 3.44 | 5.16
TD | Wind | 25 | ENDE_1 | 40.05 | 9.85 | 15.66 | 23.47
TD | Wind | 25 | FECK_6 | 1.53 | 0.38 | 0.6 | 0.89
TD | Wind | 25 | FIDD_P | 49.55 | 12.19 | 19.38 | 29.04
TD | Wind | 25 | FOUR_1 | 128.67 | 31.65 | 50.31 | 75.41
TD | Wind | 25 | FRAS_P | 1.75 | 0.43 | 0.68 | 1.02
TD | Wind | 25 | FROD_1 | 59.14 | 14.55 | 23.12 | 34.66
TD | Wind | 25 | GALA | 19.2 | 4.72 | 7.51 | 11.25
TD | Wind | 25 | GIFF | 4.91 | 1.21 | 1.92 | 2.88
TD | Wind | 25 | GLLU | 82.71 | 20.35 | 32.34 | 48.48
TD | Wind | 25 | GLNI | 37 | 9.1 | 14.47 | 21.69
TD | Wind | 25 | GREN_1 | 192.51 | 47.36 | 75.27 | 112.83
TD | Wind | 25 | GRIW_1 | 89.27 | 21.96 | 34.9 | 52.32
TD | Wind | 25 | G_EXTRA_11 | 24.56 | 6.04 | 9.6 | 14.39
TD | Wind | 25 | G_EXTRA_12 | 12.21 | 3 | 4.77 | 7.15
TD | Wind | 25 | G_EXTRA_13 | 34.59 | 8.51 | 13.52 | 20.27
TD | Wind | 25 | G_EXTRA_2 | 20.09 | 4.94 | 7.86 | 11.78
TD | Wind | 25 | G_EXTRA_8 | 60.17 | 14.8 | 23.52 | 35.26
TD | Wind | 25 | G_EXTRA_9 | 51.35 | 12.63 | 20.08 | 30.09
TD | Wind | 25 | HARK_1 | 86.99 | 21.4 | 34.01 | 50.98
TD | Wind | 25 | HARM_6 | 29.87 | 7.35 | 11.68 | 17.51
TD | Wind | 25 | HAWI | 17.86 | 4.39 | 6.98 | 10.47
TD | Wind | 25 | HAWP_6 | 41.7 | 10.26 | 16.3 | 24.44
TD | Wind | 25 | HEYS_1 | 70.14 | 17.26 | 27.43 | 41.11
TD | Wind | 25 | HUER | 24 | 5.9 | 16.48 | 18.38
TD | Wind | 25 | HUTT_1 | 92.08 | 22.65 | 36 | 53.97
TD | Wind | 25 | INDQ1 | 105.12 | 25.86 | 41.1 | 61.61
TD | Wind | 25 | INKE | 1.79 | 0.44 | 0.7 | 1.05
TD | Wind | 25 | IROA1 | 8.1 | 1.99 | 3.17 | 4.75
TD | Wind | 25 | KEAD_1 | 146.82 | 36.12 | 57.41 | 86.05
TD | Wind | 25 | KEIT_P | 25.21 | 6.2 | 9.86 | 14.77
TD | Wind | 25 | KEMS_1 | 15.03 | 3.7 | 5.88 | 8.81
TD | Wind | 25 | KILS | 15.96 | 3.93 | 6.24 | 9.36
TD | Wind | 25 | KILT | 5.58 | 1.37 | 2.18 | 3.27
TD | Wind | 25 | KINT_P | 5.85 | 1.44 | 2.29 | 3.43
TD | Wind | 25 | KIRKB1 | 18.79 | 4.62 | 7.35 | 11.01
TD | Wind | 25 | LACK_6 | 62.1 | 15.28 | 42.65 | 47.56
TD | Wind | 25 | LAIR_P | 8.19 | 2.01 | 3.2 | 4.8
TD | Wind | 25 | LAND1 | 8.93 | 2.2 | 3.49 | 5.23
TD | Wind | 25 | LEVE | 8.67 | 2.13 | 5.46 | 6.34
TD | Wind | 25 | LING | 67.59 | 16.63 | 26.43 | 39.61
TD | Wind | 25 | LINM | 89.19 | 21.94 | 34.87 | 52.27
TD | Wind | 25 | LISD_1 | 15.97 | 3.93 | 6.25 | 9.36
TD | Wind | 25 | MACD_P | 27.47 | 6.76 | 10.74 | 16.1
TD | Wind | 25 | MAGA_6 | 9.4 | 2.31 | 3.67 | 5.51
TD | Wind | 25 | MELK_1 | 2.35 | 0.58 | 0.92 | 1.38
TD | Wind | 25 | MILC_P | 4.37 | 1.07 | 1.71 | 2.56
TD | Wind | 25 | MITY_1 | 7.63 | 1.88 | 2.99 | 4.47
TD | Wind | 25 | MYBS_P | 27.94 | 6.87 | 10.92 | 16.37
TD | Wind | 25 | NEAR | 2.57 | 0.63 | 1 | 1.5
TD | Wind | 25 | NEEP_3 | 22.79 | 5.61 | 8.91 | 13.35
TD | Wind | 25 | NINF_1 | 8.81 | 2.17 | 3.44 | 5.16
TD | Wind | 25 | NORM_1 | 89.19 | 21.94 | 52.62 | 63.05
TD | Wind | 25 | NORT_1 | 57.32 | 14.1 | 22.41 | 33.59
TD | Wind | 25 | OFFE_3 | 6.06 | 1.49 | 2.37 | 3.55
TD | Wind | 25 | PADIB1 | 61.78 | 15.2 | 24.16 | 36.21
TD | Wind | 25 | PEMB_1 | 32.77 | 8.06 | 12.81 | 19.21
TD | Wind | 25 | PENT_1 | 78.32 | 19.27 | 48.37 | 56.69
TD | Wind | 25 | POOB | 6.7 | 1.65 | 2.62 | 3.93
TD | Wind | 25 | PORA_P | 17.36 | 4.27 | 6.79 | 10.17
TD | Wind | 25 | PYLE_1 | 143.59 | 35.32 | 56.14 | 84.16
TD | Wind | 25 | RAIN_1 | 1.17 | 0.29 | 0.46 | 0.69
TD | Wind | 25 | RASS_1 | 16.33 | 4.02 | 6.38 | 9.57
TD | Wind | 25 | RATS_1 | 12.45 | 3.06 | 4.87 | 7.3
TD | Wind | 25 | RAYL_1 | 68.95 | 16.96 | 26.96 | 40.41
TD | Wind | 25 | REDH | 28.35 | 6.97 | 11.09 | 16.62
TD | Wind | 25 | REDM_P | 12.54 | 3.09 | 4.9 | 7.35
TD | Wind | 25 | ROCH_1 | 134.95 | 33.2 | 52.77 | 79.1
TD | Wind | 25 | SALH_1 | 16.44 | 4.05 | 6.43 | 9.64
TD | Wind | 25 | SALT_1 | 72.94 | 17.94 | 28.52 | 42.75
TD | Wind | 25 | SBAR | 1.76 | 0.43 | 0.69 | 1.03
TD | Wind | 25 | SEAB1 | 33.12 | 8.15 | 12.95 | 19.41
TD | Wind | 25 | SELL_1 | 70.24 | 17.28 | 27.46 | 41.17
TD | Wind | 25 | SFEG_P | 20.2 | 4.97 | 7.9 | 11.84
TD | Wind | 25 | SHRW_1 | 75.23 | 18.51 | 29.41 | 44.09
TD | Wind | 25 | SKLGB1 | 12.04 | 2.96 | 4.71 | 7.06
TD | Wind | 25 | SPEN_1 | 37.59 | 9.25 | 14.7 | 22.03
TD | Wind | 25 | STAY_1 | 35.82 | 8.81 | 14.01 | 21
TD | Wind | 25 | STES_1 | 33.92 | 8.34 | 13.26 | 19.88
TD | Wind | 25 | STHA | 13.62 | 3.35 | 5.32 | 7.98
TD | Wind | 25 | STIR | 22.33 | 5.49 | 8.73 | 13.08
TD | Wind | 25 | STLE | 25.12 | 6.18 | 9.82 | 14.72
TD | Wind | 25 | STRI_P | 23.69 | 5.83 | 9.26 | 13.89
TD | Wind | 25 | SUND_1 | 4.46 | 1.1 | 1.75 | 2.62
TD | Wind | 25 | SWAN_1 | 111.11 | 27.33 | 43.44 | 65.12
TD | Wind | 25 | TARL_P | 4.8 | 1.18 | 1.88 | 2.82
TD | Wind | 25 | TAYN_P | 8.73 | 2.15 | 3.42 | 5.12
TD | Wind | 25 | THOM_6 | 70.71 | 17.39 | 27.65 | 41.44
TD | Wind | 25 | THSO_P | 51.53 | 12.68 | 20.15 | 30.2
TD | Wind | 25 | THUR_6 | 31.6 | 7.77 | 12.35 | 18.52
TD | Wind | 25 | TILBB_1 | 10.81 | 2.66 | 4.23 | 6.33
TD | Wind | 25 | TONG | 2.68 | 0.66 | 1.05 | 1.57
TD | Wind | 25 | TRAW_1 | 183.23 | 45.07 | 71.64 | 107.39
TD | Wind | 25 | UPPB_1 | 88.8 | 21.84 | 34.72 | 52.04
TD | Wind | 25 | UPPB_3 | 32.18 | 7.92 | 12.58 | 18.86
TD | Wind | 25 | USKM_1 | 7.4 | 1.82 | 2.89 | 4.34
TD | Wind | 25 | WALP_1 | 207.01 | 50.93 | 80.94 | 121.33
TD | Wind | 25 | WALP_B | 19.73 | 4.85 | 7.72 | 11.57
TD | Wind | 25 | WARL_1 | 1.17 | 0.29 | 0.46 | 0.69
TD | Wind | 25 | WASF_1 | 2.64 | 0.65 | 1.03 | 1.55
TD | Wind | 25 | WFIE | 19.09 | 4.7 | 7.46 | 11.19
TD | Wind | 25 | WILL_1 | 5.87 | 1.44 | 2.3 | 3.44
TD | Wind | 25 | WISH | 14.06 | 3.46 | 5.5 | 8.24
TD | Wind | 25 | WMEL_1 | 10.04 | 2.47 | 3.93 | 5.89
TD | Wind | 25 | WYLF_1 | 44.4 | 10.92 | 17.36 | 26.02
TD | Wind | 26 | ABNE_P | 11.04 | 2.71 | 4.31 | 6.47
TD | Wind | 26 | ALNE_P | 5.1 | 1.26 | 1.99 | 2.99
TD | Wind | 26 | ALVE1 | 113.3 | 27.87 | 44.3 | 66.41
TD | Wind | 26 | ARMO_P | 27.29 | 6.71 | 10.67 | 15.99
TD | Wind | 26 | BAGA | 55 | 13.53 | 21.51 | 32.24
TD | Wind | 26 | BARKC1 | 12.77 | 3.14 | 4.99 | 7.48
TD | Wind | 26 | BERW | 115.9 | 28.51 | 45.32 | 67.93
TD | Wind | 26 | BICF_1 | 260.47 | 64.08 | 163.15 | 189.91
TD | Wind | 26 | BIRK_1 | 191.9 | 47.21 | 131.8 | 146.96
TD | Wind | 26 | BLYTB1 | 102.83 | 25.3 | 53.3 | 68.22
TD | Wind | 26 | BLYTH132 | 122.91 | 30.24 | 48.06 | 72.04
TD | Wind | 26 | BONN | 18.03 | 4.44 | 7.05 | 10.57
TD | Wind | 26 | BRAW_1 | 21.48 | 5.28 | 8.4 | 12.59
TD | Wind | 26 | BRFO_1 | 30.99 | 7.62 | 15.9 | 20.46
TD | Wind | 26 | BRLE_1 | 2.39 | 0.59 | 0.93 | 1.4
TD | Wind | 26 | BURM_1 | 31.03 | 7.63 | 12.13 | 18.18
TD | Wind | 26 | BUSH_1 | 4.77 | 1.17 | 1.87 | 2.8
TD | Wind | 26 | CANTN1 | 152.77 | 37.58 | 104.92 | 116.99
TD | Wind | 26 | CARE_1 | 2.74 | 0.68 | 1.07 | 1.61
TD | Wind | 26 | CHAP | 27.91 | 6.87 | 10.91 | 16.36
TD | Wind | 26 | CHTE_1 | 16.17 | 3.98 | 6.32 | 9.48
TD | Wind | 26 | CONQA1 | 46.96 | 11.55 | 18.36 | 27.52
TD | Wind | 26 | COUA_P | 7.1 | 1.75 | 2.78 | 4.16
TD | Wind | 26 | COVE_1 | 16.71 | 4.11 | 6.53 | 9.79
TD | Wind | 26 | COYL | 73.49 | 18.08 | 28.73 | 43.07
TD | Wind | 26 | CREB_1 | 153.22 | 37.69 | 59.91 | 89.8
TD | Wind | 26 | CUMB | 4.54 | 1.12 | 1.77 | 2.66
TD | Wind | 26 | DEVO | 78.59 | 19.33 | 30.73 | 46.06
TD | Wind | 26 | DOUN_P | 13.99 | 3.44 | 5.47 | 8.2
TD | Wind | 26 | DRAX_1 | 112.71 | 27.73 | 44.07 | 66.06
TD | Wind | 26 | DUNB | 15.67 | 3.86 | 6.13 | 9.19
TD | Wind | 26 | DYCE_P | 19.3 | 4.75 | 7.55 | 11.31
TD | Wind | 26 | EASO_1 | 128.04 | 31.5 | 50.06 | 75.04
TD | Wind | 26 | ECCL | 32.43 | 7.98 | 12.68 | 19.01
TD | Wind | 26 | ECLA_1 | 2.39 | 0.59 | 0.93 | 1.4
TD | Wind | 26 | EKIS | 76.44 | 18.8 | 29.89 | 44.8
TD | Wind | 26 | ELLA_1 | 8.95 | 2.2 | 3.5 | 5.25
TD | Wind | 26 | ENDE_1 | 40.69 | 10.01 | 15.91 | 23.85
TD | Wind | 26 | FECK_6 | 1.55 | 0.38 | 0.61 | 0.91
TD | Wind | 26 | FIDD_P | 50.35 | 12.39 | 19.69 | 29.51
TD | Wind | 26 | FOUR_1 | 130.72 | 32.16 | 51.11 | 76.62
TD | Wind | 26 | FRAS_P | 1.77 | 0.44 | 0.69 | 1.04
TD | Wind | 26 | FROD_1 | 60.08 | 14.78 | 23.49 | 35.21
TD | Wind | 26 | GALA | 19.51 | 4.8 | 7.63 | 11.43
TD | Wind | 26 | GIFF | 4.99 | 1.23 | 1.95 | 2.92
TD | Wind | 26 | GLLU | 84.03 | 20.67 | 32.86 | 49.25
TD | Wind | 26 | GLNI | 37.59 | 9.25 | 14.7 | 22.03
TD | Wind | 26 | GREN_1 | 195.58 | 48.11 | 76.47 | 114.63
TD | Wind | 26 | GRIW_1 | 90.69 | 22.31 | 35.46 | 53.15
TD | Wind | 26 | G_EXTRA_11 | 24.95 | 6.14 | 9.76 | 14.62
TD | Wind | 26 | G_EXTRA_12 | 12.4 | 3.05 | 4.85 | 7.27
TD | Wind | 26 | G_EXTRA_13 | 35.14 | 8.64 | 13.74 | 20.6
TD | Wind | 26 | G_EXTRA_2 | 20.41 | 5.02 | 7.98 | 11.96
TD | Wind | 26 | G_EXTRA_8 | 61.13 | 15.04 | 23.9 | 35.83
TD | Wind | 26 | G_EXTRA_9 | 52.17 | 12.83 | 20.4 | 30.58
TD | Wind | 26 | HARK_1 | 88.37 | 21.74 | 34.55 | 51.8
TD | Wind | 26 | HARM_6 | 30.35 | 7.46 | 11.86 | 17.79
TD | Wind | 26 | HAWI | 18.15 | 4.46 | 7.09 | 10.63
TD | Wind | 26 | HAWP_6 | 42.36 | 10.42 | 16.56 | 24.83
TD | Wind | 26 | HEYS_1 | 71.26 | 17.53 | 27.86 | 41.77
TD | Wind | 26 | HUER | 24 | 5.9 | 16.48 | 18.38
TD | Wind | 26 | HUTT_1 | 93.55 | 23.01 | 36.58 | 54.83
TD | Wind | 26 | INDQ1 | 106.8 | 26.27 | 41.76 | 62.59
TD | Wind | 26 | INKE | 1.81 | 0.45 | 0.71 | 1.06
TD | Wind | 26 | IROA1 | 8.23 | 2.03 | 3.22 | 4.83
TD | Wind | 26 | KEAD_1 | 149.16 | 36.69 | 58.32 | 87.42
TD | Wind | 26 | KEIT_P | 25.61 | 6.3 | 10.01 | 15.01
TD | Wind | 26 | KEMS_1 | 15.27 | 3.76 | 5.97 | 8.95
TD | Wind | 26 | KILS | 16.22 | 3.99 | 6.34 | 9.5
TD | Wind | 26 | KILT | 5.67 | 1.39 | 2.22 | 3.32
TD | Wind | 26 | KINT_P | 5.94 | 1.46 | 2.32 | 3.48
TD | Wind | 26 | KIRKB1 | 19.09 | 4.7 | 7.47 | 11.19
TD | Wind | 26 | LACK_6 | 66.21 | 16.29 | 45.47 | 50.7
TD | Wind | 26 | LAIR_P | 8.32 | 2.05 | 3.25 | 4.88
TD | Wind | 26 | LAND1 | 9.07 | 2.23 | 3.55 | 5.32
TD | Wind | 26 | LEVE | 8.7 | 2.14 | 5.47 | 6.36
TD | Wind | 26 | LING | 68.67 | 16.89 | 26.85 | 40.25
TD | Wind | 26 | LINM | 90.61 | 22.29 | 35.43 | 53.11
TD | Wind | 26 | LISD_1 | 16.23 | 3.99 | 6.35 | 9.51
TD | Wind | 26 | MACD_P | 27.91 | 6.87 | 10.91 | 16.36
TD | Wind | 26 | MAGA_6 | 9.55 | 2.35 | 3.73 | 5.6
TD | Wind | 26 | MELK_1 | 2.39 | 0.59 | 0.93 | 1.4
TD | Wind | 26 | MILC_P | 4.44 | 1.09 | 1.73 | 2.6
TD | Wind | 26 | MITY_1 | 7.76 | 1.91 | 3.03 | 4.55
TD | Wind | 26 | MYBS_P | 28.38 | 6.98 | 11.1 | 16.64
TD | Wind | 26 | NEAR | 2.61 | 0.64 | 1.02 | 1.53
TD | Wind | 26 | NEEP_3 | 23.15 | 5.69 | 9.05 | 13.57
TD | Wind | 26 | NINF_1 | 8.95 | 2.2 | 3.5 | 5.25
TD | Wind | 26 | NORM_1 | 93.62 | 23.03 | 55.53 | 66.37
TD | Wind | 26 | NORT_1 | 58.23 | 14.33 | 22.77 | 34.13
TD | Wind | 26 | OFFE_3 | 6.16 | 1.51 | 2.41 | 3.61
TD | Wind | 26 | PADIB1 | 62.77 | 15.44 | 24.54 | 36.79
TD | Wind | 26 | PEMB_1 | 33.29 | 8.19 | 13.02 | 19.51
TD | Wind | 26 | PENT_1 | 82.58 | 20.32 | 51.21 | 59.9
TD | Wind | 26 | POOB | 6.8 | 1.67 | 2.66 | 3.99
TD | Wind | 26 | PORA_P | 17.64 | 4.34 | 6.9 | 10.34
TD | Wind | 26 | PYLE_1 | 145.88 | 35.89 | 57.04 | 85.5
TD | Wind | 26 | RAIN_1 | 1.19 | 0.29 | 0.47 | 0.7
TD | Wind | 26 | RASS_1 | 16.59 | 4.08 | 6.49 | 9.72
TD | Wind | 26 | RATS_1 | 12.65 | 3.11 | 4.95 | 7.41
TD | Wind | 26 | RAYL_1 | 70.05 | 17.23 | 27.39 | 41.05
TD | Wind | 26 | REDH | 28.81 | 7.09 | 11.26 | 16.88
TD | Wind | 26 | REDM_P | 12.74 | 3.14 | 4.98 | 7.47
TD | Wind | 26 | ROCH_1 | 137.11 | 33.73 | 53.61 | 80.36
TD | Wind | 26 | SALH_1 | 16.71 | 4.11 | 6.53 | 9.79
TD | Wind | 26 | SALT_1 | 74.1 | 18.23 | 28.97 | 43.43
TD | Wind | 26 | SBAR | 1.79 | 0.44 | 0.7 | 1.05
TD | Wind | 26 | SEAB1 | 33.65 | 8.28 | 13.16 | 19.72
TD | Wind | 26 | SELL_1 | 71.36 | 17.55 | 27.9 | 41.82
TD | Wind | 26 | SFEG_P | 20.52 | 5.05 | 8.02 | 12.03
TD | Wind | 26 | SHRW_1 | 76.43 | 18.8 | 29.88 | 44.8
TD | Wind | 26 | SKLGB1 | 12.23 | 3.01 | 4.78 | 7.17
TD | Wind | 26 | SPEN_1 | 38.19 | 9.39 | 14.93 | 22.38
TD | Wind | 26 | STAY_1 | 36.4 | 8.95 | 14.23 | 21.33
TD | Wind | 26 | STES_1 | 34.46 | 8.48 | 13.47 | 20.2
TD | Wind | 26 | STHA | 13.84 | 3.4 | 5.41 | 8.11
TD | Wind | 26 | STIR | 22.68 | 5.58 | 8.87 | 13.29
TD | Wind | 26 | STLE | 25.52 | 6.28 | 9.98 | 14.96
TD | Wind | 26 | STRI_P | 24.07 | 5.92 | 9.41 | 14.11
TD | Wind | 26 | SUND_1 | 4.53 | 1.12 | 1.77 | 2.66
TD | Wind | 26 | SWAN_1 | 112.88 | 27.77 | 44.14 | 66.16
TD | Wind | 26 | TARL_P | 4.88 | 1.2 | 1.91 | 2.86
TD | Wind | 26 | TAYN_P | 8.87 | 2.18 | 3.47 | 5.2
TD | Wind | 26 | THOM_6 | 71.84 | 17.67 | 28.09 | 42.1
TD | Wind | 26 | THSO_P | 52.35 | 12.88 | 20.47 | 30.68
TD | Wind | 26 | THUR_6 | 32.1 | 7.9 | 12.55 | 18.81
TD | Wind | 26 | TILBB_1 | 10.98 | 2.7 | 4.29 | 6.43
TD | Wind | 26 | TONG | 2.72 | 0.67 | 1.06 | 1.6
TD | Wind | 26 | TRAW_1 | 186.15 | 45.79 | 72.79 | 109.1
TD | Wind | 26 | UPPB_1 | 90.21 | 22.19 | 35.27 | 52.87
TD | Wind | 26 | UPPB_3 | 32.7 | 8.04 | 12.78 | 19.16
TD | Wind | 26 | USKM_1 | 7.52 | 1.85 | 2.94 | 4.41
TD | Wind | 26 | WALP_1 | 210.32 | 51.74 | 82.23 | 123.27
TD | Wind | 26 | WALP_B | 20.05 | 4.93 | 7.84 | 11.75
TD | Wind | 26 | WARL_1 | 1.19 | 0.29 | 0.47 | 0.7
TD | Wind | 26 | WASF_1 | 2.68 | 0.66 | 1.05 | 1.57
TD | Wind | 26 | WFIE | 19.39 | 4.77 | 7.58 | 11.37
TD | Wind | 26 | WILL_1 | 5.97 | 1.47 | 2.33 | 3.5
TD | Wind | 26 | WISH | 14.29 | 3.52 | 5.59 | 8.37
TD | Wind | 26 | WMEL_1 | 10.2 | 2.51 | 3.99 | 5.98
TD | Wind | 26 | WYLF_1 | 45.11 | 11.1 | 17.64 | 26.44
TD | Wind | 27 | ABNE_P | 11.21 | 2.76 | 4.38 | 6.57
TD | Wind | 27 | ALNE_P | 5.18 | 1.27 | 2.03 | 3.04
TD | Wind | 27 | ALVE1 | 115.09 | 28.31 | 45 | 67.45
TD | Wind | 27 | ARMO_P | 27.72 | 6.82 | 10.84 | 16.24
TD | Wind | 27 | BAGA | 55.87 | 13.74 | 21.84 | 32.74
TD | Wind | 27 | BARKC1 | 12.97 | 3.19 | 5.07 | 7.6
TD | Wind | 27 | BERW | 117.73 | 28.96 | 46.03 | 69
TD | Wind | 27 | BICF_1 | 261.31 | 64.28 | 163.48 | 190.4
TD | Wind | 27 | BIRK_1 | 191.9 | 47.21 | 131.8 | 146.96
TD | Wind | 27 | BLYTB1 | 103.76 | 25.52 | 53.66 | 68.76
TD | Wind | 27 | BLYTH132 | 124.85 | 30.71 | 48.81 | 73.17
TD | Wind | 27 | BONN | 18.32 | 4.51 | 7.16 | 10.73
TD | Wind | 27 | BRAW_1 | 21.82 | 5.37 | 8.53 | 12.79
TD | Wind | 27 | BRFO_1 | 31.28 | 7.69 | 16.01 | 20.63
TD | Wind | 27 | BRLE_1 | 2.42 | 0.6 | 0.95 | 1.42
TD | Wind | 27 | BURM_1 | 31.51 | 7.75 | 12.32 | 18.47
TD | Wind | 27 | BUSH_1 | 4.85 | 1.19 | 1.9 | 2.84
TD | Wind | 27 | CANTN1 | 152.77 | 37.58 | 104.92 | 116.99
TD | Wind | 27 | CARE_1 | 2.79 | 0.69 | 1.09 | 1.63
TD | Wind | 27 | CHAP | 28.35 | 6.98 | 11.09 | 16.62
TD | Wind | 27 | CHTE_1 | 16.42 | 4.04 | 6.42 | 9.63
TD | Wind | 27 | CONQA1 | 47.7 | 11.73 | 18.65 | 27.95
TD | Wind | 27 | COUA_P | 7.21 | 1.77 | 2.82 | 4.23
TD | Wind | 27 | COVE_1 | 16.97 | 4.17 | 6.63 | 9.95
TD | Wind | 27 | COYL | 74.65 | 18.36 | 29.19 | 43.75
TD | Wind | 27 | CREB_1 | 155.63 | 38.29 | 60.85 | 91.22
TD | Wind | 27 | CUMB | 4.61 | 1.13 | 1.8 | 2.7
TD | Wind | 27 | DEVO | 79.83 | 19.64 | 31.21 | 46.79
TD | Wind | 27 | DOUN_P | 14.21 | 3.49 | 5.56 | 8.33
TD | Wind | 27 | DRAX_1 | 114.48 | 28.16 | 44.76 | 67.1
TD | Wind | 27 | DUNB | 15.92 | 3.92 | 6.22 | 9.33
TD | Wind | 27 | DYCE_P | 19.6 | 4.82 | 7.67 | 11.49
TD | Wind | 27 | EASO_1 | 130.06 | 31.99 | 50.85 | 76.23
TD | Wind | 27 | ECCL | 32.95 | 8.1 | 12.88 | 19.31
TD | Wind | 27 | ECLA_1 | 2.42 | 0.6 | 0.95 | 1.42
TD | Wind | 27 | EKIS | 77.64 | 19.1 | 30.36 | 45.51
TD | Wind | 27 | ELLA_1 | 9.09 | 2.24 | 3.55 | 5.33
TD | Wind | 27 | ENDE_1 | 41.33 | 10.17 | 16.16 | 24.22
TD | Wind | 27 | FECK_6 | 1.58 | 0.39 | 0.62 | 0.92
TD | Wind | 27 | FIDD_P | 51.14 | 12.58 | 20 | 29.97
TD | Wind | 27 | FOUR_1 | 132.78 | 32.67 | 51.92 | 77.83
TD | Wind | 27 | FRAS_P | 1.8 | 0.44 | 0.7 | 1.06
TD | Wind | 27 | FROD_1 | 61.03 | 15.01 | 23.86 | 35.77
TD | Wind | 27 | GALA | 19.81 | 4.87 | 7.75 | 11.61
TD | Wind | 27 | GIFF | 5.07 | 1.25 | 1.98 | 2.97
TD | Wind | 27 | GLLU | 85.36 | 21 | 33.38 | 50.03
TD | Wind | 27 | GLNI | 38.19 | 9.39 | 14.93 | 22.38
TD | Wind | 27 | GREN_1 | 198.66 | 48.87 | 77.68 | 116.44
TD | Wind | 27 | GRIW_1 | 92.12 | 22.66 | 36.02 | 53.99
TD | Wind | 27 | G_EXTRA_11 | 25.34 | 6.23 | 9.91 | 14.85
TD | Wind | 27 | G_EXTRA_12 | 12.6 | 3.1 | 4.93 | 7.38
TD | Wind | 27 | G_EXTRA_13 | 35.7 | 8.78 | 13.96 | 20.92
TD | Wind | 27 | G_EXTRA_2 | 20.73 | 5.1 | 8.11 | 12.15
TD | Wind | 27 | G_EXTRA_8 | 62.09 | 15.27 | 24.28 | 36.39
TD | Wind | 27 | G_EXTRA_9 | 52.99 | 13.04 | 20.72 | 31.06
TD | Wind | 27 | HARK_1 | 89.77 | 22.08 | 35.1 | 52.61
TD | Wind | 27 | HARM_6 | 30.82 | 7.58 | 12.05 | 18.07
TD | Wind | 27 | HAWI | 18.43 | 4.53 | 7.21 | 10.8
TD | Wind | 27 | HAWP_6 | 43.03 | 10.59 | 16.82 | 25.22
TD | Wind | 27 | HEYS_1 | 72.39 | 17.81 | 28.3 | 42.43
TD | Wind | 27 | HUER | 24 | 5.9 | 16.48 | 18.38
TD | Wind | 27 | HUTT_1 | 95.03 | 23.38 | 37.16 | 55.7
TD | Wind | 27 | INDQ1 | 108.48 | 26.69 | 42.42 | 63.58
TD | Wind | 27 | INKE | 1.84 | 0.45 | 0.72 | 1.08
TD | Wind | 27 | IROA1 | 8.36 | 2.06 | 3.27 | 4.9
TD | Wind | 27 | KEAD_1 | 151.51 | 37.27 | 59.24 | 88.8
TD | Wind | 27 | KEIT_P | 26.01 | 6.4 | 10.17 | 15.25
TD | Wind | 27 | KEMS_1 | 15.51 | 3.82 | 6.07 | 9.09
TD | Wind | 27 | KILS | 16.47 | 4.05 | 6.44 | 9.65
TD | Wind | 27 | KILT | 5.76 | 1.42 | 2.25 | 3.38
TD | Wind | 27 | KINT_P | 6.04 | 1.49 | 2.36 | 3.54
TD | Wind | 27 | KIRKB1 | 19.39 | 4.77 | 7.58 | 11.37
TD | Wind | 27 | LACK_6 | 66.21 | 16.29 | 45.47 | 50.7
TD | Wind | 27 | LAIR_P | 8.45 | 2.08 | 3.3 | 4.95
TD | Wind | 27 | LAND1 | 9.21 | 2.27 | 3.6 | 5.4
TD | Wind | 27 | LEVE | 8.73 | 2.15 | 5.48 | 6.37
TD | Wind | 27 | LING | 69.75 | 17.16 | 27.27 | 40.88
TD | Wind | 27 | LINM | 92.04 | 22.64 | 35.99 | 53.94
TD | Wind | 27 | LISD_1 | 16.48 | 4.06 | 6.45 | 9.66
TD | Wind | 27 | MACD_P | 28.35 | 6.97 | 11.08 | 16.61
TD | Wind | 27 | MAGA_6 | 9.7 | 2.39 | 3.79 | 5.68
TD | Wind | 27 | MELK_1 | 2.42 | 0.6 | 0.95 | 1.42
TD | Wind | 27 | MILC_P | 4.51 | 1.11 | 1.76 | 2.64
TD | Wind | 27 | MITY_1 | 7.88 | 1.94 | 3.08 | 4.62
TD | Wind | 27 | MYBS_P | 28.83 | 7.09 | 11.27 | 16.9
TD | Wind | 27 | NEAR | 2.65 | 0.65 | 1.04 | 1.55
TD | Wind | 27 | NEEP_3 | 23.51 | 5.78 | 9.19 | 13.78
TD | Wind | 27 | NINF_1 | 9.09 | 2.24 | 3.55 | 5.33
TD | Wind | 27 | NORM_1 | 94.09 | 23.15 | 55.71 | 66.64
TD | Wind | 27 | NORT_1 | 59.15 | 14.55 | 23.13 | 34.67
TD | Wind | 27 | OFFE_3 | 6.25 | 1.54 | 2.45 | 3.67
TD | Wind | 27 | PADIB1 | 63.76 | 15.68 | 24.93 | 37.37
TD | Wind | 27 | PEMB_1 | 33.82 | 8.32 | 13.22 | 19.82
TD | Wind | 27 | PENT_1 | 82.88 | 20.39 | 51.33 | 60.07
TD | Wind | 27 | POOB | 6.91 | 1.7 | 2.7 | 4.05
TD | Wind | 27 | PORA_P | 17.91 | 4.41 | 7 | 10.5
TD | Wind | 27 | PYLE_1 | 148.18 | 36.45 | 57.94 | 86.85
TD | Wind | 27 | RAIN_1 | 1.21 | 0.3 | 0.47 | 0.71
TD | Wind | 27 | RASS_1 | 16.85 | 4.14 | 6.59 | 9.87
TD | Wind | 27 | RATS_1 | 12.85 | 3.16 | 5.02 | 7.53
TD | Wind | 27 | RAYL_1 | 71.15 | 17.5 | 27.82 | 41.7
TD | Wind | 27 | REDH | 29.26 | 7.2 | 11.44 | 17.15
TD | Wind | 27 | REDM_P | 12.95 | 3.18 | 5.06 | 7.59
TD | Wind | 27 | ROCH_1 | 139.27 | 34.26 | 54.45 | 81.63
TD | Wind | 27 | SALH_1 | 16.97 | 4.17 | 6.63 | 9.95
TD | Wind | 27 | SALT_1 | 75.27 | 18.52 | 29.43 | 44.12
TD | Wind | 27 | SBAR | 1.82 | 0.45 | 0.71 | 1.07
TD | Wind | 27 | SEAB1 | 34.18 | 8.41 | 13.36 | 20.03
TD | Wind | 27 | SELL_1 | 72.48 | 17.83 | 28.34 | 42.48
TD | Wind | 27 | SFEG_P | 20.84 | 5.13 | 8.15 | 12.22
TD | Wind | 27 | SHRW_1 | 77.63 | 19.1 | 30.36 | 45.5
TD | Wind | 27 | SKLGB1 | 12.42 | 3.06 | 4.86 | 7.28
TD | Wind | 27 | SPEN_1 | 38.79 | 9.54 | 15.17 | 22.73
TD | Wind | 27 | STAY_1 | 36.97 | 9.09 | 14.45 | 21.67
TD | Wind | 27 | STES_1 | 35.01 | 8.61 | 13.69 | 20.52
TD | Wind | 27 | STHA | 14.05 | 3.46 | 5.49 | 8.24
TD | Wind | 27 | STIR | 23.04 | 5.67 | 9.01 | 13.5
TD | Wind | 27 | STLE | 25.92 | 6.38 | 10.13 | 15.19
TD | Wind | 27 | STRI_P | 24.45 | 6.01 | 9.56 | 14.33
TD | Wind | 27 | SUND_1 | 4.61 | 1.13 | 1.8 | 2.7
TD | Wind | 27 | SWAN_1 | 114.66 | 28.21 | 44.83 | 67.2
TD | Wind | 27 | TARL_P | 4.96 | 1.22 | 1.94 | 2.91
TD | Wind | 27 | TAYN_P | 9.01 | 2.22 | 3.52 | 5.28
TD | Wind | 27 | THOM_6 | 72.97 | 17.95 | 28.53 | 42.77
TD | Wind | 27 | THSO_P | 53.18 | 13.08 | 20.79 | 31.17
TD | Wind | 27 | THUR_6 | 32.61 | 8.02 | 12.75 | 19.11
TD | Wind | 27 | TILBB_1 | 11.15 | 2.74 | 4.36 | 6.54
TD | Wind | 27 | TONG | 2.76 | 0.68 | 1.08 | 1.62
TD | Wind | 27 | TRAW_1 | 189.09 | 46.52 | 73.93 | 110.82
TD | Wind | 27 | UPPB_1 | 91.63 | 22.54 | 35.83 | 53.71
TD | Wind | 27 | UPPB_3 | 33.21 | 8.17 | 12.99 | 19.47
TD | Wind | 27 | USKM_1 | 7.64 | 1.88 | 2.99 | 4.48
TD | Wind | 27 | WALP_1 | 213.63 | 52.55 | 83.53 | 125.21
TD | Wind | 27 | WALP_B | 20.36 | 5.01 | 7.96 | 11.93
TD | Wind | 27 | WARL_1 | 1.21 | 0.3 | 0.47 | 0.71
TD | Wind | 27 | WASF_1 | 2.73 | 0.67 | 1.07 | 1.6
TD | Wind | 27 | WFIE | 19.7 | 4.85 | 7.7 | 11.55
TD | Wind | 27 | WILL_1 | 6.06 | 1.49 | 2.37 | 3.55
TD | Wind | 27 | WISH | 14.51 | 3.57 | 5.68 | 8.51
TD | Wind | 27 | WMEL_1 | 10.36 | 2.55 | 4.05 | 6.07
TD | Wind | 27 | WYLF_1 | 45.82 | 11.27 | 17.91 | 26.85
TD | Wind | 28 | ABNE_P | 11.38 | 2.8 | 4.45 | 6.67
TD | Wind | 28 | ALNE_P | 5.26 | 1.29 | 2.06 | 3.08
TD | Wind | 28 | ALVE1 | 116.88 | 28.75 | 45.7 | 68.5
TD | Wind | 28 | ARMO_P | 28.15 | 6.92 | 11.01 | 16.5
TD | Wind | 28 | BAGA | 56.74 | 13.96 | 22.19 | 33.26
TD | Wind | 28 | BARKC1 | 13.17 | 3.24 | 5.15 | 7.72
TD | Wind | 28 | BERW | 119.56 | 29.41 | 46.75 | 70.08
TD | Wind | 28 | BICF_1 | 262.15 | 64.49 | 163.81 | 190.89
TD | Wind | 28 | BIRK_1 | 191.9 | 47.21 | 131.8 | 146.96
TD | Wind | 28 | BLYTB1 | 104.68 | 25.75 | 54.02 | 69.31
TD | Wind | 28 | BLYTH132 | 126.79 | 31.19 | 49.57 | 74.31
TD | Wind | 28 | BONN | 18.6 | 4.58 | 7.27 | 10.9
TD | Wind | 28 | BRAW_1 | 22.16 | 5.45 | 8.66 | 12.99
TD | Wind | 28 | BRFO_1 | 31.57 | 7.77 | 16.13 | 20.8
TD | Wind | 28 | BRLE_1 | 2.46 | 0.61 | 0.96 | 1.44
TD | Wind | 28 | BURM_1 | 32.01 | 7.87 | 12.51 | 18.76
TD | Wind | 28 | BUSH_1 | 4.92 | 1.21 | 1.93 | 2.89
TD | Wind | 28 | CANTN1 | 152.77 | 37.58 | 104.92 | 116.99
TD | Wind | 28 | CARE_1 | 2.83 | 0.7 | 1.11 | 1.66
TD | Wind | 28 | CHAP | 28.8 | 7.08 | 11.26 | 16.88
TD | Wind | 28 | CHTE_1 | 16.68 | 4.1 | 6.52 | 9.78
TD | Wind | 28 | CONQA1 | 48.44 | 11.92 | 18.94 | 28.39
TD | Wind | 28 | COUA_P | 7.32 | 1.8 | 2.86 | 4.29
TD | Wind | 28 | COVE_1 | 17.23 | 4.24 | 6.74 | 10.1
TD | Wind | 28 | COYL | 75.81 | 18.65 | 29.64 | 44.43
TD | Wind | 28 | CREB_1 | 158.06 | 38.88 | 61.8 | 92.64
TD | Wind | 28 | CUMB | 4.68 | 1.15 | 1.83 | 2.74
TD | Wind | 28 | DEVO | 81.07 | 19.94 | 31.7 | 47.52
TD | Wind | 28 | DOUN_P | 14.43 | 3.55 | 5.64 | 8.46
TD | Wind | 28 | DRAX_1 | 116.27 | 28.6 | 45.46 | 68.14
TD | Wind | 28 | DUNB | 16.17 | 3.98 | 6.32 | 9.48
TD | Wind | 28 | DYCE_P | 19.91 | 4.9 | 7.78 | 11.67
TD | Wind | 28 | EASO_1 | 132.08 | 32.49 | 51.64 | 77.41
TD | Wind | 28 | ECCL | 33.46 | 8.23 | 13.08 | 19.61
TD | Wind | 28 | ECLA_1 | 2.46 | 0.61 | 0.96 | 1.44
TD | Wind | 28 | EKIS | 78.85 | 19.4 | 30.83 | 46.21
TD | Wind | 28 | ELLA_1 | 9.23 | 2.27 | 3.61 | 5.41
TD | Wind | 28 | ENDE_1 | 41.98 | 10.33 | 16.41 | 24.6
TD | Wind | 28 | FECK_6 | 1.6 | 0.39 | 0.63 | 0.94
TD | Wind | 28 | FIDD_P | 51.94 | 12.78 | 20.31 | 30.44
TD | Wind | 28 | FOUR_1 | 134.85 | 33.17 | 52.73 | 79.04
TD | Wind | 28 | FRAS_P | 1.83 | 0.45 | 0.72 | 1.07
TD | Wind | 28 | FROD_1 | 61.98 | 15.25 | 24.23 | 36.33
TD | Wind | 28 | GALA | 20.12 | 4.95 | 7.87 | 11.79
TD | Wind | 28 | GIFF | 5.15 | 1.27 | 2.01 | 3.02
TD | Wind | 28 | GLLU | 86.69 | 21.33 | 33.9 | 50.81
TD | Wind | 28 | GLNI | 38.78 | 9.54 | 15.16 | 22.73
TD | Wind | 28 | GREN_1 | 201.76 | 49.63 | 78.89 | 118.25
TD | Wind | 28 | GRIW_1 | 93.55 | 23.01 | 36.58 | 54.83
TD | Wind | 28 | G_EXTRA_11 | 25.74 | 6.33 | 10.06 | 15.08
TD | Wind | 28 | G_EXTRA_12 | 12.79 | 3.15 | 5 | 7.5
TD | Wind | 28 | G_EXTRA_13 | 36.25 | 8.92 | 14.17 | 21.25
TD | Wind | 28 | G_EXTRA_2 | 21.06 | 5.18 | 8.23 | 12.34
TD | Wind | 28 | G_EXTRA_8 | 63.06 | 15.51 | 24.66 | 36.96
TD | Wind | 28 | G_EXTRA_9 | 53.81 | 13.24 | 21.04 | 31.54
TD | Wind | 28 | HARK_1 | 91.17 | 22.43 | 35.65 | 53.43
TD | Wind | 28 | HARM_6 | 31.3 | 7.7 | 12.24 | 18.35
TD | Wind | 28 | HAWI | 18.72 | 4.6 | 7.32 | 10.97
TD | Wind | 28 | HAWP_6 | 43.7 | 10.75 | 17.09 | 25.61
TD | Wind | 28 | HEYS_1 | 73.51 | 18.08 | 28.74 | 43.09
TD | Wind | 28 | HUER | 24 | 5.9 | 16.48 | 18.38
TD | Wind | 28 | HUTT_1 | 96.51 | 23.74 | 37.73 | 56.56
TD | Wind | 28 | INDQ1 | 110.17 | 27.1 | 43.08 | 64.57
TD | Wind | 28 | INKE | 1.87 | 0.46 | 0.73 | 1.1
TD | Wind | 28 | IROA1 | 8.49 | 2.09 | 3.32 | 4.98
TD | Wind | 28 | KEAD_1 | 153.87 | 37.85 | 60.16 | 90.18
TD | Wind | 28 | KEIT_P | 26.42 | 6.5 | 10.33 | 15.48
TD | Wind | 28 | KEMS_1 | 15.76 | 3.88 | 6.16 | 9.23
TD | Wind | 28 | KILS | 16.73 | 4.12 | 6.54 | 9.81
TD | Wind | 28 | KILT | 5.85 | 1.44 | 2.29 | 3.43
TD | Wind | 28 | KINT_P | 6.13 | 1.51 | 2.4 | 3.59
TD | Wind | 28 | KIRKB1 | 19.7 | 4.85 | 7.7 | 11.54
TD | Wind | 28 | LACK_6 | 66.21 | 16.29 | 45.47 | 50.7
TD | Wind | 28 | LAIR_P | 8.58 | 2.11 | 3.36 | 5.03
TD | Wind | 28 | LAND1 | 9.36 | 2.3 | 3.66 | 5.48
TD | Wind | 28 | LEVE | 8.75 | 2.15 | 5.49 | 6.39
TD | Wind | 28 | LING | 70.84 | 17.43 | 27.7 | 41.52
TD | Wind | 28 | LINM | 93.47 | 22.99 | 36.55 | 54.79
TD | Wind | 28 | LISD_1 | 16.74 | 4.12 | 6.55 | 9.81
TD | Wind | 28 | MACD_P | 28.79 | 7.08 | 11.26 | 16.87
TD | Wind | 28 | MAGA_6 | 9.85 | 2.42 | 3.85 | 5.77
TD | Wind | 28 | MELK_1 | 2.46 | 0.61 | 0.96 | 1.44
TD | Wind | 28 | MILC_P | 4.58 | 1.13 | 1.79 | 2.68
TD | Wind | 28 | MITY_1 | 8 | 1.97 | 3.13 | 4.69
TD | Wind | 28 | MYBS_P | 29.28 | 7.2 | 11.45 | 17.16
TD | Wind | 28 | NEAR | 2.69 | 0.66 | 1.05 | 1.58
TD | Wind | 28 | NEEP_3 | 23.88 | 5.87 | 9.34 | 14
TD | Wind | 28 | NINF_1 | 9.23 | 2.27 | 3.61 | 5.41
TD | Wind | 28 | NORM_1 | 94.56 | 23.26 | 55.89 | 66.91
TD | Wind | 28 | NORT_1 | 60.07 | 14.78 | 23.49 | 35.21
TD | Wind | 28 | OFFE_3 | 6.35 | 1.56 | 2.48 | 3.72
TD | Wind | 28 | PADIB1 | 64.75 | 15.93 | 25.32 | 37.95
TD | Wind | 28 | PEMB_1 | 34.34 | 8.45 | 13.43 | 20.13
TD | Wind | 28 | PENT_1 | 83.17 | 20.46 | 51.44 | 60.24
TD | Wind | 28 | POOB | 7.02 | 1.73 | 2.74 | 4.11
TD | Wind | 28 | PORA_P | 18.19 | 4.48 | 7.11 | 10.66
TD | Wind | 28 | PYLE_1 | 150.49 | 37.02 | 58.84 | 88.2
TD | Wind | 28 | RAIN_1 | 1.23 | 0.3 | 0.48 | 0.72
TD | Wind | 28 | RASS_1 | 17.11 | 4.21 | 6.69 | 10.03
TD | Wind | 28 | RATS_1 | 13.05 | 3.21 | 5.1 | 7.65
TD | Wind | 28 | RAYL_1 | 72.26 | 17.78 | 28.25 | 42.35
TD | Wind | 28 | REDH | 29.72 | 7.31 | 11.62 | 17.42
TD | Wind | 28 | REDM_P | 13.15 | 3.23 | 5.14 | 7.71
TD | Wind | 28 | ROCH_1 | 141.44 | 34.79 | 55.3 | 82.9
TD | Wind | 28 | SALH_1 | 17.23 | 4.24 | 6.74 | 10.1
TD | Wind | 28 | SALT_1 | 76.44 | 18.81 | 29.89 | 44.8
TD | Wind | 28 | SBAR | 1.85 | 0.45 | 0.72 | 1.08
TD | Wind | 28 | SEAB1 | 34.71 | 8.54 | 13.57 | 20.35
TD | Wind | 28 | SELL_1 | 73.61 | 18.11 | 28.78 | 43.14
TD | Wind | 28 | SFEG_P | 21.17 | 5.21 | 8.28 | 12.41
TD | Wind | 28 | SHRW_1 | 78.84 | 19.4 | 30.83 | 46.21
TD | Wind | 28 | SKLGB1 | 12.62 | 3.1 | 4.93 | 7.4
TD | Wind | 28 | SPEN_1 | 39.39 | 9.69 | 15.4 | 23.09
TD | Wind | 28 | STAY_1 | 37.54 | 9.24 | 14.68 | 22
TD | Wind | 28 | STES_1 | 35.55 | 8.75 | 13.9 | 20.84
TD | Wind | 28 | STHA | 14.27 | 3.51 | 5.58 | 8.37
TD | Wind | 28 | STIR | 23.4 | 5.76 | 9.15 | 13.71
TD | Wind | 28 | STLE | 26.32 | 6.48 | 10.29 | 15.43
TD | Wind | 28 | STRI_P | 24.83 | 6.11 | 9.71 | 14.55
TD | Wind | 28 | SUND_1 | 4.68 | 1.15 | 1.83 | 2.74
TD | Wind | 28 | SWAN_1 | 116.45 | 28.65 | 45.53 | 68.25
TD | Wind | 28 | TARL_P | 5.03 | 1.24 | 1.97 | 2.95
TD | Wind | 28 | TAYN_P | 9.15 | 2.25 | 3.58 | 5.36
TD | Wind | 28 | THOM_6 | 74.1 | 18.23 | 28.97 | 43.43
TD | Wind | 28 | THSO_P | 54.01 | 13.29 | 21.12 | 31.65
TD | Wind | 28 | THUR_6 | 33.11 | 8.15 | 12.95 | 19.41
TD | Wind | 28 | TILBB_1 | 11.32 | 2.79 | 4.43 | 6.64
TD | Wind | 28 | TONG | 2.81 | 0.69 | 1.1 | 1.65
TD | Wind | 28 | TRAW_1 | 192.03 | 47.24 | 75.08 | 112.55
TD | Wind | 28 | UPPB_1 | 93.06 | 22.89 | 36.39 | 54.54
TD | Wind | 28 | UPPB_3 | 33.73 | 8.3 | 13.19 | 19.77
TD | Wind | 28 | USKM_1 | 7.76 | 1.91 | 3.03 | 4.55
TD | Wind | 28 | WALP_1 | 216.96 | 53.37 | 84.83 | 127.16
TD | Wind | 28 | WALP_B | 20.68 | 5.09 | 8.09 | 12.12
TD | Wind | 28 | WARL_1 | 1.23 | 0.3 | 0.48 | 0.72
TD | Wind | 28 | WASF_1 | 2.77 | 0.68 | 1.08 | 1.62
TD | Wind | 28 | WFIE | 20.01 | 4.92 | 7.82 | 11.72
TD | Wind | 28 | WILL_1 | 6.15 | 1.51 | 2.41 | 3.61
TD | Wind | 28 | WISH | 14.74 | 3.63 | 5.76 | 8.64
TD | Wind | 28 | WMEL_1 | 10.52 | 2.59 | 4.12 | 6.17
TD | Wind | 28 | WYLF_1 | 46.53 | 11.45 | 18.19 | 27.27
TD | Wind | 29 | ABNE_P | 11.56 | 2.84 | 4.52 | 6.77
TD | Wind | 29 | ALNE_P | 5.34 | 1.31 | 2.09 | 3.13
TD | Wind | 29 | ALVE1 | 118.68 | 29.2 | 46.4 | 69.56
TD | Wind | 29 | ARMO_P | 28.58 | 7.03 | 11.18 | 16.75
TD | Wind | 29 | BAGA | 57.61 | 14.17 | 22.53 | 33.77
TD | Wind | 29 | BARKC1 | 13.37 | 3.29 | 5.23 | 7.84
TD | Wind | 29 | BERW | 121.4 | 29.87 | 47.47 | 71.15
TD | Wind | 29 | BICF_1 | 263 | 64.7 | 164.14 | 191.39
TD | Wind | 29 | BIRK_1 | 191.9 | 47.21 | 131.8 | 146.96
TD | Wind | 29 | BLYTB1 | 105.62 | 25.98 | 54.38 | 69.85
TD | Wind | 29 | BLYTH132 | 128.74 | 31.67 | 50.34 | 75.46
TD | Wind | 29 | BONN | 18.89 | 4.65 | 7.39 | 11.07
TD | Wind | 29 | BRAW_1 | 22.5 | 5.53 | 8.8 | 13.19
TD | Wind | 29 | BRFO_1 | 31.85 | 7.84 | 16.24 | 20.97
TD | Wind | 29 | BRLE_1 | 2.5 | 0.61 | 0.98 | 1.47
TD | Wind | 29 | BURM_1 | 32.5 | 7.99 | 12.71 | 19.05
TD | Wind | 29 | BUSH_1 | 5 | 1.23 | 1.95 | 2.93
TD | Wind | 29 | CANTN1 | 152.77 | 37.58 | 104.92 | 116.99
TD | Wind | 29 | CARE_1 | 2.87 | 0.71 | 1.12 | 1.68
TD | Wind | 29 | CHAP | 29.24 | 7.19 | 11.43 | 17.14
TD | Wind | 29 | CHTE_1 | 16.94 | 4.17 | 6.62 | 9.93
TD | Wind | 29 | CONQA1 | 49.18 | 12.1 | 19.23 | 28.83
TD | Wind | 29 | COUA_P | 7.44 | 1.83 | 2.91 | 4.36
TD | Wind | 29 | COVE_1 | 17.5 | 4.3 | 6.84 | 10.26
TD | Wind | 29 | COYL | 76.98 | 18.94 | 30.1 | 45.12
TD | Wind | 29 | CREB_1 | 160.49 | 39.48 | 62.75 | 94.06
TD | Wind | 29 | CUMB | 4.75 | 1.17 | 1.86 | 2.78
TD | Wind | 29 | DEVO | 82.32 | 20.25 | 32.19 | 48.25
TD | Wind | 29 | DOUN_P | 14.65 | 3.6 | 5.73 | 8.59
TD | Wind | 29 | DRAX_1 | 118.06 | 29.04 | 46.16 | 69.19
TD | Wind | 29 | DUNB | 16.42 | 4.04 | 6.42 | 9.62
TD | Wind | 29 | DYCE_P | 20.22 | 4.97 | 7.9 | 11.85
TD | Wind | 29 | EASO_1 | 134.12 | 32.99 | 52.44 | 78.61
TD | Wind | 29 | ECCL | 33.97 | 8.36 | 13.28 | 19.91
TD | Wind | 29 | ECLA_1 | 2.5 | 0.61 | 0.98 | 1.47
TD | Wind | 29 | EKIS | 80.06 | 19.7 | 31.31 | 46.93
TD | Wind | 29 | ELLA_1 | 9.37 | 2.31 | 3.67 | 5.49
TD | Wind | 29 | ENDE_1 | 42.62 | 10.49 | 16.67 | 24.98
TD | Wind | 29 | FECK_6 | 1.62 | 0.4 | 0.64 | 0.95
TD | Wind | 29 | FIDD_P | 52.74 | 12.97 | 20.62 | 30.91
TD | Wind | 29 | FOUR_1 | 136.93 | 33.68 | 53.54 | 80.25
TD | Wind | 29 | FRAS_P | 1.86 | 0.46 | 0.73 | 1.09
TD | Wind | 29 | FROD_1 | 62.93 | 15.48 | 24.61 | 36.89
TD | Wind | 29 | GALA | 20.43 | 5.03 | 7.99 | 11.98
TD | Wind | 29 | GIFF | 5.23 | 1.29 | 2.04 | 3.06
TD | Wind | 29 | GLLU | 88.02 | 21.65 | 34.42 | 51.59
TD | Wind | 29 | GLNI | 39.38 | 9.69 | 15.4 | 23.08
TD | Wind | 29 | GREN_1 | 204.86 | 50.4 | 80.1 | 120.07
TD | Wind | 29 | GRIW_1 | 94.99 | 23.37 | 37.14 | 55.68
TD | Wind | 29 | G_EXTRA_11 | 26.13 | 6.43 | 10.22 | 15.32
TD | Wind | 29 | G_EXTRA_12 | 12.99 | 3.2 | 5.08 | 7.61
TD | Wind | 29 | G_EXTRA_13 | 36.81 | 9.06 | 14.39 | 21.57
TD | Wind | 29 | G_EXTRA_2 | 21.38 | 5.26 | 8.36 | 12.53
TD | Wind | 29 | G_EXTRA_8 | 64.03 | 15.75 | 25.03 | 37.53
TD | Wind | 29 | G_EXTRA_9 | 54.64 | 13.44 | 21.37 | 32.03
TD | Wind | 29 | HARK_1 | 92.57 | 22.77 | 36.19 | 54.26
TD | Wind | 29 | HARM_6 | 31.79 | 7.82 | 12.43 | 18.63
TD | Wind | 29 | HAWI | 19.01 | 4.68 | 7.43 | 11.14
TD | Wind | 29 | HAWP_6 | 44.37 | 10.92 | 17.35 | 26.01
TD | Wind | 29 | HEYS_1 | 74.65 | 18.36 | 29.19 | 43.75
TD | Wind | 29 | HUER | 24 | 5.9 | 16.48 | 18.38
TD | Wind | 29 | HUTT_1 | 97.99 | 24.11 | 38.32 | 57.43
TD | Wind | 29 | INDQ1 | 111.87 | 27.52 | 43.74 | 65.57
TD | Wind | 29 | INKE | 1.9 | 0.47 | 0.74 | 1.11
TD | Wind | 29 | IROA1 | 8.62 | 2.12 | 3.37 | 5.05
TD | Wind | 29 | KEAD_1 | 156.24 | 38.44 | 61.09 | 91.57
TD | Wind | 29 | KEIT_P | 26.83 | 6.6 | 10.49 | 15.72
TD | Wind | 29 | KEMS_1 | 16 | 3.94 | 6.26 | 9.38
TD | Wind | 29 | KILS | 16.99 | 4.18 | 6.64 | 9.96
TD | Wind | 29 | KILT | 5.94 | 1.46 | 2.32 | 3.48
TD | Wind | 29 | KINT_P | 6.23 | 1.53 | 2.43 | 3.65
TD | Wind | 29 | KIRKB1 | 20 | 4.92 | 7.82 | 11.72
TD | Wind | 29 | LACK_6 | 66.21 | 16.29 | 45.47 | 50.7
TD | Wind | 29 | LAIR_P | 8.71 | 2.14 | 3.41 | 5.11
TD | Wind | 29 | LAND1 | 9.5 | 2.34 | 3.71 | 5.57
TD | Wind | 29 | LEVE | 8.78 | 2.16 | 5.5 | 6.4
TD | Wind | 29 | LING | 71.93 | 17.69 | 28.12 | 42.16
TD | Wind | 29 | LINM | 94.91 | 23.35 | 37.11 | 55.63
TD | Wind | 29 | LISD_1 | 17 | 4.18 | 6.65 | 9.96
TD | Wind | 29 | MACD_P | 29.23 | 7.19 | 11.43 | 17.13
TD | Wind | 29 | MAGA_6 | 10 | 2.46 | 3.91 | 5.86
TD | Wind | 29 | MELK_1 | 2.5 | 0.61 | 0.98 | 1.47
TD | Wind | 29 | MILC_P | 4.65 | 1.14 | 1.82 | 2.72
TD | Wind | 29 | MITY_1 | 8.12 | 2 | 3.18 | 4.76
TD | Wind | 29 | MYBS_P | 29.73 | 7.31 | 11.62 | 17.43
TD | Wind | 29 | NEAR | 2.73 | 0.67 | 1.07 | 1.6
TD | Wind | 29 | NEEP_3 | 24.25 | 5.97 | 9.48 | 14.21
TD | Wind | 29 | NINF_1 | 9.37 | 2.31 | 3.67 | 5.49
TD | Wind | 29 | NORM_1 | 95.03 | 23.38 | 56.08 | 67.19
TD | Wind | 29 | NORT_1 | 61 | 15.01 | 23.85 | 35.75
TD | Wind | 29 | OFFE_3 | 6.45 | 1.59 | 2.52 | 3.78
TD | Wind | 29 | PADIB1 | 65.75 | 16.17 | 25.71 | 38.53
TD | Wind | 29 | PEMB_1 | 34.87 | 8.58 | 13.64 | 20.44
TD | Wind | 29 | PENT_1 | 83.47 | 20.53 | 51.56 | 60.41
TD | Wind | 29 | POOB | 7.13 | 1.75 | 2.79 | 4.18
TD | Wind | 29 | PORA_P | 18.47 | 4.54 | 7.22 | 10.83
TD | Wind | 29 | PYLE_1 | 152.8 | 37.59 | 59.75 | 89.56
TD | Wind | 29 | RAIN_1 | 1.25 | 0.31 | 0.49 | 0.73
TD | Wind | 29 | RASS_1 | 17.37 | 4.27 | 6.79 | 10.18
TD | Wind | 29 | RATS_1 | 13.25 | 3.26 | 5.18 | 7.77
TD | Wind | 29 | RAYL_1 | 73.37 | 18.05 | 28.69 | 43
TD | Wind | 29 | REDH | 30.17 | 7.42 | 11.8 | 17.68
TD | Wind | 29 | REDM_P | 13.35 | 3.28 | 5.22 | 7.82
TD | Wind | 29 | ROCH_1 | 143.62 | 35.33 | 56.15 | 84.17
TD | Wind | 29 | SALH_1 | 17.5 | 4.3 | 6.84 | 10.26
TD | Wind | 29 | SALT_1 | 77.62 | 19.09 | 30.35 | 45.49
TD | Wind | 29 | SBAR | 1.87 | 0.46 | 0.73 | 1.1
TD | Wind | 29 | SEAB1 | 35.25 | 8.67 | 13.78 | 20.66
TD | Wind | 29 | SELL_1 | 74.75 | 18.39 | 29.23 | 43.81
TD | Wind | 29 | SFEG_P | 21.49 | 5.29 | 8.4 | 12.6
TD | Wind | 29 | SHRW_1 | 80.06 | 19.69 | 31.3 | 46.92
TD | Wind | 29 | SKLGB1 | 12.81 | 3.15 | 5.01 | 7.51
TD | Wind | 29 | SPEN_1 | 40 | 9.84 | 15.64 | 23.44
TD | Wind | 29 | STAY_1 | 38.12 | 9.38 | 14.91 | 22.34
TD | Wind | 29 | STES_1 | 36.1 | 8.88 | 14.11 | 21.16
TD | Wind | 29 | STHA | 14.49 | 3.57 | 5.67 | 8.49
TD | Wind | 29 | STIR | 23.76 | 5.84 | 9.29 | 13.92
TD | Wind | 29 | STLE | 26.73 | 6.58 | 10.45 | 15.67
TD | Wind | 29 | STRI_P | 25.21 | 6.2 | 9.86 | 14.78
TD | Wind | 29 | SUND_1 | 4.75 | 1.17 | 1.86 | 2.78
TD | Wind | 29 | SWAN_1 | 118.24 | 29.09 | 46.23 | 69.3
TD | Wind | 29 | TARL_P | 5.11 | 1.26 | 2 | 3
TD | Wind | 29 | TAYN_P | 9.29 | 2.29 | 3.63 | 5.45
TD | Wind | 29 | THOM_6 | 75.25 | 18.51 | 29.42 | 44.1
TD | Wind | 29 | THSO_P | 54.84 | 13.49 | 21.44 | 32.14
TD | Wind | 29 | THUR_6 | 33.62 | 8.27 | 13.15 | 19.71
TD | Wind | 29 | TILBB_1 | 11.5 | 2.83 | 4.5 | 6.74
TD | Wind | 29 | TONG | 2.85 | 0.7 | 1.11 | 1.67
TD | Wind | 29 | TRAW_1 | 194.99 | 47.97 | 76.24 | 114.28
TD | Wind | 29 | UPPB_1 | 94.49 | 23.25 | 36.95 | 55.38
TD | Wind | 29 | UPPB_3 | 34.25 | 8.43 | 13.39 | 20.07
TD | Wind | 29 | USKM_1 | 7.87 | 1.94 | 3.08 | 4.62
TD | Wind | 29 | WALP_1 | 220.3 | 54.19 | 86.14 | 129.12
TD | Wind | 29 | WALP_B | 21 | 5.17 | 8.21 | 12.31
TD | Wind | 29 | WARL_1 | 1.25 | 0.31 | 0.49 | 0.73
TD | Wind | 29 | WASF_1 | 2.81 | 0.69 | 1.1 | 1.65
TD | Wind | 29 | WFIE | 20.31 | 5 | 7.94 | 11.91
TD | Wind | 29 | WILL_1 | 6.25 | 1.54 | 2.44 | 3.66
TD | Wind | 29 | WISH | 14.97 | 3.68 | 5.85 | 8.77
TD | Wind | 29 | WMEL_1 | 10.69 | 2.63 | 4.18 | 6.26
TD | Wind | 29 | WYLF_1 | 47.25 | 11.62 | 18.47 | 27.69
TD | Wind | 30 | ABNE_P | 11.74 | 2.89 | 4.59 | 6.88
TD | Wind | 30 | ALNE_P | 5.43 | 1.33 | 2.12 | 3.18
TD | Wind | 30 | ALVE1 | 120.49 | 29.64 | 47.11 | 70.62
TD | Wind | 30 | ARMO_P | 29.02 | 7.14 | 11.35 | 17.01
TD | Wind | 30 | BAGA | 58.49 | 14.39 | 22.87 | 34.28
TD | Wind | 30 | BARKC1 | 13.58 | 3.34 | 5.31 | 7.96
TD | Wind | 30 | BERW | 123.25 | 30.32 | 48.19 | 72.24
TD | Wind | 30 | BICF_1 | 263.85 | 64.91 | 164.47 | 191.88
TD | Wind | 30 | BIRK_1 | 191.9 | 47.21 | 131.8 | 146.96
TD | Wind | 30 | BLYTB1 | 106.55 | 26.21 | 54.75 | 70.4
TD | Wind | 30 | BLYTH132 | 130.7 | 32.15 | 51.11 | 76.61
TD | Wind | 30 | BONN | 19.18 | 4.72 | 7.5 | 11.24
TD | Wind | 30 | BRAW_1 | 22.84 | 5.62 | 8.93 | 13.39
TD | Wind | 30 | BRFO_1 | 32.15 | 7.91 | 16.35 | 21.14
TD | Wind | 30 | BRLE_1 | 2.54 | 0.62 | 0.99 | 1.49
TD | Wind | 30 | BURM_1 | 32.99 | 8.12 | 12.9 | 19.34
TD | Wind | 30 | BUSH_1 | 5.08 | 1.25 | 1.98 | 2.97
TD | Wind | 30 | CANTN1 | 152.77 | 37.58 | 104.92 | 116.99
TD | Wind | 30 | CARE_1 | 2.92 | 0.72 | 1.14 | 1.71
TD | Wind | 30 | CHAP | 29.68 | 7.3 | 11.61 | 17.4
TD | Wind | 30 | CHTE_1 | 17.19 | 4.23 | 6.72 | 10.08
TD | Wind | 30 | CONQA1 | 49.93 | 12.28 | 19.52 | 29.27
TD | Wind | 30 | COUA_P | 7.55 | 1.86 | 2.95 | 4.42
TD | Wind | 30 | COVE_1 | 17.77 | 4.37 | 6.95 | 10.41
TD | Wind | 30 | COYL | 78.15 | 19.22 | 30.56 | 45.8
TD | Wind | 30 | CREB_1 | 162.94 | 40.08 | 63.71 | 95.5
TD | Wind | 30 | CUMB | 4.82 | 1.19 | 1.89 | 2.83
TD | Wind | 30 | DEVO | 83.58 | 20.56 | 32.68 | 48.98
TD | Wind | 30 | DOUN_P | 14.87 | 3.66 | 5.82 | 8.72
TD | Wind | 30 | DRAX_1 | 119.85 | 29.48 | 46.86 | 70.25
TD | Wind | 30 | DUNB | 16.67 | 4.1 | 6.52 | 9.77
TD | Wind | 30 | DYCE_P | 20.52 | 5.05 | 8.02 | 12.03
TD | Wind | 30 | EASO_1 | 136.16 | 33.5 | 53.24 | 79.8
TD | Wind | 30 | ECCL | 34.49 | 8.48 | 13.49 | 20.22
TD | Wind | 30 | ECLA_1 | 2.54 | 0.62 | 0.99 | 1.49
TD | Wind | 30 | EKIS | 81.28 | 20 | 31.78 | 47.64
TD | Wind | 30 | ELLA_1 | 9.52 | 2.34 | 3.72 | 5.58
TD | Wind | 30 | ENDE_1 | 43.27 | 10.64 | 16.92 | 25.36
TD | Wind | 30 | FECK_6 | 1.65 | 0.41 | 0.65 | 0.97
TD | Wind | 30 | FIDD_P | 53.54 | 13.17 | 20.93 | 31.38
TD | Wind | 30 | FOUR_1 | 139.02 | 34.2 | 54.36 | 81.48
TD | Wind | 30 | FRAS_P | 1.89 | 0.46 | 0.74 | 1.11
TD | Wind | 30 | FROD_1 | 63.89 | 15.72 | 24.98 | 37.45
TD | Wind | 30 | GALA | 20.74 | 5.1 | 8.11 | 12.16
TD | Wind | 30 | GIFF | 5.31 | 1.31 | 2.07 | 3.11
TD | Wind | 30 | GLLU | 89.36 | 21.98 | 34.94 | 52.38
TD | Wind | 30 | GLNI | 39.98 | 9.83 | 15.63 | 23.43
TD | Wind | 30 | GREN_1 | 207.98 | 51.16 | 81.32 | 121.9
TD | Wind | 30 | GRIW_1 | 96.44 | 23.72 | 37.71 | 56.52
TD | Wind | 30 | G_EXTRA_11 | 26.53 | 6.53 | 10.37 | 15.55
TD | Wind | 30 | G_EXTRA_12 | 13.19 | 3.24 | 5.16 | 7.73
TD | Wind | 30 | G_EXTRA_13 | 37.37 | 9.19 | 14.61 | 21.9
TD | Wind | 30 | G_EXTRA_2 | 21.71 | 5.34 | 8.49 | 12.72
TD | Wind | 30 | G_EXTRA_8 | 65 | 15.99 | 25.42 | 38.1
TD | Wind | 30 | G_EXTRA_9 | 55.48 | 13.65 | 21.69 | 32.51
TD | Wind | 30 | HARK_1 | 93.98 | 23.12 | 36.75 | 55.08
TD | Wind | 30 | HARM_6 | 32.27 | 7.94 | 12.62 | 18.91
TD | Wind | 30 | HAWI | 19.3 | 4.75 | 7.54 | 11.31
TD | Wind | 30 | HAWP_6 | 45.05 | 11.08 | 17.61 | 26.4
TD | Wind | 30 | HEYS_1 | 75.78 | 18.64 | 29.63 | 44.42
TD | Wind | 30 | HUER | 24 | 5.9 | 16.48 | 18.38
TD | Wind | 30 | HUTT_1 | 99.49 | 24.47 | 38.9 | 58.31
TD | Wind | 30 | INDQ1 | 113.57 | 27.94 | 44.41 | 66.57
TD | Wind | 30 | INKE | 1.93 | 0.47 | 0.75 | 1.13
TD | Wind | 30 | IROA1 | 8.76 | 2.15 | 3.42 | 5.13
TD | Wind | 30 | KEAD_1 | 158.62 | 39.02 | 62.02 | 92.97
TD | Wind | 30 | KEIT_P | 27.24 | 6.7 | 10.65 | 15.96
TD | Wind | 30 | KEMS_1 | 16.24 | 4 | 6.35 | 9.52
TD | Wind | 30 | KILS | 17.25 | 4.24 | 6.74 | 10.11
TD | Wind | 30 | KILT | 6.03 | 1.48 | 2.36 | 3.53
TD | Wind | 30 | KINT_P | 6.32 | 1.55 | 2.47 | 3.7
TD | Wind | 30 | KIRKB1 | 20.3 | 4.99 | 7.94 | 11.9
TD | Wind | 30 | LACK_6 | 66.21 | 16.29 | 45.47 | 50.7
TD | Wind | 30 | LAIR_P | 8.85 | 2.18 | 3.46 | 5.18
TD | Wind | 30 | LAND1 | 9.64 | 2.37 | 3.77 | 5.65
TD | Wind | 30 | LEVE | 8.81 | 2.17 | 5.51 | 6.42
TD | Wind | 30 | LING | 73.02 | 17.96 | 28.55 | 42.8
TD | Wind | 30 | LINM | 96.36 | 23.7 | 37.68 | 56.48
TD | Wind | 30 | LISD_1 | 17.26 | 4.25 | 6.75 | 10.11
TD | Wind | 30 | MACD_P | 29.68 | 7.3 | 11.6 | 17.39
TD | Wind | 30 | MAGA_6 | 10.15 | 2.5 | 3.97 | 5.95
TD | Wind | 30 | MELK_1 | 2.54 | 0.62 | 0.99 | 1.49
TD | Wind | 30 | MILC_P | 4.72 | 1.16 | 1.84 | 2.77
TD | Wind | 30 | MITY_1 | 8.25 | 2.03 | 3.23 | 4.83
TD | Wind | 30 | MYBS_P | 30.18 | 7.43 | 11.8 | 17.69
TD | Wind | 30 | NEAR | 2.77 | 0.68 | 1.08 | 1.63
TD | Wind | 30 | NEEP_3 | 24.62 | 6.06 | 9.63 | 14.43
TD | Wind | 30 | NINF_1 | 9.52 | 2.34 | 3.72 | 5.58
TD | Wind | 30 | NORM_1 | 95.5 | 23.49 | 56.26 | 67.47
TD | Wind | 30 | NORT_1 | 61.93 | 15.23 | 24.21 | 36.29
TD | Wind | 30 | OFFE_3 | 6.55 | 1.61 | 2.56 | 3.84
TD | Wind | 30 | PADIB1 | 66.75 | 16.42 | 26.1 | 39.12
TD | Wind | 30 | PEMB_1 | 35.4 | 8.71 | 13.84 | 20.75
TD | Wind | 30 | PENT_1 | 83.76 | 20.61 | 51.67 | 60.59
TD | Wind | 30 | POOB | 7.24 | 1.78 | 2.83 | 4.24
TD | Wind | 30 | PORA_P | 18.75 | 4.61 | 7.33 | 10.99
TD | Wind | 30 | PYLE_1 | 155.13 | 38.16 | 60.66 | 90.92
TD | Wind | 30 | RAIN_1 | 1.27 | 0.31 | 0.5 | 0.74
TD | Wind | 30 | RASS_1 | 17.64 | 4.34 | 6.9 | 10.34
TD | Wind | 30 | RATS_1 | 13.45 | 3.31 | 5.26 | 7.88
TD | Wind | 30 | RAYL_1 | 74.49 | 18.32 | 29.13 | 43.66
TD | Wind | 30 | REDH | 30.63 | 7.54 | 11.98 | 17.95
TD | Wind | 30 | REDM_P | 13.55 | 3.33 | 5.3 | 7.94
TD | Wind | 30 | ROCH_1 | 145.8 | 35.87 | 57.01 | 85.46
TD | Wind | 30 | SALH_1 | 17.77 | 4.37 | 6.95 | 10.41
TD | Wind | 30 | SALT_1 | 78.8 | 19.39 | 30.81 | 46.19
TD | Wind | 30 | SBAR | 1.9 | 0.47 | 0.74 | 1.12
TD | Wind | 30 | SEAB1 | 35.78 | 8.8 | 13.99 | 20.97
TD | Wind | 30 | SELL_1 | 75.88 | 18.67 | 29.67 | 44.48
TD | Wind | 30 | SFEG_P | 21.82 | 5.37 | 8.53 | 12.79
TD | Wind | 30 | SHRW_1 | 81.28 | 19.99 | 31.78 | 47.64
TD | Wind | 30 | SKLGB1 | 13.01 | 3.2 | 5.09 | 7.62
TD | Wind | 30 | SPEN_1 | 40.61 | 9.99 | 15.88 | 23.8
TD | Wind | 30 | STAY_1 | 38.7 | 9.52 | 15.13 | 22.68
TD | Wind | 30 | STES_1 | 36.65 | 9.02 | 14.33 | 21.48
TD | Wind | 30 | STHA | 14.71 | 3.62 | 5.75 | 8.62
TD | Wind | 30 | STIR | 24.12 | 5.93 | 9.43 | 14.14
TD | Wind | 30 | STLE | 27.13 | 6.68 | 10.61 | 15.9
TD | Wind | 30 | STRI_P | 25.6 | 6.3 | 10.01 | 15
TD | Wind | 30 | SUND_1 | 4.82 | 1.19 | 1.89 | 2.83
TD | Wind | 30 | SWAN_1 | 120.04 | 29.53 | 46.94 | 70.36
TD | Wind | 30 | TARL_P | 5.19 | 1.28 | 2.03 | 3.04
TD | Wind | 30 | TAYN_P | 9.44 | 2.32 | 3.69 | 5.53
TD | Wind | 30 | THOM_6 | 76.39 | 18.79 | 29.87 | 44.77
TD | Wind | 30 | THSO_P | 55.67 | 13.7 | 21.77 | 32.63
TD | Wind | 30 | THUR_6 | 34.14 | 8.4 | 13.35 | 20.01
TD | Wind | 30 | TILBB_1 | 11.67 | 2.87 | 4.56 | 6.84
TD | Wind | 30 | TONG | 2.89 | 0.71 | 1.13 | 1.7
TD | Wind | 30 | TRAW_1 | 197.96 | 48.7 | 77.4 | 116.02
TD | Wind | 30 | UPPB_1 | 95.93 | 23.6 | 37.51 | 56.23
TD | Wind | 30 | UPPB_3 | 34.77 | 8.55 | 13.59 | 20.38
TD | Wind | 30 | USKM_1 | 7.99 | 1.97 | 3.13 | 4.69
TD | Wind | 30 | WALP_1 | 223.66 | 55.02 | 87.45 | 131.08
TD | Wind | 30 | WALP_B | 21.32 | 5.24 | 8.34 | 12.49
TD | Wind | 30 | WARL_1 | 1.27 | 0.31 | 0.5 | 0.74
TD | Wind | 30 | WASF_1 | 2.86 | 0.7 | 1.12 | 1.67
TD | Wind | 30 | WFIE | 20.62 | 5.07 | 8.06 | 12.09
TD | Wind | 30 | WILL_1 | 6.34 | 1.56 | 2.48 | 3.72
TD | Wind | 30 | WISH | 15.2 | 3.74 | 5.94 | 8.91
TD | Wind | 30 | WMEL_1 | 10.85 | 2.67 | 4.24 | 6.36
TD | Wind | 30 | WYLF_1 | 47.97 | 11.8 | 18.76 | 28.11
TD | Wind | 31 | ABNE_P | 11.91 | 2.93 | 4.66 | 6.98
TD | Wind | 31 | ALNE_P | 5.51 | 1.35 | 2.15 | 3.23
TD | Wind | 31 | ALVE1 | 122.31 | 30.09 | 47.82 | 71.68
TD | Wind | 31 | ARMO_P | 29.45 | 7.25 | 11.52 | 17.26
TD | Wind | 31 | BAGA | 59.37 | 14.61 | 23.21 | 34.8
TD | Wind | 31 | BARKC1 | 13.78 | 3.39 | 5.39 | 8.08
TD | Wind | 31 | BERW | 125.11 | 30.78 | 48.92 | 73.33
TD | Wind | 31 | BICF_1 | 264.7 | 65.12 | 164.8 | 192.38
TD | Wind | 31 | BIRK_1 | 191.9 | 47.21 | 131.8 | 146.96
TD | Wind | 31 | BLYTB1 | 107.49 | 26.44 | 55.12 | 70.95
TD | Wind | 31 | BLYTH132 | 132.67 | 32.64 | 51.88 | 77.76
TD | Wind | 31 | BONN | 19.46 | 4.79 | 7.61 | 11.41
TD | Wind | 31 | BRAW_1 | 23.19 | 5.7 | 9.07 | 13.59
TD | Wind | 31 | BRFO_1 | 32.44 | 7.98 | 16.47 | 21.31
TD | Wind | 31 | BRLE_1 | 2.58 | 0.63 | 1.01 | 1.51
TD | Wind | 31 | BURM_1 | 33.49 | 8.24 | 13.09 | 19.63
TD | Wind | 31 | BUSH_1 | 5.15 | 1.27 | 2.01 | 3.02
TD | Wind | 31 | CANTN1 | 152.77 | 37.58 | 104.92 | 116.99
TD | Wind | 31 | CARE_1 | 2.96 | 0.73 | 1.16 | 1.74
TD | Wind | 31 | CHAP | 30.13 | 7.41 | 11.78 | 17.66
TD | Wind | 31 | CHTE_1 | 17.45 | 4.29 | 6.82 | 10.23
TD | Wind | 31 | CONQA1 | 50.69 | 12.47 | 19.82 | 29.71
TD | Wind | 31 | COUA_P | 7.66 | 1.89 | 3 | 4.49
TD | Wind | 31 | COVE_1 | 18.03 | 4.44 | 7.05 | 10.57
TD | Wind | 31 | COYL | 79.33 | 19.51 | 31.02 | 46.49
TD | Wind | 31 | CREB_1 | 165.39 | 40.69 | 64.67 | 96.94
TD | Wind | 31 | CUMB | 4.9 | 1.2 | 1.91 | 2.87
TD | Wind | 31 | DEVO | 84.84 | 20.87 | 33.17 | 49.72
TD | Wind | 31 | DOUN_P | 15.1 | 3.71 | 5.9 | 8.85
TD | Wind | 31 | DRAX_1 | 121.66 | 29.93 | 47.57 | 71.31
TD | Wind | 31 | DUNB | 16.92 | 4.16 | 6.62 | 9.92
TD | Wind | 31 | DYCE_P | 20.83 | 5.12 | 8.15 | 12.21
TD | Wind | 31 | EASO_1 | 138.21 | 34 | 54.04 | 81.01
TD | Wind | 31 | ECCL | 35.01 | 8.61 | 13.69 | 20.52
TD | Wind | 31 | ECLA_1 | 2.58 | 0.63 | 1.01 | 1.51
TD | Wind | 31 | EKIS | 82.51 | 20.3 | 32.26 | 48.36
TD | Wind | 31 | ELLA_1 | 9.66 | 2.38 | 3.78 | 5.66
TD | Wind | 31 | ENDE_1 | 43.92 | 10.81 | 17.17 | 25.74
TD | Wind | 31 | FECK_6 | 1.67 | 0.41 | 0.65 | 0.98
TD | Wind | 31 | FIDD_P | 54.35 | 13.37 | 21.25 | 31.85
TD | Wind | 31 | FOUR_1 | 141.11 | 34.71 | 55.17 | 82.71
TD | Wind | 31 | FRAS_P | 1.92 | 0.47 | 0.75 | 1.12
TD | Wind | 31 | FROD_1 | 64.86 | 15.95 | 25.36 | 38.01
TD | Wind | 31 | GALA | 21.06 | 5.18 | 8.23 | 12.34
TD | Wind | 31 | GIFF | 5.39 | 1.33 | 2.11 | 3.16
TD | Wind | 31 | GLLU | 90.71 | 22.32 | 35.47 | 53.17
TD | Wind | 31 | GLNI | 40.58 | 9.98 | 15.87 | 23.78
TD | Wind | 31 | GREN_1 | 211.12 | 51.94 | 82.55 | 123.74
TD | Wind | 31 | GRIW_1 | 97.9 | 24.08 | 38.28 | 57.38
TD | Wind | 31 | G_EXTRA_11 | 26.93 | 6.63 | 10.53 | 15.78
TD | Wind | 31 | G_EXTRA_12 | 13.39 | 3.29 | 5.23 | 7.85
TD | Wind | 31 | G_EXTRA_13 | 37.93 | 9.33 | 14.83 | 22.23
TD | Wind | 31 | G_EXTRA_2 | 22.04 | 5.42 | 8.62 | 12.91
TD | Wind | 31 | G_EXTRA_8 | 65.98 | 16.23 | 25.8 | 38.67
TD | Wind | 31 | G_EXTRA_9 | 56.31 | 13.85 | 22.02 | 33
TD | Wind | 31 | HARK_1 | 95.4 | 23.47 | 37.3 | 55.91
TD | Wind | 31 | HARM_6 | 32.76 | 8.06 | 12.81 | 19.2
TD | Wind | 31 | HAWI | 19.59 | 4.82 | 7.66 | 11.48
TD | Wind | 31 | HAWP_6 | 45.73 | 11.25 | 17.88 | 26.8
TD | Wind | 31 | HEYS_1 | 76.93 | 18.92 | 30.08 | 45.09
TD | Wind | 31 | HUER | 24 | 5.9 | 16.48 | 18.38
TD | Wind | 31 | HUTT_1 | 100.99 | 24.84 | 39.49 | 59.19
TD | Wind | 31 | INDQ1 | 115.29 | 28.36 | 45.08 | 67.57
TD | Wind | 31 | INKE | 1.96 | 0.48 | 0.77 | 1.15
TD | Wind | 31 | IROA1 | 8.89 | 2.19 | 3.48 | 5.21
TD | Wind | 31 | KEAD_1 | 161.01 | 39.61 | 62.96 | 94.37
TD | Wind | 31 | KEIT_P | 27.65 | 6.8 | 10.81 | 16.2
TD | Wind | 31 | KEMS_1 | 16.49 | 4.06 | 6.45 | 9.66
TD | Wind | 31 | KILS | 17.51 | 4.31 | 6.84 | 10.26
TD | Wind | 31 | KILT | 6.12 | 1.51 | 2.39 | 3.59
TD | Wind | 31 | KINT_P | 6.42 | 1.58 | 2.51 | 3.76
TD | Wind | 31 | KIRKB1 | 20.61 | 5.07 | 8.06 | 12.08
TD | Wind | 31 | LACK_6 | 66.21 | 16.29 | 45.47 | 50.7
TD | Wind | 31 | LAIR_P | 8.98 | 2.21 | 3.51 | 5.26
TD | Wind | 31 | LAND1 | 9.79 | 2.41 | 3.83 | 5.74
TD | Wind | 31 | LEVE | 8.84 | 2.17 | 5.53 | 6.44
TD | Wind | 31 | LING | 74.12 | 18.23 | 28.98 | 43.44
TD | Wind | 31 | LINM | 97.81 | 24.06 | 38.24 | 57.33
TD | Wind | 31 | LISD_1 | 17.52 | 4.31 | 6.85 | 10.27
TD | Wind | 31 | MACD_P | 30.12 | 7.41 | 11.78 | 17.66
TD | Wind | 31 | MAGA_6 | 10.3 | 2.53 | 4.03 | 6.04
TD | Wind | 31 | MELK_1 | 2.58 | 0.63 | 1.01 | 1.51
TD | Wind | 31 | MILC_P | 4.79 | 1.18 | 1.87 | 2.81
TD | Wind | 31 | MITY_1 | 8.37 | 2.06 | 3.27 | 4.91
TD | Wind | 31 | MYBS_P | 30.64 | 7.54 | 11.98 | 17.96
TD | Wind | 31 | NEAR | 2.82 | 0.69 | 1.1 | 1.65
TD | Wind | 31 | NEEP_3 | 24.99 | 6.15 | 9.77 | 14.65
TD | Wind | 31 | NINF_1 | 9.66 | 2.38 | 3.78 | 5.66
TD | Wind | 31 | NORM_1 | 95.98 | 23.61 | 56.45 | 67.75
TD | Wind | 31 | NORT_1 | 62.86 | 15.46 | 24.58 | 36.84
TD | Wind | 31 | OFFE_3 | 6.65 | 1.64 | 2.6 | 3.9
TD | Wind | 31 | PADIB1 | 67.75 | 16.67 | 26.49 | 39.71
TD | Wind | 31 | PEMB_1 | 35.94 | 8.84 | 14.05 | 21.06
TD | Wind | 31 | PENT_1 | 84.06 | 20.68 | 51.79 | 60.76
TD | Wind | 31 | POOB | 7.35 | 1.81 | 2.87 | 4.3
TD | Wind | 31 | PORA_P | 19.04 | 4.68 | 7.44 | 11.16
TD | Wind | 31 | PYLE_1 | 157.47 | 38.74 | 61.57 | 92.29
TD | Wind | 31 | RAIN_1 | 1.29 | 0.32 | 0.5 | 0.75
TD | Wind | 31 | RASS_1 | 17.9 | 4.4 | 7 | 10.49
TD | Wind | 31 | RATS_1 | 13.65 | 3.36 | 5.34 | 8
TD | Wind | 31 | RAYL_1 | 75.61 | 18.6 | 29.56 | 44.32
TD | Wind | 31 | REDH | 31.09 | 7.65 | 12.16 | 18.22
TD | Wind | 31 | REDM_P | 13.76 | 3.38 | 5.38 | 8.06
TD | Wind | 31 | ROCH_1 | 148 | 36.41 | 57.87 | 86.74
TD | Wind | 31 | SALH_1 | 18.03 | 4.44 | 7.05 | 10.57
TD | Wind | 31 | SALT_1 | 79.99 | 19.68 | 31.28 | 46.88
TD | Wind | 31 | SBAR | 1.93 | 0.48 | 0.76 | 1.13
TD | Wind | 31 | SEAB1 | 36.32 | 8.94 | 14.2 | 21.29
TD | Wind | 31 | SELL_1 | 77.03 | 18.95 | 30.12 | 45.15
TD | Wind | 31 | SFEG_P | 22.15 | 5.45 | 8.66 | 12.98
TD | Wind | 31 | SHRW_1 | 82.5 | 20.3 | 32.26 | 48.36
TD | Wind | 31 | SKLGB1 | 13.2 | 3.25 | 5.16 | 7.74
TD | Wind | 31 | SPEN_1 | 41.22 | 10.14 | 16.12 | 24.16
TD | Wind | 31 | STAY_1 | 39.29 | 9.66 | 15.36 | 23.03
TD | Wind | 31 | STES_1 | 37.2 | 9.15 | 14.55 | 21.8
TD | Wind | 31 | STHA | 14.94 | 3.67 | 5.84 | 8.75
TD | Wind | 31 | STIR | 24.48 | 6.02 | 9.57 | 14.35
TD | Wind | 31 | STLE | 27.54 | 6.78 | 10.77 | 16.14
TD | Wind | 31 | STRI_P | 25.98 | 6.39 | 10.16 | 15.23
TD | Wind | 31 | SUND_1 | 4.89 | 1.2 | 1.91 | 2.87
TD | Wind | 31 | SWAN_1 | 121.85 | 29.98 | 47.65 | 71.42
TD | Wind | 31 | TARL_P | 5.27 | 1.3 | 2.06 | 3.09
TD | Wind | 31 | TAYN_P | 9.58 | 2.36 | 3.75 | 5.61
TD | Wind | 31 | THOM_6 | 77.54 | 19.08 | 30.32 | 45.45
TD | Wind | 31 | THSO_P | 56.51 | 13.9 | 22.1 | 33.12
TD | Wind | 31 | THUR_6 | 34.65 | 8.52 | 13.55 | 20.31
TD | Wind | 31 | TILBB_1 | 11.85 | 2.92 | 4.63 | 6.95
TD | Wind | 31 | TONG | 2.94 | 0.72 | 1.15 | 1.72
TD | Wind | 31 | TRAW_1 | 200.94 | 49.43 | 78.57 | 117.77
TD | Wind | 31 | UPPB_1 | 97.38 | 23.96 | 38.08 | 57.07
TD | Wind | 31 | UPPB_3 | 35.29 | 8.68 | 13.8 | 20.69
TD | Wind | 31 | USKM_1 | 8.12 | 2 | 3.17 | 4.76
TD | Wind | 31 | WALP_1 | 227.03 | 55.85 | 88.77 | 133.06
TD | Wind | 31 | WALP_B | 21.64 | 5.32 | 8.46 | 12.68
TD | Wind | 31 | WARL_1 | 1.29 | 0.32 | 0.5 | 0.75
TD | Wind | 31 | WASF_1 | 2.9 | 0.71 | 1.13 | 1.7
TD | Wind | 31 | WFIE | 20.93 | 5.15 | 8.19 | 12.27
TD | Wind | 31 | WILL_1 | 6.44 | 1.58 | 2.52 | 3.77
TD | Wind | 31 | WISH | 15.42 | 3.79 | 6.03 | 9.04
TD | Wind | 31 | WMEL_1 | 11.01 | 2.71 | 4.31 | 6.45
TD | Wind | 31 | WYLF_1 | 48.69 | 11.98 | 19.04 | 28.54
TD | Wind | 32 | ABNE_P | 12.09 | 2.97 | 4.73 | 7.09
TD | Wind | 32 | ALNE_P | 5.59 | 1.38 | 2.19 | 3.28
TD | Wind | 32 | ALVE1 | 124.13 | 30.54 | 48.54 | 72.75
TD | Wind | 32 | ARMO_P | 29.89 | 7.35 | 11.69 | 17.52
TD | Wind | 32 | BAGA | 60.26 | 14.82 | 23.56 | 35.32
TD | Wind | 32 | BARKC1 | 13.99 | 3.44 | 5.47 | 8.2
TD | Wind | 32 | BERW | 126.98 | 31.24 | 49.65 | 74.42
TD | Wind | 32 | BICF_1 | 265.56 | 65.33 | 165.14 | 192.89
TD | Wind | 32 | BIRK_1 | 191.9 | 47.21 | 131.8 | 146.96
TD | Wind | 32 | BLYTB1 | 108.43 | 26.67 | 55.48 | 71.5
TD | Wind | 32 | BLYTH132 | 134.66 | 33.13 | 52.65 | 78.92
TD | Wind | 32 | BONN | 19.76 | 4.86 | 7.72 | 11.58
TD | Wind | 32 | BRAW_1 | 23.53 | 5.79 | 9.2 | 13.79
TD | Wind | 32 | BRFO_1 | 32.73 | 8.05 | 16.58 | 21.48
TD | Wind | 32 | BRLE_1 | 2.61 | 0.64 | 1.02 | 1.53
TD | Wind | 32 | BURM_1 | 33.99 | 8.36 | 13.29 | 19.92
TD | Wind | 32 | BUSH_1 | 5.23 | 1.29 | 2.04 | 3.06
TD | Wind | 32 | CANTN1 | 152.77 | 37.58 | 104.92 | 116.99
TD | Wind | 32 | CARE_1 | 3.01 | 0.74 | 1.18 | 1.76
TD | Wind | 32 | CHAP | 30.58 | 7.52 | 11.96 | 17.92
TD | Wind | 32 | CHTE_1 | 17.71 | 4.36 | 6.93 | 10.38
TD | Wind | 32 | CONQA1 | 51.44 | 12.66 | 20.11 | 30.15
TD | Wind | 32 | COUA_P | 7.78 | 1.91 | 3.04 | 4.56
TD | Wind | 32 | COVE_1 | 18.3 | 4.5 | 7.16 | 10.73
TD | Wind | 32 | COYL | 80.51 | 19.81 | 31.48 | 47.19
TD | Wind | 32 | CREB_1 | 167.86 | 41.29 | 65.63 | 98.38
TD | Wind | 32 | CUMB | 4.97 | 1.22 | 1.94 | 2.91
TD | Wind | 32 | DEVO | 86.1 | 21.18 | 33.67 | 50.46
TD | Wind | 32 | DOUN_P | 15.32 | 3.77 | 5.99 | 8.98
TD | Wind | 32 | DRAX_1 | 123.48 | 30.38 | 48.28 | 72.37
TD | Wind | 32 | DUNB | 17.17 | 4.22 | 6.71 | 10.06
TD | Wind | 32 | DYCE_P | 21.14 | 5.2 | 8.27 | 12.39
TD | Wind | 32 | EASO_1 | 140.28 | 34.51 | 54.85 | 82.22
TD | Wind | 32 | ECCL | 35.53 | 8.74 | 13.89 | 20.83
TD | Wind | 32 | ECLA_1 | 2.61 | 0.64 | 1.02 | 1.53
TD | Wind | 32 | EKIS | 83.74 | 20.6 | 32.74 | 49.08
TD | Wind | 32 | ELLA_1 | 9.81 | 2.41 | 3.83 | 5.75
TD | Wind | 32 | ENDE_1 | 44.58 | 10.97 | 17.43 | 26.13
TD | Wind | 32 | FECK_6 | 1.7 | 0.42 | 0.66 | 1
TD | Wind | 32 | FIDD_P | 55.16 | 13.57 | 21.57 | 32.33
TD | Wind | 32 | FOUR_1 | 143.22 | 35.23 | 56 | 83.94
TD | Wind | 32 | FRAS_P | 1.94 | 0.48 | 0.76 | 1.14
TD | Wind | 32 | FROD_1 | 65.82 | 16.19 | 25.74 | 38.58
TD | Wind | 32 | GALA | 21.37 | 5.26 | 8.36 | 12.53
TD | Wind | 32 | GIFF | 5.47 | 1.34 | 2.14 | 3.2
TD | Wind | 32 | GLLU | 92.07 | 22.65 | 36 | 53.96
TD | Wind | 32 | GLNI | 41.19 | 10.13 | 16.1 | 24.14
TD | Wind | 32 | GREN_1 | 214.27 | 52.71 | 83.78 | 125.59
TD | Wind | 32 | GRIW_1 | 99.36 | 24.44 | 38.85 | 58.23
TD | Wind | 32 | G_EXTRA_11 | 27.33 | 6.72 | 10.69 | 16.02
TD | Wind | 32 | G_EXTRA_12 | 13.59 | 3.34 | 5.31 | 7.96
TD | Wind | 32 | G_EXTRA_13 | 38.5 | 9.47 | 15.05 | 22.56
TD | Wind | 32 | G_EXTRA_2 | 22.36 | 5.5 | 8.74 | 13.11
TD | Wind | 32 | G_EXTRA_8 | 66.97 | 16.47 | 26.18 | 39.25
TD | Wind | 32 | G_EXTRA_9 | 57.15 | 14.06 | 22.35 | 33.5
TD | Wind | 32 | HARK_1 | 96.82 | 23.82 | 37.86 | 56.75
TD | Wind | 32 | HARM_6 | 33.25 | 8.18 | 13 | 19.49
TD | Wind | 32 | HAWI | 19.88 | 4.89 | 7.77 | 11.65
TD | Wind | 32 | HAWP_6 | 46.41 | 11.42 | 18.15 | 27.2
TD | Wind | 32 | HEYS_1 | 78.07 | 19.21 | 30.53 | 45.76
TD | Wind | 32 | HUER | 24 | 5.9 | 16.48 | 18.38
TD | Wind | 32 | HUTT_1 | 102.5 | 25.21 | 40.08 | 60.07
TD | Wind | 32 | INDQ1 | 117.01 | 28.78 | 45.75 | 68.58
TD | Wind | 32 | INKE | 1.99 | 0.49 | 0.78 | 1.17
TD | Wind | 32 | IROA1 | 9.02 | 2.22 | 3.53 | 5.29
TD | Wind | 32 | KEAD_1 | 163.42 | 40.2 | 63.9 | 95.78
TD | Wind | 32 | KEIT_P | 28.06 | 6.9 | 10.97 | 16.45
TD | Wind | 32 | KEMS_1 | 16.73 | 4.12 | 6.54 | 9.81
TD | Wind | 32 | KILS | 17.77 | 4.37 | 6.95 | 10.41
TD | Wind | 32 | KILT | 6.21 | 1.53 | 2.43 | 3.64
TD | Wind | 32 | KINT_P | 6.51 | 1.6 | 2.55 | 3.82
TD | Wind | 32 | KIRKB1 | 20.92 | 5.15 | 8.18 | 12.26
TD | Wind | 32 | LACK_6 | 66.21 | 16.29 | 45.47 | 50.7
TD | Wind | 32 | LAIR_P | 9.11 | 2.24 | 3.56 | 5.34
TD | Wind | 32 | LAND1 | 9.94 | 2.44 | 3.88 | 5.82
TD | Wind | 32 | LEVE | 8.86 | 2.18 | 5.54 | 6.45
TD | Wind | 32 | LING | 75.23 | 18.51 | 29.42 | 44.09
TD | Wind | 32 | LINM | 99.27 | 24.42 | 38.82 | 58.18
TD | Wind | 32 | LISD_1 | 17.78 | 4.37 | 6.95 | 10.42
TD | Wind | 32 | MACD_P | 30.57 | 7.52 | 11.95 | 17.92
TD | Wind | 32 | MAGA_6 | 10.46 | 2.57 | 4.09 | 6.13
TD | Wind | 32 | MELK_1 | 2.61 | 0.64 | 1.02 | 1.53
TD | Wind | 32 | MILC_P | 4.86 | 1.2 | 1.9 | 2.85
TD | Wind | 32 | MITY_1 | 8.5 | 2.09 | 3.32 | 4.98
TD | Wind | 32 | MYBS_P | 31.1 | 7.65 | 12.16 | 18.23
TD | Wind | 32 | NEAR | 2.86 | 0.7 | 1.12 | 1.67
TD | Wind | 32 | NEEP_3 | 25.36 | 6.24 | 9.92 | 14.86
TD | Wind | 32 | NINF_1 | 9.81 | 2.41 | 3.83 | 5.75
TD | Wind | 32 | NORM_1 | 96.45 | 23.73 | 56.63 | 68.03
TD | Wind | 32 | NORT_1 | 63.8 | 15.69 | 24.95 | 37.39
TD | Wind | 32 | OFFE_3 | 6.75 | 1.66 | 2.64 | 3.95
TD | Wind | 32 | PADIB1 | 68.77 | 16.92 | 26.89 | 40.3
TD | Wind | 32 | PEMB_1 | 36.47 | 8.97 | 14.26 | 21.38
TD | Wind | 32 | PENT_1 | 84.36 | 20.75 | 51.91 | 60.94
TD | Wind | 32 | POOB | 7.45 | 1.83 | 2.91 | 4.37
TD | Wind | 32 | PORA_P | 19.32 | 4.75 | 7.55 | 11.32
TD | Wind | 32 | PYLE_1 | 159.82 | 39.32 | 62.49 | 93.67
TD | Wind | 32 | RAIN_1 | 1.31 | 0.32 | 0.51 | 0.77
TD | Wind | 32 | RASS_1 | 18.17 | 4.47 | 7.11 | 10.65
TD | Wind | 32 | RATS_1 | 13.86 | 3.41 | 5.42 | 8.12
TD | Wind | 32 | RAYL_1 | 76.74 | 18.88 | 30.01 | 44.98
TD | Wind | 32 | REDH | 31.56 | 7.76 | 12.34 | 18.5
TD | Wind | 32 | REDM_P | 13.96 | 3.43 | 5.46 | 8.18
TD | Wind | 32 | ROCH_1 | 150.21 | 36.95 | 58.73 | 88.04
TD | Wind | 32 | SALH_1 | 18.3 | 4.5 | 7.16 | 10.73
TD | Wind | 32 | SALT_1 | 81.19 | 19.97 | 31.74 | 47.58
TD | Wind | 32 | SBAR | 1.96 | 0.48 | 0.77 | 1.15
TD | Wind | 32 | SEAB1 | 36.87 | 9.07 | 14.41 | 21.61
TD | Wind | 32 | SELL_1 | 78.18 | 19.23 | 30.57 | 45.82
TD | Wind | 32 | SFEG_P | 22.48 | 5.53 | 8.79 | 13.18
TD | Wind | 32 | SHRW_1 | 83.74 | 20.6 | 32.74 | 49.08
TD | Wind | 32 | SKLGB1 | 13.4 | 3.3 | 5.24 | 7.85
TD | Wind | 32 | SPEN_1 | 41.83 | 10.29 | 16.36 | 24.52
TD | Wind | 32 | STAY_1 | 39.87 | 9.81 | 15.59 | 23.37
TD | Wind | 32 | STES_1 | 37.76 | 9.29 | 14.76 | 22.13
TD | Wind | 32 | STHA | 15.16 | 3.73 | 5.93 | 8.88
TD | Wind | 32 | STIR | 24.85 | 6.11 | 9.72 | 14.56
TD | Wind | 32 | STLE | 27.96 | 6.88 | 10.93 | 16.38
TD | Wind | 32 | STRI_P | 26.37 | 6.49 | 10.31 | 15.46
TD | Wind | 32 | SUND_1 | 4.97 | 1.22 | 1.94 | 2.91
TD | Wind | 32 | SWAN_1 | 123.67 | 30.42 | 48.36 | 72.49
TD | Wind | 32 | TARL_P | 5.35 | 1.32 | 2.09 | 3.13
TD | Wind | 32 | TAYN_P | 9.72 | 2.39 | 3.8 | 5.7
TD | Wind | 32 | THOM_6 | 78.7 | 19.36 | 30.77 | 46.13
TD | Wind | 32 | THSO_P | 57.36 | 14.11 | 22.43 | 33.62
TD | Wind | 32 | THUR_6 | 35.17 | 8.65 | 13.75 | 20.61
TD | Wind | 32 | TILBB_1 | 12.03 | 2.96 | 4.7 | 7.05
TD | Wind | 32 | TONG | 2.98 | 0.73 | 1.17 | 1.75
TD | Wind | 32 | TRAW_1 | 203.94 | 50.17 | 79.74 | 119.53
TD | Wind | 32 | UPPB_1 | 98.83 | 24.31 | 38.64 | 57.93
TD | Wind | 32 | UPPB_3 | 35.82 | 8.81 | 14.01 | 20.99
TD | Wind | 32 | USKM_1 | 8.24 | 2.03 | 3.22 | 4.83
TD | Wind | 32 | WALP_1 | 230.42 | 56.68 | 90.09 | 135.05
TD | Wind | 32 | WALP_B | 21.96 | 5.4 | 8.59 | 12.87
TD | Wind | 32 | WARL_1 | 1.31 | 0.32 | 0.51 | 0.77
TD | Wind | 32 | WASF_1 | 2.94 | 0.72 | 1.15 | 1.72
TD | Wind | 32 | WFIE | 21.25 | 5.23 | 8.31 | 12.45
TD | Wind | 32 | WILL_1 | 6.54 | 1.61 | 2.56 | 3.83
TD | Wind | 32 | WISH | 15.66 | 3.85 | 6.12 | 9.18
TD | Wind | 32 | WMEL_1 | 11.18 | 2.75 | 4.37 | 6.55
TD | Wind | 32 | WYLF_1 | 49.42 | 12.16 | 19.32 | 28.96
TD | Wind | 33 | ABNE_P | 12.27 | 3.02 | 4.8 | 7.19
TD | Wind | 33 | ALNE_P | 5.67 | 1.4 | 2.22 | 3.32
TD | Wind | 33 | ALVE1 | 125.97 | 30.99 | 49.25 | 73.83
TD | Wind | 33 | ARMO_P | 30.34 | 7.46 | 11.86 | 17.78
TD | Wind | 33 | BAGA | 61.15 | 15.04 | 23.91 | 35.84
TD | Wind | 33 | BARKC1 | 14.2 | 3.49 | 5.55 | 8.32
TD | Wind | 33 | BERW | 128.86 | 31.7 | 50.38 | 75.52
TD | Wind | 33 | BICF_1 | 266.42 | 65.54 | 165.48 | 193.39
TD | Wind | 33 | BIRK_1 | 191.9 | 47.21 | 131.8 | 146.96
TD | Wind | 33 | BLYTB1 | 109.38 | 26.91 | 55.86 | 72.06
TD | Wind | 33 | BLYTH132 | 136.65 | 33.62 | 53.43 | 80.09
TD | Wind | 33 | BONN | 20.05 | 4.93 | 7.84 | 11.75
TD | Wind | 33 | BRAW_1 | 23.88 | 5.87 | 9.34 | 14
TD | Wind | 33 | BRFO_1 | 33.03 | 8.12 | 16.7 | 21.65
TD | Wind | 33 | BRLE_1 | 2.65 | 0.65 | 1.04 | 1.56
TD | Wind | 33 | BURM_1 | 34.49 | 8.49 | 13.49 | 20.22
TD | Wind | 33 | BUSH_1 | 5.31 | 1.31 | 2.07 | 3.11
TD | Wind | 33 | CANTN1 | 152.77 | 37.58 | 104.92 | 116.99
TD | Wind | 33 | CARE_1 | 3.05 | 0.75 | 1.19 | 1.79
TD | Wind | 33 | CHAP | 31.03 | 7.63 | 12.13 | 18.19
TD | Wind | 33 | CHTE_1 | 17.98 | 4.42 | 7.03 | 10.54
TD | Wind | 33 | CONQA1 | 52.2 | 12.84 | 20.41 | 30.6
TD | Wind | 33 | COUA_P | 7.89 | 1.94 | 3.09 | 4.63
TD | Wind | 33 | COVE_1 | 18.57 | 4.57 | 7.26 | 10.89
TD | Wind | 33 | COYL | 81.7 | 20.1 | 31.95 | 47.89
TD | Wind | 33 | CREB_1 | 170.35 | 41.9 | 66.61 | 99.84
TD | Wind | 33 | CUMB | 5.04 | 1.24 | 1.97 | 2.96
TD | Wind | 33 | DEVO | 87.38 | 21.49 | 34.16 | 51.21
TD | Wind | 33 | DOUN_P | 15.55 | 3.83 | 6.08 | 9.11
TD | Wind | 33 | DRAX_1 | 125.3 | 30.82 | 48.99 | 73.44
TD | Wind | 33 | DUNB | 17.42 | 4.29 | 6.81 | 10.21
TD | Wind | 33 | DYCE_P | 21.46 | 5.28 | 8.39 | 12.58
TD | Wind | 33 | EASO_1 | 142.35 | 35.02 | 55.66 | 83.43
TD | Wind | 33 | ECCL | 36.06 | 8.87 | 14.1 | 21.13
TD | Wind | 33 | ECLA_1 | 2.65 | 0.65 | 1.04 | 1.56
TD | Wind | 33 | EKIS | 84.98 | 20.91 | 33.23 | 49.81
TD | Wind | 33 | ELLA_1 | 9.95 | 2.45 | 3.89 | 5.83
TD | Wind | 33 | ENDE_1 | 45.24 | 11.13 | 17.69 | 26.52
TD | Wind | 33 | FECK_6 | 1.72 | 0.42 | 0.67 | 1.01
TD | Wind | 33 | FIDD_P | 55.97 | 13.77 | 21.89 | 32.81
TD | Wind | 33 | FOUR_1 | 145.34 | 35.75 | 56.83 | 85.18
TD | Wind | 33 | FRAS_P | 1.97 | 0.49 | 0.77 | 1.16
TD | Wind | 33 | FROD_1 | 66.8 | 16.43 | 26.12 | 39.15
TD | Wind | 33 | GALA | 21.69 | 5.33 | 8.48 | 12.71
TD | Wind | 33 | GIFF | 5.55 | 1.36 | 2.17 | 3.25
TD | Wind | 33 | GLLU | 93.43 | 22.98 | 36.53 | 54.76
TD | Wind | 33 | GLNI | 41.8 | 10.28 | 16.34 | 24.5
TD | Wind | 33 | GREN_1 | 217.44 | 53.49 | 85.02 | 127.44
TD | Wind | 33 | GRIW_1 | 100.83 | 24.8 | 39.42 | 59.1
TD | Wind | 33 | G_EXTRA_11 | 27.74 | 6.82 | 10.85 | 16.26
TD | Wind | 33 | G_EXTRA_12 | 13.79 | 3.39 | 5.39 | 8.08
TD | Wind | 33 | G_EXTRA_13 | 39.07 | 9.61 | 15.28 | 22.9
TD | Wind | 33 | G_EXTRA_2 | 22.7 | 5.58 | 8.87 | 13.3
TD | Wind | 33 | G_EXTRA_8 | 67.96 | 16.72 | 26.57 | 39.83
TD | Wind | 33 | G_EXTRA_9 | 58 | 14.27 | 22.68 | 33.99
TD | Wind | 33 | HARK_1 | 98.25 | 24.17 | 38.42 | 57.59
TD | Wind | 33 | HARM_6 | 33.74 | 8.3 | 13.19 | 19.77
TD | Wind | 33 | HAWI | 20.17 | 4.96 | 7.89 | 11.82
TD | Wind | 33 | HAWP_6 | 47.1 | 11.59 | 18.41 | 27.6
TD | Wind | 33 | HEYS_1 | 79.23 | 19.49 | 30.98 | 46.44
TD | Wind | 33 | HUER | 24 | 5.9 | 16.48 | 18.38
TD | Wind | 33 | HUTT_1 | 104.01 | 25.59 | 40.67 | 60.96
TD | Wind | 33 | INDQ1 | 118.74 | 29.21 | 46.43 | 69.59
TD | Wind | 33 | INKE | 2.02 | 0.5 | 0.79 | 1.18
TD | Wind | 33 | IROA1 | 9.15 | 2.25 | 3.58 | 5.37
TD | Wind | 33 | KEAD_1 | 165.83 | 40.8 | 64.84 | 97.2
TD | Wind | 33 | KEIT_P | 28.47 | 7 | 11.13 | 16.69
TD | Wind | 33 | KEMS_1 | 16.98 | 4.18 | 6.64 | 9.95
TD | Wind | 33 | KILS | 18.03 | 4.44 | 7.05 | 10.57
TD | Wind | 33 | KILT | 6.3 | 1.55 | 2.46 | 3.69
TD | Wind | 33 | KINT_P | 6.61 | 1.63 | 2.58 | 3.87
TD | Wind | 33 | KIRKB1 | 21.23 | 5.22 | 8.3 | 12.44
TD | Wind | 33 | LACK_6 | 66.21 | 16.29 | 45.47 | 50.7
TD | Wind | 33 | LAIR_P | 9.25 | 2.28 | 3.62 | 5.42
TD | Wind | 33 | LAND1 | 10.08 | 2.48 | 3.94 | 5.91
TD | Wind | 33 | LEVE | 8.89 | 2.19 | 5.55 | 6.47
TD | Wind | 33 | LING | 76.34 | 18.78 | 29.85 | 44.75
TD | Wind | 33 | LINM | 100.74 | 24.78 | 39.39 | 59.04
TD | Wind | 33 | LISD_1 | 18.04 | 4.44 | 7.05 | 10.57
TD | Wind | 33 | MACD_P | 31.03 | 7.63 | 12.13 | 18.18
TD | Wind | 33 | MAGA_6 | 10.61 | 2.61 | 4.15 | 6.22
TD | Wind | 33 | MELK_1 | 2.65 | 0.65 | 1.04 | 1.56
TD | Wind | 33 | MILC_P | 4.93 | 1.21 | 1.93 | 2.89
TD | Wind | 33 | MITY_1 | 8.62 | 2.12 | 3.37 | 5.05
TD | Wind | 33 | MYBS_P | 31.56 | 7.76 | 12.34 | 18.5
TD | Wind | 33 | NEAR | 2.9 | 0.71 | 1.13 | 1.7
TD | Wind | 33 | NEEP_3 | 25.74 | 6.33 | 10.06 | 15.08
TD | Wind | 33 | NINF_1 | 9.95 | 2.45 | 3.89 | 5.83
TD | Wind | 33 | NORM_1 | 96.93 | 23.85 | 56.82 | 68.31
TD | Wind | 33 | NORT_1 | 64.74 | 15.93 | 25.31 | 37.95
TD | Wind | 33 | OFFE_3 | 6.85 | 1.68 | 2.68 | 4.01
TD | Wind | 33 | PADIB1 | 69.78 | 17.17 | 27.29 | 40.9
TD | Wind | 33 | PEMB_1 | 37.01 | 9.11 | 14.47 | 21.69
TD | Wind | 33 | PENT_1 | 84.66 | 20.83 | 52.02 | 61.12
TD | Wind | 33 | POOB | 7.57 | 1.86 | 2.96 | 4.43
TD | Wind | 33 | PORA_P | 19.61 | 4.82 | 7.67 | 11.49
TD | Wind | 33 | PYLE_1 | 162.19 | 39.9 | 63.41 | 95.06
TD | Wind | 33 | RAIN_1 | 1.33 | 0.33 | 0.52 | 0.78
TD | Wind | 33 | RASS_1 | 18.44 | 4.54 | 7.21 | 10.81
TD | Wind | 33 | RATS_1 | 14.06 | 3.46 | 5.5 | 8.24
TD | Wind | 33 | RAYL_1 | 77.88 | 19.16 | 30.45 | 45.64
TD | Wind | 33 | REDH | 32.03 | 7.88 | 12.52 | 18.77
TD | Wind | 33 | REDM_P | 14.17 | 3.49 | 5.54 | 8.3
TD | Wind | 33 | ROCH_1 | 152.44 | 37.5 | 59.6 | 89.34
TD | Wind | 33 | SALH_1 | 18.57 | 4.57 | 7.26 | 10.89
TD | Wind | 33 | SALT_1 | 82.39 | 20.27 | 32.21 | 48.29
TD | Wind | 33 | SBAR | 1.99 | 0.49 | 0.78 | 1.17
TD | Wind | 33 | SEAB1 | 37.41 | 9.2 | 14.63 | 21.93
TD | Wind | 33 | SELL_1 | 79.34 | 19.52 | 31.02 | 46.5
TD | Wind | 33 | SFEG_P | 22.81 | 5.61 | 8.92 | 13.37
TD | Wind | 33 | SHRW_1 | 84.97 | 20.9 | 33.22 | 49.8
TD | Wind | 33 | SKLGB1 | 13.6 | 3.35 | 5.32 | 7.97
TD | Wind | 33 | SPEN_1 | 42.45 | 10.44 | 16.6 | 24.88
TD | Wind | 33 | STAY_1 | 40.46 | 9.95 | 15.82 | 23.72
TD | Wind | 33 | STES_1 | 38.31 | 9.43 | 14.98 | 22.46
TD | Wind | 33 | STHA | 15.38 | 3.78 | 6.01 | 9.02
TD | Wind | 33 | STIR | 25.22 | 6.2 | 9.86 | 14.78
TD | Wind | 33 | STLE | 28.37 | 6.98 | 11.09 | 16.63
TD | Wind | 33 | STRI_P | 26.76 | 6.58 | 10.46 | 15.68
TD | Wind | 33 | SUND_1 | 5.04 | 1.24 | 1.97 | 2.95
TD | Wind | 33 | SWAN_1 | 125.5 | 30.87 | 49.07 | 73.56
TD | Wind | 33 | TARL_P | 5.43 | 1.33 | 2.12 | 3.18
TD | Wind | 33 | TAYN_P | 9.87 | 2.43 | 3.86 | 5.78
TD | Wind | 33 | THOM_6 | 79.87 | 19.65 | 31.23 | 46.81
TD | Wind | 33 | THSO_P | 58.21 | 14.32 | 22.76 | 34.11
TD | Wind | 33 | THUR_6 | 35.69 | 8.78 | 13.95 | 20.92
TD | Wind | 33 | TILBB_1 | 12.21 | 3 | 4.77 | 7.15
TD | Wind | 33 | TONG | 3.03 | 0.74 | 1.18 | 1.77
TD | Wind | 33 | TRAW_1 | 206.96 | 50.91 | 80.92 | 121.3
TD | Wind | 33 | UPPB_1 | 100.3 | 24.67 | 39.22 | 58.78
TD | Wind | 33 | UPPB_3 | 36.35 | 8.94 | 14.21 | 21.31
TD | Wind | 33 | USKM_1 | 8.36 | 2.06 | 3.27 | 4.9
TD | Wind | 33 | WALP_1 | 233.83 | 57.52 | 91.43 | 137.05
TD | Wind | 33 | WALP_B | 22.29 | 5.48 | 8.71 | 13.06
TD | Wind | 33 | WARL_1 | 1.33 | 0.33 | 0.52 | 0.78
TD | Wind | 33 | WASF_1 | 2.99 | 0.73 | 1.17 | 1.75
TD | Wind | 33 | WFIE | 21.56 | 5.3 | 8.43 | 12.64
TD | Wind | 33 | WILL_1 | 6.63 | 1.63 | 2.59 | 3.89
TD | Wind | 33 | WISH | 15.89 | 3.91 | 6.21 | 9.31
TD | Wind | 33 | WMEL_1 | 11.34 | 2.79 | 4.44 | 6.65
TD | Wind | 33 | WYLF_1 | 50.15 | 12.34 | 19.61 | 29.39
TD | Wind | 34 | ABNE_P | 12.45 | 3.06 | 4.87 | 7.3
TD | Wind | 34 | ALNE_P | 5.76 | 1.42 | 2.25 | 3.37
TD | Wind | 34 | ALVE1 | 127.81 | 31.44 | 49.98 | 74.91
TD | Wind | 34 | ARMO_P | 30.78 | 7.57 | 12.04 | 18.04
TD | Wind | 34 | BAGA | 62.05 | 15.26 | 24.26 | 36.37
TD | Wind | 34 | BARKC1 | 14.4 | 3.54 | 5.63 | 8.44
TD | Wind | 34 | BERW | 130.75 | 32.16 | 51.12 | 76.63
TD | Wind | 34 | BICF_1 | 267.29 | 65.75 | 165.81 | 193.9
TD | Wind | 34 | BIRK_1 | 191.9 | 47.21 | 131.8 | 146.96
TD | Wind | 34 | BLYTB1 | 110.34 | 27.14 | 56.23 | 72.62
TD | Wind | 34 | BLYTH132 | 138.65 | 34.11 | 54.21 | 81.26
TD | Wind | 34 | BONN | 20.34 | 5 | 7.95 | 11.92
TD | Wind | 34 | BRAW_1 | 24.23 | 5.96 | 9.47 | 14.2
TD | Wind | 34 | BRFO_1 | 33.32 | 8.2 | 16.81 | 21.83
TD | Wind | 34 | BRLE_1 | 2.69 | 0.66 | 1.05 | 1.58
TD | Wind | 34 | BURM_1 | 35 | 8.61 | 13.68 | 20.51
TD | Wind | 34 | BUSH_1 | 5.38 | 1.32 | 2.11 | 3.16
TD | Wind | 34 | CANTN1 | 152.77 | 37.58 | 104.92 | 116.99
TD | Wind | 34 | CARE_1 | 3.1 | 0.76 | 1.21 | 1.81
TD | Wind | 34 | CHAP | 31.49 | 7.75 | 12.31 | 18.46
TD | Wind | 34 | CHTE_1 | 18.24 | 4.49 | 7.13 | 10.69
TD | Wind | 34 | CONQA1 | 52.97 | 13.03 | 20.71 | 31.05
TD | Wind | 34 | COUA_P | 8.01 | 1.97 | 3.13 | 4.69
TD | Wind | 34 | COVE_1 | 18.85 | 4.64 | 7.37 | 11.05
TD | Wind | 34 | COYL | 82.9 | 20.39 | 32.41 | 48.59
TD | Wind | 34 | CREB_1 | 172.84 | 42.52 | 67.58 | 101.3
TD | Wind | 34 | CUMB | 5.12 | 1.26 | 2 | 3
TD | Wind | 34 | DEVO | 88.66 | 21.81 | 34.66 | 51.96
TD | Wind | 34 | DOUN_P | 15.78 | 3.88 | 6.17 | 9.25
TD | Wind | 34 | DRAX_1 | 127.14 | 31.28 | 49.71 | 74.52
TD | Wind | 34 | DUNB | 17.68 | 4.35 | 6.91 | 10.36
TD | Wind | 34 | DYCE_P | 21.77 | 5.36 | 8.51 | 12.76
TD | Wind | 34 | EASO_1 | 144.44 | 35.53 | 56.48 | 84.66
TD | Wind | 34 | ECCL | 36.59 | 9 | 14.31 | 21.44
TD | Wind | 34 | ECLA_1 | 2.69 | 0.66 | 1.05 | 1.58
TD | Wind | 34 | EKIS | 86.23 | 21.21 | 33.71 | 50.54
TD | Wind | 34 | ELLA_1 | 10.1 | 2.48 | 3.95 | 5.92
TD | Wind | 34 | ENDE_1 | 45.9 | 11.29 | 17.95 | 26.9
TD | Wind | 34 | FECK_6 | 1.75 | 0.43 | 0.68 | 1.03
TD | Wind | 34 | FIDD_P | 56.79 | 13.97 | 22.21 | 33.29
TD | Wind | 34 | FOUR_1 | 147.47 | 36.28 | 57.66 | 86.43
TD | Wind | 34 | FRAS_P | 2 | 0.49 | 0.78 | 1.17
TD | Wind | 34 | FROD_1 | 67.78 | 16.67 | 26.5 | 39.72
TD | Wind | 34 | GALA | 22 | 5.41 | 8.6 | 12.9
TD | Wind | 34 | GIFF | 5.63 | 1.38 | 2.2 | 3.3
TD | Wind | 34 | GLLU | 94.8 | 23.32 | 37.07 | 55.56
TD | Wind | 34 | GLNI | 42.41 | 10.43 | 16.58 | 24.86
TD | Wind | 34 | GREN_1 | 220.63 | 54.28 | 86.27 | 129.31
TD | Wind | 34 | GRIW_1 | 102.31 | 25.17 | 40 | 59.96
TD | Wind | 34 | G_EXTRA_11 | 28.15 | 6.92 | 11 | 16.5
TD | Wind | 34 | G_EXTRA_12 | 13.99 | 3.44 | 5.47 | 8.2
TD | Wind | 34 | G_EXTRA_13 | 39.64 | 9.75 | 15.5 | 23.23
TD | Wind | 34 | G_EXTRA_2 | 23.03 | 5.66 | 9 | 13.5
TD | Wind | 34 | G_EXTRA_8 | 68.96 | 16.96 | 26.96 | 40.41
TD | Wind | 34 | G_EXTRA_9 | 58.85 | 14.48 | 23.01 | 34.49
TD | Wind | 34 | HARK_1 | 99.69 | 24.52 | 38.98 | 58.43
TD | Wind | 34 | HARM_6 | 34.23 | 8.42 | 13.38 | 20.06
TD | Wind | 34 | HAWI | 20.47 | 5.04 | 8 | 12
TD | Wind | 34 | HAWP_6 | 47.79 | 11.76 | 18.68 | 28.01
TD | Wind | 34 | HEYS_1 | 80.39 | 19.78 | 31.43 | 47.12
TD | Wind | 34 | HUER | 24 | 5.9 | 16.48 | 18.38
TD | Wind | 34 | HUTT_1 | 105.54 | 25.96 | 41.26 | 61.85
TD | Wind | 34 | INDQ1 | 120.48 | 29.64 | 47.11 | 70.61
TD | Wind | 34 | INKE | 2.05 | 0.5 | 0.8 | 1.2
TD | Wind | 34 | IROA1 | 9.29 | 2.28 | 3.63 | 5.44
TD | Wind | 34 | KEAD_1 | 168.27 | 41.39 | 65.79 | 98.62
TD | Wind | 34 | KEIT_P | 28.89 | 7.11 | 11.3 | 16.93
TD | Wind | 34 | KEMS_1 | 17.23 | 4.24 | 6.74 | 10.1
TD | Wind | 34 | KILS | 18.29 | 4.5 | 7.15 | 10.72
TD | Wind | 34 | KILT | 6.4 | 1.57 | 2.5 | 3.75
TD | Wind | 34 | KINT_P | 6.7 | 1.65 | 2.62 | 3.93
TD | Wind | 34 | KIRKB1 | 21.54 | 5.3 | 8.42 | 12.62
TD | Wind | 34 | LACK_6 | 66.21 | 16.29 | 45.47 | 50.7
TD | Wind | 34 | LAIR_P | 9.38 | 2.31 | 3.67 | 5.5
TD | Wind | 34 | LAND1 | 10.23 | 2.52 | 4 | 6
TD | Wind | 34 | LEVE | 8.92 | 2.19 | 5.56 | 6.49
TD | Wind | 34 | LING | 77.46 | 19.06 | 30.29 | 45.4
TD | Wind | 34 | LINM | 102.22 | 25.15 | 39.97 | 59.91
TD | Wind | 34 | LISD_1 | 18.31 | 4.5 | 7.16 | 10.73
TD | Wind | 34 | MACD_P | 31.48 | 7.74 | 12.31 | 18.45
TD | Wind | 34 | MAGA_6 | 10.77 | 2.65 | 4.21 | 6.31
TD | Wind | 34 | MELK_1 | 2.69 | 0.66 | 1.05 | 1.58
TD | Wind | 34 | MILC_P | 5 | 1.23 | 1.96 | 2.93
TD | Wind | 34 | MITY_1 | 8.75 | 2.15 | 3.42 | 5.13
TD | Wind | 34 | MYBS_P | 32.02 | 7.88 | 12.52 | 18.77
TD | Wind | 34 | NEAR | 2.94 | 0.72 | 1.15 | 1.72
TD | Wind | 34 | NEEP_3 | 26.11 | 6.42 | 10.21 | 15.31
TD | Wind | 34 | NINF_1 | 10.1 | 2.48 | 3.95 | 5.92
TD | Wind | 34 | NORM_1 | 97.42 | 23.96 | 57.01 | 68.59
TD | Wind | 34 | NORT_1 | 65.69 | 16.16 | 25.69 | 38.5
TD | Wind | 34 | OFFE_3 | 6.95 | 1.71 | 2.72 | 4.07
TD | Wind | 34 | PADIB1 | 70.81 | 17.42 | 27.69 | 41.5
TD | Wind | 34 | PEMB_1 | 37.56 | 9.24 | 14.68 | 22.01
TD | Wind | 34 | PENT_1 | 84.97 | 20.9 | 52.14 | 61.29
TD | Wind | 34 | POOB | 7.68 | 1.89 | 3 | 4.5
TD | Wind | 34 | PORA_P | 19.89 | 4.89 | 7.78 | 11.66
TD | Wind | 34 | PYLE_1 | 164.56 | 40.48 | 64.34 | 96.45
TD | Wind | 34 | RAIN_1 | 1.35 | 0.33 | 0.53 | 0.79
TD | Wind | 34 | RASS_1 | 18.71 | 4.6 | 7.32 | 10.97
TD | Wind | 34 | RATS_1 | 14.27 | 3.51 | 5.58 | 8.36
TD | Wind | 34 | RAYL_1 | 79.02 | 19.44 | 30.9 | 46.31
TD | Wind | 34 | REDH | 32.49 | 7.99 | 12.71 | 19.05
TD | Wind | 34 | REDM_P | 14.38 | 3.54 | 5.62 | 8.43
TD | Wind | 34 | ROCH_1 | 154.67 | 38.05 | 60.48 | 90.65
TD | Wind | 34 | SALH_1 | 18.85 | 4.64 | 7.37 | 11.05
TD | Wind | 34 | SALT_1 | 83.59 | 20.56 | 32.69 | 48.99
TD | Wind | 34 | SBAR | 2.02 | 0.5 | 0.79 | 1.18
TD | Wind | 34 | SEAB1 | 37.96 | 9.34 | 14.84 | 22.25
TD | Wind | 34 | SELL_1 | 80.5 | 19.8 | 31.47 | 47.18
TD | Wind | 34 | SFEG_P | 23.15 | 5.69 | 9.05 | 13.57
TD | Wind | 34 | SHRW_1 | 86.22 | 21.21 | 33.71 | 50.53
TD | Wind | 34 | SKLGB1 | 13.8 | 3.39 | 5.39 | 8.09
TD | Wind | 34 | SPEN_1 | 43.08 | 10.6 | 16.84 | 25.25
TD | Wind | 34 | STAY_1 | 41.06 | 10.1 | 16.05 | 24.06
TD | Wind | 34 | STES_1 | 38.88 | 9.56 | 15.2 | 22.79
TD | Wind | 34 | STHA | 15.61 | 3.84 | 6.1 | 9.15
TD | Wind | 34 | STIR | 25.59 | 6.29 | 10 | 15
TD | Wind | 34 | STLE | 28.78 | 7.08 | 11.25 | 16.87
TD | Wind | 34 | STRI_P | 27.15 | 6.68 | 10.62 | 15.91
TD | Wind | 34 | SUND_1 | 5.12 | 1.26 | 2 | 3
TD | Wind | 34 | SWAN_1 | 127.34 | 31.33 | 49.79 | 74.64
TD | Wind | 34 | TARL_P | 5.51 | 1.35 | 2.15 | 3.23
TD | Wind | 34 | TAYN_P | 10.01 | 2.46 | 3.91 | 5.87
TD | Wind | 34 | THOM_6 | 81.04 | 19.94 | 31.69 | 47.5
TD | Wind | 34 | THSO_P | 59.06 | 14.53 | 23.09 | 34.61
TD | Wind | 34 | THUR_6 | 36.21 | 8.91 | 14.16 | 21.22
TD | Wind | 34 | TILBB_1 | 12.38 | 3.05 | 4.84 | 7.26
TD | Wind | 34 | TONG | 3.07 | 0.76 | 1.2 | 1.8
TD | Wind | 34 | TRAW_1 | 210 | 51.66 | 82.11 | 123.08
TD | Wind | 34 | UPPB_1 | 101.77 | 25.03 | 39.79 | 59.65
TD | Wind | 34 | UPPB_3 | 36.88 | 9.07 | 14.42 | 21.62
TD | Wind | 34 | USKM_1 | 8.48 | 2.09 | 3.32 | 4.97
TD | Wind | 34 | WALP_1 | 237.26 | 58.36 | 92.77 | 139.06
TD | Wind | 34 | WALP_B | 22.61 | 5.56 | 8.84 | 13.25
TD | Wind | 34 | WARL_1 | 1.35 | 0.33 | 0.53 | 0.79
TD | Wind | 34 | WASF_1 | 3.03 | 0.75 | 1.18 | 1.78
TD | Wind | 34 | WFIE | 21.88 | 5.38 | 8.55 | 12.82
TD | Wind | 34 | WILL_1 | 6.73 | 1.66 | 2.63 | 3.94
TD | Wind | 34 | WISH | 16.12 | 3.97 | 6.3 | 9.45
TD | Wind | 34 | WMEL_1 | 11.51 | 2.83 | 4.5 | 6.75
TD | Wind | 34 | WYLF_1 | 50.88 | 12.52 | 19.9 | 29.82
TD | Wind | 35 | ABNE_P | 12.63 | 3.11 | 4.94 | 7.4
TD | Wind | 35 | ALNE_P | 5.84 | 1.44 | 2.28 | 3.42
TD | Wind | 35 | ALVE1 | 129.67 | 31.9 | 50.7 | 76
TD | Wind | 35 | ARMO_P | 31.23 | 7.68 | 12.21 | 18.3
TD | Wind | 35 | BAGA | 62.95 | 15.49 | 24.61 | 36.89
TD | Wind | 35 | BARKC1 | 14.61 | 3.59 | 5.71 | 8.56
TD | Wind | 35 | BERW | 132.65 | 32.63 | 51.87 | 77.74
TD | Wind | 35 | BICF_1 | 268.16 | 65.97 | 166.16 | 194.41
TD | Wind | 35 | BIRK_1 | 191.9 | 47.21 | 131.8 | 146.96
TD | Wind | 35 | BLYTB1 | 111.3 | 27.38 | 56.61 | 73.18
TD | Wind | 35 | BLYTH132 | 140.67 | 34.6 | 55 | 82.44
TD | Wind | 35 | BONN | 20.64 | 5.08 | 8.07 | 12.1
TD | Wind | 35 | BRAW_1 | 24.58 | 6.05 | 9.61 | 14.41
TD | Wind | 35 | BRFO_1 | 33.62 | 8.27 | 16.93 | 22
TD | Wind | 35 | BRLE_1 | 2.73 | 0.67 | 1.07 | 1.6
TD | Wind | 35 | BURM_1 | 35.51 | 8.73 | 13.88 | 20.81
TD | Wind | 35 | BUSH_1 | 5.46 | 1.34 | 2.14 | 3.2
TD | Wind | 35 | CANTN1 | 152.77 | 37.58 | 104.92 | 116.99
TD | Wind | 35 | CARE_1 | 3.14 | 0.77 | 1.23 | 1.84
TD | Wind | 35 | CHAP | 31.95 | 7.86 | 12.49 | 18.72
TD | Wind | 35 | CHTE_1 | 18.51 | 4.55 | 7.24 | 10.85
TD | Wind | 35 | CONQA1 | 53.74 | 13.22 | 21.01 | 31.5
TD | Wind | 35 | COUA_P | 8.12 | 2 | 3.18 | 4.76
TD | Wind | 35 | COVE_1 | 19.12 | 4.7 | 7.48 | 11.21
TD | Wind | 35 | COYL | 84.11 | 20.69 | 32.89 | 49.29
TD | Wind | 35 | CREB_1 | 175.35 | 43.14 | 68.56 | 102.78
TD | Wind | 35 | CUMB | 5.19 | 1.28 | 2.03 | 3.04
TD | Wind | 35 | DEVO | 89.95 | 22.13 | 35.17 | 52.72
TD | Wind | 35 | DOUN_P | 16.01 | 3.94 | 6.26 | 9.38
TD | Wind | 35 | DRAX_1 | 128.99 | 31.73 | 50.43 | 75.6
TD | Wind | 35 | DUNB | 17.94 | 4.41 | 7.01 | 10.51
TD | Wind | 35 | DYCE_P | 22.09 | 5.43 | 8.64 | 12.95
TD | Wind | 35 | EASO_1 | 146.54 | 36.05 | 57.3 | 85.89
TD | Wind | 35 | ECCL | 37.12 | 9.13 | 14.51 | 21.76
TD | Wind | 35 | ECLA_1 | 2.73 | 0.67 | 1.07 | 1.6
TD | Wind | 35 | EKIS | 87.48 | 21.52 | 34.2 | 51.27
TD | Wind | 35 | ELLA_1 | 10.24 | 2.52 | 4 | 6
TD | Wind | 35 | ENDE_1 | 46.57 | 11.46 | 18.21 | 27.29
TD | Wind | 35 | FECK_6 | 1.78 | 0.44 | 0.69 | 1.04
TD | Wind | 35 | FIDD_P | 57.62 | 14.17 | 22.53 | 33.77
TD | Wind | 35 | FOUR_1 | 149.61 | 36.8 | 58.5 | 87.69
TD | Wind | 35 | FRAS_P | 2.03 | 0.5 | 0.79 | 1.19
TD | Wind | 35 | FROD_1 | 68.76 | 16.92 | 26.89 | 40.3
TD | Wind | 35 | GALA | 22.32 | 5.49 | 8.73 | 13.08
TD | Wind | 35 | GIFF | 5.71 | 1.4 | 2.23 | 3.35
TD | Wind | 35 | GLLU | 96.18 | 23.66 | 37.6 | 56.37
TD | Wind | 35 | GLNI | 43.03 | 10.58 | 16.82 | 25.22
TD | Wind | 35 | GREN_1 | 223.84 | 55.06 | 87.52 | 131.19
TD | Wind | 35 | GRIW_1 | 103.79 | 25.53 | 40.58 | 60.83
TD | Wind | 35 | G_EXTRA_11 | 28.55 | 7.02 | 11.16 | 16.74
TD | Wind | 35 | G_EXTRA_12 | 14.19 | 3.49 | 5.55 | 8.32
TD | Wind | 35 | G_EXTRA_13 | 40.22 | 9.89 | 15.73 | 23.57
TD | Wind | 35 | G_EXTRA_2 | 23.36 | 5.75 | 9.13 | 13.69
TD | Wind | 35 | G_EXTRA_8 | 69.96 | 17.21 | 27.35 | 41
TD | Wind | 35 | G_EXTRA_9 | 59.7 | 14.69 | 23.34 | 34.99
TD | Wind | 35 | HARK_1 | 101.14 | 24.88 | 39.55 | 59.28
TD | Wind | 35 | HARM_6 | 34.73 | 8.54 | 13.58 | 20.35
TD | Wind | 35 | HAWI | 20.77 | 5.11 | 8.12 | 12.17
TD | Wind | 35 | HAWP_6 | 48.48 | 11.93 | 18.96 | 28.42
TD | Wind | 35 | HEYS_1 | 81.56 | 20.06 | 31.89 | 47.8
TD | Wind | 35 | HUER | 24 | 5.9 | 16.48 | 18.38
TD | Wind | 35 | HUTT_1 | 107.07 | 26.34 | 41.86 | 62.75
TD | Wind | 35 | INDQ1 | 122.23 | 30.07 | 47.79 | 71.64
TD | Wind | 35 | INKE | 2.08 | 0.51 | 0.81 | 1.22
TD | Wind | 35 | IROA1 | 9.42 | 2.32 | 3.68 | 5.52
TD | Wind | 35 | KEAD_1 | 170.71 | 42 | 66.75 | 100.05
TD | Wind | 35 | KEIT_P | 29.31 | 7.21 | 11.46 | 17.18
TD | Wind | 35 | KEMS_1 | 17.48 | 4.3 | 6.84 | 10.25
TD | Wind | 35 | KILS | 18.56 | 4.57 | 7.26 | 10.88
TD | Wind | 35 | KILT | 6.49 | 1.6 | 2.54 | 3.8
TD | Wind | 35 | KINT_P | 6.8 | 1.67 | 2.66 | 3.99
TD | Wind | 35 | KIRKB1 | 21.85 | 5.38 | 8.54 | 12.81
TD | Wind | 35 | LACK_6 | 66.21 | 16.29 | 45.47 | 50.7
TD | Wind | 35 | LAIR_P | 9.52 | 2.34 | 3.72 | 5.58
TD | Wind | 35 | LAND1 | 10.38 | 2.55 | 4.06 | 6.08
TD | Wind | 35 | LEVE | 8.95 | 2.2 | 5.57 | 6.5
TD | Wind | 35 | LING | 78.59 | 19.33 | 30.73 | 46.06
TD | Wind | 35 | LINM | 103.7 | 25.51 | 40.55 | 60.78
TD | Wind | 35 | LISD_1 | 18.57 | 4.57 | 7.26 | 10.89
TD | Wind | 35 | MACD_P | 31.94 | 7.86 | 12.49 | 18.72
TD | Wind | 35 | MAGA_6 | 10.93 | 2.69 | 4.27 | 6.4
TD | Wind | 35 | MELK_1 | 2.73 | 0.67 | 1.07 | 1.6
TD | Wind | 35 | MILC_P | 5.08 | 1.25 | 1.99 | 2.98
TD | Wind | 35 | MITY_1 | 8.88 | 2.18 | 3.47 | 5.2
TD | Wind | 35 | MYBS_P | 32.48 | 7.99 | 12.7 | 19.04
TD | Wind | 35 | NEAR | 2.99 | 0.73 | 1.17 | 1.75
TD | Wind | 35 | NEEP_3 | 26.49 | 6.52 | 10.36 | 15.53
TD | Wind | 35 | NINF_1 | 10.24 | 2.52 | 4 | 6
TD | Wind | 35 | NORM_1 | 97.9 | 24.08 | 57.2 | 68.88
TD | Wind | 35 | NORT_1 | 66.65 | 16.39 | 26.06 | 39.06
TD | Wind | 35 | OFFE_3 | 7.05 | 1.73 | 2.76 | 4.13
TD | Wind | 35 | PADIB1 | 71.84 | 17.67 | 28.09 | 42.1
TD | Wind | 35 | PEMB_1 | 38.1 | 9.37 | 14.9 | 22.33
TD | Wind | 35 | PENT_1 | 85.27 | 20.98 | 52.26 | 61.47
TD | Wind | 35 | POOB | 7.79 | 1.92 | 3.04 | 4.56
TD | Wind | 35 | PORA_P | 20.18 | 4.97 | 7.89 | 11.83
TD | Wind | 35 | PYLE_1 | 166.96 | 41.07 | 65.28 | 97.85
TD | Wind | 35 | RAIN_1 | 1.37 | 0.34 | 0.53 | 0.8
TD | Wind | 35 | RASS_1 | 18.98 | 4.67 | 7.42 | 11.13
TD | Wind | 35 | RATS_1 | 14.48 | 3.56 | 5.66 | 8.48
TD | Wind | 35 | RAYL_1 | 80.17 | 19.72 | 31.34 | 46.99
TD | Wind | 35 | REDH | 32.97 | 8.11 | 12.89 | 19.32
TD | Wind | 35 | REDM_P | 14.59 | 3.59 | 5.7 | 8.55
TD | Wind | 35 | ROCH_1 | 156.92 | 38.6 | 61.35 | 91.97
TD | Wind | 35 | SALH_1 | 19.12 | 4.7 | 7.48 | 11.21
TD | Wind | 35 | SALT_1 | 84.81 | 20.86 | 33.16 | 49.71
TD | Wind | 35 | SBAR | 2.05 | 0.5 | 0.8 | 1.2
TD | Wind | 35 | SEAB1 | 38.51 | 9.47 | 15.06 | 22.57
TD | Wind | 35 | SELL_1 | 81.67 | 20.09 | 31.93 | 47.87
TD | Wind | 35 | SFEG_P | 23.48 | 5.78 | 9.18 | 13.76
TD | Wind | 35 | SHRW_1 | 87.47 | 21.52 | 34.2 | 51.27
TD | Wind | 35 | SKLGB1 | 14 | 3.44 | 5.47 | 8.2
TD | Wind | 35 | SPEN_1 | 43.7 | 10.75 | 17.09 | 25.61
TD | Wind | 35 | STAY_1 | 41.65 | 10.25 | 16.29 | 24.41
TD | Wind | 35 | STES_1 | 39.44 | 9.7 | 15.42 | 23.12
TD | Wind | 35 | STHA | 15.83 | 3.9 | 6.19 | 9.28
TD | Wind | 35 | STIR | 25.96 | 6.39 | 10.15 | 15.21
TD | Wind | 35 | STLE | 29.2 | 7.18 | 11.42 | 17.12
TD | Wind | 35 | STRI_P | 27.55 | 6.78 | 10.77 | 16.15
TD | Wind | 35 | SUND_1 | 5.19 | 1.28 | 2.03 | 3.04
TD | Wind | 35 | SWAN_1 | 129.19 | 31.78 | 50.52 | 75.72
TD | Wind | 35 | TARL_P | 5.59 | 1.37 | 2.18 | 3.27
TD | Wind | 35 | TAYN_P | 10.16 | 2.5 | 3.97 | 5.95
TD | Wind | 35 | THOM_6 | 82.21 | 20.22 | 32.15 | 48.19
TD | Wind | 35 | THSO_P | 59.92 | 14.74 | 23.43 | 35.12
TD | Wind | 35 | THUR_6 | 36.74 | 9.04 | 14.36 | 21.53
TD | Wind | 35 | TILBB_1 | 12.56 | 3.09 | 4.91 | 7.36
TD | Wind | 35 | TONG | 3.12 | 0.77 | 1.22 | 1.83
TD | Wind | 35 | TRAW_1 | 213.05 | 52.41 | 83.3 | 124.87
TD | Wind | 35 | UPPB_1 | 103.25 | 25.4 | 40.37 | 60.51
TD | Wind | 35 | UPPB_3 | 37.42 | 9.21 | 14.63 | 21.93
TD | Wind | 35 | USKM_1 | 8.6 | 2.12 | 3.36 | 5.04
TD | Wind | 35 | WALP_1 | 240.7 | 59.21 | 94.11 | 141.08
TD | Wind | 35 | WALP_B | 22.94 | 5.64 | 8.97 | 13.45
TD | Wind | 35 | WARL_1 | 1.37 | 0.34 | 0.53 | 0.8
TD | Wind | 35 | WASF_1 | 3.07 | 0.76 | 1.2 | 1.8
TD | Wind | 35 | WFIE | 22.19 | 5.46 | 8.68 | 13.01
TD | Wind | 35 | WILL_1 | 6.83 | 1.68 | 2.67 | 4
TD | Wind | 35 | WISH | 16.35 | 4.02 | 6.39 | 9.58
TD | Wind | 35 | WMEL_1 | 11.68 | 2.87 | 4.57 | 6.84
TD | Wind | 35 | WYLF_1 | 51.62 | 12.7 | 20.18 | 30.26
TD | Wind | 36 | ABNE_P | 12.81 | 3.15 | 5.01 | 7.51
TD | Wind | 36 | ALNE_P | 5.92 | 1.46 | 2.32 | 3.47
TD | Wind | 36 | ALVE1 | 131.54 | 32.36 | 51.43 | 77.1
TD | Wind | 36 | ARMO_P | 31.68 | 7.79 | 12.39 | 18.57
TD | Wind | 36 | BAGA | 63.86 | 15.71 | 24.97 | 37.43
TD | Wind | 36 | BARKC1 | 14.82 | 3.65 | 5.8 | 8.69
TD | Wind | 36 | BERW | 134.56 | 33.1 | 52.61 | 78.87
TD | Wind | 36 | BICF_1 | 269.04 | 66.18 | 166.5 | 194.93
TD | Wind | 36 | BIRK_1 | 191.9 | 47.21 | 131.8 | 146.96
TD | Wind | 36 | BLYTB1 | 112.27 | 27.62 | 56.98 | 73.75
TD | Wind | 36 | BLYTH132 | 142.69 | 35.1 | 55.79 | 83.63
TD | Wind | 36 | BONN | 20.93 | 5.15 | 8.19 | 12.27
TD | Wind | 36 | BRAW_1 | 24.94 | 6.13 | 9.75 | 14.62
TD | Wind | 36 | BRFO_1 | 33.92 | 8.34 | 17.05 | 22.18
TD | Wind | 36 | BRLE_1 | 2.77 | 0.68 | 1.08 | 1.62
TD | Wind | 36 | BURM_1 | 36.02 | 8.86 | 14.08 | 21.11
TD | Wind | 36 | BUSH_1 | 5.54 | 1.36 | 2.17 | 3.25
TD | Wind | 36 | CANTN1 | 152.77 | 37.58 | 104.92 | 116.99
TD | Wind | 36 | CARE_1 | 3.19 | 0.78 | 1.25 | 1.87
TD | Wind | 36 | CHAP | 32.41 | 7.97 | 12.67 | 18.99
TD | Wind | 36 | CHTE_1 | 18.77 | 4.62 | 7.34 | 11
TD | Wind | 36 | CONQA1 | 54.51 | 13.41 | 21.32 | 31.95
TD | Wind | 36 | COUA_P | 8.24 | 2.03 | 3.22 | 4.83
TD | Wind | 36 | COVE_1 | 19.4 | 4.77 | 7.58 | 11.37
TD | Wind | 36 | COYL | 85.32 | 20.99 | 33.36 | 50
TD | Wind | 36 | CREB_1 | 177.88 | 43.76 | 69.55 | 104.26
TD | Wind | 36 | CUMB | 5.27 | 1.3 | 2.06 | 3.09
TD | Wind | 36 | DEVO | 91.24 | 22.45 | 35.68 | 53.48
TD | Wind | 36 | DOUN_P | 16.24 | 3.99 | 6.35 | 9.52
TD | Wind | 36 | DRAX_1 | 130.85 | 32.19 | 51.16 | 76.69
TD | Wind | 36 | DUNB | 18.2 | 4.48 | 7.11 | 10.66
TD | Wind | 36 | DYCE_P | 22.41 | 5.51 | 8.76 | 13.13
TD | Wind | 36 | EASO_1 | 148.65 | 36.57 | 58.12 | 87.12
TD | Wind | 36 | ECCL | 37.66 | 9.26 | 14.72 | 22.07
TD | Wind | 36 | ECLA_1 | 2.77 | 0.68 | 1.08 | 1.62
TD | Wind | 36 | EKIS | 88.74 | 21.83 | 34.7 | 52.01
TD | Wind | 36 | ELLA_1 | 10.39 | 2.56 | 4.06 | 6.09
TD | Wind | 36 | ENDE_1 | 47.24 | 11.62 | 18.47 | 27.69
TD | Wind | 36 | FECK_6 | 1.8 | 0.44 | 0.7 | 1.06
TD | Wind | 36 | FIDD_P | 58.45 | 14.38 | 22.85 | 34.26
TD | Wind | 36 | FOUR_1 | 151.77 | 37.33 | 59.34 | 88.95
TD | Wind | 36 | FRAS_P | 2.06 | 0.51 | 0.81 | 1.21
TD | Wind | 36 | FROD_1 | 69.75 | 17.16 | 27.27 | 40.88
TD | Wind | 36 | GALA | 22.65 | 5.57 | 8.85 | 13.27
TD | Wind | 36 | GIFF | 5.79 | 1.43 | 2.27 | 3.4
TD | Wind | 36 | GLLU | 97.56 | 24 | 38.15 | 57.18
TD | Wind | 36 | GLNI | 43.65 | 10.74 | 17.07 | 25.58
TD | Wind | 36 | GREN_1 | 227.06 | 55.86 | 88.78 | 133.08
TD | Wind | 36 | GRIW_1 | 105.29 | 25.9 | 41.17 | 61.71
TD | Wind | 36 | G_EXTRA_11 | 28.97 | 7.13 | 11.33 | 16.98
TD | Wind | 36 | G_EXTRA_12 | 14.4 | 3.54 | 5.63 | 8.44
TD | Wind | 36 | G_EXTRA_13 | 40.8 | 10.04 | 15.95 | 23.91
TD | Wind | 36 | G_EXTRA_2 | 23.7 | 5.83 | 9.27 | 13.89
TD | Wind | 36 | G_EXTRA_8 | 70.97 | 17.46 | 27.75 | 41.59
TD | Wind | 36 | G_EXTRA_9 | 60.56 | 14.9 | 23.68 | 35.5
TD | Wind | 36 | HARK_1 | 102.6 | 25.24 | 40.12 | 60.13
TD | Wind | 36 | HARM_6 | 35.23 | 8.67 | 13.77 | 20.65
TD | Wind | 36 | HAWI | 21.07 | 5.18 | 8.24 | 12.35
TD | Wind | 36 | HAWP_6 | 49.18 | 12.1 | 19.23 | 28.82
TD | Wind | 36 | HEYS_1 | 82.73 | 20.35 | 32.35 | 48.49
TD | Wind | 36 | HUER | 24 | 5.9 | 16.48 | 18.38
TD | Wind | 36 | HUTT_1 | 108.61 | 26.72 | 42.47 | 63.66
TD | Wind | 36 | INDQ1 | 123.99 | 30.5 | 48.48 | 72.67
TD | Wind | 36 | INKE | 2.11 | 0.52 | 0.82 | 1.23
TD | Wind | 36 | IROA1 | 9.56 | 2.35 | 3.74 | 5.6
TD | Wind | 36 | KEAD_1 | 173.17 | 42.6 | 67.71 | 101.5
TD | Wind | 36 | KEIT_P | 29.73 | 7.31 | 11.63 | 17.43
TD | Wind | 36 | KEMS_1 | 17.73 | 4.36 | 6.93 | 10.39
TD | Wind | 36 | KILS | 18.83 | 4.63 | 7.36 | 11.03
TD | Wind | 36 | KILT | 6.58 | 1.62 | 2.57 | 3.86
TD | Wind | 36 | KINT_P | 6.9 | 1.7 | 2.7 | 4.04
TD | Wind | 36 | KIRKB1 | 22.17 | 5.45 | 8.67 | 12.99
TD | Wind | 36 | LACK_6 | 66.21 | 16.29 | 45.47 | 50.7
TD | Wind | 36 | LAIR_P | 9.66 | 2.38 | 3.78 | 5.66
TD | Wind | 36 | LAND1 | 10.53 | 2.59 | 4.12 | 6.17
TD | Wind | 36 | LEVE | 8.97 | 2.21 | 5.58 | 6.52
TD | Wind | 36 | LING | 79.72 | 19.61 | 31.17 | 46.72
TD | Wind | 36 | LINM | 105.2 | 25.88 | 41.13 | 61.66
TD | Wind | 36 | LISD_1 | 18.84 | 4.63 | 7.37 | 11.04
TD | Wind | 36 | MACD_P | 32.4 | 7.97 | 12.67 | 18.99
TD | Wind | 36 | MAGA_6 | 11.08 | 2.73 | 4.33 | 6.5
TD | Wind | 36 | MELK_1 | 2.77 | 0.68 | 1.08 | 1.62
TD | Wind | 36 | MILC_P | 5.15 | 1.27 | 2.01 | 3.02
TD | Wind | 36 | MITY_1 | 9 | 2.22 | 3.52 | 5.28
TD | Wind | 36 | MYBS_P | 32.95 | 8.11 | 12.88 | 19.31
TD | Wind | 36 | NEAR | 3.03 | 0.74 | 1.18 | 1.77
TD | Wind | 36 | NEEP_3 | 26.88 | 6.61 | 10.51 | 15.75
TD | Wind | 36 | NINF_1 | 10.39 | 2.56 | 4.06 | 6.09
TD | Wind | 36 | NORM_1 | 98.39 | 24.2 | 57.39 | 69.16
TD | Wind | 36 | NORT_1 | 67.61 | 16.63 | 26.43 | 39.62
TD | Wind | 36 | OFFE_3 | 7.15 | 1.76 | 2.8 | 4.19
TD | Wind | 36 | PADIB1 | 72.87 | 17.93 | 28.49 | 42.71
TD | Wind | 36 | PEMB_1 | 38.65 | 9.51 | 15.11 | 22.65
TD | Wind | 36 | PENT_1 | 85.58 | 21.05 | 52.38 | 61.65
TD | Wind | 36 | POOB | 7.9 | 1.94 | 3.09 | 4.63
TD | Wind | 36 | PORA_P | 20.48 | 5.04 | 8.01 | 12
TD | Wind | 36 | PYLE_1 | 169.36 | 41.66 | 66.22 | 99.26
TD | Wind | 36 | RAIN_1 | 1.39 | 0.34 | 0.54 | 0.81
TD | Wind | 36 | RASS_1 | 19.26 | 4.74 | 7.53 | 11.29
TD | Wind | 36 | RATS_1 | 14.69 | 3.61 | 5.74 | 8.61
TD | Wind | 36 | RAYL_1 | 81.32 | 20.01 | 31.8 | 47.66
TD | Wind | 36 | REDH | 33.44 | 8.23 | 13.08 | 19.6
TD | Wind | 36 | REDM_P | 14.8 | 3.64 | 5.79 | 8.67
TD | Wind | 36 | ROCH_1 | 159.18 | 39.16 | 62.24 | 93.3
TD | Wind | 36 | SALH_1 | 19.4 | 4.77 | 7.58 | 11.37
TD | Wind | 36 | SALT_1 | 86.03 | 21.16 | 33.64 | 50.42
TD | Wind | 36 | SBAR | 2.08 | 0.51 | 0.81 | 1.22
TD | Wind | 36 | SEAB1 | 39.07 | 9.61 | 15.28 | 22.9
TD | Wind | 36 | SELL_1 | 82.85 | 20.38 | 32.39 | 48.56
TD | Wind | 36 | SFEG_P | 23.82 | 5.86 | 9.31 | 13.96
TD | Wind | 36 | SHRW_1 | 88.73 | 21.83 | 34.69 | 52.01
TD | Wind | 36 | SKLGB1 | 14.2 | 3.49 | 5.55 | 8.32
TD | Wind | 36 | SPEN_1 | 44.33 | 10.91 | 17.33 | 25.98
TD | Wind | 36 | STAY_1 | 42.25 | 10.39 | 16.52 | 24.77
TD | Wind | 36 | STES_1 | 40.01 | 9.84 | 15.64 | 23.45
TD | Wind | 36 | STHA | 16.06 | 3.95 | 6.28 | 9.41
TD | Wind | 36 | STIR | 26.33 | 6.48 | 10.3 | 15.43
TD | Wind | 36 | STLE | 29.62 | 7.29 | 11.58 | 17.36
TD | Wind | 36 | STRI_P | 27.94 | 6.87 | 10.93 | 16.38
TD | Wind | 36 | SUND_1 | 5.26 | 1.3 | 2.06 | 3.09
TD | Wind | 36 | SWAN_1 | 131.06 | 32.24 | 51.24 | 76.81
TD | Wind | 36 | TARL_P | 5.67 | 1.39 | 2.22 | 3.32
TD | Wind | 36 | TAYN_P | 10.3 | 2.53 | 4.03 | 6.04
TD | Wind | 36 | THOM_6 | 83.4 | 20.52 | 32.61 | 48.88
TD | Wind | 36 | THSO_P | 60.78 | 14.95 | 23.77 | 35.62
TD | Wind | 36 | THUR_6 | 37.27 | 9.17 | 14.57 | 21.84
TD | Wind | 36 | TILBB_1 | 12.75 | 3.14 | 4.98 | 7.47
TD | Wind | 36 | TONG | 3.16 | 0.78 | 1.24 | 1.85
TD | Wind | 36 | TRAW_1 | 216.12 | 53.17 | 84.5 | 126.67
TD | Wind | 36 | UPPB_1 | 104.73 | 25.76 | 40.95 | 61.38
TD | Wind | 36 | UPPB_3 | 37.96 | 9.34 | 14.84 | 22.25
TD | Wind | 36 | USKM_1 | 8.73 | 2.15 | 3.41 | 5.12
TD | Wind | 36 | WALP_1 | 244.17 | 60.07 | 95.47 | 143.11
TD | Wind | 36 | WALP_B | 23.27 | 5.73 | 9.1 | 13.64
TD | Wind | 36 | WARL_1 | 1.39 | 0.34 | 0.54 | 0.81
TD | Wind | 36 | WASF_1 | 3.12 | 0.77 | 1.22 | 1.83
TD | Wind | 36 | WFIE | 22.51 | 5.54 | 8.8 | 13.2
TD | Wind | 36 | WILL_1 | 6.93 | 1.7 | 2.71 | 4.06
TD | Wind | 36 | WISH | 16.59 | 4.08 | 6.49 | 9.72
TD | Wind | 36 | WMEL_1 | 11.84 | 2.91 | 4.63 | 6.94
TD | Wind | 36 | WYLF_1 | 52.37 | 12.88 | 20.48 | 30.69
TD | Wind | 37 | ABNE_P | 12.99 | 3.2 | 5.08 | 7.62
TD | Wind | 37 | ALNE_P | 6.01 | 1.48 | 2.35 | 3.52
TD | Wind | 37 | ALVE1 | 133.42 | 32.82 | 52.17 | 78.2
TD | Wind | 37 | ARMO_P | 32.13 | 7.9 | 12.56 | 18.83
TD | Wind | 37 | BAGA | 64.77 | 15.93 | 25.32 | 37.96
TD | Wind | 37 | BARKC1 | 15.04 | 3.7 | 5.88 | 8.81
TD | Wind | 37 | BERW | 136.48 | 33.58 | 53.37 | 79.99
TD | Wind | 37 | BICF_1 | 269.92 | 66.4 | 166.84 | 195.44
TD | Wind | 37 | BIRK_1 | 191.9 | 47.21 | 131.8 | 146.96
TD | Wind | 37 | BLYTB1 | 113.24 | 27.86 | 57.36 | 74.32
TD | Wind | 37 | BLYTH132 | 144.73 | 35.6 | 56.59 | 84.83
TD | Wind | 37 | BONN | 21.23 | 5.22 | 8.3 | 12.45
TD | Wind | 37 | BRAW_1 | 25.29 | 6.22 | 9.89 | 14.82
TD | Wind | 37 | BRFO_1 | 34.22 | 8.42 | 17.17 | 22.36
TD | Wind | 37 | BRLE_1 | 2.81 | 0.69 | 1.1 | 1.65
TD | Wind | 37 | BURM_1 | 36.53 | 8.99 | 14.29 | 21.41
TD | Wind | 37 | BUSH_1 | 5.62 | 1.38 | 2.2 | 3.29
TD | Wind | 37 | CANTN1 | 152.77 | 37.58 | 104.92 | 116.99
TD | Wind | 37 | CARE_1 | 3.23 | 0.8 | 1.26 | 1.89
TD | Wind | 37 | CHAP | 32.87 | 8.09 | 12.85 | 19.27
TD | Wind | 37 | CHTE_1 | 19.04 | 4.68 | 7.44 | 11.16
TD | Wind | 37 | CONQA1 | 55.29 | 13.6 | 21.62 | 32.41
TD | Wind | 37 | COUA_P | 8.36 | 2.06 | 3.27 | 4.9
TD | Wind | 37 | COVE_1 | 19.67 | 4.84 | 7.69 | 11.53
TD | Wind | 37 | COYL | 86.54 | 21.29 | 33.84 | 50.72
TD | Wind | 37 | CREB_1 | 180.43 | 44.38 | 70.55 | 105.75
TD | Wind | 37 | CUMB | 5.34 | 1.31 | 2.09 | 3.13
TD | Wind | 37 | DEVO | 92.55 | 22.77 | 36.19 | 54.24
TD | Wind | 37 | DOUN_P | 16.47 | 4.05 | 6.44 | 9.65
TD | Wind | 37 | DRAX_1 | 132.72 | 32.65 | 51.89 | 77.79
TD | Wind | 37 | DUNB | 18.46 | 4.54 | 7.22 | 10.82
TD | Wind | 37 | DYCE_P | 22.73 | 5.59 | 8.89 | 13.32
TD | Wind | 37 | EASO_1 | 150.78 | 37.09 | 58.95 | 88.37
TD | Wind | 37 | ECCL | 38.19 | 9.4 | 14.93 | 22.39
TD | Wind | 37 | ECLA_1 | 2.81 | 0.69 | 1.1 | 1.65
TD | Wind | 37 | EKIS | 90.01 | 22.14 | 35.19 | 52.75
TD | Wind | 37 | ELLA_1 | 10.54 | 2.59 | 4.12 | 6.18
TD | Wind | 37 | ENDE_1 | 47.92 | 11.79 | 18.74 | 28.08
TD | Wind | 37 | FECK_6 | 1.83 | 0.45 | 0.71 | 1.07
TD | Wind | 37 | FIDD_P | 59.29 | 14.58 | 23.18 | 34.75
TD | Wind | 37 | FOUR_1 | 153.94 | 37.87 | 60.19 | 90.22
TD | Wind | 37 | FRAS_P | 2.09 | 0.51 | 0.82 | 1.22
TD | Wind | 37 | FROD_1 | 70.75 | 17.4 | 27.66 | 41.47
TD | Wind | 37 | GALA | 22.97 | 5.65 | 8.98 | 13.46
TD | Wind | 37 | GIFF | 5.88 | 1.45 | 2.3 | 3.44
TD | Wind | 37 | GLLU | 98.96 | 24.34 | 38.69 | 58
TD | Wind | 37 | GLNI | 44.27 | 10.89 | 17.31 | 25.95
TD | Wind | 37 | GREN_1 | 230.31 | 56.66 | 90.05 | 134.98
TD | Wind | 37 | GRIW_1 | 106.79 | 26.27 | 41.76 | 62.59
TD | Wind | 37 | G_EXTRA_11 | 29.38 | 7.23 | 11.49 | 17.22
TD | Wind | 37 | G_EXTRA_12 | 14.6 | 3.59 | 5.71 | 8.56
TD | Wind | 37 | G_EXTRA_13 | 41.38 | 10.18 | 16.18 | 24.25
TD | Wind | 37 | G_EXTRA_2 | 24.04 | 5.91 | 9.4 | 14.09
TD | Wind | 37 | G_EXTRA_8 | 71.98 | 17.71 | 28.14 | 42.19
TD | Wind | 37 | G_EXTRA_9 | 61.43 | 15.11 | 24.02 | 36
TD | Wind | 37 | HARK_1 | 104.07 | 25.6 | 40.69 | 60.99
TD | Wind | 37 | HARM_6 | 35.73 | 8.79 | 13.97 | 20.94
TD | Wind | 37 | HAWI | 21.37 | 5.26 | 8.35 | 12.52
TD | Wind | 37 | HAWP_6 | 49.88 | 12.27 | 19.5 | 29.24
TD | Wind | 37 | HEYS_1 | 83.92 | 20.64 | 32.81 | 49.18
TD | Wind | 37 | HUER | 24 | 5.9 | 16.48 | 18.38
TD | Wind | 37 | HUTT_1 | 110.17 | 27.1 | 43.08 | 64.57
TD | Wind | 37 | INDQ1 | 125.76 | 30.94 | 49.17 | 73.71
TD | Wind | 37 | INKE | 2.14 | 0.53 | 0.84 | 1.25
TD | Wind | 37 | IROA1 | 9.7 | 2.39 | 3.79 | 5.68
TD | Wind | 37 | KEAD_1 | 175.65 | 43.21 | 68.68 | 102.95
TD | Wind | 37 | KEIT_P | 30.16 | 7.42 | 11.79 | 17.68
TD | Wind | 37 | KEMS_1 | 17.99 | 4.42 | 7.03 | 10.54
TD | Wind | 37 | KILS | 19.1 | 4.7 | 7.47 | 11.19
TD | Wind | 37 | KILT | 6.68 | 1.64 | 2.61 | 3.91
TD | Wind | 37 | KINT_P | 7 | 1.72 | 2.74 | 4.1
TD | Wind | 37 | KIRKB1 | 22.48 | 5.53 | 8.79 | 13.18
TD | Wind | 37 | LACK_6 | 66.21 | 16.29 | 45.47 | 50.7
TD | Wind | 37 | LAIR_P | 9.8 | 2.41 | 3.83 | 5.74
TD | Wind | 37 | LAND1 | 10.68 | 2.63 | 4.18 | 6.26
TD | Wind | 37 | LEVE | 9 | 2.21 | 5.59 | 6.53
TD | Wind | 37 | LING | 80.86 | 19.89 | 31.62 | 47.39
TD | Wind | 37 | LINM | 106.7 | 26.25 | 41.72 | 62.54
TD | Wind | 37 | LISD_1 | 19.11 | 4.7 | 7.47 | 11.2
TD | Wind | 37 | MACD_P | 32.86 | 8.08 | 12.85 | 19.26
TD | Wind | 37 | MAGA_6 | 11.24 | 2.77 | 4.4 | 6.59
TD | Wind | 37 | MELK_1 | 2.81 | 0.69 | 1.1 | 1.65
TD | Wind | 37 | MILC_P | 5.22 | 1.29 | 2.04 | 3.06
TD | Wind | 37 | MITY_1 | 9.13 | 2.25 | 3.57 | 5.35
TD | Wind | 37 | MYBS_P | 33.42 | 8.22 | 13.07 | 19.59
TD | Wind | 37 | NEAR | 3.07 | 0.76 | 1.2 | 1.8
TD | Wind | 37 | NEEP_3 | 27.26 | 6.71 | 10.66 | 15.98
TD | Wind | 37 | NINF_1 | 10.54 | 2.59 | 4.12 | 6.18
TD | Wind | 37 | NORM_1 | 98.89 | 24.33 | 57.59 | 69.45
TD | Wind | 37 | NORT_1 | 68.57 | 16.87 | 26.81 | 40.19
TD | Wind | 37 | OFFE_3 | 7.25 | 1.78 | 2.84 | 4.25
TD | Wind | 37 | PADIB1 | 73.91 | 18.18 | 28.9 | 43.32
TD | Wind | 37 | PEMB_1 | 39.2 | 9.64 | 15.33 | 22.98
TD | Wind | 37 | PENT_1 | 85.89 | 21.13 | 52.5 | 61.83
TD | Wind | 37 | POOB | 8.01 | 1.97 | 3.13 | 4.7
TD | Wind | 37 | PORA_P | 20.77 | 5.11 | 8.12 | 12.17
TD | Wind | 37 | PYLE_1 | 171.78 | 42.26 | 67.17 | 100.68
TD | Wind | 37 | RAIN_1 | 1.41 | 0.35 | 0.55 | 0.82
TD | Wind | 37 | RASS_1 | 19.53 | 4.8 | 7.64 | 11.45
TD | Wind | 37 | RATS_1 | 14.89 | 3.66 | 5.82 | 8.73
TD | Wind | 37 | RAYL_1 | 82.48 | 20.29 | 32.25 | 48.34
TD | Wind | 37 | REDH | 33.92 | 8.34 | 13.26 | 19.88
TD | Wind | 37 | REDM_P | 15.01 | 3.69 | 5.87 | 8.8
TD | Wind | 37 | ROCH_1 | 161.46 | 39.72 | 63.13 | 94.63
TD | Wind | 37 | SALH_1 | 19.67 | 4.84 | 7.69 | 11.53
TD | Wind | 37 | SALT_1 | 87.26 | 21.47 | 34.12 | 51.14
TD | Wind | 37 | SBAR | 2.11 | 0.52 | 0.82 | 1.24
TD | Wind | 37 | SEAB1 | 39.63 | 9.75 | 15.49 | 23.22
TD | Wind | 37 | SELL_1 | 84.03 | 20.67 | 32.86 | 49.25
TD | Wind | 37 | SFEG_P | 24.16 | 5.94 | 9.45 | 14.16
TD | Wind | 37 | SHRW_1 | 90 | 22.14 | 35.19 | 52.75
TD | Wind | 37 | SKLGB1 | 14.4 | 3.54 | 5.63 | 8.44
TD | Wind | 37 | SPEN_1 | 44.97 | 11.06 | 17.58 | 26.35
TD | Wind | 37 | STAY_1 | 42.86 | 10.54 | 16.76 | 25.12
TD | Wind | 37 | STES_1 | 40.58 | 9.98 | 15.87 | 23.79
TD | Wind | 37 | STHA | 16.29 | 4.01 | 6.37 | 9.55
TD | Wind | 37 | STIR | 26.71 | 6.57 | 10.44 | 15.65
TD | Wind | 37 | STLE | 30.05 | 7.39 | 11.75 | 17.61
TD | Wind | 37 | STRI_P | 28.34 | 6.97 | 11.08 | 16.61
TD | Wind | 37 | SUND_1 | 5.34 | 1.31 | 2.09 | 3.13
TD | Wind | 37 | SWAN_1 | 132.93 | 32.7 | 51.98 | 77.91
TD | Wind | 37 | TARL_P | 5.75 | 1.41 | 2.25 | 3.37
TD | Wind | 37 | TAYN_P | 10.45 | 2.57 | 4.09 | 6.12
TD | Wind | 37 | THOM_6 | 84.59 | 20.81 | 33.08 | 49.58
TD | Wind | 37 | THSO_P | 61.65 | 15.17 | 24.11 | 36.13
TD | Wind | 37 | THUR_6 | 37.8 | 9.3 | 14.78 | 22.15
TD | Wind | 37 | TILBB_1 | 12.93 | 3.18 | 5.05 | 7.58
TD | Wind | 37 | TONG | 3.21 | 0.79 | 1.25 | 1.88
TD | Wind | 37 | TRAW_1 | 219.21 | 53.93 | 85.71 | 128.48
TD | Wind | 37 | UPPB_1 | 106.23 | 26.13 | 41.54 | 62.26
TD | Wind | 37 | UPPB_3 | 38.5 | 9.47 | 15.05 | 22.57
TD | Wind | 37 | USKM_1 | 8.85 | 2.18 | 3.46 | 5.19
TD | Wind | 37 | WALP_1 | 247.66 | 60.93 | 96.84 | 145.16
TD | Wind | 37 | WALP_B | 23.61 | 5.81 | 9.23 | 13.84
TD | Wind | 37 | WARL_1 | 1.41 | 0.35 | 0.55 | 0.82
TD | Wind | 37 | WASF_1 | 3.16 | 0.78 | 1.24 | 1.85
TD | Wind | 37 | WFIE | 22.84 | 5.62 | 8.93 | 13.38
TD | Wind | 37 | WILL_1 | 7.03 | 1.73 | 2.75 | 4.12
TD | Wind | 37 | WISH | 16.83 | 4.14 | 6.58 | 9.86
TD | Wind | 37 | WMEL_1 | 12.01 | 2.96 | 4.7 | 7.04
TD | Wind | 37 | WYLF_1 | 53.12 | 13.07 | 20.77 | 31.13
TD | Wind | 38 | ABNE_P | 13.18 | 3.24 | 5.15 | 7.72
TD | Wind | 38 | ALNE_P | 6.09 | 1.5 | 2.38 | 3.57
TD | Wind | 38 | ALVE1 | 135.32 | 33.29 | 52.91 | 79.31
TD | Wind | 38 | ARMO_P | 32.59 | 8.02 | 12.74 | 19.1
TD | Wind | 38 | BAGA | 65.69 | 16.16 | 25.68 | 38.5
TD | Wind | 38 | BARKC1 | 15.25 | 3.75 | 5.96 | 8.94
TD | Wind | 38 | BERW | 138.42 | 34.05 | 54.12 | 81.13
TD | Wind | 38 | BICF_1 | 270.81 | 66.62 | 167.19 | 195.97
TD | Wind | 38 | BIRK_1 | 191.9 | 47.21 | 131.8 | 146.96
TD | Wind | 38 | BLYTB1 | 114.22 | 28.1 | 57.75 | 74.89
TD | Wind | 38 | BLYTH132 | 146.79 | 36.11 | 57.39 | 86.03
TD | Wind | 38 | BONN | 21.54 | 5.3 | 8.42 | 12.62
TD | Wind | 38 | BRAW_1 | 25.65 | 6.31 | 10.03 | 15.03
TD | Wind | 38 | BRFO_1 | 34.53 | 8.49 | 17.28 | 22.53
TD | Wind | 38 | BRLE_1 | 2.85 | 0.7 | 1.11 | 1.67
TD | Wind | 38 | BURM_1 | 37.05 | 9.12 | 14.49 | 21.72
TD | Wind | 38 | BUSH_1 | 5.7 | 1.4 | 2.23 | 3.34
TD | Wind | 38 | CANTN1 | 152.77 | 37.58 | 104.92 | 116.99
TD | Wind | 38 | CARE_1 | 3.28 | 0.81 | 1.28 | 1.92
TD | Wind | 38 | CHAP | 33.34 | 8.2 | 13.03 | 19.54
TD | Wind | 38 | CHTE_1 | 19.31 | 4.75 | 7.55 | 11.32
TD | Wind | 38 | CONQA1 | 56.08 | 13.8 | 21.93 | 32.87
TD | Wind | 38 | COUA_P | 8.48 | 2.09 | 3.31 | 4.97
TD | Wind | 38 | COVE_1 | 19.95 | 4.91 | 7.8 | 11.69
TD | Wind | 38 | COYL | 87.77 | 21.59 | 34.32 | 51.44
TD | Wind | 38 | CREB_1 | 182.99 | 45.01 | 71.55 | 107.25
TD | Wind | 38 | CUMB | 5.42 | 1.33 | 2.12 | 3.18
TD | Wind | 38 | DEVO | 93.86 | 23.09 | 36.7 | 55.01
TD | Wind | 38 | DOUN_P | 16.7 | 4.11 | 6.53 | 9.79
TD | Wind | 38 | DRAX_1 | 134.6 | 33.11 | 52.63 | 78.89
TD | Wind | 38 | DUNB | 18.72 | 4.6 | 7.32 | 10.97
TD | Wind | 38 | DYCE_P | 23.05 | 5.67 | 9.01 | 13.51
TD | Wind | 38 | EASO_1 | 152.92 | 37.62 | 59.79 | 89.62
TD | Wind | 38 | ECCL | 38.74 | 9.53 | 15.15 | 22.7
TD | Wind | 38 | ECLA_1 | 2.85 | 0.7 | 1.11 | 1.67
TD | Wind | 38 | EKIS | 91.29 | 22.46 | 35.69 | 53.5
TD | Wind | 38 | ELLA_1 | 10.69 | 2.63 | 4.18 | 6.26
TD | Wind | 38 | ENDE_1 | 48.6 | 11.95 | 19 | 28.48
TD | Wind | 38 | FECK_6 | 1.85 | 0.46 | 0.72 | 1.09
TD | Wind | 38 | FIDD_P | 60.13 | 14.79 | 23.51 | 35.24
TD | Wind | 38 | FOUR_1 | 156.12 | 38.41 | 61.04 | 91.5
TD | Wind | 38 | FRAS_P | 2.12 | 0.52 | 0.83 | 1.24
TD | Wind | 38 | FROD_1 | 71.76 | 17.65 | 28.06 | 42.06
TD | Wind | 38 | GALA | 23.3 | 5.73 | 9.11 | 13.65
TD | Wind | 38 | GIFF | 5.96 | 1.47 | 2.33 | 3.49
TD | Wind | 38 | GLLU | 100.36 | 24.69 | 39.24 | 58.82
TD | Wind | 38 | GLNI | 44.9 | 11.05 | 17.56 | 26.32
TD | Wind | 38 | GREN_1 | 233.58 | 57.46 | 91.33 | 136.9
TD | Wind | 38 | GRIW_1 | 108.31 | 26.64 | 42.35 | 63.48
TD | Wind | 38 | G_EXTRA_11 | 29.8 | 7.33 | 11.65 | 17.46
TD | Wind | 38 | G_EXTRA_12 | 14.81 | 3.64 | 5.79 | 8.68
TD | Wind | 38 | G_EXTRA_13 | 41.97 | 10.32 | 16.41 | 24.6
TD | Wind | 38 | G_EXTRA_2 | 24.38 | 6 | 9.53 | 14.29
TD | Wind | 38 | G_EXTRA_8 | 73 | 17.96 | 28.54 | 42.79
TD | Wind | 38 | G_EXTRA_9 | 62.3 | 15.33 | 24.36 | 36.52
TD | Wind | 38 | HARK_1 | 105.55 | 25.96 | 41.27 | 61.86
TD | Wind | 38 | HARM_6 | 36.24 | 8.92 | 14.17 | 21.24
TD | Wind | 38 | HAWI | 21.67 | 5.33 | 8.47 | 12.7
TD | Wind | 38 | HAWP_6 | 50.59 | 12.45 | 19.78 | 29.65
TD | Wind | 38 | HEYS_1 | 85.11 | 20.94 | 33.28 | 49.88
TD | Wind | 38 | HUER | 24 | 5.9 | 16.48 | 18.38
TD | Wind | 38 | HUTT_1 | 111.73 | 27.49 | 43.69 | 65.49
TD | Wind | 38 | INDQ1 | 127.55 | 31.38 | 49.87 | 74.76
TD | Wind | 38 | INKE | 2.17 | 0.53 | 0.85 | 1.27
TD | Wind | 38 | IROA1 | 9.83 | 2.42 | 3.84 | 5.76
TD | Wind | 38 | KEAD_1 | 178.14 | 43.82 | 69.65 | 104.41
TD | Wind | 38 | KEIT_P | 30.59 | 7.52 | 11.96 | 17.93
TD | Wind | 38 | KEMS_1 | 18.24 | 4.49 | 7.13 | 10.69
TD | Wind | 38 | KILS | 19.37 | 4.76 | 7.57 | 11.35
TD | Wind | 38 | KILT | 6.77 | 1.67 | 2.65 | 3.97
TD | Wind | 38 | KINT_P | 7.1 | 1.75 | 2.78 | 4.16
TD | Wind | 38 | KIRKB1 | 22.8 | 5.61 | 8.92 | 13.36
TD | Wind | 38 | LACK_6 | 66.21 | 16.29 | 45.47 | 50.7
TD | Wind | 38 | LAIR_P | 9.94 | 2.44 | 3.88 | 5.82
TD | Wind | 38 | LAND1 | 10.83 | 2.66 | 4.23 | 6.35
TD | Wind | 38 | LEVE | 9.03 | 2.22 | 5.6 | 6.55
TD | Wind | 38 | LING | 82.01 | 20.17 | 32.07 | 48.07
TD | Wind | 38 | LINM | 108.22 | 26.62 | 42.31 | 63.43
TD | Wind | 38 | LISD_1 | 19.38 | 4.77 | 7.58 | 11.36
TD | Wind | 38 | MACD_P | 33.33 | 8.2 | 13.03 | 19.53
TD | Wind | 38 | MAGA_6 | 11.4 | 2.8 | 4.46 | 6.68
TD | Wind | 38 | MELK_1 | 2.85 | 0.7 | 1.11 | 1.67
TD | Wind | 38 | MILC_P | 5.3 | 1.3 | 2.07 | 3.11
TD | Wind | 38 | MITY_1 | 9.26 | 2.28 | 3.62 | 5.43
TD | Wind | 38 | MYBS_P | 33.9 | 8.34 | 13.25 | 19.87
TD | Wind | 38 | NEAR | 3.12 | 0.77 | 1.22 | 1.83
TD | Wind | 38 | NEEP_3 | 27.65 | 6.8 | 10.81 | 16.2
TD | Wind | 38 | NINF_1 | 10.69 | 2.63 | 4.18 | 6.26
TD | Wind | 38 | NORM_1 | 99.38 | 24.45 | 57.78 | 69.74
TD | Wind | 38 | NORT_1 | 69.55 | 17.11 | 27.19 | 40.76
TD | Wind | 38 | OFFE_3 | 7.35 | 1.81 | 2.88 | 4.31
TD | Wind | 38 | PADIB1 | 74.96 | 18.44 | 29.31 | 43.94
TD | Wind | 38 | PEMB_1 | 39.76 | 9.78 | 15.55 | 23.3
TD | Wind | 38 | PENT_1 | 86.2 | 21.2 | 52.62 | 62.02
TD | Wind | 38 | POOB | 8.13 | 2 | 3.18 | 4.76
TD | Wind | 38 | PORA_P | 21.06 | 5.18 | 8.24 | 12.34
TD | Wind | 38 | PYLE_1 | 174.22 | 42.86 | 68.12 | 102.11
TD | Wind | 38 | RAIN_1 | 1.43 | 0.35 | 0.56 | 0.84
TD | Wind | 38 | RASS_1 | 19.81 | 4.87 | 7.75 | 11.61
TD | Wind | 38 | RATS_1 | 15.11 | 3.72 | 5.91 | 8.85
TD | Wind | 38 | RAYL_1 | 83.66 | 20.58 | 32.71 | 49.03
TD | Wind | 38 | REDH | 34.4 | 8.46 | 13.45 | 20.16
TD | Wind | 38 | REDM_P | 15.22 | 3.74 | 5.95 | 8.92
TD | Wind | 38 | ROCH_1 | 163.75 | 40.28 | 64.03 | 95.97
TD | Wind | 38 | SALH_1 | 19.95 | 4.91 | 7.8 | 11.69
TD | Wind | 38 | SALT_1 | 88.5 | 21.77 | 34.6 | 51.87
TD | Wind | 38 | SBAR | 2.14 | 0.53 | 0.84 | 1.25
TD | Wind | 38 | SEAB1 | 40.19 | 9.89 | 15.71 | 23.55
TD | Wind | 38 | SELL_1 | 85.22 | 20.96 | 33.32 | 49.95
TD | Wind | 38 | SFEG_P | 24.51 | 6.03 | 9.58 | 14.36
TD | Wind | 38 | SHRW_1 | 91.28 | 22.45 | 35.69 | 53.5
TD | Wind | 38 | SKLGB1 | 14.61 | 3.59 | 5.71 | 8.56
TD | Wind | 38 | SPEN_1 | 45.6 | 11.22 | 17.83 | 26.73
TD | Wind | 38 | STAY_1 | 43.47 | 10.69 | 17 | 25.48
TD | Wind | 38 | STES_1 | 41.16 | 10.12 | 16.09 | 24.12
TD | Wind | 38 | STHA | 16.52 | 4.06 | 6.46 | 9.68
TD | Wind | 38 | STIR | 27.09 | 6.66 | 10.59 | 15.88
TD | Wind | 38 | STLE | 30.47 | 7.5 | 11.92 | 17.86
TD | Wind | 38 | STRI_P | 28.75 | 7.07 | 11.24 | 16.85
TD | Wind | 38 | SUND_1 | 5.42 | 1.33 | 2.12 | 3.17
TD | Wind | 38 | SWAN_1 | 134.82 | 33.17 | 52.71 | 79.02
TD | Wind | 38 | TARL_P | 5.83 | 1.43 | 2.28 | 3.42
TD | Wind | 38 | TAYN_P | 10.6 | 2.61 | 4.14 | 6.21
TD | Wind | 38 | THOM_6 | 85.79 | 21.11 | 33.55 | 50.28
TD | Wind | 38 | THSO_P | 62.53 | 15.38 | 24.45 | 36.65
TD | Wind | 38 | THUR_6 | 38.34 | 9.43 | 14.99 | 22.47
TD | Wind | 38 | TILBB_1 | 13.11 | 3.23 | 5.13 | 7.68
TD | Wind | 38 | TONG | 3.25 | 0.8 | 1.27 | 1.91
TD | Wind | 38 | TRAW_1 | 222.32 | 54.69 | 86.93 | 130.3
TD | Wind | 38 | UPPB_1 | 107.74 | 26.5 | 42.13 | 63.15
TD | Wind | 38 | UPPB_3 | 39.05 | 9.61 | 15.27 | 22.89
TD | Wind | 38 | USKM_1 | 8.98 | 2.21 | 3.51 | 5.26
TD | Wind | 38 | WALP_1 | 251.18 | 61.79 | 98.21 | 147.22
TD | Wind | 38 | WALP_B | 23.94 | 5.89 | 9.36 | 14.03
TD | Wind | 38 | WARL_1 | 1.43 | 0.35 | 0.56 | 0.84
TD | Wind | 38 | WASF_1 | 3.21 | 0.79 | 1.25 | 1.88
TD | Wind | 38 | WFIE | 23.16 | 5.7 | 9.06 | 13.57
TD | Wind | 38 | WILL_1 | 7.13 | 1.75 | 2.79 | 4.18
TD | Wind | 38 | WISH | 17.07 | 4.2 | 6.67 | 10
TD | Wind | 38 | WMEL_1 | 12.18 | 3 | 4.76 | 7.14
TD | Wind | 38 | WYLF_1 | 53.87 | 13.25 | 21.06 | 31.57
TD | Wind | 39 | ABNE_P | 13.31 | 3.27 | 5.2 | 7.8
TD | Wind | 39 | ALNE_P | 6.15 | 1.51 | 2.41 | 3.61
TD | Wind | 39 | ALVE1 | 136.67 | 33.62 | 53.44 | 80.1
TD | Wind | 39 | ARMO_P | 32.91 | 8.1 | 12.87 | 19.29
TD | Wind | 39 | BAGA | 66.35 | 16.32 | 25.94 | 38.89
TD | Wind | 39 | BARKC1 | 15.4 | 3.79 | 6.02 | 9.03
TD | Wind | 39 | BERW | 139.8 | 34.39 | 54.66 | 81.94
TD | Wind | 39 | BICF_1 | 271.45 | 66.78 | 167.44 | 196.34
TD | Wind | 39 | BIRK_1 | 191.9 | 47.21 | 131.8 | 146.96
TD | Wind | 39 | BLYTB1 | 114.92 | 28.27 | 58.02 | 75.3
TD | Wind | 39 | BLYTH132 | 148.26 | 36.47 | 57.97 | 86.89
TD | Wind | 39 | BONN | 21.75 | 5.35 | 8.5 | 12.75
TD | Wind | 39 | BRAW_1 | 25.91 | 6.37 | 10.13 | 15.19
TD | Wind | 39 | BRFO_1 | 34.74 | 8.55 | 17.37 | 22.66
TD | Wind | 39 | BRLE_1 | 2.88 | 0.71 | 1.13 | 1.69
TD | Wind | 39 | BURM_1 | 37.42 | 9.21 | 14.63 | 21.93
TD | Wind | 39 | BUSH_1 | 5.76 | 1.42 | 2.25 | 3.37
TD | Wind | 39 | CANTN1 | 152.77 | 37.58 | 104.92 | 116.99
TD | Wind | 39 | CARE_1 | 3.31 | 0.81 | 1.29 | 1.94
TD | Wind | 39 | CHAP | 33.67 | 8.28 | 13.17 | 19.73
TD | Wind | 39 | CHTE_1 | 19.5 | 4.8 | 7.63 | 11.43
TD | Wind | 39 | CONQA1 | 56.64 | 13.93 | 22.15 | 33.2
TD | Wind | 39 | COUA_P | 8.56 | 2.11 | 3.35 | 5.02
TD | Wind | 39 | COVE_1 | 20.15 | 4.96 | 7.88 | 11.81
TD | Wind | 39 | COYL | 88.64 | 21.81 | 34.66 | 51.95
TD | Wind | 39 | CREB_1 | 184.82 | 45.46 | 72.26 | 108.32
TD | Wind | 39 | CUMB | 5.47 | 1.35 | 2.14 | 3.21
TD | Wind | 39 | DEVO | 94.8 | 23.32 | 37.07 | 55.56
TD | Wind | 39 | DOUN_P | 16.87 | 4.15 | 6.6 | 9.89
TD | Wind | 39 | DRAX_1 | 135.95 | 33.44 | 53.16 | 79.68
TD | Wind | 39 | DUNB | 18.91 | 4.65 | 7.39 | 11.08
TD | Wind | 39 | DYCE_P | 23.28 | 5.73 | 9.1 | 13.64
TD | Wind | 39 | EASO_1 | 154.45 | 37.99 | 60.39 | 90.52
TD | Wind | 39 | ECCL | 39.12 | 9.62 | 15.3 | 22.93
TD | Wind | 39 | ECLA_1 | 2.88 | 0.71 | 1.13 | 1.69
TD | Wind | 39 | EKIS | 92.2 | 22.68 | 36.05 | 54.04
TD | Wind | 39 | ELLA_1 | 10.8 | 2.66 | 4.22 | 6.33
TD | Wind | 39 | ENDE_1 | 49.08 | 12.07 | 19.19 | 28.77
TD | Wind | 39 | FECK_6 | 1.87 | 0.46 | 0.73 | 1.1
TD | Wind | 39 | FIDD_P | 60.73 | 14.94 | 23.75 | 35.59
TD | Wind | 39 | FOUR_1 | 157.68 | 38.79 | 61.65 | 92.42
TD | Wind | 39 | FRAS_P | 2.14 | 0.53 | 0.84 | 1.25
TD | Wind | 39 | FROD_1 | 72.47 | 17.83 | 28.34 | 42.48
TD | Wind | 39 | GALA | 23.53 | 5.79 | 9.2 | 13.79
TD | Wind | 39 | GIFF | 6.02 | 1.48 | 2.35 | 3.53
TD | Wind | 39 | GLLU | 101.37 | 24.94 | 39.63 | 59.41
TD | Wind | 39 | GLNI | 45.35 | 11.16 | 17.73 | 26.58
TD | Wind | 39 | GREN_1 | 235.91 | 58.04 | 92.24 | 138.27
TD | Wind | 39 | GRIW_1 | 109.39 | 26.91 | 42.77 | 64.12
TD | Wind | 39 | G_EXTRA_11 | 30.09 | 7.4 | 11.77 | 17.64
TD | Wind | 39 | G_EXTRA_12 | 14.96 | 3.68 | 5.85 | 8.77
TD | Wind | 39 | G_EXTRA_13 | 42.39 | 10.43 | 16.57 | 24.84
TD | Wind | 39 | G_EXTRA_2 | 24.62 | 6.06 | 9.63 | 14.43
TD | Wind | 39 | G_EXTRA_8 | 73.73 | 18.14 | 28.83 | 43.21
TD | Wind | 39 | G_EXTRA_9 | 62.93 | 15.48 | 24.6 | 36.88
TD | Wind | 39 | HARK_1 | 106.6 | 26.22 | 41.68 | 62.48
TD | Wind | 39 | HARM_6 | 36.6 | 9 | 14.31 | 21.45
TD | Wind | 39 | HAWI | 21.89 | 5.38 | 8.56 | 12.83
TD | Wind | 39 | HAWP_6 | 51.1 | 12.57 | 19.98 | 29.95
TD | Wind | 39 | HEYS_1 | 85.96 | 21.15 | 33.61 | 50.38
TD | Wind | 39 | HUER | 24 | 5.9 | 16.48 | 18.38
TD | Wind | 39 | HUTT_1 | 112.85 | 27.76 | 44.12 | 66.14
TD | Wind | 39 | INDQ1 | 128.82 | 31.69 | 50.37 | 75.5
TD | Wind | 39 | INKE | 2.19 | 0.54 | 0.86 | 1.28
TD | Wind | 39 | IROA1 | 9.93 | 2.44 | 3.88 | 5.82
TD | Wind | 39 | KEAD_1 | 179.92 | 44.26 | 70.35 | 105.45
TD | Wind | 39 | KEIT_P | 30.89 | 7.6 | 12.08 | 18.11
TD | Wind | 39 | KEMS_1 | 18.42 | 4.53 | 7.2 | 10.8
TD | Wind | 39 | KILS | 19.56 | 4.81 | 7.65 | 11.47
TD | Wind | 39 | KILT | 6.84 | 1.68 | 2.67 | 4.01
TD | Wind | 39 | KINT_P | 7.17 | 1.76 | 2.8 | 4.2
TD | Wind | 39 | KIRKB1 | 23.03 | 5.67 | 9 | 13.5
TD | Wind | 39 | LACK_6 | 66.21 | 16.29 | 45.47 | 50.7
TD | Wind | 39 | LAIR_P | 10.03 | 2.47 | 3.92 | 5.88
TD | Wind | 39 | LAND1 | 10.94 | 2.69 | 4.28 | 6.41
TD | Wind | 39 | LEVE | 9.05 | 2.23 | 5.61 | 6.56
TD | Wind | 39 | LING | 82.83 | 20.38 | 32.39 | 48.55
TD | Wind | 39 | LINM | 109.3 | 26.89 | 42.74 | 64.06
TD | Wind | 39 | LISD_1 | 19.58 | 4.82 | 7.65 | 11.47
TD | Wind | 39 | MACD_P | 33.66 | 8.28 | 13.16 | 19.73
TD | Wind | 39 | MAGA_6 | 11.52 | 2.83 | 4.5 | 6.75
TD | Wind | 39 | MELK_1 | 2.88 | 0.71 | 1.13 | 1.69
TD | Wind | 39 | MILC_P | 5.35 | 1.32 | 2.09 | 3.14
TD | Wind | 39 | MITY_1 | 9.36 | 2.3 | 3.66 | 5.48
TD | Wind | 39 | MYBS_P | 34.24 | 8.42 | 13.39 | 20.07
TD | Wind | 39 | NEAR | 3.15 | 0.77 | 1.23 | 1.84
TD | Wind | 39 | NEEP_3 | 27.92 | 6.87 | 10.92 | 16.37
TD | Wind | 39 | NINF_1 | 10.8 | 2.66 | 4.22 | 6.33
TD | Wind | 39 | NORM_1 | 99.74 | 24.53 | 57.92 | 69.95
TD | Wind | 39 | NORT_1 | 70.24 | 17.28 | 27.46 | 41.17
TD | Wind | 39 | OFFE_3 | 7.43 | 1.83 | 2.9 | 4.35
TD | Wind | 39 | PADIB1 | 75.71 | 18.63 | 29.6 | 44.37
TD | Wind | 39 | PEMB_1 | 40.16 | 9.88 | 15.7 | 23.54
TD | Wind | 39 | PENT_1 | 86.42 | 21.26 | 52.71 | 62.15
TD | Wind | 39 | POOB | 8.21 | 2.02 | 3.21 | 4.81
TD | Wind | 39 | PORA_P | 21.27 | 5.23 | 8.32 | 12.47
TD | Wind | 39 | PYLE_1 | 175.96 | 43.29 | 68.8 | 103.13
TD | Wind | 39 | RAIN_1 | 1.44 | 0.35 | 0.56 | 0.84
TD | Wind | 39 | RASS_1 | 20.01 | 4.92 | 7.82 | 11.73
TD | Wind | 39 | RATS_1 | 15.26 | 3.75 | 5.97 | 8.94
TD | Wind | 39 | RAYL_1 | 84.49 | 20.78 | 33.04 | 49.52
TD | Wind | 39 | REDH | 34.75 | 8.55 | 13.59 | 20.36
TD | Wind | 39 | REDM_P | 15.37 | 3.78 | 6.01 | 9.01
TD | Wind | 39 | ROCH_1 | 165.39 | 40.68 | 64.67 | 96.93
TD | Wind | 39 | SALH_1 | 20.15 | 4.96 | 7.88 | 11.81
TD | Wind | 39 | SALT_1 | 89.39 | 21.99 | 34.95 | 52.39
TD | Wind | 39 | SBAR | 2.16 | 0.53 | 0.84 | 1.27
TD | Wind | 39 | SEAB1 | 40.59 | 9.99 | 15.87 | 23.79
TD | Wind | 39 | SELL_1 | 86.08 | 21.17 | 33.66 | 50.45
TD | Wind | 39 | SFEG_P | 24.75 | 6.09 | 9.68 | 14.51
TD | Wind | 39 | SHRW_1 | 92.19 | 22.68 | 36.05 | 54.03
TD | Wind | 39 | SKLGB1 | 14.75 | 3.63 | 5.77 | 8.65
TD | Wind | 39 | SPEN_1 | 46.06 | 11.33 | 18.01 | 27
TD | Wind | 39 | STAY_1 | 43.9 | 10.8 | 17.17 | 25.73
TD | Wind | 39 | STES_1 | 41.57 | 10.23 | 16.25 | 24.36
TD | Wind | 39 | STHA | 16.69 | 4.11 | 6.53 | 9.78
TD | Wind | 39 | STIR | 27.36 | 6.73 | 10.7 | 16.04
TD | Wind | 39 | STLE | 30.78 | 7.57 | 12.03 | 18.04
TD | Wind | 39 | STRI_P | 29.03 | 7.14 | 11.35 | 17.02
TD | Wind | 39 | SUND_1 | 5.47 | 1.35 | 2.14 | 3.21
TD | Wind | 39 | SWAN_1 | 136.17 | 33.5 | 53.24 | 79.81
TD | Wind | 39 | TARL_P | 5.89 | 1.45 | 2.3 | 3.45
TD | Wind | 39 | TAYN_P | 10.7 | 2.63 | 4.19 | 6.27
TD | Wind | 39 | THOM_6 | 86.65 | 21.32 | 33.88 | 50.79
TD | Wind | 39 | THSO_P | 63.15 | 15.54 | 24.69 | 37.01
TD | Wind | 39 | THUR_6 | 38.72 | 9.52 | 15.14 | 22.69
TD | Wind | 39 | TILBB_1 | 13.24 | 3.26 | 5.18 | 7.76
TD | Wind | 39 | TONG | 3.28 | 0.81 | 1.28 | 1.92
TD | Wind | 39 | TRAW_1 | 224.54 | 55.24 | 87.8 | 131.61
TD | Wind | 39 | UPPB_1 | 108.82 | 26.77 | 42.55 | 63.78
TD | Wind | 39 | UPPB_3 | 39.44 | 9.7 | 15.42 | 23.12
TD | Wind | 39 | USKM_1 | 9.07 | 2.23 | 3.55 | 5.31
TD | Wind | 39 | WALP_1 | 253.69 | 62.41 | 99.19 | 148.69
TD | Wind | 39 | WALP_B | 24.18 | 5.95 | 9.46 | 14.17
TD | Wind | 39 | WARL_1 | 1.44 | 0.35 | 0.56 | 0.84
TD | Wind | 39 | WASF_1 | 3.24 | 0.8 | 1.27 | 1.9
TD | Wind | 39 | WFIE | 23.39 | 5.75 | 9.15 | 13.71
TD | Wind | 39 | WILL_1 | 7.2 | 1.77 | 2.81 | 4.22
TD | Wind | 39 | WISH | 17.24 | 4.24 | 6.74 | 10.1
TD | Wind | 39 | WMEL_1 | 12.31 | 3.03 | 4.81 | 7.21
TD | Wind | 39 | WYLF_1 | 54.41 | 13.38 | 21.27 | 31.89
TD | Wind | 40 | ABNE_P | 13.44 | 3.31 | 5.26 | 7.88
TD | Wind | 40 | ALNE_P | 6.22 | 1.53 | 2.43 | 3.64
TD | Wind | 40 | ALVE1 | 138.04 | 33.96 | 53.97 | 80.9
TD | Wind | 40 | ARMO_P | 33.24 | 8.18 | 13 | 19.48
TD | Wind | 40 | BAGA | 67.01 | 16.48 | 26.2 | 39.27
TD | Wind | 40 | BARKC1 | 15.56 | 3.83 | 6.08 | 9.12
TD | Wind | 40 | BERW | 141.2 | 34.74 | 55.21 | 82.76
TD | Wind | 40 | BICF_1 | 272.09 | 66.93 | 167.69 | 196.72
TD | Wind | 40 | BIRK_1 | 191.9 | 47.21 | 131.8 | 146.96
TD | Wind | 40 | BLYTB1 | 115.62 | 28.44 | 58.3 | 75.72
TD | Wind | 40 | BLYTH132 | 149.74 | 36.84 | 58.55 | 87.76
TD | Wind | 40 | BONN | 21.97 | 5.4 | 8.59 | 12.88
TD | Wind | 40 | BRAW_1 | 26.17 | 6.44 | 10.23 | 15.34
TD | Wind | 40 | BRFO_1 | 34.96 | 8.6 | 17.45 | 22.79
TD | Wind | 40 | BRLE_1 | 2.91 | 0.72 | 1.14 | 1.7
TD | Wind | 40 | BURM_1 | 37.8 | 9.3 | 14.78 | 22.15
TD | Wind | 40 | BUSH_1 | 5.82 | 1.43 | 2.27 | 3.41
TD | Wind | 40 | CANTN1 | 152.77 | 37.58 | 104.92 | 116.99
TD | Wind | 40 | CARE_1 | 3.34 | 0.82 | 1.31 | 1.96
TD | Wind | 40 | CHAP | 34.01 | 8.37 | 13.3 | 19.93
TD | Wind | 40 | CHTE_1 | 19.7 | 4.85 | 7.7 | 11.55
TD | Wind | 40 | CONQA1 | 57.21 | 14.07 | 22.37 | 33.53
TD | Wind | 40 | COUA_P | 8.65 | 2.13 | 3.38 | 5.07
TD | Wind | 40 | COVE_1 | 20.35 | 5.01 | 7.96 | 11.93
TD | Wind | 40 | COYL | 89.53 | 22.02 | 35.01 | 52.47
TD | Wind | 40 | CREB_1 | 186.66 | 45.92 | 72.99 | 109.4
TD | Wind | 40 | CUMB | 5.53 | 1.36 | 2.16 | 3.24
TD | Wind | 40 | DEVO | 95.75 | 23.55 | 37.44 | 56.12
TD | Wind | 40 | DOUN_P | 17.04 | 4.19 | 6.66 | 9.99
TD | Wind | 40 | DRAX_1 | 137.31 | 33.78 | 53.69 | 80.48
TD | Wind | 40 | DUNB | 19.09 | 4.7 | 7.47 | 11.19
TD | Wind | 40 | DYCE_P | 23.51 | 5.78 | 9.19 | 13.78
TD | Wind | 40 | EASO_1 | 155.99 | 38.37 | 60.99 | 91.43
TD | Wind | 40 | ECCL | 39.51 | 9.72 | 15.45 | 23.16
TD | Wind | 40 | ECLA_1 | 2.91 | 0.72 | 1.14 | 1.7
TD | Wind | 40 | EKIS | 93.12 | 22.91 | 36.41 | 54.58
TD | Wind | 40 | ELLA_1 | 10.9 | 2.68 | 4.26 | 6.39
TD | Wind | 40 | ENDE_1 | 49.57 | 12.2 | 19.38 | 29.06
TD | Wind | 40 | FECK_6 | 1.89 | 0.46 | 0.74 | 1.11
TD | Wind | 40 | FIDD_P | 61.34 | 15.09 | 23.98 | 35.95
TD | Wind | 40 | FOUR_1 | 159.26 | 39.18 | 62.27 | 93.34
TD | Wind | 40 | FRAS_P | 2.16 | 0.53 | 0.85 | 1.27
TD | Wind | 40 | FROD_1 | 73.2 | 18.01 | 28.62 | 42.9
TD | Wind | 40 | GALA | 23.76 | 5.85 | 9.29 | 13.93
TD | Wind | 40 | GIFF | 6.08 | 1.5 | 2.38 | 3.56
TD | Wind | 40 | GLLU | 102.38 | 25.19 | 40.03 | 60
TD | Wind | 40 | GLNI | 45.8 | 11.27 | 17.91 | 26.84
TD | Wind | 40 | GREN_1 | 238.27 | 58.62 | 93.17 | 139.65
TD | Wind | 40 | GRIW_1 | 110.49 | 27.18 | 43.2 | 64.76
TD | Wind | 40 | G_EXTRA_11 | 30.4 | 7.48 | 11.88 | 17.82
TD | Wind | 40 | G_EXTRA_12 | 15.11 | 3.72 | 5.91 | 8.85
TD | Wind | 40 | G_EXTRA_13 | 42.81 | 10.53 | 16.74 | 25.09
TD | Wind | 40 | G_EXTRA_2 | 24.87 | 6.12 | 9.72 | 14.58
TD | Wind | 40 | G_EXTRA_8 | 74.47 | 18.32 | 29.12 | 43.65
TD | Wind | 40 | G_EXTRA_9 | 63.56 | 15.63 | 24.85 | 37.25
TD | Wind | 40 | HARK_1 | 107.67 | 26.49 | 42.1 | 63.1
TD | Wind | 40 | HARM_6 | 36.97 | 9.09 | 14.46 | 21.67
TD | Wind | 40 | HAWI | 22.11 | 5.44 | 8.64 | 12.96
TD | Wind | 40 | HAWP_6 | 51.61 | 12.7 | 20.18 | 30.25
TD | Wind | 40 | HEYS_1 | 86.82 | 21.36 | 33.95 | 50.88
TD | Wind | 40 | HUER | 24 | 5.9 | 16.48 | 18.38
TD | Wind | 40 | HUTT_1 | 113.98 | 28.04 | 44.56 | 66.8
TD | Wind | 40 | INDQ1 | 130.11 | 32.01 | 50.87 | 76.26
TD | Wind | 40 | INKE | 2.21 | 0.54 | 0.86 | 1.3
TD | Wind | 40 | IROA1 | 10.03 | 2.47 | 3.92 | 5.88
TD | Wind | 40 | KEAD_1 | 181.72 | 44.7 | 71.05 | 106.51
TD | Wind | 40 | KEIT_P | 31.2 | 7.68 | 12.2 | 18.29
TD | Wind | 40 | KEMS_1 | 18.61 | 4.58 | 7.28 | 10.91
TD | Wind | 40 | KILS | 19.76 | 4.86 | 7.73 | 11.58
TD | Wind | 40 | KILT | 6.91 | 1.7 | 2.7 | 4.05
TD | Wind | 40 | KINT_P | 7.24 | 1.78 | 2.83 | 4.24
TD | Wind | 40 | KIRKB1 | 23.26 | 5.72 | 9.09 | 13.63
TD | Wind | 40 | LACK_6 | 66.21 | 16.29 | 45.47 | 50.7
TD | Wind | 40 | LAIR_P | 10.13 | 2.49 | 3.96 | 5.94
TD | Wind | 40 | LAND1 | 11.05 | 2.72 | 4.32 | 6.48
TD | Wind | 40 | LEVE | 9.07 | 2.23 | 5.62 | 6.58
TD | Wind | 40 | LING | 83.66 | 20.58 | 32.71 | 49.03
TD | Wind | 40 | LINM | 110.39 | 27.16 | 43.16 | 64.7
TD | Wind | 40 | LISD_1 | 19.77 | 4.86 | 7.73 | 11.59
TD | Wind | 40 | MACD_P | 34 | 8.36 | 13.29 | 19.93
TD | Wind | 40 | MAGA_6 | 11.63 | 2.86 | 4.55 | 6.82
TD | Wind | 40 | MELK_1 | 2.91 | 0.72 | 1.14 | 1.7
TD | Wind | 40 | MILC_P | 5.41 | 1.33 | 2.11 | 3.17
TD | Wind | 40 | MITY_1 | 9.45 | 2.32 | 3.69 | 5.54
TD | Wind | 40 | MYBS_P | 34.58 | 8.51 | 13.52 | 20.27
TD | Wind | 40 | NEAR | 3.18 | 0.78 | 1.24 | 1.86
TD | Wind | 40 | NEEP_3 | 28.2 | 6.94 | 11.03 | 16.53
TD | Wind | 40 | NINF_1 | 10.9 | 2.68 | 4.26 | 6.39
TD | Wind | 40 | NORM_1 | 100.09 | 24.62 | 58.06 | 70.16
TD | Wind | 40 | NORT_1 | 70.94 | 17.45 | 27.74 | 41.58
TD | Wind | 40 | OFFE_3 | 7.5 | 1.85 | 2.93 | 4.4
TD | Wind | 40 | PADIB1 | 76.47 | 18.81 | 29.9 | 44.82
TD | Wind | 40 | PEMB_1 | 40.56 | 9.98 | 15.86 | 23.77
TD | Wind | 40 | PENT_1 | 86.65 | 21.31 | 52.8 | 62.28
TD | Wind | 40 | POOB | 8.29 | 2.04 | 3.24 | 4.86
TD | Wind | 40 | PORA_P | 21.49 | 5.29 | 8.4 | 12.59
TD | Wind | 40 | PYLE_1 | 177.72 | 43.72 | 69.49 | 104.16
TD | Wind | 40 | RAIN_1 | 1.45 | 0.36 | 0.57 | 0.85
TD | Wind | 40 | RASS_1 | 20.21 | 4.97 | 7.9 | 11.84
TD | Wind | 40 | RATS_1 | 15.41 | 3.79 | 6.03 | 9.03
TD | Wind | 40 | RAYL_1 | 85.34 | 20.99 | 33.37 | 50.02
TD | Wind | 40 | REDH | 35.09 | 8.63 | 13.72 | 20.57
TD | Wind | 40 | REDM_P | 15.53 | 3.82 | 6.07 | 9.1
TD | Wind | 40 | ROCH_1 | 167.04 | 41.09 | 65.31 | 97.9
TD | Wind | 40 | SALH_1 | 20.35 | 5.01 | 7.96 | 11.93
TD | Wind | 40 | SALT_1 | 90.28 | 22.21 | 35.3 | 52.91
TD | Wind | 40 | SBAR | 2.18 | 0.54 | 0.85 | 1.28
TD | Wind | 40 | SEAB1 | 41 | 10.09 | 16.03 | 24.03
TD | Wind | 40 | SELL_1 | 86.94 | 21.39 | 33.99 | 50.95
TD | Wind | 40 | SFEG_P | 25 | 6.15 | 9.77 | 14.65
TD | Wind | 40 | SHRW_1 | 93.11 | 22.91 | 36.41 | 54.57
TD | Wind | 40 | SKLGB1 | 14.9 | 3.67 | 5.83 | 8.73
TD | Wind | 40 | SPEN_1 | 46.52 | 11.44 | 18.19 | 27.27
TD | Wind | 40 | STAY_1 | 44.34 | 10.91 | 17.34 | 25.99
TD | Wind | 40 | STES_1 | 41.99 | 10.33 | 16.42 | 24.61
TD | Wind | 40 | STHA | 16.86 | 4.15 | 6.59 | 9.88
TD | Wind | 40 | STIR | 27.63 | 6.8 | 10.8 | 16.2
TD | Wind | 40 | STLE | 31.09 | 7.65 | 12.15 | 18.22
TD | Wind | 40 | STRI_P | 29.32 | 7.21 | 11.47 | 17.19
TD | Wind | 40 | SUND_1 | 5.52 | 1.36 | 2.16 | 3.24
TD | Wind | 40 | SWAN_1 | 137.53 | 33.83 | 53.77 | 80.6
TD | Wind | 40 | TARL_P | 5.95 | 1.46 | 2.32 | 3.48
TD | Wind | 40 | TAYN_P | 10.81 | 2.66 | 4.23 | 6.34
TD | Wind | 40 | THOM_6 | 87.52 | 21.53 | 34.22 | 51.29
TD | Wind | 40 | THSO_P | 63.78 | 15.69 | 24.94 | 37.38
TD | Wind | 40 | THUR_6 | 39.11 | 9.62 | 15.29 | 22.92
TD | Wind | 40 | TILBB_1 | 13.37 | 3.29 | 5.23 | 7.84
TD | Wind | 40 | TONG | 3.32 | 0.82 | 1.3 | 1.94
TD | Wind | 40 | TRAW_1 | 226.79 | 55.79 | 88.67 | 132.92
TD | Wind | 40 | UPPB_1 | 109.91 | 27.04 | 42.97 | 64.42
TD | Wind | 40 | UPPB_3 | 39.83 | 9.8 | 15.57 | 23.35
TD | Wind | 40 | USKM_1 | 9.16 | 2.25 | 3.58 | 5.37
TD | Wind | 40 | WALP_1 | 256.23 | 63.03 | 100.19 | 150.18
TD | Wind | 40 | WALP_B | 24.42 | 6.01 | 9.55 | 14.31
TD | Wind | 40 | WARL_1 | 1.45 | 0.36 | 0.57 | 0.85
TD | Wind | 40 | WASF_1 | 3.27 | 0.8 | 1.28 | 1.92
TD | Wind | 40 | WFIE | 23.63 | 5.81 | 9.24 | 13.85
TD | Wind | 40 | WILL_1 | 7.27 | 1.79 | 2.84 | 4.26
TD | Wind | 40 | WISH | 17.41 | 4.28 | 6.81 | 10.2
TD | Wind | 40 | WMEL_1 | 12.43 | 3.06 | 4.86 | 7.29
TD | Wind | 40 | WYLF_1 | 54.95 | 13.52 | 21.49 | 32.21
CE | Storage | 17 | CELL_1 | 20.27 | 17.59 | 0 | 0
CE | Storage | 17 | CHTE_1 | 1.62 | 1.41 | 0 | 0
CE | Storage | 17 | FECK_6 | 7.76 | 6.74 | 0 | 0
CE | Storage | 17 | GREN_1 | 1.11 | 0.96 | 0 | 0
CE | Storage | 17 | HARK_1 | 9.73 | 8.45 | 0 | 0
CE | Storage | 17 | INDQ1 | 1.01 | 0.88 | 0 | 0
CE | Storage | 17 | NINF_1 | 39.02 | 33.87 | 0 | 0
CE | Storage | 17 | PELH_1 | 50.67 | 43.98 | 0 | 0
CE | Storage | 17 | PENW_1 | 1.22 | 1.06 | 0 | 0
CE | Storage | 17 | ROCH_1 | 5.07 | 4.4 | 0 | 0
CE | Storage | 17 | SBAR | 9.73 | 8.45 | 0 | 0
CE | Storage | 17 | SEAB1 | 15.2 | 13.19 | 0 | 0
CE | Storage | 17 | SUND_1 | 12.16 | 10.55 | 0 | 0
CE | Storage | 17 | THSO_P | 2.03 | 1.76 | 0 | 0
CE | Storage | 17 | WBUR_1 | 9.93 | 8.62 | 0 | 0
CE | Storage | 17 | WIEN_1 | 2.03 | 1.76 | 0 | 0
CE | Storage | 18 | ABHA1 | 0.09 | 0.08 | 0 | 0
CE | Storage | 18 | ABNE_P | 0.01 | 0.01 | 0 | 0
CE | Storage | 18 | ABTH_1 | 0.07 | 0.06 | 0 | 0
CE | Storage | 18 | ALVE1 | 4.28 | 3.72 | 0 | 0
CE | Storage | 18 | AMEM_1 | 0.04 | 0.03 | 0 | 0
CE | Storage | 18 | ARBR_P | 0.03 | 0.03 | 0 | 0
CE | Storage | 18 | ARMO_P | 0.01 | 0.01 | 0 | 0
CE | Storage | 18 | AXMI1 | 0.1 | 0.09 | 0 | 0
CE | Storage | 18 | BAGA | 0.01 | 0.01 | 0 | 0
CE | Storage | 18 | BARKC1 | 0.01 | 0.01 | 0 | 0
CE | Storage | 18 | BEDD_1 | 7.5 | 6.51 | 0 | 0
CE | Storage | 18 | BERW | 0.02 | 0.02 | 0 | 0
CE | Storage | 18 | BESW_1 | 0.05 | 0.04 | 0 | 0
CE | Storage | 18 | BICF_1 | 0.2 | 0.17 | 0 | 0
CE | Storage | 18 | BISW_1 | 0.02 | 0.02 | 0 | 0
CE | Storage | 18 | BLYTB1 | 0.04 | 0.03 | 0 | 0
CE | Storage | 18 | BLYTH132 | 0.08 | 0.07 | 0 | 0
CE | Storage | 18 | BOLN_1 | 0.07 | 0.06 | 0 | 0
CE | Storage | 18 | BOTW_1 | 0.06 | 0.05 | 0 | 0
CE | Storage | 18 | BRAI_1 | 26.8 | 23.26 | 0 | 0
CE | Storage | 18 | BRAW_1 | 0.01 | 0.01 | 0 | 0
CE | Storage | 18 | BRFO_1 | 0.16 | 0.14 | 0 | 0
CE | Storage | 18 | BRLE_1 | 0.07 | 0.06 | 0 | 0
CE | Storage | 18 | BROX | 20 | 17.36 | 0 | 0
CE | Storage | 18 | BRWA1 | 0.26 | 0.23 | 0 | 0
CE | Storage | 18 | BURM_1 | 0.36 | 0.31 | 0 | 0
CE | Storage | 18 | BUSH_1 | 0.02 | 0.02 | 0 | 0
CE | Storage | 18 | CAMB_01 | 0.02 | 0.02 | 0 | 0
CE | Storage | 18 | CANTN1 | 0.12 | 0.1 | 0 | 0
CE | Storage | 18 | CAPEA1 | 0.01 | 0.01 | 0 | 0
CE | Storage | 18 | CARE_1 | 0.02 | 0.02 | 0 | 0
CE | Storage | 18 | CELL_1 | 20.03 | 17.39 | 0 | 0
CE | Storage | 18 | CHAP | 0.01 | 0.01 | 0 | 0
CE | Storage | 18 | CHIC_1 | 0.07 | 0.06 | 0 | 0
CE | Storage | 18 | CHSI_1 | 6 | 5.21 | 0 | 0
CE | Storage | 18 | CHTE_1 | 1.76 | 1.53 | 0 | 0
CE | Storage | 18 | CONQA1 | 0.15 | 0.13 | 0 | 0
CE | Storage | 18 | COVE_1 | 0.02 | 0.02 | 0 | 0
CE | Storage | 18 | COWL_1 | 0.29 | 0.25 | 0 | 0
CE | Storage | 18 | COYL | 0.01 | 0.01 | 0 | 0
CE | Storage | 18 | CREB_1 | 8.11 | 7.04 | 0 | 0
CE | Storage | 18 | CUPA | 0.02 | 0.02 | 0 | 0
CE | Storage | 18 | DEVO | 0.04 | 0.03 | 0 | 0
CE | Storage | 18 | DRAK_1 | 40.1 | 34.81 | 0 | 0
CE | Storage | 18 | DRAX_1 | 0.07 | 0.06 | 0 | 0
CE | Storage | 18 | DYCE_P | 0.01 | 0.01 | 0 | 0
CE | Storage | 18 | EASO_1 | 0.32 | 0.28 | 0 | 0
CE | Storage | 18 | ECCL | 0.01 | 0.01 | 0 | 0
CE | Storage | 18 | ECLA_1 | 0.13 | 0.11 | 0 | 0
CE | Storage | 18 | EKIS | 0.01 | 0.01 | 0 | 0
CE | Storage | 18 | ELLA_1 | 0.01 | 0.01 | 0 | 0
CE | Storage | 18 | ENDE_1 | 0.08 | 0.07 | 0 | 0
CE | Storage | 18 | EXET1 | 0.1 | 0.09 | 0 | 0
CE | Storage | 18 | FAWL_1 | 0.1 | 0.09 | 0 | 0
CE | Storage | 18 | FECK_6 | 7.81 | 6.78 | 0 | 0
CE | Storage | 18 | FERRA2 | 0.01 | 0.01 | 0 | 0
CE | Storage | 18 | FERRB1 | 0.01 | 0.01 | 0 | 0
CE | Storage | 18 | FIDD_P | 0.02 | 0.02 | 0 | 0
CE | Storage | 18 | FIDF_1 | 19.6 | 17.01 | 0 | 0
CE | Storage | 18 | FLEE_1 | 0.05 | 0.04 | 0 | 0
CE | Storage | 18 | FOUR_1 | 0.08 | 0.07 | 0 | 0
CE | Storage | 18 | FROD_1 | 0.04 | 0.03 | 0 | 0
CE | Storage | 18 | GLLU | 0.02 | 0.02 | 0 | 0
CE | Storage | 18 | GLNI | 0.01 | 0.01 | 0 | 0
CE | Storage | 18 | GREN_1 | 1.49 | 1.29 | 0 | 0
CE | Storage | 18 | GRIW_1 | 0.09 | 0.08 | 0 | 0
CE | Storage | 18 | G_EXTRA_9 | 0.02 | 0.02 | 0 | 0
CE | Storage | 18 | HAMHC1 | 0.03 | 0.03 | 0 | 0
CE | Storage | 18 | HARK_1 | 9.71 | 8.43 | 0 | 0
CE | Storage | 18 | HARM_6 | 0.02 | 0.02 | 0 | 0
CE | Storage | 18 | HAWP_6 | 0.03 | 0.03 | 0 | 0
CE | Storage | 18 | HEYS_1 | 0.07 | 0.06 | 0 | 0
CE | Storage | 18 | HUTT_1 | 0.07 | 0.06 | 0 | 0
CE | Storage | 18 | IMPK_1 | 0.01 | 0.01 | 0 | 0
CE | Storage | 18 | INDQ1 | 1.43 | 1.24 | 0 | 0
CE | Storage | 18 | IROA1 | 0.11 | 0.1 | 0 | 0
CE | Storage | 18 | IRONB1 | 0.04 | 0.03 | 0 | 0
CE | Storage | 18 | KAIM | 0.01 | 0.01 | 0 | 0
CE | Storage | 18 | KEAD_1 | 0.14 | 0.12 | 0 | 0
CE | Storage | 18 | KEAR_3 | 0.01 | 0.01 | 0 | 0
CE | Storage | 18 | KEIT_P | 0.01 | 0.01 | 0 | 0
CE | Storage | 18 | KEMS_1 | 0.09 | 0.08 | 0 | 0
CE | Storage | 18 | KILW | 0.03 | 0.03 | 0 | 0
CE | Storage | 18 | KINO_1 | 29.02 | 25.19 | 0 | 0
CE | Storage | 18 | KINT_P | 0.01 | 0.01 | 0 | 0
CE | Storage | 18 | KIRKB1 | 0.01 | 0.01 | 0 | 0
CE | Storage | 18 | KNAR | 0.02 | 0.02 | 0 | 0
CE | Storage | 18 | LACK_6 | 0.01 | 0.01 | 0 | 0
CE | Storage | 18 | LALE1SG003 | 0.01 | 0.01 | 0 | 0
CE | Storage | 18 | LAND1 | 2.75 | 2.39 | 0 | 0
CE | Storage | 18 | LEGA_1 | 0.07 | 0.06 | 0 | 0
CE | Storage | 18 | LING | 0.01 | 0.01 | 0 | 0
CE | Storage | 18 | LINM | 0.02 | 0.02 | 0 | 0
CE | Storage | 18 | LISD_1 | 0.01 | 0.01 | 0 | 0
CE | Storage | 18 | LOVE_1 | 0.18 | 0.16 | 0 | 0
CE | Storage | 18 | MACC_3 | 0.01 | 0.01 | 0 | 0
CE | Storage | 18 | MACD_P | 0.02 | 0.02 | 0 | 0
CE | Storage | 18 | MAGA_6 | 0.04 | 0.03 | 0 | 0
CE | Storage | 18 | MANN_1 | 0.32 | 0.28 | 0 | 0
CE | Storage | 18 | MELK_1 | 0.3 | 0.26 | 0 | 0
CE | Storage | 18 | MILH_1 | 0.01 | 0.01 | 0 | 0
CE | Storage | 18 | MITY_1 | 0.56 | 0.49 | 0 | 0
CE | Storage | 18 | MYBS_P | 0.01 | 0.01 | 0 | 0
CE | Storage | 18 | NEEP_3 | 0.01 | 0.01 | 0 | 0
CE | Storage | 18 | NFLE | 0.04 | 0.03 | 0 | 0
CE | Storage | 18 | NINF_1 | 38.58 | 33.49 | 0 | 0
CE | Storage | 18 | NORM_1 | 0.34 | 0.3 | 0 | 0
CE | Storage | 18 | NORT_1 | 0.07 | 0.06 | 0 | 0
CE | Storage | 18 | NURS_1 | 0.21 | 0.18 | 0 | 0
CE | Storage | 18 | PADIB1 | 0.04 | 0.03 | 0 | 0
CE | Storage | 18 | PEHS_P | 1 | 0.87 | 0 | 0
CE | Storage | 18 | PELH_1 | 50.15 | 43.53 | 0 | 0
CE | Storage | 18 | PEMB_1 | 0.28 | 0.24 | 0 | 0
CE | Storage | 18 | PENN_1 | 0.01 | 0.01 | 0 | 0
CE | Storage | 18 | PENT_1 | 0.06 | 0.05 | 0 | 0
CE | Storage | 18 | PENW_1 | 1.25 | 1.09 | 0 | 0
CE | Storage | 18 | POPP_3 | 0.01 | 0.01 | 0 | 0
CE | Storage | 18 | PORA_P | 0.01 | 0.01 | 0 | 0
CE | Storage | 18 | PYLE_1 | 4.13 | 3.58 | 0 | 0
CE | Storage | 18 | RASS_1 | 0.05 | 0.04 | 0 | 0
CE | Storage | 18 | RATS_1 | 0.09 | 0.08 | 0 | 0
CE | Storage | 18 | RAYL_1 | 10.07 | 8.74 | 0 | 0
CE | Storage | 18 | REDH | 0.05 | 0.04 | 0 | 0
CE | Storage | 18 | RICH1 | 0.07 | 0.06 | 0 | 0
CE | Storage | 18 | ROCH_1 | 5.09 | 4.42 | 0 | 0
CE | Storage | 18 | RUGEB1 | 0.02 | 0.02 | 0 | 0
CE | Storage | 18 | SALH_1 | 0.02 | 0.02 | 0 | 0
CE | Storage | 18 | SALT_1 | 0.05 | 0.04 | 0 | 0
CE | Storage | 18 | SBAR | 31.65 | 27.47 | 0 | 0
CE | Storage | 18 | SEAB1 | 15.12 | 13.12 | 0 | 0
CE | Storage | 18 | SELL_1 | 0.1 | 0.09 | 0 | 0
CE | Storage | 18 | SFEG_P | 0.01 | 0.01 | 0 | 0
CE | Storage | 18 | SHRW_1 | 0.17 | 0.15 | 0 | 0
CE | Storage | 18 | SKLGB1 | 0.01 | 0.01 | 0 | 0
CE | Storage | 18 | SPEN_1 | 0.03 | 0.03 | 0 | 0
CE | Storage | 18 | SSHI_3 | 35 | 30.38 | 0 | 0
CE | Storage | 18 | STAH_1 | 0.01 | 0.01 | 0 | 0
CE | Storage | 18 | STAY_1 | 0.17 | 0.15 | 0 | 0
CE | Storage | 18 | STES_1 | 0.03 | 0.03 | 0 | 0
CE | Storage | 18 | STHA | 0.01 | 0.01 | 0 | 0
CE | Storage | 18 | STRI_P | 0.01 | 0.01 | 0 | 0
CE | Storage | 18 | SUND_1 | 12.06 | 10.47 | 0 | 0
CE | Storage | 18 | SWAN_1 | 0.2 | 0.17 | 0 | 0
CE | Storage | 18 | TARL_P | 0.01 | 0.01 | 0 | 0
CE | Storage | 18 | TAUN1 | 0.09 | 0.08 | 0 | 0
CE | Storage | 18 | THOM_6 | 0.05 | 0.04 | 0 | 0
CE | Storage | 18 | THSO_P | 2.02 | 1.75 | 0 | 0
CE | Storage | 18 | THUR_6 | 0.02 | 0.02 | 0 | 0
CE | Storage | 18 | TILBB_1 | 0.01 | 0.01 | 0 | 0
CE | Storage | 18 | TRAW_1 | 0.13 | 0.11 | 0 | 0
CE | Storage | 18 | UPPB_1 | 0.09 | 0.08 | 0 | 0
CE | Storage | 18 | UPPB_3 | 0.05 | 0.04 | 0 | 0
CE | Storage | 18 | USKM_1 | 20.05 | 17.4 | 0 | 0
CE | Storage | 18 | WALH_1 | 20.11 | 17.46 | 0 | 0
CE | Storage | 18 | WALP_1 | 0.16 | 0.14 | 0 | 0
CE | Storage | 18 | WALP_B | 0.22 | 0.19 | 0 | 0
CE | Storage | 18 | WARL_1 | 0.02 | 0.02 | 0 | 0
CE | Storage | 18 | WASF_1 | 0.01 | 0.01 | 0 | 0
CE | Storage | 18 | WBOL_6 | 2.81 | 2.44 | 0 | 0
CE | Storage | 18 | WBUR_1 | 9.92 | 8.61 | 0 | 0
CE | Storage | 18 | WIEN_1 | 2 | 1.74 | 0 | 0
CE | Storage | 18 | WILL_1 | 0.06 | 0.05 | 0 | 0
CE | Storage | 18 | WMEL_1 | 0.01 | 0.01 | 0 | 0
CE | Storage | 18 | WYLF_1 | 0.03 | 0.03 | 0 | 0
CE | Storage | 18 | WYMOM_1 | 0.03 | 0.03 | 0 | 0
CE | Storage | 19 | ABHA1 | 20.08 | 17.43 | 0 | 0
CE | Storage | 19 | ABNE_P | 0.01 | 0.01 | 0 | 0
CE | Storage | 19 | ABTH_1 | 0.06 | 0.05 | 0 | 0
CE | Storage | 19 | ALVE1 | 4.3 | 3.73 | 0 | 0
CE | Storage | 19 | AMEM_1 | 0.04 | 0.03 | 0 | 0
CE | Storage | 19 | ARBR_P | 0.02 | 0.02 | 0 | 0
CE | Storage | 19 | AXMI1 | 0.09 | 0.08 | 0 | 0
CE | Storage | 19 | BARKC1 | 0.01 | 0.01 | 0 | 0
CE | Storage | 19 | BEDD_1 | 7.5 | 6.51 | 0 | 0
CE | Storage | 19 | BESW_1 | 0.04 | 0.03 | 0 | 0
CE | Storage | 19 | BICF_1 | 0.2 | 0.17 | 0 | 0
CE | Storage | 19 | BISW_1 | 0.02 | 0.02 | 0 | 0
CE | Storage | 19 | BLYTB1 | 0.06 | 0.05 | 0 | 0
CE | Storage | 19 | BLYTH132 | 0.12 | 0.1 | 0 | 0
CE | Storage | 19 | BOLN_1 | 10.06 | 8.73 | 0 | 0
CE | Storage | 19 | BOTW_1 | 0.05 | 0.04 | 0 | 0
CE | Storage | 19 | BRAI_1 | 36.79 | 31.93 | 0 | 0
CE | Storage | 19 | BRAW_1 | 0.02 | 0.02 | 0 | 0
CE | Storage | 19 | BRFO_1 | 0.15 | 0.13 | 0 | 0
CE | Storage | 19 | BRLE_1 | 0.06 | 0.05 | 0 | 0
CE | Storage | 19 | BROX | 20 | 17.36 | 0 | 0
CE | Storage | 19 | BRWA1 | 0.23 | 0.2 | 0 | 0
CE | Storage | 19 | BURM_1 | 0.33 | 0.29 | 0 | 0
CE | Storage | 19 | BUSH_1 | 0.02 | 0.02 | 0 | 0
CE | Storage | 19 | CAMB_01 | 0.02 | 0.02 | 0 | 0
CE | Storage | 19 | CANTN1 | 0.1 | 0.09 | 0 | 0
CE | Storage | 19 | CAPEA1 | 10.01 | 8.69 | 0 | 0
CE | Storage | 19 | CARE_1 | 0.02 | 0.02 | 0 | 0
CE | Storage | 19 | CARR_1 | 10 | 8.68 | 0 | 0
CE | Storage | 19 | CELL_1 | 20.03 | 17.39 | 0 | 0
CE | Storage | 19 | CHIC_1 | 0.06 | 0.05 | 0 | 0
CE | Storage | 19 | CHSI_1 | 6 | 5.21 | 0 | 0
CE | Storage | 19 | CHTE_1 | 31.75 | 27.56 | 0 | 0
CE | Storage | 19 | CONQA1 | 0.15 | 0.13 | 0 | 0
CE | Storage | 19 | COVE_1 | 0.02 | 0.02 | 0 | 0
CE | Storage | 19 | COWL_1 | 0.26 | 0.23 | 0 | 0
CE | Storage | 19 | CREB_1 | 8.17 | 7.09 | 0 | 0
CE | Storage | 19 | CUPA | 0.02 | 0.02 | 0 | 0
CE | Storage | 19 | DEVO | 0.02 | 0.02 | 0 | 0
CE | Storage | 19 | DRAK_1 | 50.09 | 43.48 | 0 | 0
CE | Storage | 19 | DRAX_1 | 0.11 | 0.1 | 0 | 0
CE | Storage | 19 | DRCR | 30 | 26.04 | 0 | 0
CE | Storage | 19 | EASO_1 | 0.34 | 0.3 | 0 | 0
CE | Storage | 19 | ECLA_1 | 0.12 | 0.1 | 0 | 0
CE | Storage | 19 | ELLA_1 | 0.01 | 0.01 | 0 | 0
CE | Storage | 19 | ENDE_1 | 0.09 | 0.08 | 0 | 0
CE | Storage | 19 | EXET1 | 0.09 | 0.08 | 0 | 0
CE | Storage | 19 | FAWL_1 | 0.09 | 0.08 | 0 | 0
CE | Storage | 19 | FECK_6 | 7.79 | 6.76 | 0 | 0
CE | Storage | 19 | FERRA2 | 0.01 | 0.01 | 0 | 0
CE | Storage | 19 | FERRB1 | 0.01 | 0.01 | 0 | 0
CE | Storage | 19 | FIDF_1 | 19.6 | 17.01 | 0 | 0
CE | Storage | 19 | FLEE_1 | 0.04 | 0.03 | 0 | 0
CE | Storage | 19 | FOUR_1 | 0.13 | 0.11 | 0 | 0
CE | Storage | 19 | FROD_1 | 0.06 | 0.05 | 0 | 0
CE | Storage | 19 | GREN_1 | 1.53 | 1.33 | 0 | 0
CE | Storage | 19 | GRIW_1 | 0.12 | 0.1 | 0 | 0
CE | Storage | 19 | HAMHC1 | 0.03 | 0.03 | 0 | 0
CE | Storage | 19 | HARK_1 | 9.74 | 8.45 | 0 | 0
CE | Storage | 19 | HARM_6 | 0.03 | 0.03 | 0 | 0
CE | Storage | 19 | HAWP_6 | 0.05 | 0.04 | 0 | 0
CE | Storage | 19 | HEYS_1 | 0.09 | 0.08 | 0 | 0
CE | Storage | 19 | HUTT_1 | 0.1 | 0.09 | 0 | 0
CE | Storage | 19 | IMPK_1 | 0.01 | 0.01 | 0 | 0
CE | Storage | 19 | INDQ1 | 1.43 | 1.24 | 0 | 0
CE | Storage | 19 | IROA1 | 0.11 | 0.1 | 0 | 0
CE | Storage | 19 | IRONB1 | 0.03 | 0.03 | 0 | 0
CE | Storage | 19 | KEAD_1 | 0.2 | 0.17 | 0 | 0
CE | Storage | 19 | KEAR_3 | 19.61 | 17.02 | 0 | 0
CE | Storage | 19 | KEMS_1 | 0.08 | 0.07 | 0 | 0
CE | Storage | 19 | KILW | 0.02 | 0.02 | 0 | 0
CE | Storage | 19 | KINO_1 | 29.02 | 25.19 | 0 | 0
CE | Storage | 19 | KIRKB1 | 0.02 | 0.02 | 0 | 0
CE | Storage | 19 | KNAR | 0.02 | 0.02 | 0 | 0
CE | Storage | 19 | LACK_6 | 6.01 | 5.22 | 0 | 0
CE | Storage | 19 | LALE1SG003 | 0.01 | 0.01 | 0 | 0
CE | Storage | 19 | LAND1 | 2.73 | 2.37 | 0 | 0
CE | Storage | 19 | LEGA_1 | 0.06 | 0.05 | 0 | 0
CE | Storage | 19 | LISD_1 | 0.02 | 0.02 | 0 | 0
CE | Storage | 19 | LOVE_1 | 0.16 | 0.14 | 0 | 0
CE | Storage | 19 | MACC_3 | 0.01 | 0.01 | 0 | 0
CE | Storage | 19 | MAGA_6 | 0.04 | 0.03 | 0 | 0
CE | Storage | 19 | MANN_1 | 0.28 | 0.24 | 0 | 0
CE | Storage | 19 | MELK_1 | 0.27 | 0.23 | 0 | 0
CE | Storage | 19 | MILH_1 | 0.01 | 0.01 | 0 | 0
CE | Storage | 19 | MITY_1 | 50.49 | 43.83 | 0 | 0
CE | Storage | 19 | NEEP_3 | 0.02 | 0.02 | 0 | 0
CE | Storage | 19 | NFLE | 0.04 | 0.03 | 0 | 0
CE | Storage | 19 | NINF_1 | 38.58 | 33.49 | 0 | 0
CE | Storage | 19 | NORM_1 | 0.31 | 0.27 | 0 | 0
CE | Storage | 19 | NORT_1 | 50.08 | 43.47 | 0 | 0
CE | Storage | 19 | NURS_1 | 0.19 | 0.16 | 0 | 0
CE | Storage | 19 | OFFE_3 | 0.01 | 0.01 | 0 | 0
CE | Storage | 19 | PADIB1 | 0.07 | 0.06 | 0 | 0
CE | Storage | 19 | PEHS_P | 1 | 0.87 | 0 | 0
CE | Storage | 19 | PELH_1 | 50.13 | 43.51 | 0 | 0
CE | Storage | 19 | PEMB_1 | 0.27 | 0.23 | 0 | 0
CE | Storage | 19 | PENN_1 | 48.01 | 41.67 | 0 | 0
CE | Storage | 19 | PENT_1 | 0.06 | 0.05 | 0 | 0
CE | Storage | 19 | PENW_1 | 1.24 | 1.08 | 0 | 0
CE | Storage | 19 | POPP_3 | 0.01 | 0.01 | 0 | 0
CE | Storage | 19 | PYLE_1 | 4.18 | 3.63 | 0 | 0
CE | Storage | 19 | RASS_1 | 0.05 | 0.04 | 0 | 0
CE | Storage | 19 | RATS_1 | 0.09 | 0.08 | 0 | 0
CE | Storage | 19 | RAYL_1 | 10.09 | 8.76 | 0 | 0
CE | Storage | 19 | REDH | 0.03 | 0.03 | 0 | 0
CE | Storage | 19 | RICH1 | 0.06 | 0.05 | 0 | 0
CE | Storage | 19 | ROCH_1 | 5.14 | 4.46 | 0 | 0
CE | Storage | 19 | RUGEB1 | 0.01 | 0.01 | 0 | 0
CE | Storage | 19 | SALH_1 | 0.03 | 0.03 | 0 | 0
CE | Storage | 19 | SALT_1 | 0.08 | 0.07 | 0 | 0
CE | Storage | 19 | SBAR | 31.65 | 27.47 | 0 | 0
CE | Storage | 19 | SEAB1 | 15.12 | 13.12 | 0 | 0
CE | Storage | 19 | SELL_1 | 0.12 | 0.1 | 0 | 0
CE | Storage | 19 | SHRW_1 | 0.19 | 0.16 | 0 | 0
CE | Storage | 19 | SKLGB1 | 0.02 | 0.02 | 0 | 0
CE | Storage | 19 | SPEN_1 | 0.04 | 0.03 | 0 | 0
CE | Storage | 19 | SSHI_3 | 35 | 30.38 | 0 | 0
CE | Storage | 19 | STAH_1 | 0.01 | 0.01 | 0 | 0
CE | Storage | 19 | STAY_1 | 0.17 | 0.15 | 0 | 0
CE | Storage | 19 | STES_1 | 0.04 | 0.03 | 0 | 0
CE | Storage | 19 | SUND_1 | 12.05 | 10.46 | 0 | 0
CE | Storage | 19 | SWAN_1 | 0.23 | 0.2 | 0 | 0
CE | Storage | 19 | TAUN1 | 0.08 | 0.07 | 0 | 0
CE | Storage | 19 | THOM_6 | 0.08 | 0.07 | 0 | 0
CE | Storage | 19 | THSO_P | 2 | 1.74 | 0 | 0
CE | Storage | 19 | THUR_6 | 0.03 | 0.03 | 0 | 0
CE | Storage | 19 | TILBB_1 | 0.02 | 0.02 | 0 | 0
CE | Storage | 19 | TRAW_1 | 0.2 | 0.17 | 0 | 0
CE | Storage | 19 | UPPB_1 | 0.12 | 0.1 | 0 | 0
CE | Storage | 19 | UPPB_3 | 0.06 | 0.05 | 0 | 0
CE | Storage | 19 | USKM_1 | 20.05 | 17.4 | 0 | 0
CE | Storage | 19 | WALH_1 | 20.1 | 17.45 | 0 | 0
CE | Storage | 19 | WALP_1 | 0.23 | 0.2 | 0 | 0
CE | Storage | 19 | WALP_B | 0.21 | 0.18 | 0 | 0
CE | Storage | 19 | WARL_1 | 0.02 | 0.02 | 0 | 0
CE | Storage | 19 | WASF_1 | 0.01 | 0.01 | 0 | 0
CE | Storage | 19 | WBOL_6 | 2.81 | 2.44 | 0 | 0
CE | Storage | 19 | WBUR_1 | 9.91 | 8.6 | 0 | 0
CE | Storage | 19 | WHGA_1 | 6 | 5.21 | 0 | 0
CE | Storage | 19 | WIEN_1 | 2 | 1.74 | 0 | 0
CE | Storage | 19 | WILL_1 | 0.06 | 0.05 | 0 | 0
CE | Storage | 19 | WMEL_1 | 0.01 | 0.01 | 0 | 0
CE | Storage | 19 | WYLF_1 | 0.05 | 0.04 | 0 | 0
CE | Storage | 19 | WYMOM_1 | 0.02 | 0.02 | 0 | 0
CE | Storage | 20 | ABHA1 | 20.12 | 17.46 | 0 | 0
CE | Storage | 20 | ABNE_P | 0.01 | 0.01 | 0 | 0
CE | Storage | 20 | ABTH_1 | 0.01 | 0.01 | 0 | 0
CE | Storage | 20 | ALST_3 | 0.01 | 0.01 | 0 | 0
CE | Storage | 20 | ALVE1 | 4.2 | 3.65 | 0 | 0
CE | Storage | 20 | AMEM_1 | 0.01 | 0.01 | 0 | 0
CE | Storage | 20 | ARMO_P | 0.02 | 0.02 | 0 | 0
CE | Storage | 20 | AXMI1 | 0.16 | 0.14 | 0 | 0
CE | Storage | 20 | BAGA | 0.04 | 0.03 | 0 | 0
CE | Storage | 20 | BAIN | 0.01 | 0.01 | 0 | 0
CE | Storage | 20 | BARKC1 | 0.01 | 0.01 | 0 | 0
CE | Storage | 20 | BARKW3 | 0.01 | 0.01 | 0 | 0
CE | Storage | 20 | BEDDT1 | 0.01 | 0.01 | 0 | 0
CE | Storage | 20 | BEDD_1 | 7.51 | 6.52 | 0 | 0
CE | Storage | 20 | BERW | 0.07 | 0.06 | 0 | 0
CE | Storage | 20 | BESW_1 | 0.03 | 0.03 | 0 | 0
CE | Storage | 20 | BICF_1 | 20.35 | 17.66 | 0 | 0
CE | Storage | 20 | BIRK_1 | 0.01 | 0.01 | 0 | 0
CE | Storage | 20 | BISW_1 | 0.01 | 0.01 | 0 | 0
CE | Storage | 20 | BLYTB1 | 0.06 | 0.05 | 0 | 0
CE | Storage | 20 | BLYTH132 | 0.1 | 0.09 | 0 | 0
CE | Storage | 20 | BOLN_1 | 10.02 | 8.7 | 0 | 0
CE | Storage | 20 | BONN | 0.02 | 0.02 | 0 | 0
CE | Storage | 20 | BOTW_1 | 0.1 | 0.09 | 0 | 0
CE | Storage | 20 | BRAI_1 | 36.74 | 31.89 | 0 | 0
CE | Storage | 20 | BRAW_1 | 0.02 | 0.02 | 0 | 0
CE | Storage | 20 | BRED_1 | 0.01 | 0.01 | 0 | 0
CE | Storage | 20 | BRFO_1 | 0.05 | 0.04 | 0 | 0
CE | Storage | 20 | BRIM_1 | 0.04 | 0.03 | 0 | 0
CE | Storage | 20 | BRLE_1 | 0.05 | 0.04 | 0 | 0
CE | Storage | 20 | BROX | 20 | 17.36 | 0 | 0
CE | Storage | 20 | BRWA1 | 0.18 | 0.16 | 0 | 0
CE | Storage | 20 | BURM_1 | 0.51 | 0.44 | 0 | 0
CE | Storage | 20 | BUSH_1 | 0.02 | 0.02 | 0 | 0
CE | Storage | 20 | BUST_1 | 0.03 | 0.03 | 0 | 0
CE | Storage | 20 | CAMB_01 | 0.02 | 0.02 | 0 | 0
CE | Storage | 20 | CANTN1 | 0.05 | 0.04 | 0 | 0
CE | Storage | 20 | CAPEA1 | 10.01 | 8.69 | 0 | 0
CE | Storage | 20 | CARE_1 | 0.01 | 0.01 | 0 | 0
CE | Storage | 20 | CARR_1 | 10.01 | 8.69 | 0 | 0
CE | Storage | 20 | CELL_1 | 20.07 | 17.42 | 0 | 0
CE | Storage | 20 | CHAP | 0.02 | 0.02 | 0 | 0
CE | Storage | 20 | CHIC_1 | 0.16 | 0.14 | 0 | 0
CE | Storage | 20 | CHSI_1 | 6.01 | 5.22 | 0 | 0
CE | Storage | 20 | CHTE_1 | 31.62 | 27.45 | 0 | 0
CE | Storage | 20 | CLT03 | 0.04 | 0.03 | 0 | 0
CE | Storage | 20 | CONQA1 | 0.05 | 0.04 | 0 | 0
CE | Storage | 20 | COVE_1 | 0.04 | 0.03 | 0 | 0
CE | Storage | 20 | COWL_1 | 0.18 | 0.16 | 0 | 0
CE | Storage | 20 | COYL | 0.05 | 0.04 | 0 | 0
CE | Storage | 20 | CREB_1 | 8.12 | 7.05 | 0 | 0
CE | Storage | 20 | CUMB | 0.01 | 0.01 | 0 | 0
CE | Storage | 20 | DEVO | 0.05 | 0.04 | 0 | 0
CE | Storage | 20 | DOUN_P | 0.01 | 0.01 | 0 | 0
CE | Storage | 20 | DRAK_1 | 50.01 | 43.41 | 0 | 0
CE | Storage | 20 | DRAX_1 | 0.09 | 0.08 | 0 | 0
CE | Storage | 20 | DRCR | 30.02 | 26.06 | 0 | 0
CE | Storage | 20 | DUNB | 0.01 | 0.01 | 0 | 0
CE | Storage | 20 | DUNF | 0.01 | 0.01 | 0 | 0
CE | Storage | 20 | DUNO_P | 0.01 | 0.01 | 0 | 0
CE | Storage | 20 | DYCE_P | 0.01 | 0.01 | 0 | 0
CE | Storage | 20 | EASO_1 | 0.17 | 0.15 | 0 | 0
CE | Storage | 20 | ECCL | 0.02 | 0.02 | 0 | 0
CE | Storage | 20 | ECLA_1 | 0.09 | 0.08 | 0 | 0
CE | Storage | 20 | EKIS | 0.05 | 0.04 | 0 | 0
CE | Storage | 20 | ELLA_1 | 0.01 | 0.01 | 0 | 0
CE | Storage | 20 | ELST_1 | 0.01 | 0.01 | 0 | 0
CE | Storage | 20 | ENDE_1 | 0.07 | 0.06 | 0 | 0
CE | Storage | 20 | EXET1 | 0.12 | 0.1 | 0 | 0
CE | Storage | 20 | FAWL_1 | 0.1 | 0.09 | 0 | 0
CE | Storage | 20 | FECK_6 | 7.69 | 6.67 | 0 | 0
CE | Storage | 20 | FERRA2 | 0.02 | 0.02 | 0 | 0
CE | Storage | 20 | FERRB1 | 0.02 | 0.02 | 0 | 0
CE | Storage | 20 | FIDD_P | 0.03 | 0.03 | 0 | 0
CE | Storage | 20 | FIDF_1 | 19.6 | 17.01 | 0 | 0
CE | Storage | 20 | FLEE_1 | 0.04 | 0.03 | 0 | 0
CE | Storage | 20 | FOUR_1 | 0.11 | 0.1 | 0 | 0
CE | Storage | 20 | FROD_1 | 0.04 | 0.03 | 0 | 0
CE | Storage | 20 | GALA | 0.01 | 0.01 | 0 | 0
CE | Storage | 20 | GLLU | 0.05 | 0.04 | 0 | 0
CE | Storage | 20 | GLNI | 0.03 | 0.03 | 0 | 0
CE | Storage | 20 | GLRO | 0.01 | 0.01 | 0 | 0
CE | Storage | 20 | GREN_1 | 1.49 | 1.29 | 0 | 0
CE | Storage | 20 | GRIW_1 | 0.12 | 0.1 | 0 | 0
CE | Storage | 20 | G_EXTRA_11 | 0.02 | 0.02 | 0 | 0
CE | Storage | 20 | G_EXTRA_12 | 0.01 | 0.01 | 0 | 0
CE | Storage | 20 | G_EXTRA_2 | 0.01 | 0.01 | 0 | 0
CE | Storage | 20 | G_EXTRA_9 | 0.07 | 0.06 | 0 | 0
CE | Storage | 20 | HACK_1 | 0.01 | 0.01 | 0 | 0
CE | Storage | 20 | HACK_6 | 0.01 | 0.01 | 0 | 0
CE | Storage | 20 | HAMHC1 | 0.03 | 0.03 | 0 | 0
CE | Storage | 20 | HARK_1 | 9.69 | 8.41 | 0 | 0
CE | Storage | 20 | HARM_6 | 0.03 | 0.03 | 0 | 0
CE | Storage | 20 | HAWI | 0.01 | 0.01 | 0 | 0
CE | Storage | 20 | HAWP_6 | 0.03 | 0.03 | 0 | 0
CE | Storage | 20 | HEYS1 | 0.03 | 0.03 | 0 | 0
CE | Storage | 20 | HEYS_1 | 0.08 | 0.07 | 0 | 0
CE | Storage | 20 | HURS_1 | 0.01 | 0.01 | 0 | 0
CE | Storage | 20 | HUTT_1 | 0.15 | 0.13 | 0 | 0
CE | Storage | 20 | IMPK_1 | 0.13 | 0.11 | 0 | 0
CE | Storage | 20 | INDQ1 | 1.19 | 1.03 | 0 | 0
CE | Storage | 20 | INKE | 0.01 | 0.01 | 0 | 0
CE | Storage | 20 | IROA1 | 0.16 | 0.14 | 0 | 0
CE | Storage | 20 | IRONB1 | 0.07 | 0.06 | 0 | 0
CE | Storage | 20 | IVER_1 | 0.01 | 0.01 | 0 | 0
CE | Storage | 20 | IVER_6 | 0.01 | 0.01 | 0 | 0
CE | Storage | 20 | JORD_3 | 0.01 | 0.01 | 0 | 0
CE | Storage | 20 | KAIM | 0.02 | 0.02 | 0 | 0
CE | Storage | 20 | KEAD_1 | 0.12 | 0.1 | 0 | 0
CE | Storage | 20 | KEAR_1 | 0.01 | 0.01 | 0 | 0
CE | Storage | 20 | KEAR_3 | 19.61 | 17.02 | 0 | 0
CE | Storage | 20 | KEIT_P | 0.02 | 0.02 | 0 | 0
CE | Storage | 20 | KEMS_1 | 0.12 | 0.1 | 0 | 0
CE | Storage | 20 | KIBY_1 | 40 | 34.72 | 0 | 0
CE | Storage | 20 | KIER | 0.01 | 0.01 | 0 | 0
CE | Storage | 20 | KILS | 0.01 | 0.01 | 0 | 0
CE | Storage | 20 | KINO_1 | 29.05 | 25.22 | 0 | 0
CE | Storage | 20 | KINT_P | 0.02 | 0.02 | 0 | 0
CE | Storage | 20 | KIRKB1 | 0.02 | 0.02 | 0 | 0
CE | Storage | 20 | KITW_1 | 0.01 | 0.01 | 0 | 0
CE | Storage | 20 | KNAR | 0.01 | 0.01 | 0 | 0
CE | Storage | 20 | LACK_6 | 6.03 | 5.23 | 0 | 0
CE | Storage | 20 | LAIR_P | 0.01 | 0.01 | 0 | 0
CE | Storage | 20 | LALE1SG003 | 0.01 | 0.01 | 0 | 0
CE | Storage | 20 | LAND1 | 2.63 | 2.28 | 0 | 0
CE | Storage | 20 | LEGA_1 | 0.04 | 0.03 | 0 | 0
CE | Storage | 20 | LEVE | 0.01 | 0.01 | 0 | 0
CE | Storage | 20 | LING | 0.03 | 0.03 | 0 | 0
CE | Storage | 20 | LINM | 0.06 | 0.05 | 0 | 0
CE | Storage | 20 | LISD_1 | 0.01 | 0.01 | 0 | 0
CE | Storage | 20 | LITT_C | 0.01 | 0.01 | 0 | 0
CE | Storage | 20 | LITT_J | 0.01 | 0.01 | 0 | 0
CE | Storage | 20 | LOUD_H | 0.01 | 0.01 | 0 | 0
CE | Storage | 20 | LOVE_1 | 0.1 | 0.09 | 0 | 0
CE | Storage | 20 | MACC_3 | 0.02 | 0.02 | 0 | 0
CE | Storage | 20 | MACD_P | 0.03 | 0.03 | 0 | 0
CE | Storage | 20 | MAGA_6 | 0.03 | 0.03 | 0 | 0
CE | Storage | 20 | MANN_1 | 0.16 | 0.14 | 0 | 0
CE | Storage | 20 | MELK_1 | 0.18 | 0.16 | 0 | 0
CE | Storage | 20 | MILH_1 | 0.01 | 0.01 | 0 | 0
CE | Storage | 20 | MITY_1 | 50.17 | 43.55 | 0 | 0
CE | Storage | 20 | MYBS_P | 0.02 | 0.02 | 0 | 0
CE | Storage | 20 | NECE_1 | 0.03 | 0.03 | 0 | 0
CE | Storage | 20 | NEEP_3 | 0.02 | 0.02 | 0 | 0
CE | Storage | 20 | NEWX_6 | 0.01 | 0.01 | 0 | 0
CE | Storage | 20 | NFLE | 0.05 | 0.04 | 0 | 0
CE | Storage | 20 | NHYD_6 | 0.01 | 0.01 | 0 | 0
CE | Storage | 20 | NINF_1 | 38.53 | 33.44 | 0 | 0
CE | Storage | 20 | NORL_3 | 0.01 | 0.01 | 0 | 0
CE | Storage | 20 | NORM_1 | 0.33 | 0.29 | 0 | 0
CE | Storage | 20 | NORT_1 | 50.03 | 43.43 | 0 | 0
CE | Storage | 20 | NURS_1 | 0.1 | 0.09 | 0 | 0
CE | Storage | 20 | OCKH_1 | 0.01 | 0.01 | 0 | 0
CE | Storage | 20 | OFFE_3 | 0.01 | 0.01 | 0 | 0
CE | Storage | 20 | OLDB_1 | 0.01 | 0.01 | 0 | 0
CE | Storage | 20 | OSBA_1 | 0.03 | 0.03 | 0 | 0
CE | Storage | 20 | PADIB1 | 0.06 | 0.05 | 0 | 0
CE | Storage | 20 | PEHS_P | 1 | 0.87 | 0 | 0
CE | Storage | 20 | PELH_1 | 50.04 | 43.43 | 0 | 0
CE | Storage | 20 | PEMB_1 | 0.15 | 0.13 | 0 | 0
CE | Storage | 20 | PENE_1 | 0.02 | 0.02 | 0 | 0
CE | Storage | 20 | PENN_1 | 48 | 41.66 | 0 | 0
CE | Storage | 20 | PENT_1 | 0.12 | 0.1 | 0 | 0
CE | Storage | 20 | PENW_1 | 1.22 | 1.06 | 0 | 0
CE | Storage | 20 | PITS_3 | 0.01 | 0.01 | 0 | 0
CE | Storage | 20 | POPP_3 | 0.01 | 0.01 | 0 | 0
CE | Storage | 20 | PORA_P | 0.01 | 0.01 | 0 | 0
CE | Storage | 20 | PORD | 0.01 | 0.01 | 0 | 0
CE | Storage | 20 | PYLE_1 | 4.11 | 3.57 | 0 | 0
CE | Storage | 20 | RASS_1 | 0.14 | 0.12 | 0 | 0
CE | Storage | 20 | RATS_1 | 0.05 | 0.04 | 0 | 0
CE | Storage | 20 | RAYL_1 | 10.15 | 8.81 | 0 | 0
CE | Storage | 20 | REBR_3 | 0.01 | 0.01 | 0 | 0
CE | Storage | 20 | REDH | 0.02 | 0.02 | 0 | 0
CE | Storage | 20 | REDM_P | 0.01 | 0.01 | 0 | 0
CE | Storage | 20 | RICH1 | 0.05 | 0.04 | 0 | 0
CE | Storage | 20 | ROCH_1 | 5.09 | 4.42 | 0 | 0
CE | Storage | 20 | RUGEB1 | 0.07 | 0.06 | 0 | 0
CE | Storage | 20 | RYEH_1 | 0.04 | 0.03 | 0 | 0
CE | Storage | 20 | SALH_1 | 0.04 | 0.03 | 0 | 0
CE | Storage | 20 | SALT_1 | 0.07 | 0.06 | 0 | 0
CE | Storage | 20 | SBAR | 31.65 | 27.47 | 0 | 0
CE | Storage | 20 | SEAB1 | 15.15 | 13.15 | 0 | 0
CE | Storage | 20 | SELL_1 | 0.15 | 0.13 | 0 | 0
CE | Storage | 20 | SFEG_P | 0.01 | 0.01 | 0 | 0
CE | Storage | 20 | SHEC_3 | 0.01 | 0.01 | 0 | 0
CE | Storage | 20 | SHRW_1 | 0.11 | 0.1 | 0 | 0
CE | Storage | 20 | SKLGB1 | 0.01 | 0.01 | 0 | 0
CE | Storage | 20 | SMAN_1 | 0.01 | 0.01 | 0 | 0
CE | Storage | 20 | SPEN_1 | 0.07 | 0.06 | 0 | 0
CE | Storage | 20 | SSHI_3 | 35.01 | 30.39 | 0 | 0
CE | Storage | 20 | STAH_1 | 0.02 | 0.02 | 0 | 0
CE | Storage | 20 | STAL_1 | 0.02 | 0.02 | 0 | 0
CE | Storage | 20 | STAY_1 | 0.25 | 0.22 | 0 | 0
CE | Storage | 20 | STEN_1 | 0.02 | 0.02 | 0 | 0
CE | Storage | 20 | STES_1 | 0.04 | 0.03 | 0 | 0
CE | Storage | 20 | STHA | 0.02 | 0.02 | 0 | 0
CE | Storage | 20 | STIR | 0.02 | 0.02 | 0 | 0
CE | Storage | 20 | STLE | 0.01 | 0.01 | 0 | 0
CE | Storage | 20 | STRI_P | 0.02 | 0.02 | 0 | 0
CE | Storage | 20 | SUND_1 | 12.09 | 10.49 | 0 | 0
CE | Storage | 20 | SWAN_1 | 0.2 | 0.17 | 0 | 0
CE | Storage | 20 | TAUN1 | 0.04 | 0.03 | 0 | 0
CE | Storage | 20 | TAYN_P | 0.01 | 0.01 | 0 | 0
CE | Storage | 20 | TEMP_3 | 0.01 | 0.01 | 0 | 0
CE | Storage | 20 | THOM_6 | 0.07 | 0.06 | 0 | 0
CE | Storage | 20 | THSO_P | 2.04 | 1.77 | 0 | 0
CE | Storage | 20 | THUR_6 | 0.03 | 0.03 | 0 | 0
CE | Storage | 20 | TILBB_1 | 0.11 | 0.1 | 0 | 0
CE | Storage | 20 | TOTT_1 | 0.01 | 0.01 | 0 | 0
CE | Storage | 20 | TRAW_1 | 0.13 | 0.11 | 0 | 0
CE | Storage | 20 | TYNE_1 | 0.01 | 0.01 | 0 | 0
CE | Storage | 20 | TYNE_2 | 0.01 | 0.01 | 0 | 0
CE | Storage | 20 | UPPB_1 | 0.06 | 0.05 | 0 | 0
CE | Storage | 20 | UPPB_3 | 0.03 | 0.03 | 0 | 0
CE | Storage | 20 | USKM_1 | 20.01 | 17.37 | 0 | 0
CE | Storage | 20 | WALH_1 | 20.11 | 17.46 | 0 | 0
CE | Storage | 20 | WALP_1 | 0.22 | 0.19 | 0 | 0
CE | Storage | 20 | WALP_B | 0.1 | 0.09 | 0 | 0
CE | Storage | 20 | WARL_1 | 0.11 | 0.1 | 0 | 0
CE | Storage | 20 | WATFS_1 | 0.01 | 0.01 | 0 | 0
CE | Storage | 20 | WBOL_6 | 2.81 | 2.44 | 0 | 0
CE | Storage | 20 | WBUR_1 | 9.89 | 8.58 | 0 | 0
CE | Storage | 20 | WFIE | 0.02 | 0.02 | 0 | 0
CE | Storage | 20 | WHAM_1 | 0.01 | 0.01 | 0 | 0
CE | Storage | 20 | WHGA_1 | 6.01 | 5.22 | 0 | 0
CE | Storage | 20 | WIBA_3 | 0.01 | 0.01 | 0 | 0
CE | Storage | 20 | WIEN_1 | 2.01 | 1.74 | 0 | 0
CE | Storage | 20 | WILL_1 | 0.03 | 0.03 | 0 | 0
CE | Storage | 20 | WIMBN1 | 0.01 | 0.01 | 0 | 0
CE | Storage | 20 | WIMBS1 | 0.01 | 0.01 | 0 | 0
CE | Storage | 20 | WISH | 0.01 | 0.01 | 0 | 0
CE | Storage | 20 | WMEL_1 | 0.02 | 0.02 | 0 | 0
CE | Storage | 20 | WTHU31 | 0.01 | 0.01 | 0 | 0
CE | Storage | 20 | WWEY_1 | 0.01 | 0.01 | 0 | 0
CE | Storage | 20 | WYLF_1 | 0.09 | 0.08 | 0 | 0
CE | Storage | 20 | WYMOM_1 | 0.04 | 0.03 | 0 | 0
CE | Storage | 21 | ABHA1 | 20.12 | 17.46 | 0 | 0
CE | Storage | 21 | ABNE_P | 0.01 | 0.01 | 0 | 0
CE | Storage | 21 | ABTH_1 | 0.01 | 0.01 | 0 | 0
CE | Storage | 21 | ALST_3 | 0.01 | 0.01 | 0 | 0
CE | Storage | 21 | ALVE1 | 4.2 | 3.65 | 0 | 0
CE | Storage | 21 | ARMO_P | 0.02 | 0.02 | 0 | 0
CE | Storage | 21 | AXMI1 | 3.66 | 3.18 | 0 | 0
CE | Storage | 21 | BAGA | 0.04 | 0.03 | 0 | 0
CE | Storage | 21 | BAIN | 0.01 | 0.01 | 0 | 0
CE | Storage | 21 | BARKC1 | 0.01 | 0.01 | 0 | 0
CE | Storage | 21 | BARKW3 | 0.01 | 0.01 | 0 | 0
CE | Storage | 21 | BEDDT1 | 0.01 | 0.01 | 0 | 0
CE | Storage | 21 | BEDD_1 | 7.51 | 6.52 | 0 | 0
CE | Storage | 21 | BERW | 0.07 | 0.06 | 0 | 0
CE | Storage | 21 | BESW_1 | 0.03 | 0.03 | 0 | 0
CE | Storage | 21 | BICF_1 | 20.34 | 17.66 | 0 | 0
CE | Storage | 21 | BIRK_1 | 0.01 | 0.01 | 0 | 0
CE | Storage | 21 | BISW_1 | 0.01 | 0.01 | 0 | 0
CE | Storage | 21 | BLYTB1 | 0.06 | 0.05 | 0 | 0
CE | Storage | 21 | BLYTH132 | 0.1 | 0.09 | 0 | 0
CE | Storage | 21 | BOLN_1 | 10.02 | 8.7 | 0 | 0
CE | Storage | 21 | BONN | 0.02 | 0.02 | 0 | 0
CE | Storage | 21 | BOTW_1 | 0.1 | 0.09 | 0 | 0
CE | Storage | 21 | BRAI_1 | 39.74 | 34.49 | 0 | 0
CE | Storage | 21 | BRAW_1 | 0.02 | 0.02 | 0 | 0
CE | Storage | 21 | BRED_1 | 0.01 | 0.01 | 0 | 0
CE | Storage | 21 | BRFO_1 | 0.05 | 0.04 | 0 | 0
CE | Storage | 21 | BRIM_1 | 0.04 | 0.03 | 0 | 0
CE | Storage | 21 | BRLE_1 | 0.05 | 0.04 | 0 | 0
CE | Storage | 21 | BROX | 20 | 17.36 | 0 | 0
CE | Storage | 21 | BRWA1 | 0.17 | 0.15 | 0 | 0
CE | Storage | 21 | BURM_1 | 0.5 | 0.43 | 0 | 0
CE | Storage | 21 | BUSH_1 | 0.02 | 0.02 | 0 | 0
CE | Storage | 21 | BUST_1 | 0.03 | 0.03 | 0 | 0
CE | Storage | 21 | CAMB_01 | 0.02 | 0.02 | 0 | 0
CE | Storage | 21 | CANTN1 | 0.05 | 0.04 | 0 | 0
CE | Storage | 21 | CAPEA1 | 10.01 | 8.69 | 0 | 0
CE | Storage | 21 | CARE_1 | 0.01 | 0.01 | 0 | 0
CE | Storage | 21 | CARR_1 | 10.01 | 8.69 | 0 | 0
CE | Storage | 21 | CELL_1 | 20.07 | 17.42 | 0 | 0
CE | Storage | 21 | CHAP | 0.02 | 0.02 | 0 | 0
CE | Storage | 21 | CHIC_1 | 0.16 | 0.14 | 0 | 0
CE | Storage | 21 | CHSI_1 | 6.01 | 5.22 | 0 | 0
CE | Storage | 21 | CHTE_1 | 31.62 | 27.45 | 0 | 0
CE | Storage | 21 | CLT03 | 0.04 | 0.03 | 0 | 0
CE | Storage | 21 | CONQA1 | 0.05 | 0.04 | 0 | 0
CE | Storage | 21 | COUA_P | 0.01 | 0.01 | 0 | 0
CE | Storage | 21 | COVE_1 | 0.04 | 0.03 | 0 | 0
CE | Storage | 21 | COWL_1 | 0.17 | 0.15 | 0 | 0
CE | Storage | 21 | COYL | 0.05 | 0.04 | 0 | 0
CE | Storage | 21 | CREB_1 | 8.13 | 7.06 | 0 | 0
CE | Storage | 21 | CUMB | 0.01 | 0.01 | 0 | 0
CE | Storage | 21 | CUPA | 0.01 | 0.01 | 0 | 0
CE | Storage | 21 | DEVO | 0.06 | 0.05 | 0 | 0
CE | Storage | 21 | DOUN_P | 0.01 | 0.01 | 0 | 0
CE | Storage | 21 | DRAK_1 | 50.01 | 43.41 | 0 | 0
CE | Storage | 21 | DRAX_1 | 0.09 | 0.08 | 0 | 0
CE | Storage | 21 | DRCR | 30.02 | 26.06 | 0 | 0
CE | Storage | 21 | DUNB | 0.01 | 0.01 | 0 | 0
CE | Storage | 21 | DUNF | 0.01 | 0.01 | 0 | 0
CE | Storage | 21 | DUNO_P | 0.01 | 0.01 | 0 | 0
CE | Storage | 21 | DYCE_P | 0.01 | 0.01 | 0 | 0
CE | Storage | 21 | EASO_1 | 0.17 | 0.15 | 0 | 0
CE | Storage | 21 | ECCL | 0.02 | 0.02 | 0 | 0
CE | Storage | 21 | ECLA_1 | 0.09 | 0.08 | 0 | 0
CE | Storage | 21 | EKIS | 0.05 | 0.04 | 0 | 0
CE | Storage | 21 | ELLA_1 | 0.01 | 0.01 | 0 | 0
CE | Storage | 21 | ENDE_1 | 4.52 | 3.92 | 0 | 0
CE | Storage | 21 | EXET1 | 0.12 | 0.1 | 0 | 0
CE | Storage | 21 | FAWL_1 | 0.1 | 0.09 | 0 | 0
CE | Storage | 21 | FECK_6 | 7.69 | 6.67 | 0 | 0
CE | Storage | 21 | FERRA2 | 0.02 | 0.02 | 0 | 0
CE | Storage | 21 | FERRB1 | 0.02 | 0.02 | 0 | 0
CE | Storage | 21 | FIDD_P | 0.03 | 0.03 | 0 | 0
CE | Storage | 21 | FIDF_1 | 19.6 | 17.01 | 0 | 0
CE | Storage | 21 | FLEE_1 | 0.04 | 0.03 | 0 | 0
CE | Storage | 21 | FOUR_1 | 0.12 | 0.1 | 0 | 0
CE | Storage | 21 | FROD_1 | 0.05 | 0.04 | 0 | 0
CE | Storage | 21 | GALA | 0.01 | 0.01 | 0 | 0
CE | Storage | 21 | GLLU | 0.05 | 0.04 | 0 | 0
CE | Storage | 21 | GLNI | 0.03 | 0.03 | 0 | 0
CE | Storage | 21 | GLRO | 0.01 | 0.01 | 0 | 0
CE | Storage | 21 | GREN_1 | 1.5 | 1.3 | 0 | 0
CE | Storage | 21 | GRIW_1 | 0.12 | 0.1 | 0 | 0
CE | Storage | 21 | G_EXTRA_11 | 0.02 | 0.02 | 0 | 0
CE | Storage | 21 | G_EXTRA_12 | 0.01 | 0.01 | 0 | 0
CE | Storage | 21 | G_EXTRA_2 | 0.01 | 0.01 | 0 | 0
CE | Storage | 21 | G_EXTRA_9 | 0.07 | 0.06 | 0 | 0
CE | Storage | 21 | HACK_1 | 0.01 | 0.01 | 0 | 0
CE | Storage | 21 | HACK_6 | 0.01 | 0.01 | 0 | 0
CE | Storage | 21 | HAMHC1 | 0.03 | 0.03 | 0 | 0
CE | Storage | 21 | HARK_1 | 9.69 | 8.41 | 0 | 0
CE | Storage | 21 | HARM_6 | 0.03 | 0.03 | 0 | 0
CE | Storage | 21 | HAWI | 0.01 | 0.01 | 0 | 0
CE | Storage | 21 | HAWP_6 | 0.03 | 0.03 | 0 | 0
CE | Storage | 21 | HEYS1 | 0.03 | 0.03 | 0 | 0
CE | Storage | 21 | HEYS_1 | 0.08 | 0.07 | 0 | 0
CE | Storage | 21 | HURS_1 | 0.01 | 0.01 | 0 | 0
CE | Storage | 21 | HUTT_1 | 0.15 | 0.13 | 0 | 0
CE | Storage | 21 | IMPK_1 | 0.13 | 0.11 | 0 | 0
CE | Storage | 21 | INDQ1 | 1.19 | 1.03 | 0 | 0
CE | Storage | 21 | INKE | 0.01 | 0.01 | 0 | 0
CE | Storage | 21 | IROA1 | 0.16 | 0.14 | 0 | 0
CE | Storage | 21 | IRONB1 | 0.07 | 0.06 | 0 | 0
CE | Storage | 21 | JORD_3 | 0.01 | 0.01 | 0 | 0
CE | Storage | 21 | KAIM | 0.02 | 0.02 | 0 | 0
CE | Storage | 21 | KEAD_1 | 0.12 | 0.1 | 0 | 0
CE | Storage | 21 | KEAR_1 | 0.01 | 0.01 | 0 | 0
CE | Storage | 21 | KEAR_3 | 19.61 | 17.02 | 0 | 0
CE | Storage | 21 | KEIT_P | 0.02 | 0.02 | 0 | 0
CE | Storage | 21 | KEMS_1 | 0.11 | 0.1 | 0 | 0
CE | Storage | 21 | KIBY_1 | 40 | 34.72 | 0 | 0
CE | Storage | 21 | KIER | 0.01 | 0.01 | 0 | 0
CE | Storage | 21 | KILS | 0.01 | 0.01 | 0 | 0
CE | Storage | 21 | KINO_1 | 29.05 | 25.22 | 0 | 0
CE | Storage | 21 | KINT_P | 0.02 | 0.02 | 0 | 0
CE | Storage | 21 | KIRKB1 | 0.02 | 0.02 | 0 | 0
CE | Storage | 21 | KITW_1 | 0.01 | 0.01 | 0 | 0
CE | Storage | 21 | KNAR | 0.01 | 0.01 | 0 | 0
CE | Storage | 21 | LACK_6 | 6.03 | 5.23 | 0 | 0
CE | Storage | 21 | LAIR_P | 0.01 | 0.01 | 0 | 0
CE | Storage | 21 | LAND1 | 2.63 | 2.28 | 0 | 0
CE | Storage | 21 | LEGA_1 | 0.04 | 0.03 | 0 | 0
CE | Storage | 21 | LEVE | 0.01 | 0.01 | 0 | 0
CE | Storage | 21 | LING | 0.03 | 0.03 | 0 | 0
CE | Storage | 21 | LINM | 0.06 | 0.05 | 0 | 0
CE | Storage | 21 | LISD_1 | 0.01 | 0.01 | 0 | 0
CE | Storage | 21 | LITT_C | 0.01 | 0.01 | 0 | 0
CE | Storage | 21 | LITT_J | 0.01 | 0.01 | 0 | 0
CE | Storage | 21 | LOVE_1 | 0.1 | 0.09 | 0 | 0
CE | Storage | 21 | MACC_3 | 0.02 | 0.02 | 0 | 0
CE | Storage | 21 | MACD_P | 0.03 | 0.03 | 0 | 0
CE | Storage | 21 | MAGA_6 | 0.03 | 0.03 | 0 | 0
CE | Storage | 21 | MANN_1 | 0.16 | 0.14 | 0 | 0
CE | Storage | 21 | MELK_1 | 10.18 | 8.84 | 0 | 0
CE | Storage | 21 | MITY_1 | 50.17 | 43.55 | 0 | 0
CE | Storage | 21 | MYBS_P | 0.02 | 0.02 | 0 | 0
CE | Storage | 21 | NECE_1 | 0.03 | 0.03 | 0 | 0
CE | Storage | 21 | NEEP_3 | 0.02 | 0.02 | 0 | 0
CE | Storage | 21 | NEWX_6 | 2.01 | 1.74 | 0 | 0
CE | Storage | 21 | NFLE | 0.05 | 0.04 | 0 | 0
CE | Storage | 21 | NINF_1 | 38.53 | 33.44 | 0 | 0
CE | Storage | 21 | NORL_3 | 0.01 | 0.01 | 0 | 0
CE | Storage | 21 | NORM_1 | 0.32 | 0.28 | 0 | 0
CE | Storage | 21 | NORT_1 | 50.04 | 43.43 | 0 | 0
CE | Storage | 21 | NURS_1 | 0.1 | 0.09 | 0 | 0
CE | Storage | 21 | OCKH_1 | 0.01 | 0.01 | 0 | 0
CE | Storage | 21 | OFFE_3 | 0.01 | 0.01 | 0 | 0
CE | Storage | 21 | OLDB_1 | 0.01 | 0.01 | 0 | 0
CE | Storage | 21 | OSBA_1 | 0.03 | 0.03 | 0 | 0
CE | Storage | 21 | PADIB1 | 0.06 | 0.05 | 0 | 0
CE | Storage | 21 | PEHS_P | 1 | 0.87 | 0 | 0
CE | Storage | 21 | PELH_1 | 50.04 | 43.43 | 0 | 0
CE | Storage | 21 | PEMB_1 | 0.15 | 0.13 | 0 | 0
CE | Storage | 21 | PENE_1 | 0.02 | 0.02 | 0 | 0
CE | Storage | 21 | PENN_1 | 97.9 | 84.98 | 0 | 0
CE | Storage | 21 | PENT_1 | 0.12 | 0.1 | 0 | 0
CE | Storage | 21 | PENW_1 | 1.22 | 1.06 | 0 | 0
CE | Storage | 21 | PITS_3 | 0.01 | 0.01 | 0 | 0
CE | Storage | 21 | POOB | 0.01 | 0.01 | 0 | 0
CE | Storage | 21 | POPP_3 | 0.01 | 0.01 | 0 | 0
CE | Storage | 21 | PORA_P | 0.01 | 0.01 | 0 | 0
CE | Storage | 21 | PORD | 0.01 | 0.01 | 0 | 0
CE | Storage | 21 | PYLE_1 | 4.11 | 3.57 | 0 | 0
CE | Storage | 21 | RASS_1 | 0.14 | 0.12 | 0 | 0
CE | Storage | 21 | RATS_1 | 0.05 | 0.04 | 0 | 0
CE | Storage | 21 | RAYL_1 | 10.15 | 8.81 | 0 | 0
CE | Storage | 21 | REBR_3 | 0.01 | 0.01 | 0 | 0
CE | Storage | 21 | REDH | 0.02 | 0.02 | 0 | 0
CE | Storage | 21 | REDM_P | 0.01 | 0.01 | 0 | 0
CE | Storage | 21 | RICH1 | 0.05 | 0.04 | 0 | 0
CE | Storage | 21 | ROCH_1 | 5.09 | 4.42 | 0 | 0
CE | Storage | 21 | RUGEB1 | 0.07 | 0.06 | 0 | 0
CE | Storage | 21 | RYEH_1 | 0.04 | 0.03 | 0 | 0
CE | Storage | 21 | SALH_1 | 0.04 | 0.03 | 0 | 0
CE | Storage | 21 | SALT_1 | 0.08 | 0.07 | 0 | 0
CE | Storage | 21 | SBAR | 31.65 | 27.47 | 0 | 0
CE | Storage | 21 | SEAB1 | 46.86 | 40.67 | 0 | 0
CE | Storage | 21 | SELL_1 | 0.15 | 0.13 | 0 | 0
CE | Storage | 21 | SFEG_P | 0.01 | 0.01 | 0 | 0
CE | Storage | 21 | SHEC_3 | 0.01 | 0.01 | 0 | 0
CE | Storage | 21 | SHRW_1 | 0.11 | 0.1 | 0 | 0
CE | Storage | 21 | SIGH | 49.98 | 43.38 | 0 | 0
CE | Storage | 21 | SKLGB1 | 0.01 | 0.01 | 0 | 0
CE | Storage | 21 | SMAN_1 | 0.01 | 0.01 | 0 | 0
CE | Storage | 21 | SPEN_1 | 0.07 | 0.06 | 0 | 0
CE | Storage | 21 | SSHI_3 | 35.01 | 30.39 | 0 | 0
CE | Storage | 21 | STAH_1 | 0.02 | 0.02 | 0 | 0
CE | Storage | 21 | STAL_1 | 0.02 | 0.02 | 0 | 0
CE | Storage | 21 | STAY_1 | 0.24 | 0.21 | 0 | 0
CE | Storage | 21 | STEN_1 | 0.02 | 0.02 | 0 | 0
CE | Storage | 21 | STES_1 | 0.04 | 0.03 | 0 | 0
CE | Storage | 21 | STHA | 0.03 | 0.03 | 0 | 0
CE | Storage | 21 | STIR | 0.02 | 0.02 | 0 | 0
CE | Storage | 21 | STLE | 0.01 | 0.01 | 0 | 0
CE | Storage | 21 | STRI_P | 0.02 | 0.02 | 0 | 0
CE | Storage | 21 | SUND_1 | 12.09 | 10.49 | 0 | 0
CE | Storage | 21 | SWAN_1 | 0.2 | 0.17 | 0 | 0
CE | Storage | 21 | TAUN1 | 0.04 | 0.03 | 0 | 0
CE | Storage | 21 | TAYN_P | 0.01 | 0.01 | 0 | 0
CE | Storage | 21 | TEMP_3 | 0.01 | 0.01 | 0 | 0
CE | Storage | 21 | THOM_6 | 0.08 | 0.07 | 0 | 0
CE | Storage | 21 | THSO_P | 2.04 | 1.77 | 0 | 0
CE | Storage | 21 | THUR_6 | 0.03 | 0.03 | 0 | 0
CE | Storage | 21 | TILBB_1 | 9.11 | 7.91 | 0 | 0
CE | Storage | 21 | TOTT_1 | 0.01 | 0.01 | 0 | 0
CE | Storage | 21 | TRAW_1 | 0.14 | 0.12 | 0 | 0
CE | Storage | 21 | TYNE_1 | 0.01 | 0.01 | 0 | 0
CE | Storage | 21 | TYNE_2 | 0.01 | 0.01 | 0 | 0
CE | Storage | 21 | UPPB_1 | 0.06 | 0.05 | 0 | 0
CE | Storage | 21 | UPPB_3 | 0.03 | 0.03 | 0 | 0
CE | Storage | 21 | USKM_1 | 20.01 | 17.37 | 0 | 0
CE | Storage | 21 | WALH_1 | 20.11 | 17.46 | 0 | 0
CE | Storage | 21 | WALP_1 | 0.22 | 0.19 | 0 | 0
CE | Storage | 21 | WALP_B | 0.1 | 0.09 | 0 | 0
CE | Storage | 21 | WARL_1 | 10.11 | 8.78 | 0 | 0
CE | Storage | 21 | WBOL_6 | 2.81 | 2.44 | 0 | 0
CE | Storage | 21 | WBUR_1 | 9.89 | 8.58 | 0 | 0
CE | Storage | 21 | WFIE | 0.02 | 0.02 | 0 | 0
CE | Storage | 21 | WHAM_1 | 0.01 | 0.01 | 0 | 0
CE | Storage | 21 | WHGA_1 | 26.01 | 22.58 | 0 | 0
CE | Storage | 21 | WIBA_3 | 0.01 | 0.01 | 0 | 0
CE | Storage | 21 | WIEN_1 | 48.01 | 41.67 | 0 | 0
CE | Storage | 21 | WILL_1 | 0.03 | 0.03 | 0 | 0
CE | Storage | 21 | WIMBN1 | 0.01 | 0.01 | 0 | 0
CE | Storage | 21 | WIMBS1 | 0.01 | 0.01 | 0 | 0
CE | Storage | 21 | WISH | 0.01 | 0.01 | 0 | 0
CE | Storage | 21 | WMEL_1 | 0.01 | 0.01 | 0 | 0
CE | Storage | 21 | WTHU31 | 0.01 | 0.01 | 0 | 0
CE | Storage | 21 | WWEY_1 | 0.01 | 0.01 | 0 | 0
CE | Storage | 21 | WYLF_1 | 0.09 | 0.08 | 0 | 0
CE | Storage | 21 | WYMOM_1 | 0.04 | 0.03 | 0 | 0
CE | Storage | 22 | ABHA1 | 20.12 | 17.46 | 0 | 0
CE | Storage | 22 | ABNE_P | 0.01 | 0.01 | 0 | 0
CE | Storage | 22 | ABTH_1 | 0.01 | 0.01 | 0 | 0
CE | Storage | 22 | ALST_3 | 0.01 | 0.01 | 0 | 0
CE | Storage | 22 | ALVE1 | 4.21 | 3.65 | 0 | 0
CE | Storage | 22 | ARMO_P | 0.02 | 0.02 | 0 | 0
CE | Storage | 22 | AXMI1 | 3.66 | 3.18 | 0 | 0
CE | Storage | 22 | BAGA | 0.04 | 0.03 | 0 | 0
CE | Storage | 22 | BAIN | 0.01 | 0.01 | 0 | 0
CE | Storage | 22 | BARKC1 | 0.01 | 0.01 | 0 | 0
CE | Storage | 22 | BARKW3 | 0.01 | 0.01 | 0 | 0
CE | Storage | 22 | BEDDT1 | 0.01 | 0.01 | 0 | 0
CE | Storage | 22 | BEDD_1 | 7.51 | 6.52 | 0 | 0
CE | Storage | 22 | BERW | 0.08 | 0.07 | 0 | 0
CE | Storage | 22 | BESW_1 | 0.02 | 0.02 | 0 | 0
CE | Storage | 22 | BICF_1 | 40.33 | 35.01 | 0 | 0
CE | Storage | 22 | BIRK_1 | 0.01 | 0.01 | 0 | 0
CE | Storage | 22 | BISW_1 | 0.01 | 0.01 | 0 | 0
CE | Storage | 22 | BLYTB1 | 0.06 | 0.05 | 0 | 0
CE | Storage | 22 | BLYTH132 | 0.1 | 0.09 | 0 | 0
CE | Storage | 22 | BOLN_1 | 10.02 | 8.7 | 0 | 0
CE | Storage | 22 | BONN | 0.02 | 0.02 | 0 | 0
CE | Storage | 22 | BOTW_1 | 0.1 | 0.09 | 0 | 0
CE | Storage | 22 | BRAI_1 | 39.74 | 34.49 | 0 | 0
CE | Storage | 22 | BRAW_1 | 0.02 | 0.02 | 0 | 0
CE | Storage | 22 | BRED_1 | 0.01 | 0.01 | 0 | 0
CE | Storage | 22 | BRFO_1 | 0.05 | 0.04 | 0 | 0
CE | Storage | 22 | BRIM_1 | 0.04 | 0.03 | 0 | 0
CE | Storage | 22 | BRLE_1 | 0.04 | 0.03 | 0 | 0
CE | Storage | 22 | BROX | 20 | 17.36 | 0 | 0
CE | Storage | 22 | BRWA1 | 0.17 | 0.15 | 0 | 0
CE | Storage | 22 | BURM_1 | 0.49 | 0.43 | 0 | 0
CE | Storage | 22 | BUSH_1 | 0.02 | 0.02 | 0 | 0
CE | Storage | 22 | BUST_1 | 0.02 | 0.02 | 0 | 0
CE | Storage | 22 | CAMB_01 | 0.02 | 0.02 | 0 | 0
CE | Storage | 22 | CANTN1 | 0.05 | 0.04 | 0 | 0
CE | Storage | 22 | CAPEA1 | 10.01 | 8.69 | 0 | 0
CE | Storage | 22 | CARE_1 | 0.01 | 0.01 | 0 | 0
CE | Storage | 22 | CARR_1 | 10.01 | 8.69 | 0 | 0
CE | Storage | 22 | CELL_1 | 20.06 | 17.41 | 0 | 0
CE | Storage | 22 | CHAP | 0.02 | 0.02 | 0 | 0
CE | Storage | 22 | CHIC_1 | 0.16 | 0.14 | 0 | 0
CE | Storage | 22 | CHSI_1 | 6.01 | 5.22 | 0 | 0
CE | Storage | 22 | CHTE_1 | 31.62 | 27.45 | 0 | 0
CE | Storage | 22 | CLT03 | 0.04 | 0.03 | 0 | 0
CE | Storage | 22 | CONQA1 | 0.05 | 0.04 | 0 | 0
CE | Storage | 22 | COUA_P | 0.01 | 0.01 | 0 | 0
CE | Storage | 22 | COVE_1 | 0.04 | 0.03 | 0 | 0
CE | Storage | 22 | COWL_1 | 0.17 | 0.15 | 0 | 0
CE | Storage | 22 | COYL | 0.05 | 0.04 | 0 | 0
CE | Storage | 22 | CREB_1 | 8.13 | 7.06 | 0 | 0
CE | Storage | 22 | CUMB | 0.01 | 0.01 | 0 | 0
CE | Storage | 22 | CUPA | 0.01 | 0.01 | 0 | 0
CE | Storage | 22 | DEVO | 0.06 | 0.05 | 0 | 0
CE | Storage | 22 | DOUN_P | 0.01 | 0.01 | 0 | 0
CE | Storage | 22 | DRAK_1 | 50.01 | 43.41 | 0 | 0
CE | Storage | 22 | DRAX_1 | 0.1 | 0.09 | 0 | 0
CE | Storage | 22 | DRCR | 30.02 | 26.06 | 0 | 0
CE | Storage | 22 | DUNB | 0.01 | 0.01 | 0 | 0
CE | Storage | 22 | DUNF | 0.01 | 0.01 | 0 | 0
CE | Storage | 22 | DUNO_P | 0.01 | 0.01 | 0 | 0
CE | Storage | 22 | DYCE_P | 0.01 | 0.01 | 0 | 0
CE | Storage | 22 | EASO_1 | 0.17 | 0.15 | 0 | 0
CE | Storage | 22 | ECCL | 0.02 | 0.02 | 0 | 0
CE | Storage | 22 | ECLA_1 | 0.09 | 0.08 | 0 | 0
CE | Storage | 22 | EKIS | 0.05 | 0.04 | 0 | 0
CE | Storage | 22 | ELLA_1 | 0.01 | 0.01 | 0 | 0
CE | Storage | 22 | ENDE_1 | 4.52 | 3.92 | 0 | 0
CE | Storage | 22 | EXET1 | 0.12 | 0.1 | 0 | 0
CE | Storage | 22 | FAWL_1 | 0.1 | 0.09 | 0 | 0
CE | Storage | 22 | FECK_6 | 7.69 | 6.67 | 0 | 0
CE | Storage | 22 | FERRA2 | 0.02 | 0.02 | 0 | 0
CE | Storage | 22 | FERRB1 | 0.02 | 0.02 | 0 | 0
CE | Storage | 22 | FIDD_P | 0.04 | 0.03 | 0 | 0
CE | Storage | 22 | FIDF_1 | 19.6 | 17.01 | 0 | 0
CE | Storage | 22 | FLEE_1 | 0.04 | 0.03 | 0 | 0
CE | Storage | 22 | FOUR_1 | 0.12 | 0.1 | 0 | 0
CE | Storage | 22 | FROD_1 | 0.05 | 0.04 | 0 | 0
CE | Storage | 22 | GALA | 0.01 | 0.01 | 0 | 0
CE | Storage | 22 | GLLU | 0.06 | 0.05 | 0 | 0
CE | Storage | 22 | GLNI | 0.03 | 0.03 | 0 | 0
CE | Storage | 22 | GLRO | 0.01 | 0.01 | 0 | 0
CE | Storage | 22 | GREN_1 | 1.5 | 1.3 | 0 | 0
CE | Storage | 22 | GRIW_1 | 0.13 | 0.11 | 0 | 0
CE | Storage | 22 | G_EXTRA_11 | 0.02 | 0.02 | 0 | 0
CE | Storage | 22 | G_EXTRA_12 | 0.01 | 0.01 | 0 | 0
CE | Storage | 22 | G_EXTRA_2 | 0.02 | 0.02 | 0 | 0
CE | Storage | 22 | G_EXTRA_9 | 0.07 | 0.06 | 0 | 0
CE | Storage | 22 | HACK_1 | 0.01 | 0.01 | 0 | 0
CE | Storage | 22 | HACK_6 | 0.01 | 0.01 | 0 | 0
CE | Storage | 22 | HAMHC1 | 0.02 | 0.02 | 0 | 0
CE | Storage | 22 | HARK_1 | 9.69 | 8.41 | 0 | 0
CE | Storage | 22 | HARM_6 | 0.03 | 0.03 | 0 | 0
CE | Storage | 22 | HAWI | 0.01 | 0.01 | 0 | 0
CE | Storage | 22 | HAWP_6 | 0.04 | 0.03 | 0 | 0
CE | Storage | 22 | HEYS1 | 0.03 | 0.03 | 0 | 0
CE | Storage | 22 | HEYS_1 | 0.08 | 0.07 | 0 | 0
CE | Storage | 22 | HURS_1 | 0.01 | 0.01 | 0 | 0
CE | Storage | 22 | HUTT_1 | 0.15 | 0.13 | 0 | 0
CE | Storage | 22 | IMPK_1 | 0.13 | 0.11 | 0 | 0
CE | Storage | 22 | INDQ1 | 1.19 | 1.03 | 0 | 0
CE | Storage | 22 | INKE | 0.01 | 0.01 | 0 | 0
CE | Storage | 22 | IROA1 | 0.15 | 0.13 | 0 | 0
CE | Storage | 22 | IRONB1 | 0.06 | 0.05 | 0 | 0
CE | Storage | 22 | JORD_3 | 0.01 | 0.01 | 0 | 0
CE | Storage | 22 | KAIM | 0.02 | 0.02 | 0 | 0
CE | Storage | 22 | KEAD_1 | 0.13 | 0.11 | 0 | 0
CE | Storage | 22 | KEAR_1 | 0.01 | 0.01 | 0 | 0
CE | Storage | 22 | KEAR_3 | 19.6 | 17.01 | 0 | 0
CE | Storage | 22 | KEIT_P | 0.02 | 0.02 | 0 | 0
CE | Storage | 22 | KEMS_1 | 0.11 | 0.1 | 0 | 0
CE | Storage | 22 | KIBY_1 | 40 | 34.72 | 0 | 0
CE | Storage | 22 | KIER | 0.01 | 0.01 | 0 | 0
CE | Storage | 22 | KILS | 0.01 | 0.01 | 0 | 0
CE | Storage | 22 | KINO_1 | 29.05 | 25.22 | 0 | 0
CE | Storage | 22 | KINT_P | 0.02 | 0.02 | 0 | 0
CE | Storage | 22 | KIRKB1 | 0.02 | 0.02 | 0 | 0
CE | Storage | 22 | KITW_1 | 0.01 | 0.01 | 0 | 0
CE | Storage | 22 | KNAR | 0.01 | 0.01 | 0 | 0
CE | Storage | 22 | LACK_6 | 6.03 | 5.23 | 0 | 0
CE | Storage | 22 | LAIR_P | 0.01 | 0.01 | 0 | 0
CE | Storage | 22 | LAND1 | 2.62 | 2.27 | 0 | 0
CE | Storage | 22 | LEGA_1 | 0.04 | 0.03 | 0 | 0
CE | Storage | 22 | LEVE | 0.01 | 0.01 | 0 | 0
CE | Storage | 22 | LING | 0.03 | 0.03 | 0 | 0
CE | Storage | 22 | LINM | 0.06 | 0.05 | 0 | 0
CE | Storage | 22 | LISD_1 | 0.01 | 0.01 | 0 | 0
CE | Storage | 22 | LITT_C | 0.01 | 0.01 | 0 | 0
CE | Storage | 22 | LITT_J | 0.01 | 0.01 | 0 | 0
CE | Storage | 22 | LOVE_1 | 0.1 | 0.09 | 0 | 0
CE | Storage | 22 | MACC_3 | 0.02 | 0.02 | 0 | 0
CE | Storage | 22 | MACD_P | 0.03 | 0.03 | 0 | 0
CE | Storage | 22 | MAGA_6 | 0.03 | 0.03 | 0 | 0
CE | Storage | 22 | MANN_1 | 0.16 | 0.14 | 0 | 0
CE | Storage | 22 | MELK_1 | 10.17 | 8.83 | 0 | 0
CE | Storage | 22 | MITY_1 | 50.17 | 43.55 | 0 | 0
CE | Storage | 22 | MYBS_P | 0.02 | 0.02 | 0 | 0
CE | Storage | 22 | NECE_1 | 0.02 | 0.02 | 0 | 0
CE | Storage | 22 | NEEP_3 | 0.02 | 0.02 | 0 | 0
CE | Storage | 22 | NEWX_6 | 2.01 | 1.74 | 0 | 0
CE | Storage | 22 | NFLE | 0.05 | 0.04 | 0 | 0
CE | Storage | 22 | NINF_1 | 38.53 | 33.44 | 0 | 0
CE | Storage | 22 | NORL_3 | 0.01 | 0.01 | 0 | 0
CE | Storage | 22 | NORM_1 | 0.32 | 0.28 | 0 | 0
CE | Storage | 22 | NORT_1 | 50.04 | 43.43 | 0 | 0
CE | Storage | 22 | NURS_1 | 0.1 | 0.09 | 0 | 0
CE | Storage | 22 | OCKH_1 | 0.01 | 0.01 | 0 | 0
CE | Storage | 22 | OFFE_3 | 0.01 | 0.01 | 0 | 0
CE | Storage | 22 | OLDB_1 | 0.01 | 0.01 | 0 | 0
CE | Storage | 22 | OSBA_1 | 0.03 | 0.03 | 0 | 0
CE | Storage | 22 | PADIB1 | 0.06 | 0.05 | 0 | 0
CE | Storage | 22 | PEHS_P | 1 | 0.87 | 0 | 0
CE | Storage | 22 | PELH_1 | 50.04 | 43.43 | 0 | 0
CE | Storage | 22 | PEMB_1 | 0.15 | 0.13 | 0 | 0
CE | Storage | 22 | PENE_1 | 0.02 | 0.02 | 0 | 0
CE | Storage | 22 | PENN_1 | 97.9 | 84.98 | 0 | 0
CE | Storage | 22 | PENT_1 | 0.12 | 0.1 | 0 | 0
CE | Storage | 22 | PENW_1 | 1.22 | 1.06 | 0 | 0
CE | Storage | 22 | PITS_3 | 0.01 | 0.01 | 0 | 0
CE | Storage | 22 | POOB | 0.01 | 0.01 | 0 | 0
CE | Storage | 22 | POPP_3 | 0.01 | 0.01 | 0 | 0
CE | Storage | 22 | PORA_P | 0.01 | 0.01 | 0 | 0
CE | Storage | 22 | PORD | 0.01 | 0.01 | 0 | 0
CE | Storage | 22 | PYLE_1 | 4.12 | 3.58 | 0 | 0
CE | Storage | 22 | RASS_1 | 0.14 | 0.12 | 0 | 0
CE | Storage | 22 | RATS_1 | 0.05 | 0.04 | 0 | 0
CE | Storage | 22 | RAYL_1 | 10.15 | 8.81 | 0 | 0
CE | Storage | 22 | REBR_3 | 0.01 | 0.01 | 0 | 0
CE | Storage | 22 | REDH | 0.03 | 0.03 | 0 | 0
CE | Storage | 22 | REDM_P | 0.01 | 0.01 | 0 | 0
CE | Storage | 22 | RICH1 | 0.05 | 0.04 | 0 | 0
CE | Storage | 22 | ROCH_1 | 5.1 | 4.43 | 0 | 0
CE | Storage | 22 | RUGEB1 | 0.06 | 0.05 | 0 | 0
CE | Storage | 22 | RYEH_1 | 0.04 | 0.03 | 0 | 0
CE | Storage | 22 | SALH_1 | 0.04 | 0.03 | 0 | 0
CE | Storage | 22 | SALT_1 | 0.08 | 0.07 | 0 | 0
CE | Storage | 22 | SBAR | 31.64 | 27.46 | 0 | 0
CE | Storage | 22 | SEAB1 | 46.86 | 40.67 | 0 | 0
CE | Storage | 22 | SELL_1 | 0.15 | 0.13 | 0 | 0
CE | Storage | 22 | SFEG_P | 0.02 | 0.02 | 0 | 0
CE | Storage | 22 | SHEC_3 | 0.01 | 0.01 | 0 | 0
CE | Storage | 22 | SHRW_1 | 0.12 | 0.1 | 0 | 0
CE | Storage | 22 | SIGH | 49.98 | 43.38 | 0 | 0
CE | Storage | 22 | SKLGB1 | 0.01 | 0.01 | 0 | 0
CE | Storage | 22 | SMAN_1 | 0.01 | 0.01 | 0 | 0
CE | Storage | 22 | SPEN_1 | 0.07 | 0.06 | 0 | 0
CE | Storage | 22 | SSHI_3 | 35.01 | 30.39 | 0 | 0
CE | Storage | 22 | STAH_1 | 0.02 | 0.02 | 0 | 0
CE | Storage | 22 | STAL_1 | 0.02 | 0.02 | 0 | 0
CE | Storage | 22 | STAY_1 | 0.24 | 0.21 | 0 | 0
CE | Storage | 22 | STEN_1 | 0.02 | 0.02 | 0 | 0
CE | Storage | 22 | STES_1 | 0.04 | 0.03 | 0 | 0
CE | Storage | 22 | STHA | 0.03 | 0.03 | 0 | 0
CE | Storage | 22 | STIR | 0.02 | 0.02 | 0 | 0
CE | Storage | 22 | STLE | 0.01 | 0.01 | 0 | 0
CE | Storage | 22 | STRI_P | 0.02 | 0.02 | 0 | 0
CE | Storage | 22 | SUND_1 | 12.09 | 10.49 | 0 | 0
CE | Storage | 22 | SWAN_1 | 0.2 | 0.17 | 0 | 0
CE | Storage | 22 | TAUN1 | 0.04 | 0.03 | 0 | 0
CE | Storage | 22 | TAYN_P | 0.01 | 0.01 | 0 | 0
CE | Storage | 22 | TEMP_3 | 0.01 | 0.01 | 0 | 0
CE | Storage | 22 | THOM_6 | 0.08 | 0.07 | 0 | 0
CE | Storage | 22 | THSO_P | 2.04 | 1.77 | 0 | 0
CE | Storage | 22 | THUR_6 | 0.03 | 0.03 | 0 | 0
CE | Storage | 22 | TILBB_1 | 9.11 | 7.91 | 0 | 0
CE | Storage | 22 | TOTT_1 | 0.01 | 0.01 | 0 | 0
CE | Storage | 22 | TRAW_1 | 0.15 | 0.13 | 0 | 0
CE | Storage | 22 | TYNE_1 | 0.01 | 0.01 | 0 | 0
CE | Storage | 22 | TYNE_2 | 0.01 | 0.01 | 0 | 0
CE | Storage | 22 | UPPB_1 | 0.07 | 0.06 | 0 | 0
CE | Storage | 22 | UPPB_3 | 0.03 | 0.03 | 0 | 0
CE | Storage | 22 | USKM_1 | 20.01 | 17.37 | 0 | 0
CE | Storage | 22 | WALH_1 | 20.11 | 17.46 | 0 | 0
CE | Storage | 22 | WALP_1 | 0.23 | 0.2 | 0 | 0
CE | Storage | 22 | WALP_B | 0.1 | 0.09 | 0 | 0
CE | Storage | 22 | WARL_1 | 10.1 | 8.77 | 0 | 0
CE | Storage | 22 | WBOL_6 | 2.81 | 2.44 | 0 | 0
CE | Storage | 22 | WBUR_1 | 9.89 | 8.58 | 0 | 0
CE | Storage | 22 | WFIE | 0.02 | 0.02 | 0 | 0
CE | Storage | 22 | WHAM_1 | 0.01 | 0.01 | 0 | 0
CE | Storage | 22 | WHGA_1 | 26.01 | 22.58 | 0 | 0
CE | Storage | 22 | WIBA_3 | 0.01 | 0.01 | 0 | 0
CE | Storage | 22 | WIEN_1 | 48.01 | 41.67 | 0 | 0
CE | Storage | 22 | WILL_1 | 0.03 | 0.03 | 0 | 0
CE | Storage | 22 | WIMBN1 | 0.01 | 0.01 | 0 | 0
CE | Storage | 22 | WIMBS1 | 0.01 | 0.01 | 0 | 0
CE | Storage | 22 | WISH | 0.01 | 0.01 | 0 | 0
CE | Storage | 22 | WMEL_1 | 20.02 | 17.38 | 0 | 0
CE | Storage | 22 | WTHU31 | 0.01 | 0.01 | 0 | 0
CE | Storage | 22 | WWEY_1 | 0.01 | 0.01 | 0 | 0
CE | Storage | 22 | WYLF_1 | 0.09 | 0.08 | 0 | 0
CE | Storage | 22 | WYMOM_1 | 0.04 | 0.03 | 0 | 0
CE | Storage | 23 | ABHA1 | 20.1 | 17.45 | 0 | 0
CE | Storage | 23 | ABNE_P | 0.01 | 0.01 | 0 | 0
CE | Storage | 23 | ABTH_1 | 0.01 | 0.01 | 0 | 0
CE | Storage | 23 | ALNE_P | 0.01 | 0.01 | 0 | 0
CE | Storage | 23 | ALST_3 | 0.01 | 0.01 | 0 | 0
CE | Storage | 23 | ALVE1 | 4.21 | 3.65 | 0 | 0
CE | Storage | 23 | ARMO_P | 0.03 | 0.03 | 0 | 0
CE | Storage | 23 | AXMI1 | 3.63 | 3.15 | 0 | 0
CE | Storage | 23 | BAGA | 0.06 | 0.05 | 0 | 0
CE | Storage | 23 | BAIN | 0.01 | 0.01 | 0 | 0
CE | Storage | 23 | BARKC1 | 0.02 | 0.02 | 0 | 0
CE | Storage | 23 | BEDD_1 | 7.5 | 6.51 | 0 | 0
CE | Storage | 23 | BERW | 0.1 | 0.09 | 0 | 0
CE | Storage | 23 | BESW_1 | 0.02 | 0.02 | 0 | 0
CE | Storage | 23 | BICF_1 | 40.3 | 34.98 | 0 | 0
CE | Storage | 23 | BIRK_1 | 0.01 | 0.01 | 0 | 0
CE | Storage | 23 | BISW_1 | 0.01 | 0.01 | 0 | 0
CE | Storage | 23 | BLYTB1 | 0.07 | 0.06 | 0 | 0
CE | Storage | 23 | BLYTH132 | 0.13 | 0.11 | 0 | 0
CE | Storage | 23 | BOLN_1 | 10.02 | 8.7 | 0 | 0
CE | Storage | 23 | BONN | 0.02 | 0.02 | 0 | 0
CE | Storage | 23 | BOTW_1 | 0.08 | 0.07 | 0 | 0
CE | Storage | 23 | BRAI_1 | 39.74 | 34.49 | 0 | 0
CE | Storage | 23 | BRAW_1 | 0.02 | 0.02 | 0 | 0
CE | Storage | 23 | BRED_1 | 0.01 | 0.01 | 0 | 0
CE | Storage | 23 | BRFO_1 | 0.05 | 0.04 | 0 | 0
CE | Storage | 23 | BRIM_1 | 0.04 | 0.03 | 0 | 0
CE | Storage | 23 | BRLE_1 | 0.04 | 0.03 | 0 | 0
CE | Storage | 23 | BROX | 20 | 17.36 | 0 | 0
CE | Storage | 23 | BRWA1 | 0.15 | 0.13 | 0 | 0
CE | Storage | 23 | BURM_1 | 0.43 | 0.37 | 0 | 0
CE | Storage | 23 | BUSH_1 | 0.01 | 0.01 | 0 | 0
CE | Storage | 23 | BUST_1 | 0.02 | 0.02 | 0 | 0
CE | Storage | 23 | CAMB_01 | 0.02 | 0.02 | 0 | 0
CE | Storage | 23 | CANTN1 | 0.04 | 0.03 | 0 | 0
CE | Storage | 23 | CAPEA1 | 10.01 | 8.69 | 0 | 0
CE | Storage | 23 | CARE_1 | 0.01 | 0.01 | 0 | 0
CE | Storage | 23 | CARR_1 | 10.01 | 8.69 | 0 | 0
CE | Storage | 23 | CELL_1 | 20.05 | 17.4 | 0 | 0
CE | Storage | 23 | CHAP | 0.03 | 0.03 | 0 | 0
CE | Storage | 23 | CHIC_1 | 0.13 | 0.11 | 0 | 0
CE | Storage | 23 | CHSI_1 | 6 | 5.21 | 0 | 0
CE | Storage | 23 | CHTE_1 | 31.62 | 27.45 | 0 | 0
CE | Storage | 23 | CLT03 | 0.03 | 0.03 | 0 | 0
CE | Storage | 23 | CONQA1 | 0.06 | 0.05 | 0 | 0
CE | Storage | 23 | COUA_P | 0.01 | 0.01 | 0 | 0
CE | Storage | 23 | COVE_1 | 0.04 | 0.03 | 0 | 0
CE | Storage | 23 | COWL_1 | 0.15 | 0.13 | 0 | 0
CE | Storage | 23 | COYL | 0.07 | 0.06 | 0 | 0
CE | Storage | 23 | CREB_1 | 8.16 | 7.08 | 0 | 0
CE | Storage | 23 | CUMB | 30.01 | 26.05 | 0 | 0
CE | Storage | 23 | CUPA | 0.01 | 0.01 | 0 | 0
CE | Storage | 23 | DEVO | 0.08 | 0.07 | 0 | 0
CE | Storage | 23 | DOUN_P | 0.01 | 0.01 | 0 | 0
CE | Storage | 23 | DRAK_1 | 50.01 | 43.41 | 0 | 0
CE | Storage | 23 | DRAX_1 | 0.12 | 0.1 | 0 | 0
CE | Storage | 23 | DRCR | 30.03 | 26.07 | 0 | 0
CE | Storage | 23 | DUNB | 0.01 | 0.01 | 0 | 0
CE | Storage | 23 | DUNF | 0.01 | 0.01 | 0 | 0
CE | Storage | 23 | DUNO_P | 0.01 | 0.01 | 0 | 0
CE | Storage | 23 | DYCE_P | 0.02 | 0.02 | 0 | 0
CE | Storage | 23 | EASO_1 | 0.19 | 0.16 | 0 | 0
CE | Storage | 23 | ECCL | 0.03 | 0.03 | 0 | 0
CE | Storage | 23 | ECLA_1 | 0.07 | 0.06 | 0 | 0
CE | Storage | 23 | EKIS | 0.07 | 0.06 | 0 | 0
CE | Storage | 23 | ELLA_1 | 0.01 | 0.01 | 0 | 0
CE | Storage | 23 | ENDE_1 | 4.52 | 3.92 | 0 | 0
CE | Storage | 23 | EXET1 | 0.1 | 0.09 | 0 | 0
CE | Storage | 23 | FAWL_1 | 0.08 | 0.07 | 0 | 0
CE | Storage | 23 | FECK_6 | 7.68 | 6.67 | 0 | 0
CE | Storage | 23 | FERRA2 | 0.02 | 0.02 | 0 | 0
CE | Storage | 23 | FERRB1 | 0.02 | 0.02 | 0 | 0
CE | Storage | 23 | FIDD_P | 0.05 | 0.04 | 0 | 0
CE | Storage | 23 | FIDF_1 | 19.6 | 17.01 | 0 | 0
CE | Storage | 23 | FLEE_1 | 0.04 | 0.03 | 0 | 0
CE | Storage | 23 | FOUR_1 | 0.15 | 0.13 | 0 | 0
CE | Storage | 23 | FROD_1 | 0.06 | 0.05 | 0 | 0
CE | Storage | 23 | GALA | 0.02 | 0.02 | 0 | 0
CE | Storage | 23 | GIFF | 0.01 | 0.01 | 0 | 0
CE | Storage | 23 | GLLU | 0.07 | 0.06 | 0 | 0
CE | Storage | 23 | GLNI | 0.04 | 0.03 | 0 | 0
CE | Storage | 23 | GLRO | 0.01 | 0.01 | 0 | 0
CE | Storage | 23 | GREN_1 | 1.5 | 1.3 | 0 | 0
CE | Storage | 23 | GRIW_1 | 0.14 | 0.12 | 0 | 0
CE | Storage | 23 | G_EXTRA_11 | 0.02 | 0.02 | 0 | 0
CE | Storage | 23 | G_EXTRA_12 | 0.01 | 0.01 | 0 | 0
CE | Storage | 23 | G_EXTRA_2 | 0.02 | 0.02 | 0 | 0
CE | Storage | 23 | G_EXTRA_9 | 0.1 | 0.09 | 0 | 0
CE | Storage | 23 | HAMHC1 | 0.02 | 0.02 | 0 | 0
CE | Storage | 23 | HARK_1 | 9.71 | 8.43 | 0 | 0
CE | Storage | 23 | HARM_6 | 0.03 | 0.03 | 0 | 0
CE | Storage | 23 | HAWI | 0.02 | 0.02 | 0 | 0
CE | Storage | 23 | HAWP_6 | 0.04 | 0.03 | 0 | 0
CE | Storage | 23 | HEYS1 | 0.03 | 0.03 | 0 | 0
CE | Storage | 23 | HEYS_1 | 0.09 | 0.08 | 0 | 0
CE | Storage | 23 | HUTT_1 | 0.16 | 0.14 | 0 | 0
CE | Storage | 23 | IMPK_1 | 0.11 | 0.1 | 0 | 0
CE | Storage | 23 | INDQ1 | 1.2 | 1.04 | 0 | 0
CE | Storage | 23 | INKE | 0.01 | 0.01 | 0 | 0
CE | Storage | 23 | IROA1 | 0.13 | 0.11 | 0 | 0
CE | Storage | 23 | IRONB1 | 0.05 | 0.04 | 0 | 0
CE | Storage | 23 | JORD_3 | 0.01 | 0.01 | 0 | 0
CE | Storage | 23 | KAIM | 0.03 | 0.03 | 0 | 0
CE | Storage | 23 | KEAD_1 | 0.16 | 0.14 | 0 | 0
CE | Storage | 23 | KEAR_3 | 19.6 | 17.01 | 0 | 0
CE | Storage | 23 | KEIT_P | 0.03 | 0.03 | 0 | 0
CE | Storage | 23 | KEMS_1 | 0.1 | 0.09 | 0 | 0
CE | Storage | 23 | KIBY_1 | 40 | 34.72 | 0 | 0
CE | Storage | 23 | KIER | 0.01 | 0.01 | 0 | 0
CE | Storage | 23 | KILS | 0.02 | 0.02 | 0 | 0
CE | Storage | 23 | KILT | 0.01 | 0.01 | 0 | 0
CE | Storage | 23 | KINO_1 | 29.04 | 25.21 | 0 | 0
CE | Storage | 23 | KINT_P | 0.03 | 0.03 | 0 | 0
CE | Storage | 23 | KIRKB1 | 0.02 | 0.02 | 0 | 0
CE | Storage | 23 | KITW_1 | 0.01 | 0.01 | 0 | 0
CE | Storage | 23 | KNAR | 8.01 | 6.95 | 0 | 0
CE | Storage | 23 | LACK_6 | 6.03 | 5.23 | 0 | 0
CE | Storage | 23 | LAIR_P | 0.01 | 0.01 | 0 | 0
CE | Storage | 23 | LAND1 | 2.61 | 2.27 | 0 | 0
CE | Storage | 23 | LEGA_1 | 0.04 | 0.03 | 0 | 0
CE | Storage | 23 | LEVE | 0.01 | 0.01 | 0 | 0
CE | Storage | 23 | LING | 0.04 | 0.03 | 0 | 0
CE | Storage | 23 | LINM | 0.08 | 0.07 | 0 | 0
CE | Storage | 23 | LISD_1 | 0.01 | 0.01 | 0 | 0
CE | Storage | 23 | LOVE_1 | 0.08 | 0.07 | 0 | 0
CE | Storage | 23 | MACC_3 | 0.02 | 0.02 | 0 | 0
CE | Storage | 23 | MACD_P | 0.04 | 0.03 | 0 | 0
CE | Storage | 23 | MAGA_6 | 0.03 | 0.03 | 0 | 0
CE | Storage | 23 | MANN_1 | 0.13 | 0.11 | 0 | 0
CE | Storage | 23 | MELK_1 | 10.15 | 8.81 | 0 | 0
CE | Storage | 23 | MITY_1 | 50.14 | 43.52 | 0 | 0
CE | Storage | 23 | MYBS_P | 0.03 | 0.03 | 0 | 0
CE | Storage | 23 | NECE_1 | 0.02 | 0.02 | 0 | 0
CE | Storage | 23 | NEEP_3 | 0.03 | 0.03 | 0 | 0
CE | Storage | 23 | NEWX_6 | 2.01 | 1.74 | 0 | 0
CE | Storage | 23 | NFLE | 0.04 | 0.03 | 0 | 0
CE | Storage | 23 | NINF_1 | 38.53 | 33.44 | 0 | 0
CE | Storage | 23 | NORL_3 | 0.01 | 0.01 | 0 | 0
CE | Storage | 23 | NORM_1 | 0.28 | 0.24 | 0 | 0
CE | Storage | 23 | NORT_1 | 50.05 | 43.44 | 0 | 0
CE | Storage | 23 | NURS_1 | 0.08 | 0.07 | 0 | 0
CE | Storage | 23 | OCKH_1 | 0.01 | 0.01 | 0 | 0
CE | Storage | 23 | OFFE_3 | 0.01 | 0.01 | 0 | 0
CE | Storage | 23 | OLDB_1 | 0.01 | 0.01 | 0 | 0
CE | Storage | 23 | OSBA_1 | 0.03 | 0.03 | 0 | 0
CE | Storage | 23 | PADIB1 | 0.07 | 0.06 | 0 | 0
CE | Storage | 23 | PEHS_P | 1 | 0.87 | 0 | 0
CE | Storage | 23 | PELH_1 | 50.04 | 43.43 | 0 | 0
CE | Storage | 23 | PEMB_1 | 0.14 | 0.12 | 0 | 0
CE | Storage | 23 | PENE_1 | 0.02 | 0.02 | 0 | 0
CE | Storage | 23 | PENN_1 | 97.9 | 84.98 | 0 | 0
CE | Storage | 23 | PENT_1 | 0.11 | 0.1 | 0 | 0
CE | Storage | 23 | PENW_1 | 1.22 | 1.06 | 0 | 0
CE | Storage | 23 | PITS_3 | 0.01 | 0.01 | 0 | 0
CE | Storage | 23 | POOB | 0.01 | 0.01 | 0 | 0
CE | Storage | 23 | POPP_3 | 0.01 | 0.01 | 0 | 0
CE | Storage | 23 | PORA_P | 0.02 | 0.02 | 0 | 0
CE | Storage | 23 | PORD | 0.01 | 0.01 | 0 | 0
CE | Storage | 23 | PYLE_1 | 4.15 | 3.6 | 0 | 0
CE | Storage | 23 | RASS_1 | 0.12 | 0.1 | 0 | 0
CE | Storage | 23 | RATS_1 | 0.05 | 0.04 | 0 | 0
CE | Storage | 23 | RAYL_1 | 10.15 | 8.81 | 0 | 0
CE | Storage | 23 | REDH | 0.03 | 0.03 | 0 | 0
CE | Storage | 23 | REDM_P | 0.01 | 0.01 | 0 | 0
CE | Storage | 23 | RICH1 | 0.04 | 0.03 | 0 | 0
CE | Storage | 23 | ROCH_1 | 5.13 | 4.45 | 0 | 0
CE | Storage | 23 | RUGEB1 | 0.05 | 0.04 | 0 | 0
CE | Storage | 23 | RYEH_1 | 0.04 | 0.03 | 0 | 0
CE | Storage | 23 | SALH_1 | 0.04 | 0.03 | 0 | 0
CE | Storage | 23 | SALT_1 | 0.09 | 0.08 | 0 | 0
CE | Storage | 23 | SBAR | 31.64 | 27.46 | 0 | 0
CE | Storage | 23 | SEAB1 | 46.85 | 40.67 | 0 | 0
CE | Storage | 23 | SELL_1 | 0.15 | 0.13 | 0 | 0
CE | Storage | 23 | SFEG_P | 0.02 | 0.02 | 0 | 0
CE | Storage | 23 | SHEC_3 | 0.01 | 0.01 | 0 | 0
CE | Storage | 23 | SHRW_1 | 0.12 | 0.1 | 0 | 0
CE | Storage | 23 | SIGH | 49.98 | 43.38 | 0 | 0
CE | Storage | 23 | SKLGB1 | 0.02 | 0.02 | 0 | 0
CE | Storage | 23 | SMAN_1 | 0.01 | 0.01 | 0 | 0
CE | Storage | 23 | SPEN_1 | 0.07 | 0.06 | 0 | 0
CE | Storage | 23 | SSHI_3 | 35.01 | 30.39 | 0 | 0
CE | Storage | 23 | STAH_1 | 0.02 | 0.02 | 0 | 0
CE | Storage | 23 | STAL_1 | 0.02 | 0.02 | 0 | 0
CE | Storage | 23 | STAY_1 | 0.21 | 0.18 | 0 | 0
CE | Storage | 23 | STEN_1 | 0.02 | 0.02 | 0 | 0
CE | Storage | 23 | STES_1 | 0.05 | 0.04 | 0 | 0
CE | Storage | 23 | STHA | 0.04 | 0.03 | 0 | 0
CE | Storage | 23 | STIR | 0.03 | 0.03 | 0 | 0
CE | Storage | 23 | STLE | 0.01 | 0.01 | 0 | 0
CE | Storage | 23 | STRI_P | 0.02 | 0.02 | 0 | 0
CE | Storage | 23 | SUND_1 | 12.08 | 10.49 | 0 | 0
CE | Storage | 23 | SWAN_1 | 0.21 | 0.18 | 0 | 0
CE | Storage | 23 | TAUN1 | 0.04 | 0.03 | 0 | 0
CE | Storage | 23 | TAYN_P | 0.01 | 0.01 | 0 | 0
CE | Storage | 23 | TEMP_3 | 0.01 | 0.01 | 0 | 0
CE | Storage | 23 | THOM_6 | 0.09 | 0.08 | 0 | 0
CE | Storage | 23 | THSO_P | 2.05 | 1.78 | 0 | 0
CE | Storage | 23 | THUR_6 | 0.04 | 0.03 | 0 | 0
CE | Storage | 23 | TILBB_1 | 9.1 | 7.9 | 0 | 0
CE | Storage | 23 | TRAW_1 | 0.19 | 0.16 | 0 | 0
CE | Storage | 23 | TYNE_1 | 0.01 | 0.01 | 0 | 0
CE | Storage | 23 | TYNE_2 | 0.01 | 0.01 | 0 | 0
CE | Storage | 23 | UPPB_1 | 0.09 | 0.08 | 0 | 0
CE | Storage | 23 | UPPB_3 | 0.04 | 0.03 | 0 | 0
CE | Storage | 23 | USKM_1 | 20.01 | 17.37 | 0 | 0
CE | Storage | 23 | WALH_1 | 20.09 | 17.44 | 0 | 0
CE | Storage | 23 | WALP_1 | 0.26 | 0.23 | 0 | 0
CE | Storage | 23 | WALP_B | 0.09 | 0.08 | 0 | 0
CE | Storage | 23 | WARL_1 | 10.09 | 8.76 | 0 | 0
CE | Storage | 23 | WBOL_6 | 2.81 | 2.44 | 0 | 0
CE | Storage | 23 | WBUR_1 | 9.87 | 8.57 | 0 | 0
CE | Storage | 23 | WFIE | 0.02 | 0.02 | 0 | 0
CE | Storage | 23 | WHGA_1 | 26 | 22.57 | 0 | 0
CE | Storage | 23 | WIBA_3 | 0.01 | 0.01 | 0 | 0
CE | Storage | 23 | WIEN_1 | 48.01 | 41.67 | 0 | 0
CE | Storage | 23 | WILL_1 | 0.03 | 0.03 | 0 | 0
CE | Storage | 23 | WIMBN1 | 0.01 | 0.01 | 0 | 0
CE | Storage | 23 | WIMBS1 | 0.01 | 0.01 | 0 | 0
CE | Storage | 23 | WISH | 0.01 | 0.01 | 0 | 0
CE | Storage | 23 | WMEL_1 | 20.02 | 17.38 | 0 | 0
CE | Storage | 23 | WYLF_1 | 0.1 | 0.09 | 0 | 0
CE | Storage | 23 | WYMOM_1 | 0.04 | 0.03 | 0 | 0
CE | Storage | 24 | ABHA1 | 20.09 | 17.44 | 0 | 0
CE | Storage | 24 | ABNE_P | 0.01 | 0.01 | 0 | 0
CE | Storage | 24 | ABTH_1 | 0.01 | 0.01 | 0 | 0
CE | Storage | 24 | ALNE_P | 0.01 | 0.01 | 0 | 0
CE | Storage | 24 | ALST_3 | 0.01 | 0.01 | 0 | 0
CE | Storage | 24 | ALVE1 | 4.22 | 3.66 | 0 | 0
CE | Storage | 24 | ARMO_P | 0.03 | 0.03 | 0 | 0
CE | Storage | 24 | AXMI1 | 3.62 | 3.14 | 0 | 0
CE | Storage | 24 | BAGA | 0.06 | 0.05 | 0 | 0
CE | Storage | 24 | BAIN | 0.01 | 0.01 | 0 | 0
CE | Storage | 24 | BARKC1 | 0.02 | 0.02 | 0 | 0
CE | Storage | 24 | BEDD_1 | 7.5 | 6.51 | 0 | 0
CE | Storage | 24 | BERW | 0.12 | 0.1 | 0 | 0
CE | Storage | 24 | BESW_1 | 0.02 | 0.02 | 0 | 0
CE | Storage | 24 | BICF_1 | 40.28 | 34.96 | 0 | 0
CE | Storage | 24 | BIRK_1 | 0.01 | 0.01 | 0 | 0
CE | Storage | 24 | BISW_1 | 0.01 | 0.01 | 0 | 0
CE | Storage | 24 | BLYTB1 | 0.08 | 0.07 | 0 | 0
CE | Storage | 24 | BLYTH132 | 0.15 | 0.13 | 0 | 0
CE | Storage | 24 | BOLN_1 | 10.02 | 8.7 | 0 | 0
CE | Storage | 24 | BONN | 0.02 | 0.02 | 0 | 0
CE | Storage | 24 | BOTW_1 | 0.07 | 0.06 | 0 | 0
CE | Storage | 24 | BRAI_1 | 39.73 | 34.49 | 0 | 0
CE | Storage | 24 | BRAW_1 | 0.03 | 0.03 | 0 | 0
CE | Storage | 24 | BRED_1 | 0.01 | 0.01 | 0 | 0
CE | Storage | 24 | BRFO_1 | 0.05 | 0.04 | 0 | 0
CE | Storage | 24 | BRIM_1 | 0.03 | 0.03 | 0 | 0
CE | Storage | 24 | BRLE_1 | 0.04 | 0.03 | 0 | 0
CE | Storage | 24 | BROX | 20 | 17.36 | 0 | 0
CE | Storage | 24 | BRWA1 | 0.13 | 0.11 | 0 | 0
CE | Storage | 24 | BURM_1 | 0.39 | 0.34 | 0 | 0
CE | Storage | 24 | BUSH_1 | 0.01 | 0.01 | 0 | 0
CE | Storage | 24 | BUST_1 | 0.02 | 0.02 | 0 | 0
CE | Storage | 24 | CAMB_01 | 0.02 | 0.02 | 0 | 0
CE | Storage | 24 | CANTN1 | 0.04 | 0.03 | 0 | 0
CE | Storage | 24 | CAPEA1 | 10.01 | 8.69 | 0 | 0
CE | Storage | 24 | CARE_1 | 0.01 | 0.01 | 0 | 0
CE | Storage | 24 | CARR_1 | 10.01 | 8.69 | 0 | 0
CE | Storage | 24 | CELL_1 | 20.05 | 17.4 | 0 | 0
CE | Storage | 24 | CHAP | 0.03 | 0.03 | 0 | 0
CE | Storage | 24 | CHIC_1 | 0.12 | 0.1 | 0 | 0
CE | Storage | 24 | CHSI_1 | 6 | 5.21 | 0 | 0
CE | Storage | 24 | CHTE_1 | 31.62 | 27.45 | 0 | 0
CE | Storage | 24 | CLT03 | 0.03 | 0.03 | 0 | 0
CE | Storage | 24 | CONQA1 | 0.07 | 0.06 | 0 | 0
CE | Storage | 24 | COUA_P | 0.01 | 0.01 | 0 | 0
CE | Storage | 24 | COVE_1 | 0.04 | 0.03 | 0 | 0
CE | Storage | 24 | COWL_1 | 0.13 | 0.11 | 0 | 0
CE | Storage | 24 | COYL | 0.08 | 0.07 | 0 | 0
CE | Storage | 24 | CREB_1 | 8.18 | 7.1 | 0 | 0
CE | Storage | 24 | CUMB | 30.01 | 26.05 | 0 | 0
CE | Storage | 24 | CUPA | 0.01 | 0.01 | 0 | 0
CE | Storage | 24 | DEVO | 0.09 | 0.08 | 0 | 0
CE | Storage | 24 | DOUN_P | 0.02 | 0.02 | 0 | 0
CE | Storage | 24 | DRAK_1 | 50.01 | 43.41 | 0 | 0
CE | Storage | 24 | DRAX_1 | 0.13 | 0.11 | 0 | 0
CE | Storage | 24 | DRCR | 30.03 | 26.07 | 0 | 0
CE | Storage | 24 | DUNB | 0.02 | 0.02 | 0 | 0
CE | Storage | 24 | DUNF | 0.01 | 0.01 | 0 | 0
CE | Storage | 24 | DUNO_P | 0.01 | 0.01 | 0 | 0
CE | Storage | 24 | DYCE_P | 0.02 | 0.02 | 0 | 0
CE | Storage | 24 | EASO_1 | 0.2 | 0.17 | 0 | 0
CE | Storage | 24 | ECCL | 0.03 | 0.03 | 0 | 0
CE | Storage | 24 | ECLA_1 | 0.07 | 0.06 | 0 | 0
CE | Storage | 24 | EKIS | 0.08 | 0.07 | 0 | 0
CE | Storage | 24 | ELLA_1 | 0.01 | 0.01 | 0 | 0
CE | Storage | 24 | ENDE_1 | 4.53 | 3.93 | 0 | 0
CE | Storage | 24 | EXET1 | 0.09 | 0.08 | 0 | 0
CE | Storage | 24 | FAWL_1 | 0.07 | 0.06 | 0 | 0
CE | Storage | 24 | FECK_6 | 7.68 | 6.67 | 0 | 0
CE | Storage | 24 | FERRA2 | 0.02 | 0.02 | 0 | 0
CE | Storage | 24 | FERRB1 | 0.02 | 0.02 | 0 | 0
CE | Storage | 24 | FIDD_P | 0.05 | 0.04 | 0 | 0
CE | Storage | 24 | FIDF_1 | 19.6 | 17.01 | 0 | 0
CE | Storage | 24 | FLEE_1 | 0.03 | 0.03 | 0 | 0
CE | Storage | 24 | FOUR_1 | 0.16 | 0.14 | 0 | 0
CE | Storage | 24 | FROD_1 | 0.07 | 0.06 | 0 | 0
CE | Storage | 24 | GALA | 0.02 | 0.02 | 0 | 0
CE | Storage | 24 | GIFF | 0.01 | 0.01 | 0 | 0
CE | Storage | 24 | GLLU | 0.09 | 0.08 | 0 | 0
CE | Storage | 24 | GLNI | 0.04 | 0.03 | 0 | 0
CE | Storage | 24 | GLRO | 0.01 | 0.01 | 0 | 0
CE | Storage | 24 | GREN_1 | 1.51 | 1.31 | 0 | 0
CE | Storage | 24 | GRIW_1 | 0.14 | 0.12 | 0 | 0
CE | Storage | 24 | G_EXTRA_11 | 0.03 | 0.03 | 0 | 0
CE | Storage | 24 | G_EXTRA_12 | 0.01 | 0.01 | 0 | 0
CE | Storage | 24 | G_EXTRA_2 | 0.02 | 0.02 | 0 | 0
CE | Storage | 24 | G_EXTRA_9 | 0.12 | 0.1 | 0 | 0
CE | Storage | 24 | HAMHC1 | 0.02 | 0.02 | 0 | 0
CE | Storage | 24 | HARK_1 | 9.72 | 8.44 | 0 | 0
CE | Storage | 24 | HARM_6 | 0.04 | 0.03 | 0 | 0
CE | Storage | 24 | HAWI | 0.02 | 0.02 | 0 | 0
CE | Storage | 24 | HAWP_6 | 0.05 | 0.04 | 0 | 0
CE | Storage | 24 | HEYS1 | 0.02 | 0.02 | 0 | 0
CE | Storage | 24 | HEYS_1 | 0.1 | 0.09 | 0 | 0
CE | Storage | 24 | HUTT_1 | 0.16 | 0.14 | 0 | 0
CE | Storage | 24 | IMPK_1 | 0.1 | 0.09 | 0 | 0
CE | Storage | 24 | INDQ1 | 1.2 | 1.04 | 0 | 0
CE | Storage | 24 | INKE | 0.01 | 0.01 | 0 | 0
CE | Storage | 24 | IROA1 | 0.12 | 0.1 | 0 | 0
CE | Storage | 24 | IRONB1 | 0.05 | 0.04 | 0 | 0
CE | Storage | 24 | JORD_3 | 0.01 | 0.01 | 0 | 0
CE | Storage | 24 | KAIM | 0.04 | 0.03 | 0 | 0
CE | Storage | 24 | KEAD_1 | 0.18 | 0.16 | 0 | 0
CE | Storage | 24 | KEAR_3 | 19.6 | 17.01 | 0 | 0
CE | Storage | 24 | KEIT_P | 0.03 | 0.03 | 0 | 0
CE | Storage | 24 | KEMS_1 | 0.09 | 0.08 | 0 | 0
CE | Storage | 24 | KIBY_1 | 40 | 34.72 | 0 | 0
CE | Storage | 24 | KIER | 0.01 | 0.01 | 0 | 0
CE | Storage | 24 | KILS | 0.02 | 0.02 | 0 | 0
CE | Storage | 24 | KILT | 0.01 | 0.01 | 0 | 0
CE | Storage | 24 | KINO_1 | 29.04 | 25.21 | 0 | 0
CE | Storage | 24 | KINT_P | 0.03 | 0.03 | 0 | 0
CE | Storage | 24 | KIRKB1 | 0.02 | 0.02 | 0 | 0
CE | Storage | 24 | KITW_1 | 0.01 | 0.01 | 0 | 0
CE | Storage | 24 | KNAR | 8.01 | 6.95 | 0 | 0
CE | Storage | 24 | LACK_6 | 6.02 | 5.23 | 0 | 0
CE | Storage | 24 | LAIR_P | 0.01 | 0.01 | 0 | 0
CE | Storage | 24 | LAND1 | 2.6 | 2.26 | 0 | 0
CE | Storage | 24 | LEGA_1 | 0.03 | 0.03 | 0 | 0
CE | Storage | 24 | LEVE | 0.01 | 0.01 | 0 | 0
CE | Storage | 24 | LING | 0.05 | 0.04 | 0 | 0
CE | Storage | 24 | LINM | 0.09 | 0.08 | 0 | 0
CE | Storage | 24 | LISD_1 | 0.02 | 0.02 | 0 | 0
CE | Storage | 24 | LOVE_1 | 0.07 | 0.06 | 0 | 0
CE | Storage | 24 | MACC_3 | 0.02 | 0.02 | 0 | 0
CE | Storage | 24 | MACD_P | 0.04 | 0.03 | 0 | 0
CE | Storage | 24 | MAGA_6 | 0.03 | 0.03 | 0 | 0
CE | Storage | 24 | MANN_1 | 0.12 | 0.1 | 0 | 0
CE | Storage | 24 | MELK_1 | 10.13 | 8.79 | 0 | 0
CE | Storage | 24 | MILC_P | 0.01 | 0.01 | 0 | 0
CE | Storage | 24 | MITY_1 | 50.13 | 43.51 | 0 | 0
CE | Storage | 24 | MYBS_P | 0.03 | 0.03 | 0 | 0
CE | Storage | 24 | NECE_1 | 0.02 | 0.02 | 0 | 0
CE | Storage | 24 | NEEP_3 | 0.03 | 0.03 | 0 | 0
CE | Storage | 24 | NEWX_6 | 2.01 | 1.74 | 0 | 0
CE | Storage | 24 | NFLE | 0.04 | 0.03 | 0 | 0
CE | Storage | 24 | NINF_1 | 38.53 | 33.44 | 0 | 0
CE | Storage | 24 | NORL_3 | 0.01 | 0.01 | 0 | 0
CE | Storage | 24 | NORM_1 | 0.26 | 0.23 | 0 | 0
CE | Storage | 24 | NORT_1 | 50.06 | 43.45 | 0 | 0
CE | Storage | 24 | NURS_1 | 0.07 | 0.06 | 0 | 0
CE | Storage | 24 | OCKH_1 | 0.01 | 0.01 | 0 | 0
CE | Storage | 24 | OFFE_3 | 0.01 | 0.01 | 0 | 0
CE | Storage | 24 | OLDB_1 | 0.01 | 0.01 | 0 | 0
CE | Storage | 24 | OSBA_1 | 0.02 | 0.02 | 0 | 0
CE | Storage | 24 | PADIB1 | 0.08 | 0.07 | 0 | 0
CE | Storage | 24 | PEHS_P | 1 | 0.87 | 0 | 0
CE | Storage | 24 | PELH_1 | 50.03 | 43.43 | 0 | 0
CE | Storage | 24 | PEMB_1 | 0.13 | 0.11 | 0 | 0
CE | Storage | 24 | PENE_1 | 0.02 | 0.02 | 0 | 0
CE | Storage | 24 | PENN_1 | 97.9 | 84.98 | 0 | 0
CE | Storage | 24 | PENT_1 | 0.1 | 0.09 | 0 | 0
CE | Storage | 24 | PENW_1 | 1.22 | 1.06 | 0 | 0
CE | Storage | 24 | PITS_3 | 0.01 | 0.01 | 0 | 0
CE | Storage | 24 | POOB | 0.01 | 0.01 | 0 | 0
CE | Storage | 24 | POPP_3 | 0.01 | 0.01 | 0 | 0
CE | Storage | 24 | PORA_P | 0.02 | 0.02 | 0 | 0
CE | Storage | 24 | PORD | 0.01 | 0.01 | 0 | 0
CE | Storage | 24 | PYLE_1 | 4.17 | 3.62 | 0 | 0
CE | Storage | 24 | RASS_1 | 0.12 | 0.1 | 0 | 0
CE | Storage | 24 | RATS_1 | 0.05 | 0.04 | 0 | 0
CE | Storage | 24 | RAYL_1 | 10.15 | 8.81 | 0 | 0
CE | Storage | 24 | REDH | 0.04 | 0.03 | 0 | 0
CE | Storage | 24 | REDM_P | 0.01 | 0.01 | 0 | 0
CE | Storage | 24 | RICH1 | 0.04 | 0.03 | 0 | 0
CE | Storage | 24 | ROCH_1 | 5.15 | 4.47 | 0 | 0
CE | Storage | 24 | RUGEB1 | 0.05 | 0.04 | 0 | 0
CE | Storage | 24 | RYEH_1 | 0.03 | 0.03 | 0 | 0
CE | Storage | 24 | SALH_1 | 0.04 | 0.03 | 0 | 0
CE | Storage | 24 | SALT_1 | 0.1 | 0.09 | 0 | 0
CE | Storage | 24 | SBAR | 31.63 | 27.45 | 0 | 0
CE | Storage | 24 | SEAB1 | 46.84 | 40.66 | 0 | 0
CE | Storage | 24 | SELL_1 | 0.15 | 0.13 | 0 | 0
CE | Storage | 24 | SFEG_P | 0.02 | 0.02 | 0 | 0
CE | Storage | 24 | SHEC_3 | 0.01 | 0.01 | 0 | 0
CE | Storage | 24 | SHRW_1 | 0.13 | 0.11 | 0 | 0
CE | Storage | 24 | SIGH | 49.98 | 43.38 | 0 | 0
CE | Storage | 24 | SKLGB1 | 0.02 | 0.02 | 0 | 0
CE | Storage | 24 | SMAN_1 | 0.01 | 0.01 | 0 | 0
CE | Storage | 24 | SPEN_1 | 0.07 | 0.06 | 0 | 0
CE | Storage | 24 | SSHI_3 | 35.01 | 30.39 | 0 | 0
CE | Storage | 24 | STAH_1 | 0.02 | 0.02 | 0 | 0
CE | Storage | 24 | STAL_1 | 0.02 | 0.02 | 0 | 0
CE | Storage | 24 | STAY_1 | 0.2 | 0.17 | 0 | 0
CE | Storage | 24 | STEN_1 | 0.02 | 0.02 | 0 | 0
CE | Storage | 24 | STES_1 | 0.05 | 0.04 | 0 | 0
CE | Storage | 24 | STHA | 0.04 | 0.03 | 0 | 0
CE | Storage | 24 | STIR | 0.03 | 0.03 | 0 | 0
CE | Storage | 24 | STLE | 0.01 | 0.01 | 0 | 0
CE | Storage | 24 | STRI_P | 0.03 | 0.03 | 0 | 0
CE | Storage | 24 | SUND_1 | 12.07 | 10.48 | 0 | 0
CE | Storage | 24 | SWAN_1 | 0.22 | 0.19 | 0 | 0
CE | Storage | 24 | TARL_P | 0.01 | 0.01 | 0 | 0
CE | Storage | 24 | TAUN1 | 0.03 | 0.03 | 0 | 0
CE | Storage | 24 | TAYN_P | 0.01 | 0.01 | 0 | 0
CE | Storage | 24 | TEMP_3 | 0.01 | 0.01 | 0 | 0
CE | Storage | 24 | THOM_6 | 0.1 | 0.09 | 0 | 0
CE | Storage | 24 | THSO_P | 2.06 | 1.79 | 0 | 0
CE | Storage | 24 | THUR_6 | 0.04 | 0.03 | 0 | 0
CE | Storage | 24 | TILBB_1 | 9.09 | 7.89 | 0 | 0
CE | Storage | 24 | TRAW_1 | 0.21 | 0.18 | 0 | 0
CE | Storage | 24 | TYNE_1 | 0.01 | 0.01 | 0 | 0
CE | Storage | 24 | TYNE_2 | 0.01 | 0.01 | 0 | 0
CE | Storage | 24 | UPPB_1 | 0.1 | 0.09 | 0 | 0
CE | Storage | 24 | UPPB_3 | 0.04 | 0.03 | 0 | 0
CE | Storage | 24 | USKM_1 | 20.01 | 17.37 | 0 | 0
CE | Storage | 24 | WALH_1 | 20.08 | 17.43 | 0 | 0
CE | Storage | 24 | WALP_1 | 0.29 | 0.25 | 0 | 0
CE | Storage | 24 | WALP_B | 0.09 | 0.08 | 0 | 0
CE | Storage | 24 | WARL_1 | 10.08 | 8.75 | 0 | 0
CE | Storage | 24 | WBOL_6 | 2.81 | 2.44 | 0 | 0
CE | Storage | 24 | WBUR_1 | 9.86 | 8.56 | 0 | 0
CE | Storage | 24 | WFIE | 0.03 | 0.03 | 0 | 0
CE | Storage | 24 | WHGA_1 | 26 | 22.57 | 0 | 0
CE | Storage | 24 | WIBA_3 | 0.01 | 0.01 | 0 | 0
CE | Storage | 24 | WIEN_1 | 48.01 | 41.67 | 0 | 0
CE | Storage | 24 | WILL_1 | 0.02 | 0.02 | 0 | 0
CE | Storage | 24 | WIMBN1 | 0.01 | 0.01 | 0 | 0
CE | Storage | 24 | WIMBS1 | 0.01 | 0.01 | 0 | 0
CE | Storage | 24 | WISH | 0.02 | 0.02 | 0 | 0
CE | Storage | 24 | WMEL_1 | 20.02 | 17.38 | 0 | 0
CE | Storage | 24 | WYLF_1 | 0.1 | 0.09 | 0 | 0
CE | Storage | 24 | WYMOM_1 | 0.03 | 0.03 | 0 | 0
CE | Storage | 25 | ABHA1 | 20.08 | 17.43 | 0 | 0
CE | Storage | 25 | ABNE_P | 0.01 | 0.01 | 0 | 0
CE | Storage | 25 | ABTH_1 | 0.01 | 0.01 | 0 | 0
CE | Storage | 25 | ALNE_P | 0.01 | 0.01 | 0 | 0
CE | Storage | 25 | ALST_3 | 0.01 | 0.01 | 0 | 0
CE | Storage | 25 | ALVE1 | 4.22 | 3.66 | 0 | 0
CE | Storage | 25 | ARMO_P | 0.03 | 0.03 | 0 | 0
CE | Storage | 25 | AXMI1 | 3.61 | 3.13 | 0 | 0
CE | Storage | 25 | BAGA | 0.07 | 0.06 | 0 | 0
CE | Storage | 25 | BAIN | 0.01 | 0.01 | 0 | 0
CE | Storage | 25 | BARKC1 | 0.02 | 0.02 | 0 | 0
CE | Storage | 25 | BEDD_1 | 7.5 | 6.51 | 0 | 0
CE | Storage | 25 | BERW | 0.13 | 0.11 | 0 | 0
CE | Storage | 25 | BESW_1 | 0.02 | 0.02 | 0 | 0
CE | Storage | 25 | BICF_1 | 40.27 | 34.95 | 0 | 0
CE | Storage | 25 | BIRK_1 | 0.01 | 0.01 | 0 | 0
CE | Storage | 25 | BISW_1 | 0.01 | 0.01 | 0 | 0
CE | Storage | 25 | BLYTB1 | 0.08 | 0.07 | 0 | 0
CE | Storage | 25 | BLYTH132 | 0.16 | 0.14 | 0 | 0
CE | Storage | 25 | BOLN_1 | 10.01 | 8.69 | 0 | 0
CE | Storage | 25 | BONN | 0.03 | 0.03 | 0 | 0
CE | Storage | 25 | BOTW_1 | 0.07 | 0.06 | 0 | 0
CE | Storage | 25 | BRAI_1 | 39.73 | 34.49 | 0 | 0
CE | Storage | 25 | BRAW_1 | 0.03 | 0.03 | 0 | 0
CE | Storage | 25 | BRED_1 | 0.01 | 0.01 | 0 | 0
CE | Storage | 25 | BRFO_1 | 0.05 | 0.04 | 0 | 0
CE | Storage | 25 | BRIM_1 | 0.03 | 0.03 | 0 | 0
CE | Storage | 25 | BRLE_1 | 0.03 | 0.03 | 0 | 0
CE | Storage | 25 | BROX | 20 | 17.36 | 0 | 0
CE | Storage | 25 | BRWA1 | 0.12 | 0.1 | 0 | 0
CE | Storage | 25 | BURM_1 | 0.36 | 0.31 | 0 | 0
CE | Storage | 25 | BUSH_1 | 0.01 | 0.01 | 0 | 0
CE | Storage | 25 | BUST_1 | 0.02 | 0.02 | 0 | 0
CE | Storage | 25 | CAMB_01 | 0.02 | 0.02 | 0 | 0
CE | Storage | 25 | CANTN1 | 0.04 | 0.03 | 0 | 0
CE | Storage | 25 | CAPEA1 | 10.01 | 8.69 | 0 | 0
CE | Storage | 25 | CARE_1 | 0.01 | 0.01 | 0 | 0
CE | Storage | 25 | CARR_1 | 10.01 | 8.69 | 0 | 0
CE | Storage | 25 | CELL_1 | 20.05 | 17.4 | 0 | 0
CE | Storage | 25 | CHAP | 0.03 | 0.03 | 0 | 0
CE | Storage | 25 | CHIC_1 | 0.11 | 0.1 | 0 | 0
CE | Storage | 25 | CHSI_1 | 6 | 5.21 | 0 | 0
CE | Storage | 25 | CHTE_1 | 31.62 | 27.45 | 0 | 0
CE | Storage | 25 | CLT03 | 0.03 | 0.03 | 0 | 0
CE | Storage | 25 | CONQA1 | 0.07 | 0.06 | 0 | 0
CE | Storage | 25 | COUA_P | 0.01 | 0.01 | 0 | 0
CE | Storage | 25 | COVE_1 | 0.04 | 0.03 | 0 | 0
CE | Storage | 25 | COWL_1 | 0.12 | 0.1 | 0 | 0
CE | Storage | 25 | COYL | 0.08 | 0.07 | 0 | 0
CE | Storage | 25 | CREB_1 | 8.19 | 7.11 | 0 | 0
CE | Storage | 25 | CUMB | 30.01 | 26.05 | 0 | 0
CE | Storage | 25 | CUPA | 0.01 | 0.01 | 0 | 0
CE | Storage | 25 | DEVO | 0.09 | 0.08 | 0 | 0
CE | Storage | 25 | DOUN_P | 0.02 | 0.02 | 0 | 0
CE | Storage | 25 | DRAK_1 | 50.01 | 43.41 | 0 | 0
CE | Storage | 25 | DRAX_1 | 0.14 | 0.12 | 0 | 0
CE | Storage | 25 | DRCR | 30.03 | 26.07 | 0 | 0
CE | Storage | 25 | DUNB | 0.02 | 0.02 | 0 | 0
CE | Storage | 25 | DUNF | 0.01 | 0.01 | 0 | 0
CE | Storage | 25 | DUNO_P | 0.01 | 0.01 | 0 | 0
CE | Storage | 25 | DYCE_P | 0.02 | 0.02 | 0 | 0
CE | Storage | 25 | EASO_1 | 0.21 | 0.18 | 0 | 0
CE | Storage | 25 | ECCL | 0.04 | 0.03 | 0 | 0
CE | Storage | 25 | ECLA_1 | 0.06 | 0.05 | 0 | 0
CE | Storage | 25 | EKIS | 0.09 | 0.08 | 0 | 0
CE | Storage | 25 | ELLA_1 | 0.01 | 0.01 | 0 | 0
CE | Storage | 25 | ENDE_1 | 4.53 | 3.93 | 0 | 0
CE | Storage | 25 | EXET1 | 1.08 | 0.94 | 0 | 0
CE | Storage | 25 | FAWL_1 | 0.07 | 0.06 | 0 | 0
CE | Storage | 25 | FECK_6 | 7.68 | 6.67 | 0 | 0
CE | Storage | 25 | FERRA2 | 0.02 | 0.02 | 0 | 0
CE | Storage | 25 | FERRB1 | 0.01 | 0.01 | 0 | 0
CE | Storage | 25 | FIDD_P | 0.06 | 0.05 | 0 | 0
CE | Storage | 25 | FIDF_1 | 19.6 | 17.01 | 0 | 0
CE | Storage | 25 | FLEE_1 | 0.03 | 0.03 | 0 | 0
CE | Storage | 25 | FOUR_1 | 0.17 | 0.15 | 0 | 0
CE | Storage | 25 | FROD_1 | 0.07 | 0.06 | 0 | 0
CE | Storage | 25 | GALA | 0.02 | 0.02 | 0 | 0
CE | Storage | 25 | GIFF | 0.01 | 0.01 | 0 | 0
CE | Storage | 25 | GLLU | 0.09 | 0.08 | 0 | 0
CE | Storage | 25 | GLNI | 0.05 | 0.04 | 0 | 0
CE | Storage | 25 | GLRO | 0.01 | 0.01 | 0 | 0
CE | Storage | 25 | GREN_1 | 1.51 | 1.31 | 0 | 0
CE | Storage | 25 | GRIW_1 | 0.15 | 0.13 | 0 | 0
CE | Storage | 25 | G_EXTRA_11 | 0.03 | 0.03 | 0 | 0
CE | Storage | 25 | G_EXTRA_12 | 0.01 | 0.01 | 0 | 0
CE | Storage | 25 | G_EXTRA_2 | 0.03 | 0.03 | 0 | 0
CE | Storage | 25 | G_EXTRA_9 | 0.13 | 0.11 | 0 | 0
CE | Storage | 25 | HAMHC1 | 0.02 | 0.02 | 0 | 0
CE | Storage | 25 | HARK_1 | 9.72 | 8.44 | 0 | 0
CE | Storage | 25 | HARM_6 | 0.04 | 0.03 | 0 | 0
CE | Storage | 25 | HAWI | 0.02 | 0.02 | 0 | 0
CE | Storage | 25 | HAWP_6 | 0.05 | 0.04 | 0 | 0
CE | Storage | 25 | HEYS1 | 0.02 | 0.02 | 0 | 0
CE | Storage | 25 | HEYS_1 | 0.1 | 0.09 | 0 | 0
CE | Storage | 25 | HUTT_1 | 0.17 | 0.15 | 0 | 0
CE | Storage | 25 | IMPK_1 | 0.09 | 0.08 | 0 | 0
CE | Storage | 25 | INDQ1 | 1.2 | 1.04 | 0 | 0
CE | Storage | 25 | INKE | 0.01 | 0.01 | 0 | 0
CE | Storage | 25 | IROA1 | 0.11 | 0.1 | 0 | 0
CE | Storage | 25 | IRONB1 | 0.04 | 0.03 | 0 | 0
CE | Storage | 25 | JORD_3 | 0.01 | 0.01 | 0 | 0
CE | Storage | 25 | KAIM | 0.04 | 0.03 | 0 | 0
CE | Storage | 25 | KEAD_1 | 0.19 | 0.16 | 0 | 0
CE | Storage | 25 | KEAR_3 | 19.6 | 17.01 | 0 | 0
CE | Storage | 25 | KEIT_P | 0.03 | 0.03 | 0 | 0
CE | Storage | 25 | KEMS_1 | 0.09 | 0.08 | 0 | 0
CE | Storage | 25 | KIBY_1 | 40 | 34.72 | 0 | 0
CE | Storage | 25 | KIER | 0.01 | 0.01 | 0 | 0
CE | Storage | 25 | KILS | 0.02 | 0.02 | 0 | 0
CE | Storage | 25 | KILT | 0.01 | 0.01 | 0 | 0
CE | Storage | 25 | KINO_1 | 29.04 | 25.21 | 0 | 0
CE | Storage | 25 | KINT_P | 0.04 | 0.03 | 0 | 0
CE | Storage | 25 | KIRKB1 | 0.03 | 0.03 | 0 | 0
CE | Storage | 25 | KITW_1 | 0.01 | 0.01 | 0 | 0
CE | Storage | 25 | KNAR | 8.01 | 6.95 | 0 | 0
CE | Storage | 25 | LACK_6 | 6.02 | 5.23 | 0 | 0
CE | Storage | 25 | LAIR_P | 0.01 | 0.01 | 0 | 0
CE | Storage | 25 | LAND1 | 2.59 | 2.25 | 0 | 0
CE | Storage | 25 | LEGA_1 | 0.03 | 0.03 | 0 | 0
CE | Storage | 25 | LEVE | 0.01 | 0.01 | 0 | 0
CE | Storage | 25 | LING | 0.05 | 0.04 | 0 | 0
CE | Storage | 25 | LINM | 0.1 | 0.09 | 0 | 0
CE | Storage | 25 | LISD_1 | 0.02 | 0.02 | 0 | 0
CE | Storage | 25 | LOVE_1 | 0.07 | 0.06 | 0 | 0
CE | Storage | 25 | MACC_3 | 0.02 | 0.02 | 0 | 0
CE | Storage | 25 | MACD_P | 0.05 | 0.04 | 0 | 0
CE | Storage | 25 | MAGA_6 | 0.03 | 0.03 | 0 | 0
CE | Storage | 25 | MANN_1 | 0.11 | 0.1 | 0 | 0
CE | Storage | 25 | MELK_1 | 10.12 | 8.78 | 0 | 0
CE | Storage | 25 | MILC_P | 0.01 | 0.01 | 0 | 0
CE | Storage | 25 | MITY_1 | 50.12 | 43.5 | 0 | 0
CE | Storage | 25 | MYBS_P | 0.03 | 0.03 | 0 | 0
CE | Storage | 25 | NECE_1 | 0.02 | 0.02 | 0 | 0
CE | Storage | 25 | NEEP_3 | 0.03 | 0.03 | 0 | 0
CE | Storage | 25 | NEWX_6 | 2.01 | 1.74 | 0 | 0
CE | Storage | 25 | NFLE | 0.04 | 0.03 | 0 | 0
CE | Storage | 25 | NINF_1 | 38.52 | 33.44 | 0 | 0
CE | Storage | 25 | NORL_3 | 0.01 | 0.01 | 0 | 0
CE | Storage | 25 | NORM_1 | 0.24 | 0.21 | 0 | 0
CE | Storage | 25 | NORT_1 | 50.06 | 43.45 | 0 | 0
CE | Storage | 25 | NURS_1 | 0.07 | 0.06 | 0 | 0
CE | Storage | 25 | OCKH_1 | 0.01 | 0.01 | 0 | 0
CE | Storage | 25 | OFFE_3 | 0.01 | 0.01 | 0 | 0
CE | Storage | 25 | OLDB_1 | 0.01 | 0.01 | 0 | 0
CE | Storage | 25 | OSBA_1 | 0.02 | 0.02 | 0 | 0
CE | Storage | 25 | PADIB1 | 0.09 | 0.08 | 0 | 0
CE | Storage | 25 | PEHS_P | 1 | 0.87 | 0 | 0
CE | Storage | 25 | PELH_1 | 50.03 | 43.43 | 0 | 0
CE | Storage | 25 | PEMB_1 | 0.13 | 0.11 | 0 | 0
CE | Storage | 25 | PENE_1 | 0.01 | 0.01 | 0 | 0
CE | Storage | 25 | PENN_1 | 97.9 | 84.98 | 0 | 0
CE | Storage | 25 | PENT_1 | 0.1 | 0.09 | 0 | 0
CE | Storage | 25 | PENW_1 | 1.22 | 1.06 | 0 | 0
CE | Storage | 25 | PITS_3 | 0.01 | 0.01 | 0 | 0
CE | Storage | 25 | POOB | 0.01 | 0.01 | 0 | 0
CE | Storage | 25 | POPP_3 | 0.01 | 0.01 | 0 | 0
CE | Storage | 25 | PORA_P | 0.02 | 0.02 | 0 | 0
CE | Storage | 25 | PORD | 0.01 | 0.01 | 0 | 0
CE | Storage | 25 | PYLE_1 | 4.18 | 3.63 | 0 | 0
CE | Storage | 25 | RASS_1 | 0.11 | 0.1 | 0 | 0
CE | Storage | 25 | RATS_1 | 0.04 | 0.03 | 0 | 0
CE | Storage | 25 | RAYL_1 | 10.15 | 8.81 | 0 | 0
CE | Storage | 25 | REDH | 0.04 | 0.03 | 0 | 0
CE | Storage | 25 | REDM_P | 0.02 | 0.02 | 0 | 0
CE | Storage | 25 | RICH1 | 0.04 | 0.03 | 0 | 0
CE | Storage | 25 | ROCH_1 | 5.16 | 4.48 | 0 | 0
CE | Storage | 25 | RUGEB1 | 0.04 | 0.03 | 0 | 0
CE | Storage | 25 | RYEH_1 | 0.03 | 0.03 | 0 | 0
CE | Storage | 25 | SALH_1 | 0.04 | 0.03 | 0 | 0
CE | Storage | 25 | SALT_1 | 0.1 | 0.09 | 0 | 0
CE | Storage | 25 | SBAR | 31.63 | 27.45 | 0 | 0
CE | Storage | 25 | SEAB1 | 46.84 | 40.66 | 0 | 0
CE | Storage | 25 | SELL_1 | 0.15 | 0.13 | 0 | 0
CE | Storage | 25 | SFEG_P | 0.02 | 0.02 | 0 | 0
CE | Storage | 25 | SHEC_3 | 0.01 | 0.01 | 0 | 0
CE | Storage | 25 | SHRW_1 | 0.13 | 0.11 | 0 | 0
CE | Storage | 25 | SIGH | 49.98 | 43.38 | 0 | 0
CE | Storage | 25 | SKLGB1 | 0.02 | 0.02 | 0 | 0
CE | Storage | 25 | SMAN_1 | 0.01 | 0.01 | 0 | 0
CE | Storage | 25 | SPEN_1 | 0.07 | 0.06 | 0 | 0
CE | Storage | 25 | SSHI_3 | 35.01 | 30.39 | 0 | 0
CE | Storage | 25 | STAH_1 | 0.01 | 0.01 | 0 | 0
CE | Storage | 25 | STAL_1 | 0.01 | 0.01 | 0 | 0
CE | Storage | 25 | STAY_1 | 0.19 | 0.16 | 0 | 0
CE | Storage | 25 | STEN_1 | 0.01 | 0.01 | 0 | 0
CE | Storage | 25 | STES_1 | 0.05 | 0.04 | 0 | 0
CE | Storage | 25 | STHA | 0.04 | 0.03 | 0 | 0
CE | Storage | 25 | STIR | 0.03 | 0.03 | 0 | 0
CE | Storage | 25 | STLE | 0.01 | 0.01 | 0 | 0
CE | Storage | 25 | STRI_P | 0.03 | 0.03 | 0 | 0
CE | Storage | 25 | SUND_1 | 12.06 | 10.47 | 0 | 0
CE | Storage | 25 | SWAN_1 | 0.22 | 0.19 | 0 | 0
CE | Storage | 25 | TARL_P | 0.01 | 0.01 | 0 | 0
CE | Storage | 25 | TAUN1 | 0.03 | 0.03 | 0 | 0
CE | Storage | 25 | TAYN_P | 0.01 | 0.01 | 0 | 0
CE | Storage | 25 | TEMP_3 | 0.01 | 0.01 | 0 | 0
CE | Storage | 25 | THOM_6 | 0.1 | 0.09 | 0 | 0
CE | Storage | 25 | THSO_P | 2.06 | 1.79 | 0 | 0
CE | Storage | 25 | THUR_6 | 0.04 | 0.03 | 0 | 0
CE | Storage | 25 | TILBB_1 | 9.08 | 7.88 | 0 | 0
CE | Storage | 25 | TRAW_1 | 0.23 | 0.2 | 0 | 0
CE | Storage | 25 | TYNE_1 | 0.01 | 0.01 | 0 | 0
CE | Storage | 25 | TYNE_2 | 0.01 | 0.01 | 0 | 0
CE | Storage | 25 | UPPB_1 | 0.11 | 0.1 | 0 | 0
CE | Storage | 25 | UPPB_3 | 0.04 | 0.03 | 0 | 0
CE | Storage | 25 | USKM_1 | 20.01 | 17.37 | 0 | 0
CE | Storage | 25 | WALH_1 | 20.07 | 17.42 | 0 | 0
CE | Storage | 25 | WALP_1 | 0.3 | 0.26 | 0 | 0
CE | Storage | 25 | WALP_B | 0.08 | 0.07 | 0 | 0
CE | Storage | 25 | WARL_1 | 10.07 | 8.74 | 0 | 0
CE | Storage | 25 | WBOL_6 | 2.81 | 2.44 | 0 | 0
CE | Storage | 25 | WBUR_1 | 9.86 | 8.56 | 0 | 0
CE | Storage | 25 | WFIE | 0.03 | 0.03 | 0 | 0
CE | Storage | 25 | WHGA_1 | 26 | 22.57 | 0 | 0
CE | Storage | 25 | WIBA_3 | 0.01 | 0.01 | 0 | 0
CE | Storage | 25 | WIEN_1 | 48.01 | 41.67 | 0 | 0
CE | Storage | 25 | WILL_1 | 0.02 | 0.02 | 0 | 0
CE | Storage | 25 | WIMBN1 | 0.01 | 0.01 | 0 | 0
CE | Storage | 25 | WIMBS1 | 0.01 | 0.01 | 0 | 0
CE | Storage | 25 | WISH | 0.02 | 0.02 | 0 | 0
CE | Storage | 25 | WMEL_1 | 20.02 | 17.38 | 0 | 0
CE | Storage | 25 | WYLF_1 | 0.1 | 0.09 | 0 | 0
CE | Storage | 25 | WYMOM_1 | 0.03 | 0.03 | 0 | 0
CE | Storage | 26 | ABHA1 | 20.07 | 17.42 | 0 | 0
CE | Storage | 26 | ABNE_P | 0.02 | 0.02 | 0 | 0
CE | Storage | 26 | ALNE_P | 0.01 | 0.01 | 0 | 0
CE | Storage | 26 | ALVE1 | 4.23 | 3.67 | 0 | 0
CE | Storage | 26 | ARMO_P | 0.04 | 0.03 | 0 | 0
CE | Storage | 26 | AXMI1 | 3.59 | 3.12 | 0 | 0
CE | Storage | 26 | BAGA | 0.08 | 0.07 | 0 | 0
CE | Storage | 26 | BAIN | 0.01 | 0.01 | 0 | 0
CE | Storage | 26 | BARKC1 | 0.02 | 0.02 | 0 | 0
CE | Storage | 26 | BEDD_1 | 7.5 | 6.51 | 0 | 0
CE | Storage | 26 | BERW | 0.15 | 0.13 | 0 | 0
CE | Storage | 26 | BESW_1 | 0.01 | 0.01 | 0 | 0
CE | Storage | 26 | BICF_1 | 40.24 | 34.93 | 0 | 0
CE | Storage | 26 | BISW_1 | 0.01 | 0.01 | 0 | 0
CE | Storage | 26 | BLYTB1 | 0.09 | 0.08 | 0 | 0
CE | Storage | 26 | BLYTH132 | 0.17 | 0.15 | 0 | 0
CE | Storage | 26 | BOLN_1 | 10.01 | 8.69 | 0 | 0
CE | Storage | 26 | BONN | 0.03 | 0.03 | 0 | 0
CE | Storage | 26 | BOTW_1 | 0.06 | 0.05 | 0 | 0
CE | Storage | 26 | BRAI_1 | 39.73 | 34.49 | 0 | 0
CE | Storage | 26 | BRAW_1 | 0.03 | 0.03 | 0 | 0
CE | Storage | 26 | BRFO_1 | 0.05 | 0.04 | 0 | 0
CE | Storage | 26 | BRIM_1 | 0.03 | 0.03 | 0 | 0
CE | Storage | 26 | BRLE_1 | 0.03 | 0.03 | 0 | 0
CE | Storage | 26 | BROX | 20 | 17.36 | 0 | 0
CE | Storage | 26 | BRWA1 | 0.1 | 0.09 | 0 | 0
CE | Storage | 26 | BURM_1 | 0.31 | 0.27 | 0 | 0
CE | Storage | 26 | BUSH_1 | 0.01 | 0.01 | 0 | 0
CE | Storage | 26 | BUST_1 | 0.01 | 0.01 | 0 | 0
CE | Storage | 26 | CAMB_01 | 0.01 | 0.01 | 0 | 0
CE | Storage | 26 | CANTN1 | 0.03 | 0.03 | 0 | 0
CE | Storage | 26 | CAPEA1 | 10 | 8.68 | 0 | 0
CE | Storage | 26 | CARE_1 | 0.01 | 0.01 | 0 | 0
CE | Storage | 26 | CARR_1 | 10 | 8.68 | 0 | 0
CE | Storage | 26 | CELL_1 | 20.04 | 17.39 | 0 | 0
CE | Storage | 26 | CHAP | 0.04 | 0.03 | 0 | 0
CE | Storage | 26 | CHIC_1 | 0.09 | 0.08 | 0 | 0
CE | Storage | 26 | CHSI_1 | 6 | 5.21 | 0 | 0
CE | Storage | 26 | CHTE_1 | 31.63 | 27.45 | 0 | 0
CE | Storage | 26 | CLT03 | 0.02 | 0.02 | 0 | 0
CE | Storage | 26 | CONQA1 | 0.07 | 0.06 | 0 | 0
CE | Storage | 26 | COUA_P | 0.01 | 0.01 | 0 | 0
CE | Storage | 26 | COVE_1 | 0.04 | 0.03 | 0 | 0
CE | Storage | 26 | COWL_1 | 0.1 | 0.09 | 0 | 0
CE | Storage | 26 | COYL | 0.09 | 0.08 | 0 | 0
CE | Storage | 26 | CREB_1 | 8.22 | 7.13 | 0 | 0
CE | Storage | 26 | CUMB | 30.02 | 26.06 | 0 | 0
CE | Storage | 26 | CUPA | 0.01 | 0.01 | 0 | 0
CE | Storage | 26 | DEVO | 0.11 | 0.1 | 0 | 0
CE | Storage | 26 | DOUN_P | 0.02 | 0.02 | 0 | 0
CE | Storage | 26 | DRAK_1 | 50.01 | 43.41 | 0 | 0
CE | Storage | 26 | DRAX_1 | 0.16 | 0.14 | 0 | 0
CE | Storage | 26 | DRCR | 30.04 | 26.07 | 0 | 0
CE | Storage | 26 | DUNB | 0.02 | 0.02 | 0 | 0
CE | Storage | 26 | DUNF | 0.01 | 0.01 | 0 | 0
CE | Storage | 26 | DUNO_P | 0.01 | 0.01 | 0 | 0
CE | Storage | 26 | DYCE_P | 0.03 | 0.03 | 0 | 0
CE | Storage | 26 | EASO_1 | 0.22 | 0.19 | 0 | 0
CE | Storage | 26 | ECCL | 0.04 | 0.03 | 0 | 0
CE | Storage | 26 | ECLA_1 | 0.05 | 0.04 | 0 | 0
CE | Storage | 26 | EKIS | 0.1 | 0.09 | 0 | 0
CE | Storage | 26 | ELLA_1 | 0.01 | 0.01 | 0 | 0
CE | Storage | 26 | ENDE_1 | 4.53 | 3.93 | 0 | 0
CE | Storage | 26 | EXET1 | 1.07 | 0.93 | 0 | 0
CE | Storage | 26 | FAWL_1 | 0.06 | 0.05 | 0 | 0
CE | Storage | 26 | FECK_6 | 7.68 | 6.67 | 0 | 0
CE | Storage | 26 | FERRA2 | 0.01 | 0.01 | 0 | 0
CE | Storage | 26 | FERRB1 | 0.01 | 0.01 | 0 | 0
CE | Storage | 26 | FIDD_P | 0.07 | 0.06 | 0 | 0
CE | Storage | 26 | FIDF_1 | 21.6 | 18.75 | 0 | 0
CE | Storage | 26 | FLEE_1 | 0.03 | 0.03 | 0 | 0
CE | Storage | 26 | FOUR_1 | 0.19 | 0.16 | 0 | 0
CE | Storage | 26 | FROD_1 | 0.08 | 0.07 | 0 | 0
CE | Storage | 26 | GALA | 0.03 | 0.03 | 0 | 0
CE | Storage | 26 | GIFF | 0.01 | 0.01 | 0 | 0
CE | Storage | 26 | GLLU | 0.11 | 0.1 | 0 | 0
CE | Storage | 26 | GLNI | 0.06 | 0.05 | 0 | 0
CE | Storage | 26 | GLRO | 0.01 | 0.01 | 0 | 0
CE | Storage | 26 | GREN_1 | 1.51 | 1.31 | 0 | 0
CE | Storage | 26 | GRIW_1 | 0.16 | 0.14 | 0 | 0
CE | Storage | 26 | G_EXTRA_11 | 0.03 | 0.03 | 0 | 0
CE | Storage | 26 | G_EXTRA_12 | 0.02 | 0.02 | 0 | 0
CE | Storage | 26 | G_EXTRA_2 | 0.03 | 0.03 | 0 | 0
CE | Storage | 26 | G_EXTRA_9 | 0.14 | 0.12 | 0 | 0
CE | Storage | 26 | HAMHC1 | 0.01 | 0.01 | 0 | 0
CE | Storage | 26 | HARK_1 | 9.73 | 8.45 | 0 | 0
CE | Storage | 26 | HARM_6 | 0.04 | 0.03 | 0 | 0
CE | Storage | 26 | HAWI | 0.02 | 0.02 | 0 | 0
CE | Storage | 26 | HAWP_6 | 0.06 | 0.05 | 0 | 0
CE | Storage | 26 | HEYS1 | 0.02 | 0.02 | 0 | 0
CE | Storage | 26 | HEYS_1 | 0.11 | 0.1 | 0 | 0
CE | Storage | 26 | HUTT_1 | 0.17 | 0.15 | 0 | 0
CE | Storage | 26 | IMPK_1 | 0.08 | 0.07 | 0 | 0
CE | Storage | 26 | INDQ1 | 1.21 | 1.05 | 0 | 0
CE | Storage | 26 | INKE | 0.01 | 0.01 | 0 | 0
CE | Storage | 26 | IROA1 | 0.1 | 0.09 | 0 | 0
CE | Storage | 26 | IRONB1 | 0.04 | 0.03 | 0 | 0
CE | Storage | 26 | JORD_3 | 0.01 | 0.01 | 0 | 0
CE | Storage | 26 | KAIM | 0.04 | 0.03 | 0 | 0
CE | Storage | 26 | KEAD_1 | 0.21 | 0.18 | 0 | 0
CE | Storage | 26 | KEAR_3 | 19.6 | 17.01 | 0 | 0
CE | Storage | 26 | KEIT_P | 0.04 | 0.03 | 0 | 0
CE | Storage | 26 | KEMS_1 | 0.08 | 0.07 | 0 | 0
CE | Storage | 26 | KIBY_1 | 40 | 34.72 | 0 | 0
CE | Storage | 26 | KIER | 0.01 | 0.01 | 0 | 0
CE | Storage | 26 | KILS | 0.02 | 0.02 | 0 | 0
CE | Storage | 26 | KILT | 0.01 | 0.01 | 0 | 0
CE | Storage | 26 | KINO_1 | 29.03 | 25.2 | 0 | 0
CE | Storage | 26 | KINT_P | 0.04 | 0.03 | 0 | 0
CE | Storage | 26 | KIRKB1 | 0.03 | 0.03 | 0 | 0
CE | Storage | 26 | KITW_1 | 0.01 | 0.01 | 0 | 0
CE | Storage | 26 | KNAR | 8.01 | 6.95 | 0 | 0
CE | Storage | 26 | LACK_6 | 6.02 | 5.23 | 0 | 0
CE | Storage | 26 | LAIR_P | 0.01 | 0.01 | 0 | 0
CE | Storage | 26 | LAND1 | 2.58 | 2.24 | 0 | 0
CE | Storage | 26 | LEGA_1 | 0.03 | 0.03 | 0 | 0
CE | Storage | 26 | LEVE | 0.01 | 0.01 | 0 | 0
CE | Storage | 26 | LING | 0.06 | 0.05 | 0 | 0
CE | Storage | 26 | LINM | 0.12 | 0.1 | 0 | 0
CE | Storage | 26 | LISD_1 | 0.02 | 0.02 | 0 | 0
CE | Storage | 26 | LOVE_1 | 0.06 | 0.05 | 0 | 0
CE | Storage | 26 | MACC_3 | 0.01 | 0.01 | 0 | 0
CE | Storage | 26 | MACD_P | 0.05 | 0.04 | 0 | 0
CE | Storage | 26 | MAGA_6 | 0.02 | 0.02 | 0 | 0
CE | Storage | 26 | MANN_1 | 0.09 | 0.08 | 0 | 0
CE | Storage | 26 | MELK_1 | 10.1 | 8.77 | 0 | 0
CE | Storage | 26 | MILC_P | 0.01 | 0.01 | 0 | 0
CE | Storage | 26 | MITY_1 | 50.1 | 43.49 | 0 | 0
CE | Storage | 26 | MYBS_P | 0.04 | 0.03 | 0 | 0
CE | Storage | 26 | NECE_1 | 0.01 | 0.01 | 0 | 0
CE | Storage | 26 | NEEP_3 | 0.04 | 0.03 | 0 | 0
CE | Storage | 26 | NEWX_6 | 2.01 | 1.74 | 0 | 0
CE | Storage | 26 | NFLE | 0.03 | 0.03 | 0 | 0
CE | Storage | 26 | NINF_1 | 38.52 | 33.44 | 0 | 0
CE | Storage | 26 | NORL_3 | 0.01 | 0.01 | 0 | 0
CE | Storage | 26 | NORM_1 | 0.21 | 0.18 | 0 | 0
CE | Storage | 26 | NORT_1 | 50.07 | 43.46 | 0 | 0
CE | Storage | 26 | NURS_1 | 0.06 | 0.05 | 0 | 0
CE | Storage | 26 | OCKH_1 | 0.01 | 0.01 | 0 | 0
CE | Storage | 26 | OFFE_3 | 0.01 | 0.01 | 0 | 0
CE | Storage | 26 | OLDB_1 | 0.01 | 0.01 | 0 | 0
CE | Storage | 26 | OSBA_1 | 0.02 | 0.02 | 0 | 0
CE | Storage | 26 | PADIB1 | 0.09 | 0.08 | 0 | 0
CE | Storage | 26 | PEHS_P | 1 | 0.87 | 0 | 0
CE | Storage | 26 | PELH_1 | 50.02 | 43.42 | 0 | 0
CE | Storage | 26 | PEMB_1 | 0.12 | 0.1 | 0 | 0
CE | Storage | 26 | PENE_1 | 0.01 | 0.01 | 0 | 0
CE | Storage | 26 | PENN_1 | 97.9 | 84.98 | 0 | 0
CE | Storage | 26 | PENT_1 | 0.09 | 0.08 | 0 | 0
CE | Storage | 26 | PENW_1 | 1.21 | 1.05 | 0 | 0
CE | Storage | 26 | PITS_3 | 0.01 | 0.01 | 0 | 0
CE | Storage | 26 | POOB | 0.01 | 0.01 | 0 | 0
CE | Storage | 26 | POPP_3 | 0.01 | 0.01 | 0 | 0
CE | Storage | 26 | PORA_P | 0.02 | 0.02 | 0 | 0
CE | Storage | 26 | PORD | 0.01 | 0.01 | 0 | 0
CE | Storage | 26 | PYLE_1 | 4.2 | 3.65 | 0 | 0
CE | Storage | 26 | RASS_1 | 0.1 | 0.09 | 0 | 0
CE | Storage | 26 | RATS_1 | 0.04 | 0.03 | 0 | 0
CE | Storage | 26 | RAYL_1 | 10.15 | 8.81 | 0 | 0
CE | Storage | 26 | REDH | 0.05 | 0.04 | 0 | 0
CE | Storage | 26 | REDM_P | 0.02 | 0.02 | 0 | 0
CE | Storage | 26 | RICH1 | 0.03 | 0.03 | 0 | 0
CE | Storage | 26 | ROCH_1 | 5.18 | 4.5 | 0 | 0
CE | Storage | 26 | RUGEB1 | 0.04 | 0.03 | 0 | 0
CE | Storage | 26 | RYEH_1 | 0.03 | 0.03 | 0 | 0
CE | Storage | 26 | SALH_1 | 0.04 | 0.03 | 0 | 0
CE | Storage | 26 | SALT_1 | 0.11 | 0.1 | 0 | 0
CE | Storage | 26 | SBAR | 31.63 | 27.45 | 0 | 0
CE | Storage | 26 | SEAB1 | 46.83 | 40.65 | 0 | 0
CE | Storage | 26 | SELL_1 | 0.15 | 0.13 | 0 | 0
CE | Storage | 26 | SFEG_P | 0.03 | 0.03 | 0 | 0
CE | Storage | 26 | SHEC_3 | 0.01 | 0.01 | 0 | 0
CE | Storage | 26 | SHRW_1 | 0.14 | 0.12 | 0 | 0
CE | Storage | 26 | SIGH | 49.98 | 43.38 | 0 | 0
CE | Storage | 26 | SKLGB1 | 0.02 | 0.02 | 0 | 0
CE | Storage | 26 | SPEN_1 | 0.07 | 0.06 | 0 | 0
CE | Storage | 26 | SSHI_3 | 35.01 | 30.39 | 0 | 0
CE | Storage | 26 | STAH_1 | 0.01 | 0.01 | 0 | 0
CE | Storage | 26 | STAL_1 | 0.01 | 0.01 | 0 | 0
CE | Storage | 26 | STAY_1 | 0.17 | 0.15 | 0 | 0
CE | Storage | 26 | STEN_1 | 0.01 | 0.01 | 0 | 0
CE | Storage | 26 | STES_1 | 0.06 | 0.05 | 0 | 0
CE | Storage | 26 | STHA | 0.05 | 0.04 | 0 | 0
CE | Storage | 26 | STIR | 0.04 | 0.03 | 0 | 0
CE | Storage | 26 | STLE | 0.01 | 0.01 | 0 | 0
CE | Storage | 26 | STRI_P | 0.03 | 0.03 | 0 | 0
CE | Storage | 26 | SUND_1 | 12.06 | 10.47 | 0 | 0
CE | Storage | 26 | SWAN_1 | 0.22 | 0.19 | 0 | 0
CE | Storage | 26 | TARL_P | 0.01 | 0.01 | 0 | 0
CE | Storage | 26 | TAUN1 | 0.03 | 0.03 | 0 | 0
CE | Storage | 26 | TAYN_P | 0.01 | 0.01 | 0 | 0
CE | Storage | 26 | TEMP_3 | 0.01 | 0.01 | 0 | 0
CE | Storage | 26 | THOM_6 | 0.11 | 0.1 | 0 | 0
CE | Storage | 26 | THSO_P | 2.07 | 1.8 | 0 | 0
CE | Storage | 26 | THUR_6 | 0.05 | 0.04 | 0 | 0
CE | Storage | 26 | TILBB_1 | 9.07 | 7.87 | 0 | 0
CE | Storage | 26 | TRAW_1 | 0.25 | 0.22 | 0 | 0
CE | Storage | 26 | TYNE_1 | 0.01 | 0.01 | 0 | 0
CE | Storage | 26 | TYNE_2 | 0.01 | 0.01 | 0 | 0
CE | Storage | 26 | UPPB_1 | 0.12 | 0.1 | 0 | 0
CE | Storage | 26 | UPPB_3 | 0.05 | 0.04 | 0 | 0
CE | Storage | 26 | USKM_1 | 20.01 | 17.37 | 0 | 0
CE | Storage | 26 | WALH_1 | 20.06 | 17.41 | 0 | 0
CE | Storage | 26 | WALP_1 | 0.32 | 0.28 | 0 | 0
CE | Storage | 26 | WALP_B | 0.08 | 0.07 | 0 | 0
CE | Storage | 26 | WARL_1 | 10.06 | 8.73 | 0 | 0
CE | Storage | 26 | WBOL_6 | 2.8 | 2.43 | 0 | 0
CE | Storage | 26 | WBUR_1 | 9.85 | 8.55 | 0 | 0
CE | Storage | 26 | WFIE | 0.04 | 0.03 | 0 | 0
CE | Storage | 26 | WHGA_1 | 26 | 22.57 | 0 | 0
CE | Storage | 26 | WIBA_3 | 0.01 | 0.01 | 0 | 0
CE | Storage | 26 | WIEN_1 | 48.01 | 41.67 | 0 | 0
CE | Storage | 26 | WILL_1 | 0.02 | 0.02 | 0 | 0
CE | Storage | 26 | WIMBN1 | 0.01 | 0.01 | 0 | 0
CE | Storage | 26 | WIMBS1 | 0.01 | 0.01 | 0 | 0
CE | Storage | 26 | WISH | 0.02 | 0.02 | 0 | 0
CE | Storage | 26 | WMEL_1 | 20.02 | 17.38 | 0 | 0
CE | Storage | 26 | WYLF_1 | 0.1 | 0.09 | 0 | 0
CE | Storage | 26 | WYMOM_1 | 0.03 | 0.03 | 0 | 0
CE | Storage | 27 | ABHA1 | 20.06 | 17.41 | 0 | 0
CE | Storage | 27 | ABNE_P | 0.02 | 0.02 | 0 | 0
CE | Storage | 27 | ALNE_P | 0.01 | 0.01 | 0 | 0
CE | Storage | 27 | ALVE1 | 4.22 | 3.66 | 0 | 0
CE | Storage | 27 | ARMO_P | 0.04 | 0.03 | 0 | 0
CE | Storage | 27 | AXMI1 | 3.58 | 3.11 | 0 | 0
CE | Storage | 27 | BAGA | 0.09 | 0.08 | 0 | 0
CE | Storage | 27 | BAIN | 0.02 | 0.02 | 0 | 0
CE | Storage | 27 | BARKC1 | 0.02 | 0.02 | 0 | 0
CE | Storage | 27 | BEDD_1 | 7.5 | 6.51 | 0 | 0
CE | Storage | 27 | BERW | 0.15 | 0.13 | 0 | 0
CE | Storage | 27 | BESW_1 | 0.01 | 0.01 | 0 | 0
CE | Storage | 27 | BICF_1 | 40.23 | 34.92 | 0 | 0
CE | Storage | 27 | BISW_1 | 0.01 | 0.01 | 0 | 0
CE | Storage | 27 | BLYTB1 | 0.09 | 0.08 | 0 | 0
CE | Storage | 27 | BLYTH132 | 0.17 | 0.15 | 0 | 0
CE | Storage | 27 | BOLN_1 | 10.01 | 8.69 | 0 | 0
CE | Storage | 27 | BONN | 0.05 | 0.04 | 0 | 0
CE | Storage | 27 | BOTW_1 | 0.05 | 0.04 | 0 | 0
CE | Storage | 27 | BRAI_1 | 39.72 | 34.48 | 0 | 0
CE | Storage | 27 | BRAW_1 | 0.03 | 0.03 | 0 | 0
CE | Storage | 27 | BRFO_1 | 0.04 | 0.03 | 0 | 0
CE | Storage | 27 | BRIM_1 | 0.02 | 0.02 | 0 | 0
CE | Storage | 27 | BRLE_1 | 0.03 | 0.03 | 0 | 0
CE | Storage | 27 | BROX | 20 | 17.36 | 0 | 0
CE | Storage | 27 | BRWA1 | 0.09 | 0.08 | 0 | 0
CE | Storage | 27 | BURM_1 | 0.29 | 0.25 | 0 | 0
CE | Storage | 27 | BUSH_1 | 0.01 | 0.01 | 0 | 0
CE | Storage | 27 | BUST_1 | 0.01 | 0.01 | 0 | 0
CE | Storage | 27 | CAMB_01 | 0.01 | 0.01 | 0 | 0
CE | Storage | 27 | CANTN1 | 0.03 | 0.03 | 0 | 0
CE | Storage | 27 | CAPEA1 | 10 | 8.68 | 0 | 0
CE | Storage | 27 | CARE_1 | 0.01 | 0.01 | 0 | 0
CE | Storage | 27 | CARR_1 | 10 | 8.68 | 0 | 0
CE | Storage | 27 | CELL_1 | 20.03 | 17.39 | 0 | 0
CE | Storage | 27 | CHAP | 0.04 | 0.03 | 0 | 0
CE | Storage | 27 | CHIC_1 | 0.08 | 0.07 | 0 | 0
CE | Storage | 27 | CHSI_1 | 6 | 5.21 | 0 | 0
CE | Storage | 27 | CHTE_1 | 31.63 | 27.45 | 0 | 0
CE | Storage | 27 | CLT03 | 0.02 | 0.02 | 0 | 0
CE | Storage | 27 | CONQA1 | 0.07 | 0.06 | 0 | 0
CE | Storage | 27 | COUA_P | 0.01 | 0.01 | 0 | 0
CE | Storage | 27 | COVE_1 | 0.03 | 0.03 | 0 | 0
CE | Storage | 27 | COWL_1 | 0.09 | 0.08 | 0 | 0
CE | Storage | 27 | COYL | 0.1 | 0.09 | 0 | 0
CE | Storage | 27 | CREB_1 | 8.22 | 7.13 | 0 | 0
CE | Storage | 27 | CUMB | 30.03 | 26.07 | 0 | 0
CE | Storage | 27 | CUPA | 0.02 | 0.02 | 0 | 0
CE | Storage | 27 | DEVO | 0.12 | 0.1 | 0 | 0
CE | Storage | 27 | DOUN_P | 0.02 | 0.02 | 0 | 0
CE | Storage | 27 | DRAK_1 | 50.01 | 43.41 | 0 | 0
CE | Storage | 27 | DRAX_1 | 0.16 | 0.14 | 0 | 0
CE | Storage | 27 | DRCR | 30.05 | 26.08 | 0 | 0
CE | Storage | 27 | DUNB | 0.02 | 0.02 | 0 | 0
CE | Storage | 27 | DUNF | 0.02 | 0.02 | 0 | 0
CE | Storage | 27 | DUNO_P | 0.02 | 0.02 | 0 | 0
CE | Storage | 27 | DYCE_P | 0.03 | 0.03 | 0 | 0
CE | Storage | 27 | EASO_1 | 0.21 | 0.18 | 0 | 0
CE | Storage | 27 | ECCL | 0.04 | 0.03 | 0 | 0
CE | Storage | 27 | ECLA_1 | 0.05 | 0.04 | 0 | 0
CE | Storage | 27 | EKIS | 0.1 | 0.09 | 0 | 0
CE | Storage | 27 | ELLA_1 | 0.01 | 0.01 | 0 | 0
CE | Storage | 27 | ENDE_1 | 4.53 | 3.93 | 0 | 0
CE | Storage | 27 | EXET1 | 1.06 | 0.92 | 0 | 0
CE | Storage | 27 | FAWL_1 | 0.05 | 0.04 | 0 | 0
CE | Storage | 27 | FECK_6 | 7.67 | 6.66 | 0 | 0
CE | Storage | 27 | FERRA2 | 0.01 | 0.01 | 0 | 0
CE | Storage | 27 | FERRB1 | 0.01 | 0.01 | 0 | 0
CE | Storage | 27 | FIDD_P | 0.07 | 0.06 | 0 | 0
CE | Storage | 27 | FIDF_1 | 21.6 | 18.75 | 0 | 0
CE | Storage | 27 | FLEE_1 | 0.02 | 0.02 | 0 | 0
CE | Storage | 27 | FOUR_1 | 0.19 | 0.16 | 0 | 0
CE | Storage | 27 | FROD_1 | 0.08 | 0.07 | 0 | 0
CE | Storage | 27 | GALA | 0.03 | 0.03 | 0 | 0
CE | Storage | 27 | GIFF | 0.01 | 0.01 | 0 | 0
CE | Storage | 27 | GLLU | 0.11 | 0.1 | 0 | 0
CE | Storage | 27 | GLNI | 0.07 | 0.06 | 0 | 0
CE | Storage | 27 | GLRO | 0.02 | 0.02 | 0 | 0
CE | Storage | 27 | GREN_1 | 1.5 | 1.3 | 0 | 0
CE | Storage | 27 | GRIW_1 | 0.15 | 0.13 | 0 | 0
CE | Storage | 27 | G_EXTRA_11 | 0.03 | 0.03 | 0 | 0
CE | Storage | 27 | G_EXTRA_12 | 0.02 | 0.02 | 0 | 0
CE | Storage | 27 | G_EXTRA_2 | 0.03 | 0.03 | 0 | 0
CE | Storage | 27 | G_EXTRA_9 | 0.15 | 0.13 | 0 | 0
CE | Storage | 27 | HAMHC1 | 0.01 | 0.01 | 0 | 0
CE | Storage | 27 | HARK_1 | 9.73 | 8.45 | 0 | 0
CE | Storage | 27 | HARM_6 | 0.04 | 0.03 | 0 | 0
CE | Storage | 27 | HAWI | 0.03 | 0.03 | 0 | 0
CE | Storage | 27 | HAWP_6 | 0.06 | 0.05 | 0 | 0
CE | Storage | 27 | HEYS1 | 0.02 | 0.02 | 0 | 0
CE | Storage | 27 | HEYS_1 | 0.11 | 0.1 | 0 | 0
CE | Storage | 27 | HUTT_1 | 0.17 | 0.15 | 0 | 0
CE | Storage | 27 | IMPK_1 | 0.07 | 0.06 | 0 | 0
CE | Storage | 27 | INDQ1 | 1.2 | 1.04 | 0 | 0
CE | Storage | 27 | INKE | 0.03 | 0.03 | 0 | 0
CE | Storage | 27 | IROA1 | 0.09 | 0.08 | 0 | 0
CE | Storage | 27 | IRONB1 | 0.03 | 0.03 | 0 | 0
CE | Storage | 27 | IVER_1 | 1 | 0.87 | 0 | 0
CE | Storage | 27 | KAIM | 0.05 | 0.04 | 0 | 0
CE | Storage | 27 | KEAD_1 | 0.21 | 0.18 | 0 | 0
CE | Storage | 27 | KEAR_3 | 19.6 | 17.01 | 0 | 0
CE | Storage | 27 | KEIT_P | 0.04 | 0.03 | 0 | 0
CE | Storage | 27 | KEMS_1 | 0.07 | 0.06 | 0 | 0
CE | Storage | 27 | KIBY_1 | 40 | 34.72 | 0 | 0
CE | Storage | 27 | KIER | 0.02 | 0.02 | 0 | 0
CE | Storage | 27 | KILS | 0.02 | 0.02 | 0 | 0
CE | Storage | 27 | KILT | 0.01 | 0.01 | 0 | 0
CE | Storage | 27 | KINO_1 | 29.03 | 25.2 | 0 | 0
CE | Storage | 27 | KINT_P | 0.04 | 0.03 | 0 | 0
CE | Storage | 27 | KIRKB1 | 0.03 | 0.03 | 0 | 0
CE | Storage | 27 | KITW_1 | 0.01 | 0.01 | 0 | 0
CE | Storage | 27 | KNAR | 8.01 | 6.95 | 0 | 0
CE | Storage | 27 | LACK_6 | 6.02 | 5.23 | 0 | 0
CE | Storage | 27 | LAIR_P | 0.01 | 0.01 | 0 | 0
CE | Storage | 27 | LAND1 | 2.57 | 2.23 | 0 | 0
CE | Storage | 27 | LEGA_1 | 0.02 | 0.02 | 0 | 0
CE | Storage | 27 | LEVE | 0.03 | 0.03 | 0 | 0
CE | Storage | 27 | LING | 0.06 | 0.05 | 0 | 0
CE | Storage | 27 | LINM | 0.12 | 0.1 | 0 | 0
CE | Storage | 27 | LISD_1 | 0.02 | 0.02 | 0 | 0
CE | Storage | 27 | LOVE_1 | 0.05 | 0.04 | 0 | 0
CE | Storage | 27 | MACC_3 | 0.01 | 0.01 | 0 | 0
CE | Storage | 27 | MACD_P | 0.05 | 0.04 | 0 | 0
CE | Storage | 27 | MAGA_6 | 0.02 | 0.02 | 0 | 0
CE | Storage | 27 | MANN_1 | 0.08 | 0.07 | 0 | 0
CE | Storage | 27 | MELK_1 | 10.09 | 8.76 | 0 | 0
CE | Storage | 27 | MILC_P | 0.01 | 0.01 | 0 | 0
CE | Storage | 27 | MITY_1 | 50.09 | 43.48 | 0 | 0
CE | Storage | 27 | MYBS_P | 0.04 | 0.03 | 0 | 0
CE | Storage | 27 | NEAR | 0.01 | 0.01 | 0 | 0
CE | Storage | 27 | NECE_1 | 0.01 | 0.01 | 0 | 0
CE | Storage | 27 | NEEP_3 | 0.04 | 0.03 | 0 | 0
CE | Storage | 27 | NEWX_6 | 2.01 | 1.74 | 0 | 0
CE | Storage | 27 | NFLE | 0.03 | 0.03 | 0 | 0
CE | Storage | 27 | NINF_1 | 38.52 | 33.44 | 0 | 0
CE | Storage | 27 | NORM_1 | 0.2 | 0.17 | 0 | 0
CE | Storage | 27 | NORT_1 | 50.07 | 43.46 | 0 | 0
CE | Storage | 27 | NURS_1 | 0.05 | 0.04 | 0 | 0
CE | Storage | 27 | OCKH_1 | 0.01 | 0.01 | 0 | 0
CE | Storage | 27 | OFFE_3 | 0.01 | 0.01 | 0 | 0
CE | Storage | 27 | OLDB_1 | 0.01 | 0.01 | 0 | 0
CE | Storage | 27 | OSBA_1 | 0.02 | 0.02 | 0 | 0
CE | Storage | 27 | PADIB1 | 0.09 | 0.08 | 0 | 0
CE | Storage | 27 | PEHS_P | 1 | 0.87 | 0 | 0
CE | Storage | 27 | PELH_1 | 50.02 | 43.42 | 0 | 0
CE | Storage | 27 | PEMB_1 | 0.11 | 0.1 | 0 | 0
CE | Storage | 27 | PENE_1 | 0.01 | 0.01 | 0 | 0
CE | Storage | 27 | PENN_1 | 97.9 | 84.98 | 0 | 0
CE | Storage | 27 | PENT_1 | 0.08 | 0.07 | 0 | 0
CE | Storage | 27 | PENW_1 | 1.21 | 1.05 | 0 | 0
CE | Storage | 27 | POOB | 0.01 | 0.01 | 0 | 0
CE | Storage | 27 | POPP_3 | 0.01 | 0.01 | 0 | 0
CE | Storage | 27 | PORA_P | 0.02 | 0.02 | 0 | 0
CE | Storage | 27 | PORD | 0.02 | 0.02 | 0 | 0
CE | Storage | 27 | PYLE_1 | 4.2 | 3.65 | 0 | 0
CE | Storage | 27 | RASS_1 | 0.09 | 0.08 | 0 | 0
CE | Storage | 27 | RATS_1 | 0.04 | 0.03 | 0 | 0
CE | Storage | 27 | RAYL_1 | 10.15 | 8.81 | 0 | 0
CE | Storage | 27 | REDH | 0.06 | 0.05 | 0 | 0
CE | Storage | 27 | REDM_P | 0.02 | 0.02 | 0 | 0
CE | Storage | 27 | RICH1 | 0.03 | 0.03 | 0 | 0
CE | Storage | 27 | ROCH_1 | 5.18 | 4.5 | 0 | 0
CE | Storage | 27 | RUGEB1 | 0.03 | 0.03 | 0 | 0
CE | Storage | 27 | RYEH_1 | 0.02 | 0.02 | 0 | 0
CE | Storage | 27 | SALH_1 | 0.04 | 0.03 | 0 | 0
CE | Storage | 27 | SALT_1 | 0.11 | 0.1 | 0 | 0
CE | Storage | 27 | SBAR | 31.62 | 27.45 | 0 | 0
CE | Storage | 27 | SEAB1 | 46.82 | 40.64 | 0 | 0
CE | Storage | 27 | SELL_1 | 0.15 | 0.13 | 0 | 0
CE | Storage | 27 | SFEG_P | 0.03 | 0.03 | 0 | 0
CE | Storage | 27 | SHRW_1 | 0.14 | 0.12 | 0 | 0
CE | Storage | 27 | SIGH | 49.98 | 43.38 | 0 | 0
CE | Storage | 27 | SKLGB1 | 0.02 | 0.02 | 0 | 0
CE | Storage | 27 | SPEN_1 | 0.07 | 0.06 | 0 | 0
CE | Storage | 27 | SSHI_3 | 35 | 30.38 | 0 | 0
CE | Storage | 27 | STAH_1 | 0.01 | 0.01 | 0 | 0
CE | Storage | 27 | STAL_1 | 0.01 | 0.01 | 0 | 0
CE | Storage | 27 | STAY_1 | 0.16 | 0.14 | 0 | 0
CE | Storage | 27 | STEN_1 | 0.01 | 0.01 | 0 | 0
CE | Storage | 27 | STES_1 | 0.06 | 0.05 | 0 | 0
CE | Storage | 27 | STHA | 0.05 | 0.04 | 0 | 0
CE | Storage | 27 | STIR | 0.05 | 0.04 | 0 | 0
CE | Storage | 27 | STLE | 0.02 | 0.02 | 0 | 0
CE | Storage | 27 | STRI_P | 0.03 | 0.03 | 0 | 0
CE | Storage | 27 | SUND_1 | 12.05 | 10.46 | 0 | 0
CE | Storage | 27 | SWAN_1 | 0.22 | 0.19 | 0 | 0
CE | Storage | 27 | TARL_P | 0.01 | 0.01 | 0 | 0
CE | Storage | 27 | TAUN1 | 0.02 | 0.02 | 0 | 0
CE | Storage | 27 | TAYN_P | 0.01 | 0.01 | 0 | 0
CE | Storage | 27 | THOM_6 | 0.11 | 0.1 | 0 | 0
CE | Storage | 27 | THSO_P | 2.07 | 1.8 | 0 | 0
CE | Storage | 27 | THUR_6 | 0.05 | 0.04 | 0 | 0
CE | Storage | 27 | TILBB_1 | 9.07 | 7.87 | 0 | 0
CE | Storage | 27 | TRAW_1 | 0.26 | 0.23 | 0 | 0
CE | Storage | 27 | UPPB_1 | 0.12 | 0.1 | 0 | 0
CE | Storage | 27 | UPPB_3 | 0.05 | 0.04 | 0 | 0
CE | Storage | 27 | USKM_1 | 20.01 | 17.37 | 0 | 0
CE | Storage | 27 | WALH_1 | 20.06 | 17.41 | 0 | 0
CE | Storage | 27 | WALP_1 | 0.32 | 0.28 | 0 | 0
CE | Storage | 27 | WALP_B | 0.07 | 0.06 | 0 | 0
CE | Storage | 27 | WARL_1 | 10.06 | 8.73 | 0 | 0
CE | Storage | 27 | WASF_1 | 49.8 | 43.23 | 0 | 0
CE | Storage | 27 | WBOL_6 | 2.8 | 2.43 | 0 | 0
CE | Storage | 27 | WBUR_1 | 9.85 | 8.55 | 0 | 0
CE | Storage | 27 | WFIE | 0.05 | 0.04 | 0 | 0
CE | Storage | 27 | WHGA_1 | 26 | 22.57 | 0 | 0
CE | Storage | 27 | WIEN_1 | 48.01 | 41.67 | 0 | 0
CE | Storage | 27 | WILL_1 | 0.02 | 0.02 | 0 | 0
CE | Storage | 27 | WIMBN1 | 0.01 | 0.01 | 0 | 0
CE | Storage | 27 | WIMBS1 | 0.01 | 0.01 | 0 | 0
CE | Storage | 27 | WISH | 0.02 | 0.02 | 0 | 0
CE | Storage | 27 | WMEL_1 | 20.02 | 17.38 | 0 | 0
CE | Storage | 27 | WYLF_1 | 0.09 | 0.08 | 0 | 0
CE | Storage | 27 | WYMOM_1 | 0.02 | 0.02 | 0 | 0
CE | Storage | 28 | ABHA1 | 20.07 | 17.42 | 0 | 0
CE | Storage | 28 | ABNE_P | 0.01 | 0.01 | 0 | 0
CE | Storage | 28 | ALNE_P | 0.01 | 0.01 | 0 | 0
CE | Storage | 28 | ALVE1 | 4.22 | 3.66 | 0 | 0
CE | Storage | 28 | ARMO_P | 0.04 | 0.03 | 0 | 0
CE | Storage | 28 | AXMI1 | 3.59 | 3.12 | 0 | 0
CE | Storage | 28 | BAGA | 0.09 | 0.08 | 0 | 0
CE | Storage | 28 | BAIN | 0.02 | 0.02 | 0 | 0
CE | Storage | 28 | BARKC1 | 0.02 | 0.02 | 0 | 0
CE | Storage | 28 | BEDD_1 | 7.5 | 6.51 | 0 | 0
CE | Storage | 28 | BERW | 0.15 | 0.13 | 0 | 0
CE | Storage | 28 | BESW_1 | 0.01 | 0.01 | 0 | 0
CE | Storage | 28 | BICF_1 | 40.23 | 34.92 | 0 | 0
CE | Storage | 28 | BISW_1 | 0.01 | 0.01 | 0 | 0
CE | Storage | 28 | BLYTB1 | 0.09 | 0.08 | 0 | 0
CE | Storage | 28 | BLYTH132 | 0.17 | 0.15 | 0 | 0
CE | Storage | 28 | BOLN_1 | 10.01 | 8.69 | 0 | 0
CE | Storage | 28 | BONN | 0.04 | 0.03 | 0 | 0
CE | Storage | 28 | BOTW_1 | 0.05 | 0.04 | 0 | 0
CE | Storage | 28 | BRAI_1 | 39.72 | 34.48 | 0 | 0
CE | Storage | 28 | BRAW_1 | 0.03 | 0.03 | 0 | 0
CE | Storage | 28 | BRFO_1 | 0.04 | 0.03 | 0 | 0
CE | Storage | 28 | BRIM_1 | 0.02 | 0.02 | 0 | 0
CE | Storage | 28 | BRLE_1 | 0.03 | 0.03 | 0 | 0
CE | Storage | 28 | BROX | 20 | 17.36 | 0 | 0
CE | Storage | 28 | BRWA1 | 0.09 | 0.08 | 0 | 0
CE | Storage | 28 | BURM_1 | 0.3 | 0.26 | 0 | 0
CE | Storage | 28 | BUSH_1 | 0.01 | 0.01 | 0 | 0
CE | Storage | 28 | BUST_1 | 0.01 | 0.01 | 0 | 0
CE | Storage | 28 | CAMB_01 | 0.01 | 0.01 | 0 | 0
CE | Storage | 28 | CANTN1 | 0.03 | 0.03 | 0 | 0
CE | Storage | 28 | CAPEA1 | 10 | 8.68 | 0 | 0
CE | Storage | 28 | CARE_1 | 0.01 | 0.01 | 0 | 0
CE | Storage | 28 | CARR_1 | 30 | 26.04 | 0 | 0
CE | Storage | 28 | CELL_1 | 20.04 | 17.39 | 0 | 0
CE | Storage | 28 | CHAP | 0.04 | 0.03 | 0 | 0
CE | Storage | 28 | CHIC_1 | 0.09 | 0.08 | 0 | 0
CE | Storage | 28 | CHSI_1 | 6 | 5.21 | 0 | 0
CE | Storage | 28 | CHTE_1 | 31.63 | 27.45 | 0 | 0
CE | Storage | 28 | CLT03 | 0.02 | 0.02 | 0 | 0
CE | Storage | 28 | CONQA1 | 0.07 | 0.06 | 0 | 0
CE | Storage | 28 | COUA_P | 0.01 | 0.01 | 0 | 0
CE | Storage | 28 | COVE_1 | 0.04 | 0.03 | 0 | 0
CE | Storage | 28 | COWL_1 | 0.09 | 0.08 | 0 | 0
CE | Storage | 28 | COYL | 0.1 | 0.09 | 0 | 0
CE | Storage | 28 | CREB_1 | 8.22 | 7.13 | 0 | 0
CE | Storage | 28 | CUMB | 30.03 | 26.07 | 0 | 0
CE | Storage | 28 | CUPA | 0.02 | 0.02 | 0 | 0
CE | Storage | 28 | DEVO | 0.12 | 0.1 | 0 | 0
CE | Storage | 28 | DOUN_P | 0.02 | 0.02 | 0 | 0
CE | Storage | 28 | DRAK_1 | 50.01 | 43.41 | 0 | 0
CE | Storage | 28 | DRAX_1 | 0.16 | 0.14 | 0 | 0
CE | Storage | 28 | DRCR | 30.05 | 26.08 | 0 | 0
CE | Storage | 28 | DUNB | 0.02 | 0.02 | 0 | 0
CE | Storage | 28 | DUNF | 0.02 | 0.02 | 0 | 0
CE | Storage | 28 | DUNO_P | 0.02 | 0.02 | 0 | 0
CE | Storage | 28 | DYCE_P | 0.03 | 0.03 | 0 | 0
CE | Storage | 28 | EASO_1 | 0.21 | 0.18 | 0 | 0
CE | Storage | 28 | ECCL | 0.04 | 0.03 | 0 | 0
CE | Storage | 28 | ECLA_1 | 0.05 | 0.04 | 0 | 0
CE | Storage | 28 | EKIS | 0.1 | 0.09 | 0 | 0
CE | Storage | 28 | ELLA_1 | 0.01 | 0.01 | 0 | 0
CE | Storage | 28 | ENDE_1 | 4.53 | 3.93 | 0 | 0
CE | Storage | 28 | EXET1 | 1.07 | 0.93 | 0 | 0
CE | Storage | 28 | FAWL_1 | 0.05 | 0.04 | 0 | 0
CE | Storage | 28 | FECK_6 | 7.68 | 6.67 | 0 | 0
CE | Storage | 28 | FERRA2 | 0.01 | 0.01 | 0 | 0
CE | Storage | 28 | FERRB1 | 0.01 | 0.01 | 0 | 0
CE | Storage | 28 | FIDD_P | 0.07 | 0.06 | 0 | 0
CE | Storage | 28 | FIDF_1 | 21.6 | 18.75 | 0 | 0
CE | Storage | 28 | FLEE_1 | 0.02 | 0.02 | 0 | 0
CE | Storage | 28 | FOUR_1 | 0.19 | 0.16 | 0 | 0
CE | Storage | 28 | FROD_1 | 20.08 | 17.43 | 0 | 0
CE | Storage | 28 | GALA | 0.03 | 0.03 | 0 | 0
CE | Storage | 28 | GIFF | 0.01 | 0.01 | 0 | 0
CE | Storage | 28 | GLLU | 0.11 | 0.1 | 0 | 0
CE | Storage | 28 | GLNI | 0.07 | 0.06 | 0 | 0
CE | Storage | 28 | GLRO | 0.02 | 0.02 | 0 | 0
CE | Storage | 28 | GREN_1 | 1.5 | 1.3 | 0 | 0
CE | Storage | 28 | GRIW_1 | 0.15 | 0.13 | 0 | 0
CE | Storage | 28 | G_EXTRA_11 | 0.03 | 0.03 | 0 | 0
CE | Storage | 28 | G_EXTRA_12 | 0.02 | 0.02 | 0 | 0
CE | Storage | 28 | G_EXTRA_2 | 0.03 | 0.03 | 0 | 0
CE | Storage | 28 | G_EXTRA_9 | 0.14 | 0.12 | 0 | 0
CE | Storage | 28 | HAMHC1 | 0.01 | 0.01 | 0 | 0
CE | Storage | 28 | HARK_1 | 9.73 | 8.45 | 0 | 0
CE | Storage | 28 | HARM_6 | 0.04 | 0.03 | 0 | 0
CE | Storage | 28 | HAWI | 0.03 | 0.03 | 0 | 0
CE | Storage | 28 | HAWP_6 | 0.06 | 0.05 | 0 | 0
CE | Storage | 28 | HEYS1 | 0.02 | 0.02 | 0 | 0
CE | Storage | 28 | HEYS_1 | 0.11 | 0.1 | 0 | 0
CE | Storage | 28 | HUTT_1 | 0.17 | 0.15 | 0 | 0
CE | Storage | 28 | IMPK_1 | 0.07 | 0.06 | 0 | 0
CE | Storage | 28 | INDQ1 | 1.2 | 1.04 | 0 | 0
CE | Storage | 28 | INKE | 0.02 | 0.02 | 0 | 0
CE | Storage | 28 | IROA1 | 0.09 | 0.08 | 0 | 0
CE | Storage | 28 | IRONB1 | 0.04 | 0.03 | 0 | 0
CE | Storage | 28 | IVER_1 | 1 | 0.87 | 0 | 0
CE | Storage | 28 | KAIM | 0.05 | 0.04 | 0 | 0
CE | Storage | 28 | KEAD_1 | 0.21 | 0.18 | 0 | 0
CE | Storage | 28 | KEAR_3 | 19.6 | 17.01 | 0 | 0
CE | Storage | 28 | KEIT_P | 0.04 | 0.03 | 0 | 0
CE | Storage | 28 | KEMS_1 | 0.08 | 0.07 | 0 | 0
CE | Storage | 28 | KIBY_1 | 40 | 34.72 | 0 | 0
CE | Storage | 28 | KIER | 0.02 | 0.02 | 0 | 0
CE | Storage | 28 | KILS | 0.02 | 0.02 | 0 | 0
CE | Storage | 28 | KILT | 0.01 | 0.01 | 0 | 0
CE | Storage | 28 | KINO_1 | 29.03 | 25.2 | 0 | 0
CE | Storage | 28 | KINT_P | 0.04 | 0.03 | 0 | 0
CE | Storage | 28 | KIRKB1 | 0.03 | 0.03 | 0 | 0
CE | Storage | 28 | KITW_1 | 0.01 | 0.01 | 0 | 0
CE | Storage | 28 | KNAR | 8.01 | 6.95 | 0 | 0
CE | Storage | 28 | LACK_6 | 6.02 | 5.23 | 0 | 0
CE | Storage | 28 | LAIR_P | 0.01 | 0.01 | 0 | 0
CE | Storage | 28 | LAND1 | 2.58 | 2.24 | 0 | 0
CE | Storage | 28 | LEGA_1 | 0.02 | 0.02 | 0 | 0
CE | Storage | 28 | LEVE | 0.02 | 0.02 | 0 | 0
CE | Storage | 28 | LING | 0.06 | 0.05 | 0 | 0
CE | Storage | 28 | LINM | 0.12 | 0.1 | 0 | 0
CE | Storage | 28 | LISD_1 | 0.02 | 0.02 | 0 | 0
CE | Storage | 28 | LOVE_1 | 0.05 | 0.04 | 0 | 0
CE | Storage | 28 | MACC_3 | 10.01 | 8.69 | 0 | 0
CE | Storage | 28 | MACD_P | 0.05 | 0.04 | 0 | 0
CE | Storage | 28 | MAGA_6 | 0.02 | 0.02 | 0 | 0
CE | Storage | 28 | MANN_1 | 0.09 | 0.08 | 0 | 0
CE | Storage | 28 | MELK_1 | 30.1 | 26.13 | 0 | 0
CE | Storage | 28 | MILC_P | 0.01 | 0.01 | 0 | 0
CE | Storage | 28 | MITY_1 | 50.09 | 43.48 | 0 | 0
CE | Storage | 28 | MYBS_P | 0.04 | 0.03 | 0 | 0
CE | Storage | 28 | NEAR | 0.01 | 0.01 | 0 | 0
CE | Storage | 28 | NECE_1 | 0.01 | 0.01 | 0 | 0
CE | Storage | 28 | NEEP_3 | 0.03 | 0.03 | 0 | 0
CE | Storage | 28 | NEWX_6 | 2.01 | 1.74 | 0 | 0
CE | Storage | 28 | NFLE | 0.03 | 0.03 | 0 | 0
CE | Storage | 28 | NINF_1 | 38.52 | 33.44 | 0 | 0
CE | Storage | 28 | NORM_1 | 0.2 | 0.17 | 0 | 0
CE | Storage | 28 | NORT_1 | 50.07 | 43.46 | 0 | 0
CE | Storage | 28 | NURS_1 | 0.05 | 0.04 | 0 | 0
CE | Storage | 28 | OCKH_1 | 0.01 | 0.01 | 0 | 0
CE | Storage | 28 | OFFE_3 | 0.01 | 0.01 | 0 | 0
CE | Storage | 28 | OLDB_1 | 0.01 | 0.01 | 0 | 0
CE | Storage | 28 | OSBA_1 | 0.02 | 0.02 | 0 | 0
CE | Storage | 28 | PADIB1 | 0.09 | 0.08 | 0 | 0
CE | Storage | 28 | PEHS_P | 1 | 0.87 | 0 | 0
CE | Storage | 28 | PELH_1 | 50.02 | 43.42 | 0 | 0
CE | Storage | 28 | PEMB_1 | 0.11 | 0.1 | 0 | 0
CE | Storage | 28 | PENE_1 | 0.01 | 0.01 | 0 | 0
CE | Storage | 28 | PENN_1 | 97.9 | 84.98 | 0 | 0
CE | Storage | 28 | PENT_1 | 5.03 | 4.37 | 0 | 0
CE | Storage | 28 | PENW_1 | 7.21 | 6.26 | 0 | 0
CE | Storage | 28 | POOB | 0.01 | 0.01 | 0 | 0
CE | Storage | 28 | POPP_3 | 0.01 | 0.01 | 0 | 0
CE | Storage | 28 | PORA_P | 0.02 | 0.02 | 0 | 0
CE | Storage | 28 | PORD | 0.02 | 0.02 | 0 | 0
CE | Storage | 28 | PYLE_1 | 4.2 | 3.65 | 0 | 0
CE | Storage | 28 | RASS_1 | 0.09 | 0.08 | 0 | 0
CE | Storage | 28 | RATS_1 | 0.04 | 0.03 | 0 | 0
CE | Storage | 28 | RAYL_1 | 10.15 | 8.81 | 0 | 0
CE | Storage | 28 | REDH | 0.06 | 0.05 | 0 | 0
CE | Storage | 28 | REDM_P | 0.02 | 0.02 | 0 | 0
CE | Storage | 28 | RICH1 | 0.03 | 0.03 | 0 | 0
CE | Storage | 28 | ROCH_1 | 5.18 | 4.5 | 0 | 0
CE | Storage | 28 | RUGEB1 | 0.04 | 0.03 | 0 | 0
CE | Storage | 28 | RYEH_1 | 20.02 | 17.38 | 0 | 0
CE | Storage | 28 | SALH_1 | 0.04 | 0.03 | 0 | 0
CE | Storage | 28 | SALT_1 | 0.11 | 0.1 | 0 | 0
CE | Storage | 28 | SBAR | 31.63 | 27.45 | 0 | 0
CE | Storage | 28 | SEAB1 | 46.82 | 40.64 | 0 | 0
CE | Storage | 28 | SELL_1 | 0.15 | 0.13 | 0 | 0
CE | Storage | 28 | SFEG_P | 0.03 | 0.03 | 0 | 0
CE | Storage | 28 | SHRW_1 | 0.14 | 0.12 | 0 | 0
CE | Storage | 28 | SIGH | 49.98 | 43.38 | 0 | 0
CE | Storage | 28 | SKLGB1 | 0.02 | 0.02 | 0 | 0
CE | Storage | 28 | SPEN_1 | 0.07 | 0.06 | 0 | 0
CE | Storage | 28 | SSHI_3 | 35 | 30.38 | 0 | 0
CE | Storage | 28 | STAH_1 | 0.01 | 0.01 | 0 | 0
CE | Storage | 28 | STAL_1 | 0.01 | 0.01 | 0 | 0
CE | Storage | 28 | STAY_1 | 0.17 | 0.15 | 0 | 0
CE | Storage | 28 | STEN_1 | 0.01 | 0.01 | 0 | 0
CE | Storage | 28 | STES_1 | 0.06 | 0.05 | 0 | 0
CE | Storage | 28 | STHA | 0.05 | 0.04 | 0 | 0
CE | Storage | 28 | STIR | 0.05 | 0.04 | 0 | 0
CE | Storage | 28 | STLE | 0.02 | 0.02 | 0 | 0
CE | Storage | 28 | STRI_P | 0.03 | 0.03 | 0 | 0
CE | Storage | 28 | SUND_1 | 12.05 | 10.46 | 0 | 0
CE | Storage | 28 | SWAN_1 | 0.22 | 0.19 | 0 | 0
CE | Storage | 28 | TARL_P | 0.01 | 0.01 | 0 | 0
CE | Storage | 28 | TAUN1 | 0.02 | 0.02 | 0 | 0
CE | Storage | 28 | TAYN_P | 0.01 | 0.01 | 0 | 0
CE | Storage | 28 | THOM_6 | 15.11 | 13.12 | 0 | 0
CE | Storage | 28 | THSO_P | 2.07 | 1.8 | 0 | 0
CE | Storage | 28 | THUR_6 | 0.05 | 0.04 | 0 | 0
CE | Storage | 28 | TILBB_1 | 9.07 | 7.87 | 0 | 0
CE | Storage | 28 | TRAW_1 | 0.25 | 0.22 | 0 | 0
CE | Storage | 28 | UPPB_1 | 0.12 | 0.1 | 0 | 0
CE | Storage | 28 | UPPB_3 | 0.05 | 0.04 | 0 | 0
CE | Storage | 28 | USKM_1 | 20.01 | 17.37 | 0 | 0
CE | Storage | 28 | WALH_1 | 20.06 | 17.41 | 0 | 0
CE | Storage | 28 | WALP_1 | 0.32 | 0.28 | 0 | 0
CE | Storage | 28 | WALP_B | 0.07 | 0.06 | 0 | 0
CE | Storage | 28 | WARL_1 | 10.06 | 8.73 | 0 | 0
CE | Storage | 28 | WASF_1 | 49.8 | 43.23 | 0 | 0
CE | Storage | 28 | WBOL_6 | 2.8 | 2.43 | 0 | 0
CE | Storage | 28 | WBUR_1 | 9.85 | 8.55 | 0 | 0
CE | Storage | 28 | WFIE | 0.05 | 0.04 | 0 | 0
CE | Storage | 28 | WHGA_1 | 26 | 22.57 | 0 | 0
CE | Storage | 28 | WIEN_1 | 48.01 | 41.67 | 0 | 0
CE | Storage | 28 | WILL_1 | 0.02 | 0.02 | 0 | 0
CE | Storage | 28 | WIMBN1 | 0.01 | 0.01 | 0 | 0
CE | Storage | 28 | WIMBS1 | 0.01 | 0.01 | 0 | 0
CE | Storage | 28 | WISH | 0.02 | 0.02 | 0 | 0
CE | Storage | 28 | WMEL_1 | 20.02 | 17.38 | 0 | 0
CE | Storage | 28 | WYLF_1 | 0.09 | 0.08 | 0 | 0
CE | Storage | 28 | WYMOM_1 | 0.02 | 0.02 | 0 | 0
CE | Storage | 29 | ABHA1 | 20.07 | 17.42 | 0 | 0
CE | Storage | 29 | ABNE_P | 0.01 | 0.01 | 0 | 0
CE | Storage | 29 | ALNE_P | 0.01 | 0.01 | 0 | 0
CE | Storage | 29 | ALVE1 | 4.22 | 3.66 | 0 | 0
CE | Storage | 29 | ARMO_P | 0.04 | 0.03 | 0 | 0
CE | Storage | 29 | AXMI1 | 3.59 | 3.12 | 0 | 0
CE | Storage | 29 | BAGA | 0.09 | 0.08 | 0 | 0
CE | Storage | 29 | BAIN | 0.02 | 0.02 | 0 | 0
CE | Storage | 29 | BARKC1 | 0.02 | 0.02 | 0 | 0
CE | Storage | 29 | BEDD_1 | 7.5 | 6.51 | 0 | 0
CE | Storage | 29 | BERW | 0.14 | 0.12 | 0 | 0
CE | Storage | 29 | BESW_1 | 0.01 | 0.01 | 0 | 0
CE | Storage | 29 | BICF_1 | 73.64 | 63.92 | 0 | 0
CE | Storage | 29 | BISW_1 | 0.01 | 0.01 | 0 | 0
CE | Storage | 29 | BLYTB1 | 0.09 | 0.08 | 0 | 0
CE | Storage | 29 | BLYTH132 | 0.17 | 0.15 | 0 | 0
CE | Storage | 29 | BOLN_1 | 10.01 | 8.69 | 0 | 0
CE | Storage | 29 | BONN | 0.04 | 0.03 | 0 | 0
CE | Storage | 29 | BOTW_1 | 0.06 | 0.05 | 0 | 0
CE | Storage | 29 | BRAI_1 | 39.73 | 34.49 | 0 | 0
CE | Storage | 29 | BRAW_1 | 0.03 | 0.03 | 0 | 0
CE | Storage | 29 | BRFO_1 | 0.05 | 0.04 | 0 | 0
CE | Storage | 29 | BRIM_1 | 0.03 | 0.03 | 0 | 0
CE | Storage | 29 | BRLE_1 | 0.03 | 0.03 | 0 | 0
CE | Storage | 29 | BROX | 20 | 17.36 | 0 | 0
CE | Storage | 29 | BRWA1 | 0.1 | 0.09 | 0 | 0
CE | Storage | 29 | BURM_1 | 0.31 | 0.27 | 0 | 0
CE | Storage | 29 | BUSH_1 | 0.01 | 0.01 | 0 | 0
CE | Storage | 29 | BUST_1 | 0.01 | 0.01 | 0 | 0
CE | Storage | 29 | CAMB_01 | 0.01 | 0.01 | 0 | 0
CE | Storage | 29 | CANTN1 | 0.03 | 0.03 | 0 | 0
CE | Storage | 29 | CAPEA1 | 10 | 8.68 | 0 | 0
CE | Storage | 29 | CARE_1 | 0.01 | 0.01 | 0 | 0
CE | Storage | 29 | CARR_1 | 30 | 26.04 | 0 | 0
CE | Storage | 29 | CELL_1 | 20.04 | 17.39 | 0 | 0
CE | Storage | 29 | CHAP | 0.04 | 0.03 | 0 | 0
CE | Storage | 29 | CHIC_1 | 0.09 | 0.08 | 0 | 0
CE | Storage | 29 | CHSI_1 | 6 | 5.21 | 0 | 0
CE | Storage | 29 | CHTE_1 | 31.63 | 27.45 | 0 | 0
CE | Storage | 29 | CLT03 | 0.02 | 0.02 | 0 | 0
CE | Storage | 29 | CONQA1 | 0.07 | 0.06 | 0 | 0
CE | Storage | 29 | COUA_P | 0.01 | 0.01 | 0 | 0
CE | Storage | 29 | COVE_1 | 0.04 | 0.03 | 0 | 0
CE | Storage | 29 | COWL_1 | 0.1 | 0.09 | 0 | 0
CE | Storage | 29 | COYL | 0.09 | 0.08 | 0 | 0
CE | Storage | 29 | CREB_1 | 8.21 | 7.13 | 0 | 0
CE | Storage | 29 | CUMB | 30.02 | 26.06 | 0 | 0
CE | Storage | 29 | CUPA | 0.02 | 0.02 | 0 | 0
CE | Storage | 29 | DEVO | 0.11 | 0.1 | 0 | 0
CE | Storage | 29 | DOUN_P | 0.02 | 0.02 | 0 | 0
CE | Storage | 29 | DRAK_1 | 50.01 | 43.41 | 0 | 0
CE | Storage | 29 | DRAX_1 | 0.16 | 0.14 | 0 | 0
CE | Storage | 29 | DRCR | 30.04 | 26.07 | 0 | 0
CE | Storage | 29 | DUNB | 0.02 | 0.02 | 0 | 0
CE | Storage | 29 | DUNF | 0.02 | 0.02 | 0 | 0
CE | Storage | 29 | DUNO_P | 0.02 | 0.02 | 0 | 0
CE | Storage | 29 | DYCE_P | 0.03 | 0.03 | 0 | 0
CE | Storage | 29 | EASO_1 | 0.21 | 0.18 | 0 | 0
CE | Storage | 29 | ECCL | 0.04 | 0.03 | 0 | 0
CE | Storage | 29 | ECLA_1 | 30.05 | 26.08 | 0 | 0
CE | Storage | 29 | EKIS | 0.1 | 0.09 | 0 | 0
CE | Storage | 29 | ELLA_1 | 0.01 | 0.01 | 0 | 0
CE | Storage | 29 | ENDE_1 | 4.53 | 3.93 | 0 | 0
CE | Storage | 29 | EXET1 | 1.07 | 0.93 | 0 | 0
CE | Storage | 29 | FAWL_1 | 0.06 | 0.05 | 0 | 0
CE | Storage | 29 | FECK_6 | 17.68 | 15.35 | 0 | 0
CE | Storage | 29 | FERRA2 | 0.01 | 0.01 | 0 | 0
CE | Storage | 29 | FERRB1 | 0.01 | 0.01 | 0 | 0
CE | Storage | 29 | FIDD_P | 0.07 | 0.06 | 0 | 0
CE | Storage | 29 | FIDF_1 | 21.6 | 18.75 | 0 | 0
CE | Storage | 29 | FLEE_1 | 0.03 | 0.03 | 0 | 0
CE | Storage | 29 | FOUR_1 | 0.18 | 0.16 | 0 | 0
CE | Storage | 29 | FROD_1 | 20.08 | 17.43 | 0 | 0
CE | Storage | 29 | GALA | 0.03 | 0.03 | 0 | 0
CE | Storage | 29 | GIFF | 0.01 | 0.01 | 0 | 0
CE | Storage | 29 | GLLU | 0.11 | 0.1 | 0 | 0
CE | Storage | 29 | GLNI | 0.06 | 0.05 | 0 | 0
CE | Storage | 29 | GLRO | 0.02 | 0.02 | 0 | 0
CE | Storage | 29 | GREN_1 | 1.5 | 1.3 | 0 | 0
CE | Storage | 29 | GRIW_1 | 3.15 | 2.73 | 0 | 0
CE | Storage | 29 | G_EXTRA_11 | 0.03 | 0.03 | 0 | 0
CE | Storage | 29 | G_EXTRA_12 | 0.02 | 0.02 | 0 | 0
CE | Storage | 29 | G_EXTRA_2 | 0.03 | 0.03 | 0 | 0
CE | Storage | 29 | G_EXTRA_9 | 0.14 | 0.12 | 0 | 0
CE | Storage | 29 | HAMHC1 | 0.01 | 0.01 | 0 | 0
CE | Storage | 29 | HARK_1 | 9.73 | 8.45 | 0 | 0
CE | Storage | 29 | HARM_6 | 0.04 | 0.03 | 0 | 0
CE | Storage | 29 | HAWI | 0.02 | 0.02 | 0 | 0
CE | Storage | 29 | HAWP_6 | 0.06 | 0.05 | 0 | 0
CE | Storage | 29 | HEYS1 | 0.02 | 0.02 | 0 | 0
CE | Storage | 29 | HEYS_1 | 0.11 | 0.1 | 0 | 0
CE | Storage | 29 | HUTT_1 | 0.17 | 0.15 | 0 | 0
CE | Storage | 29 | IMPK_1 | 0.08 | 0.07 | 0 | 0
CE | Storage | 29 | INDQ1 | 1.2 | 1.04 | 0 | 0
CE | Storage | 29 | INKE | 0.02 | 0.02 | 0 | 0
CE | Storage | 29 | IROA1 | 0.1 | 0.09 | 0 | 0
CE | Storage | 29 | IRONB1 | 0.04 | 0.03 | 0 | 0
CE | Storage | 29 | IVER_1 | 1 | 0.87 | 0 | 0
CE | Storage | 29 | JORD_3 | 22.01 | 19.1 | 0 | 0
CE | Storage | 29 | KAIM | 0.04 | 0.03 | 0 | 0
CE | Storage | 29 | KEAD_1 | 0.21 | 0.18 | 0 | 0
CE | Storage | 29 | KEAR_3 | 19.6 | 17.01 | 0 | 0
CE | Storage | 29 | KEIT_P | 0.03 | 0.03 | 0 | 0
CE | Storage | 29 | KEMS_1 | 0.08 | 0.07 | 0 | 0
CE | Storage | 29 | KIBY_1 | 40 | 34.72 | 0 | 0
CE | Storage | 29 | KIER | 0.02 | 0.02 | 0 | 0
CE | Storage | 29 | KILS | 0.02 | 0.02 | 0 | 0
CE | Storage | 29 | KILT | 0.01 | 0.01 | 0 | 0
CE | Storage | 29 | KINO_1 | 29.03 | 25.2 | 0 | 0
CE | Storage | 29 | KINT_P | 0.04 | 0.03 | 0 | 0
CE | Storage | 29 | KIRKB1 | 0.03 | 0.03 | 0 | 0
CE | Storage | 29 | KITW_1 | 0.01 | 0.01 | 0 | 0
CE | Storage | 29 | KNAR | 16.01 | 13.9 | 0 | 0
CE | Storage | 29 | LACK_6 | 6.02 | 5.23 | 0 | 0
CE | Storage | 29 | LAIR_P | 0.01 | 0.01 | 0 | 0
CE | Storage | 29 | LAND1 | 2.58 | 2.24 | 0 | 0
CE | Storage | 29 | LEGA_1 | 0.03 | 0.03 | 0 | 0
CE | Storage | 29 | LEVE | 0.02 | 0.02 | 0 | 0
CE | Storage | 29 | LING | 0.06 | 0.05 | 0 | 0
CE | Storage | 29 | LINM | 0.11 | 0.1 | 0 | 0
CE | Storage | 29 | LISD_1 | 0.02 | 0.02 | 0 | 0
CE | Storage | 29 | LITT_J | 20 | 17.36 | 0 | 0
CE | Storage | 29 | LOVE_1 | 7.56 | 6.56 | 0 | 0
CE | Storage | 29 | MACC_3 | 10.01 | 8.69 | 0 | 0
CE | Storage | 29 | MACD_P | 0.05 | 0.04 | 0 | 0
CE | Storage | 29 | MAGA_6 | 0.02 | 0.02 | 0 | 0
CE | Storage | 29 | MANN_1 | 0.09 | 0.08 | 0 | 0
CE | Storage | 29 | MELK_1 | 30.1 | 26.13 | 0 | 0
CE | Storage | 29 | MILC_P | 0.01 | 0.01 | 0 | 0
CE | Storage | 29 | MITY_1 | 50.1 | 43.49 | 0 | 0
CE | Storage | 29 | MYBS_P | 0.04 | 0.03 | 0 | 0
CE | Storage | 29 | NEAR | 0.01 | 0.01 | 0 | 0
CE | Storage | 29 | NECE_1 | 0.01 | 0.01 | 0 | 0
CE | Storage | 29 | NEEP_3 | 0.03 | 0.03 | 0 | 0
CE | Storage | 29 | NEWX_6 | 2.01 | 1.74 | 0 | 0
CE | Storage | 29 | NFLE | 0.03 | 0.03 | 0 | 0
CE | Storage | 29 | NINF_1 | 38.52 | 33.44 | 0 | 0
CE | Storage | 29 | NORL_3 | 0.01 | 0.01 | 0 | 0
CE | Storage | 29 | NORM_1 | 0.21 | 0.18 | 0 | 0
CE | Storage | 29 | NORT_1 | 50.07 | 43.46 | 0 | 0
CE | Storage | 29 | NURS_1 | 0.06 | 0.05 | 0 | 0
CE | Storage | 29 | OCKH_1 | 0.01 | 0.01 | 0 | 0
CE | Storage | 29 | OFFE_3 | 0.01 | 0.01 | 0 | 0
CE | Storage | 29 | OLDB_1 | 0.01 | 0.01 | 0 | 0
CE | Storage | 29 | OSBA_1 | 0.02 | 0.02 | 0 | 0
CE | Storage | 29 | PADIB1 | 0.09 | 0.08 | 0 | 0
CE | Storage | 29 | PEHS_P | 1 | 0.87 | 0 | 0
CE | Storage | 29 | PELH_1 | 50.02 | 43.42 | 0 | 0
CE | Storage | 29 | PEMB_1 | 0.12 | 0.1 | 0 | 0
CE | Storage | 29 | PENE_1 | 0.01 | 0.01 | 0 | 0
CE | Storage | 29 | PENN_1 | 97.9 | 84.98 | 0 | 0
CE | Storage | 29 | PENT_1 | 5.04 | 4.37 | 0 | 0
CE | Storage | 29 | PENW_1 | 7.21 | 6.26 | 0 | 0
CE | Storage | 29 | PITS_3 | 0.01 | 0.01 | 0 | 0
CE | Storage | 29 | POOB | 0.01 | 0.01 | 0 | 0
CE | Storage | 29 | POPP_3 | 0.01 | 0.01 | 0 | 0
CE | Storage | 29 | PORA_P | 0.02 | 0.02 | 0 | 0
CE | Storage | 29 | PORD | 0.02 | 0.02 | 0 | 0
CE | Storage | 29 | PYLE_1 | 4.2 | 3.65 | 0 | 0
CE | Storage | 29 | RASS_1 | 0.1 | 0.09 | 0 | 0
CE | Storage | 29 | RATS_1 | 0.04 | 0.03 | 0 | 0
CE | Storage | 29 | RAYL_1 | 10.15 | 8.81 | 0 | 0
CE | Storage | 29 | REDH | 0.05 | 0.04 | 0 | 0
CE | Storage | 29 | REDM_P | 0.02 | 0.02 | 0 | 0
CE | Storage | 29 | RICH1 | 0.03 | 0.03 | 0 | 0
CE | Storage | 29 | ROCH_1 | 5.18 | 4.5 | 0 | 0
CE | Storage | 29 | RUGEB1 | 0.04 | 0.03 | 0 | 0
CE | Storage | 29 | RYEH_1 | 20.03 | 17.39 | 0 | 0
CE | Storage | 29 | SALH_1 | 0.04 | 0.03 | 0 | 0
CE | Storage | 29 | SALT_1 | 0.11 | 0.1 | 0 | 0
CE | Storage | 29 | SBAR | 31.63 | 27.45 | 0 | 0
CE | Storage | 29 | SEAB1 | 46.83 | 40.65 | 0 | 0
CE | Storage | 29 | SELL_1 | 0.15 | 0.13 | 0 | 0
CE | Storage | 29 | SFEG_P | 0.03 | 0.03 | 0 | 0
CE | Storage | 29 | SHEC_3 | 0.01 | 0.01 | 0 | 0
CE | Storage | 29 | SHRW_1 | 0.13 | 0.11 | 0 | 0
CE | Storage | 29 | SIGH | 49.98 | 43.38 | 0 | 0
CE | Storage | 29 | SKLGB1 | 0.02 | 0.02 | 0 | 0
CE | Storage | 29 | SPEN_1 | 0.07 | 0.06 | 0 | 0
CE | Storage | 29 | SSHI_3 | 35 | 30.38 | 0 | 0
CE | Storage | 29 | STAH_1 | 0.01 | 0.01 | 0 | 0
CE | Storage | 29 | STAL_1 | 0.01 | 0.01 | 0 | 0
CE | Storage | 29 | STAY_1 | 0.17 | 0.15 | 0 | 0
CE | Storage | 29 | STEN_1 | 50.01 | 43.41 | 0 | 0
CE | Storage | 29 | STES_1 | 0.06 | 0.05 | 0 | 0
CE | Storage | 29 | STHA | 0.05 | 0.04 | 0 | 0
CE | Storage | 29 | STIR | 0.05 | 0.04 | 0 | 0
CE | Storage | 29 | STLE | 0.02 | 0.02 | 0 | 0
CE | Storage | 29 | STRI_P | 0.03 | 0.03 | 0 | 0
CE | Storage | 29 | SUND_1 | 12.06 | 10.47 | 0 | 0
CE | Storage | 29 | SWAN_1 | 0.22 | 0.19 | 0 | 0
CE | Storage | 29 | TARL_P | 0.01 | 0.01 | 0 | 0
CE | Storage | 29 | TAUN1 | 0.03 | 0.03 | 0 | 0
CE | Storage | 29 | TAYN_P | 0.01 | 0.01 | 0 | 0
CE | Storage | 29 | TEMP_3 | 0.01 | 0.01 | 0 | 0
CE | Storage | 29 | THOM_6 | 15.11 | 13.12 | 0 | 0
CE | Storage | 29 | THSO_P | 2.07 | 1.8 | 0 | 0
CE | Storage | 29 | THUR_6 | 0.05 | 0.04 | 0 | 0
CE | Storage | 29 | TILBB_1 | 9.07 | 7.87 | 0 | 0
CE | Storage | 29 | TRAW_1 | 0.25 | 0.22 | 0 | 0
CE | Storage | 29 | UPPB_1 | 0.12 | 0.1 | 0 | 0
CE | Storage | 29 | UPPB_3 | 0.05 | 0.04 | 0 | 0
CE | Storage | 29 | USKM_1 | 20.01 | 17.37 | 0 | 0
CE | Storage | 29 | WALH_1 | 40.06 | 34.77 | 0 | 0
CE | Storage | 29 | WALP_1 | 0.32 | 0.28 | 0 | 0
CE | Storage | 29 | WALP_B | 8.08 | 7.01 | 0 | 0
CE | Storage | 29 | WARL_1 | 10.06 | 8.73 | 0 | 0
CE | Storage | 29 | WASF_1 | 49.8 | 43.23 | 0 | 0
CE | Storage | 29 | WBOL_6 | 2.8 | 2.43 | 0 | 0
CE | Storage | 29 | WBUR_1 | 9.85 | 8.55 | 0 | 0
CE | Storage | 29 | WFIE | 0.04 | 0.03 | 0 | 0
CE | Storage | 29 | WHGA_1 | 26 | 22.57 | 0 | 0
CE | Storage | 29 | WIBA_3 | 0.01 | 0.01 | 0 | 0
CE | Storage | 29 | WIEN_1 | 48.01 | 41.67 | 0 | 0
CE | Storage | 29 | WILL_1 | 0.02 | 0.02 | 0 | 0
CE | Storage | 29 | WIMBN1 | 0.01 | 0.01 | 0 | 0
CE | Storage | 29 | WIMBS1 | 0.01 | 0.01 | 0 | 0
CE | Storage | 29 | WISH | 0.02 | 0.02 | 0 | 0
CE | Storage | 29 | WMEL_1 | 20.02 | 17.38 | 0 | 0
CE | Storage | 29 | WYLF_1 | 0.09 | 0.08 | 0 | 0
CE | Storage | 29 | WYMOM_1 | 0.02 | 0.02 | 0 | 0
CE | Storage | 30 | ABHA1 | 20.07 | 17.42 | 0 | 0
CE | Storage | 30 | ABNE_P | 0.02 | 0.02 | 0 | 0
CE | Storage | 30 | ALNE_P | 0.01 | 0.01 | 0 | 0
CE | Storage | 30 | ALVE1 | 4.22 | 3.66 | 0 | 0
CE | Storage | 30 | ARMO_P | 0.04 | 0.03 | 0 | 0
CE | Storage | 30 | AXMI1 | 3.6 | 3.12 | 0 | 0
CE | Storage | 30 | BAGA | 0.08 | 0.07 | 0 | 0
CE | Storage | 30 | BAIN | 0.01 | 0.01 | 0 | 0
CE | Storage | 30 | BARKC1 | 0.02 | 0.02 | 0 | 0
CE | Storage | 30 | BEDD_1 | 7.5 | 6.51 | 0 | 0
CE | Storage | 30 | BERW | 0.14 | 0.12 | 0 | 0
CE | Storage | 30 | BESW_1 | 0.01 | 0.01 | 0 | 0
CE | Storage | 30 | BICF_1 | 73.65 | 63.93 | 0 | 0
CE | Storage | 30 | BISW_1 | 0.01 | 0.01 | 0 | 0
CE | Storage | 30 | BLYTB1 | 0.08 | 0.07 | 0 | 0
CE | Storage | 30 | BLYTH132 | 0.16 | 0.14 | 0 | 0
CE | Storage | 30 | BOLN_1 | 10.01 | 8.69 | 0 | 0
CE | Storage | 30 | BONN | 0.04 | 0.03 | 0 | 0
CE | Storage | 30 | BOTW_1 | 0.06 | 0.05 | 0 | 0
CE | Storage | 30 | BRAI_1 | 39.73 | 34.49 | 0 | 0
CE | Storage | 30 | BRAW_1 | 0.03 | 0.03 | 0 | 0
CE | Storage | 30 | BRFO_1 | 0.05 | 0.04 | 0 | 0
CE | Storage | 30 | BRIM_1 | 0.03 | 0.03 | 0 | 0
CE | Storage | 30 | BRLE_1 | 0.03 | 0.03 | 0 | 0
CE | Storage | 30 | BROX | 20 | 17.36 | 0 | 0
CE | Storage | 30 | BRWA1 | 0.11 | 0.1 | 0 | 0
CE | Storage | 30 | BURM_1 | 0.33 | 0.29 | 0 | 0
CE | Storage | 30 | BUSH_1 | 0.01 | 0.01 | 0 | 0
CE | Storage | 30 | BUST_1 | 0.01 | 0.01 | 0 | 0
CE | Storage | 30 | CAMB_01 | 0.01 | 0.01 | 0 | 0
CE | Storage | 30 | CANTN1 | 0.03 | 0.03 | 0 | 0
CE | Storage | 30 | CAPEA1 | 10 | 8.68 | 0 | 0
CE | Storage | 30 | CARE_1 | 0.01 | 0.01 | 0 | 0
CE | Storage | 30 | CARR_1 | 30 | 26.04 | 0 | 0
CE | Storage | 30 | CELL_1 | 20.04 | 17.39 | 0 | 0
CE | Storage | 30 | CHAP | 0.03 | 0.03 | 0 | 0
CE | Storage | 30 | CHIC_1 | 0.1 | 0.09 | 0 | 0
CE | Storage | 30 | CHSI_1 | 6 | 5.21 | 0 | 0
CE | Storage | 30 | CHTE_1 | 31.62 | 27.45 | 0 | 0
CE | Storage | 30 | CLT03 | 0.02 | 0.02 | 0 | 0
CE | Storage | 30 | CONQA1 | 0.07 | 0.06 | 0 | 0
CE | Storage | 30 | COUA_P | 0.01 | 0.01 | 0 | 0
CE | Storage | 30 | COVE_1 | 0.04 | 0.03 | 0 | 0
CE | Storage | 30 | COWL_1 | 0.11 | 0.1 | 0 | 0
CE | Storage | 30 | COYL | 0.09 | 0.08 | 0 | 0
CE | Storage | 30 | CREB_1 | 58.2 | 50.52 | 0 | 0
CE | Storage | 30 | CUMB | 30.02 | 26.06 | 0 | 0
CE | Storage | 30 | CUPA | 0.01 | 0.01 | 0 | 0
CE | Storage | 30 | DEVO | 0.11 | 0.1 | 0 | 0
CE | Storage | 30 | DOUN_P | 0.02 | 0.02 | 0 | 0
CE | Storage | 30 | DRAK_1 | 50.01 | 43.41 | 0 | 0
CE | Storage | 30 | DRAX_1 | 0.15 | 0.13 | 0 | 0
CE | Storage | 30 | DRCR | 30.04 | 26.07 | 0 | 0
CE | Storage | 30 | DUNB | 0.02 | 0.02 | 0 | 0
CE | Storage | 30 | DUNF | 0.01 | 0.01 | 0 | 0
CE | Storage | 30 | DUNO_P | 0.01 | 0.01 | 0 | 0
CE | Storage | 30 | DYCE_P | 0.03 | 0.03 | 0 | 0
CE | Storage | 30 | EASO_1 | 0.21 | 0.18 | 0 | 0
CE | Storage | 30 | ECCL | 0.04 | 0.03 | 0 | 0
CE | Storage | 30 | ECLA_1 | 30.06 | 26.09 | 0 | 0
CE | Storage | 30 | EKIS | 0.09 | 0.08 | 0 | 0
CE | Storage | 30 | ELLA_1 | 0.01 | 0.01 | 0 | 0
CE | Storage | 30 | ENDE_1 | 4.53 | 3.93 | 0 | 0
CE | Storage | 30 | EXET1 | 1.07 | 0.93 | 0 | 0
CE | Storage | 30 | FAWL_1 | 0.06 | 0.05 | 0 | 0
CE | Storage | 30 | FECK_6 | 17.68 | 15.35 | 0 | 0
CE | Storage | 30 | FERRA2 | 0.01 | 0.01 | 0 | 0
CE | Storage | 30 | FERRB1 | 0.01 | 0.01 | 0 | 0
CE | Storage | 30 | FIDD_P | 0.07 | 0.06 | 0 | 0
CE | Storage | 30 | FIDF_1 | 41.6 | 36.11 | 0 | 0
CE | Storage | 30 | FLEE_1 | 0.03 | 0.03 | 0 | 0
CE | Storage | 30 | FOUR_1 | 0.18 | 0.16 | 0 | 0
CE | Storage | 30 | FROD_1 | 20.08 | 17.43 | 0 | 0
CE | Storage | 30 | FWIL_P | 0.01 | 0.01 | 0 | 0
CE | Storage | 30 | GALA | 0.02 | 0.02 | 0 | 0
CE | Storage | 30 | GIFF | 0.01 | 0.01 | 0 | 0
CE | Storage | 30 | GLLU | 0.1 | 0.09 | 0 | 0
CE | Storage | 30 | GLNI | 0.06 | 0.05 | 0 | 0
CE | Storage | 30 | GLRO | 0.01 | 0.01 | 0 | 0
CE | Storage | 30 | GREN_1 | 21.5 | 18.66 | 0 | 0
CE | Storage | 30 | GRIW_1 | 3.15 | 2.73 | 0 | 0
CE | Storage | 30 | GRUB_P | 0.01 | 0.01 | 0 | 0
CE | Storage | 30 | G_EXTRA_11 | 0.03 | 0.03 | 0 | 0
CE | Storage | 30 | G_EXTRA_12 | 0.01 | 0.01 | 0 | 0
CE | Storage | 30 | G_EXTRA_2 | 0.03 | 0.03 | 0 | 0
CE | Storage | 30 | G_EXTRA_9 | 0.13 | 0.11 | 0 | 0
CE | Storage | 30 | HAMHC1 | 0.01 | 0.01 | 0 | 0
CE | Storage | 30 | HARK_1 | 15.73 | 13.65 | 0 | 0
CE | Storage | 30 | HARM_6 | 0.04 | 0.03 | 0 | 0
CE | Storage | 30 | HAWI | 0.02 | 0.02 | 0 | 0
CE | Storage | 30 | HAWP_6 | 0.06 | 0.05 | 0 | 0
CE | Storage | 30 | HEYS1 | 0.02 | 0.02 | 0 | 0
CE | Storage | 30 | HEYS_1 | 0.11 | 0.1 | 0 | 0
CE | Storage | 30 | HUTT_1 | 0.17 | 0.15 | 0 | 0
CE | Storage | 30 | IMPK_1 | 0.08 | 0.07 | 0 | 0
CE | Storage | 30 | INDQ1 | 1.2 | 1.04 | 0 | 0
CE | Storage | 30 | INKE | 0.02 | 0.02 | 0 | 0
CE | Storage | 30 | IROA1 | 0.1 | 0.09 | 0 | 0
CE | Storage | 30 | IRONB1 | 0.04 | 0.03 | 0 | 0
CE | Storage | 30 | IVER_1 | 1 | 0.87 | 0 | 0
CE | Storage | 30 | JORD_3 | 22.01 | 19.1 | 0 | 0
CE | Storage | 30 | KAIM | 0.04 | 0.03 | 0 | 0
CE | Storage | 30 | KEAD_1 | 0.2 | 0.17 | 0 | 0
CE | Storage | 30 | KEAR_3 | 19.6 | 17.01 | 0 | 0
CE | Storage | 30 | KEIT_P | 0.05 | 0.04 | 0 | 0
CE | Storage | 30 | KEMS_1 | 0.08 | 0.07 | 0 | 0
CE | Storage | 30 | KIBY_1 | 40 | 34.72 | 0 | 0
CE | Storage | 30 | KIER | 0.01 | 0.01 | 0 | 0
CE | Storage | 30 | KILS | 0.02 | 0.02 | 0 | 0
CE | Storage | 30 | KILT | 0.01 | 0.01 | 0 | 0
CE | Storage | 30 | KINO_1 | 29.03 | 25.2 | 0 | 0
CE | Storage | 30 | KINT_P | 0.05 | 0.04 | 0 | 0
CE | Storage | 30 | KIRKB1 | 0.03 | 0.03 | 0 | 0
CE | Storage | 30 | KITW_1 | 0.01 | 0.01 | 0 | 0
CE | Storage | 30 | KNAR | 16.01 | 13.9 | 0 | 0
CE | Storage | 30 | LACK_6 | 6.02 | 5.23 | 0 | 0
CE | Storage | 30 | LAIR_P | 0.01 | 0.01 | 0 | 0
CE | Storage | 30 | LAND1 | 2.58 | 2.24 | 0 | 0
CE | Storage | 30 | LEGA_1 | 0.03 | 0.03 | 0 | 0
CE | Storage | 30 | LEVE | 0.02 | 0.02 | 0 | 0
CE | Storage | 30 | LING | 0.06 | 0.05 | 0 | 0
CE | Storage | 30 | LINM | 0.11 | 0.1 | 0 | 0
CE | Storage | 30 | LISD_1 | 0.02 | 0.02 | 0 | 0
CE | Storage | 30 | LITT_J | 20 | 17.36 | 0 | 0
CE | Storage | 30 | LOVE_1 | 7.56 | 6.56 | 0 | 0
CE | Storage | 30 | MACC_3 | 10.01 | 8.69 | 0 | 0
CE | Storage | 30 | MACD_P | 0.06 | 0.05 | 0 | 0
CE | Storage | 30 | MAGA_6 | 0.02 | 0.02 | 0 | 0
CE | Storage | 30 | MANN_1 | 7.6 | 6.6 | 0 | 0
CE | Storage | 30 | MELK_1 | 80.1 | 69.53 | 0 | 0
CE | Storage | 30 | MILC_P | 0.01 | 0.01 | 0 | 0
CE | Storage | 30 | MITY_1 | 50.1 | 43.49 | 0 | 0
CE | Storage | 30 | MYBS_P | 0.04 | 0.03 | 0 | 0
CE | Storage | 30 | NECE_1 | 0.01 | 0.01 | 0 | 0
CE | Storage | 30 | NEEP_3 | 0.03 | 0.03 | 0 | 0
CE | Storage | 30 | NEWX_6 | 2.01 | 1.74 | 0 | 0
CE | Storage | 30 | NFLE | 5.03 | 4.37 | 0 | 0
CE | Storage | 30 | NINF_1 | 38.52 | 33.44 | 0 | 0
CE | Storage | 30 | NORL_3 | 0.01 | 0.01 | 0 | 0
CE | Storage | 30 | NORM_1 | 0.22 | 0.19 | 0 | 0
CE | Storage | 30 | NORT_1 | 50.07 | 43.46 | 0 | 0
CE | Storage | 30 | NURS_1 | 0.06 | 0.05 | 0 | 0
CE | Storage | 30 | OCKH_1 | 0.01 | 0.01 | 0 | 0
CE | Storage | 30 | OFFE_3 | 0.01 | 0.01 | 0 | 0
CE | Storage | 30 | OLDB_1 | 0.01 | 0.01 | 0 | 0
CE | Storage | 30 | OSBA_1 | 0.02 | 0.02 | 0 | 0
CE | Storage | 30 | PADIB1 | 0.09 | 0.08 | 0 | 0
CE | Storage | 30 | PEHS_P | 1 | 0.87 | 0 | 0
CE | Storage | 30 | PELH_1 | 50.03 | 43.43 | 0 | 0
CE | Storage | 30 | PEMB_1 | 0.12 | 0.1 | 0 | 0
CE | Storage | 30 | PENE_1 | 0.01 | 0.01 | 0 | 0
CE | Storage | 30 | PENN_1 | 97.9 | 84.98 | 0 | 0
CE | Storage | 30 | PENT_1 | 5.04 | 4.37 | 0 | 0
CE | Storage | 30 | PENW_1 | 7.21 | 6.26 | 0 | 0
CE | Storage | 30 | PITS_3 | 0.01 | 0.01 | 0 | 0
CE | Storage | 30 | POOB | 0.01 | 0.01 | 0 | 0
CE | Storage | 30 | POPP_3 | 0.01 | 0.01 | 0 | 0
CE | Storage | 30 | PORA_P | 0.03 | 0.03 | 0 | 0
CE | Storage | 30 | PORD | 0.01 | 0.01 | 0 | 0
CE | Storage | 30 | PYLE_1 | 4.19 | 3.64 | 0 | 0
CE | Storage | 30 | RANN_P | 0.01 | 0.01 | 0 | 0
CE | Storage | 30 | RASS_1 | 0.1 | 0.09 | 0 | 0
CE | Storage | 30 | RATS_1 | 0.04 | 0.03 | 0 | 0
CE | Storage | 30 | RAYL_1 | 10.15 | 8.81 | 0 | 0
CE | Storage | 30 | REDH | 20.05 | 17.4 | 0 | 0
CE | Storage | 30 | REDM_P | 0.02 | 0.02 | 0 | 0
CE | Storage | 30 | RICH1 | 0.03 | 0.03 | 0 | 0
CE | Storage | 30 | ROCH_1 | 5.17 | 4.49 | 0 | 0
CE | Storage | 30 | RUGEB1 | 0.04 | 0.03 | 0 | 0
CE | Storage | 30 | RYEH_1 | 20.03 | 17.39 | 0 | 0
CE | Storage | 30 | SALH_1 | 0.04 | 0.03 | 0 | 0
CE | Storage | 30 | SALT_1 | 0.11 | 0.1 | 0 | 0
CE | Storage | 30 | SBAR | 31.63 | 27.45 | 0 | 0
CE | Storage | 30 | SEAB1 | 69.93 | 60.7 | 0 | 0
CE | Storage | 30 | SELL_1 | 0.15 | 0.13 | 0 | 0
CE | Storage | 30 | SFEG_P | 0.03 | 0.03 | 0 | 0
CE | Storage | 30 | SHEC_3 | 0.01 | 0.01 | 0 | 0
CE | Storage | 30 | SHRW_1 | 0.13 | 0.11 | 0 | 0
CE | Storage | 30 | SIGH | 49.98 | 43.38 | 0 | 0
CE | Storage | 30 | SKLGB1 | 0.02 | 0.02 | 0 | 0
CE | Storage | 30 | SPEN_1 | 0.07 | 0.06 | 0 | 0
CE | Storage | 30 | SSHI_3 | 35 | 30.38 | 0 | 0
CE | Storage | 30 | STAH_1 | 0.01 | 0.01 | 0 | 0
CE | Storage | 30 | STAL_1 | 0.01 | 0.01 | 0 | 0
CE | Storage | 30 | STAY_1 | 0.18 | 0.16 | 0 | 0
CE | Storage | 30 | STEN_1 | 50.01 | 43.41 | 0 | 0
CE | Storage | 30 | STES_1 | 0.05 | 0.04 | 0 | 0
CE | Storage | 30 | STHA | 0.05 | 0.04 | 0 | 0
CE | Storage | 30 | STIR | 0.04 | 0.03 | 0 | 0
CE | Storage | 30 | STLE | 0.01 | 0.01 | 0 | 0
CE | Storage | 30 | STRI_P | 0.04 | 0.03 | 0 | 0
CE | Storage | 30 | SUND_1 | 12.06 | 10.47 | 0 | 0
CE | Storage | 30 | SWAN_1 | 0.21 | 0.18 | 0 | 0
CE | Storage | 30 | TARL_P | 0.01 | 0.01 | 0 | 0
CE | Storage | 30 | TAUN1 | 0.03 | 0.03 | 0 | 0
CE | Storage | 30 | TAYN_P | 0.02 | 0.02 | 0 | 0
CE | Storage | 30 | TEMP_3 | 0.01 | 0.01 | 0 | 0
CE | Storage | 30 | THOM_6 | 15.1 | 13.11 | 0 | 0
CE | Storage | 30 | THSO_P | 2.08 | 1.81 | 0 | 0
CE | Storage | 30 | THUR_6 | 0.04 | 0.03 | 0 | 0
CE | Storage | 30 | TILBB_1 | 9.08 | 7.88 | 0 | 0
CE | Storage | 30 | TRAW_1 | 0.24 | 0.21 | 0 | 0
CE | Storage | 30 | UPPB_1 | 0.11 | 0.1 | 0 | 0
CE | Storage | 30 | UPPB_3 | 0.04 | 0.03 | 0 | 0
CE | Storage | 30 | USKM_1 | 20.01 | 17.37 | 0 | 0
CE | Storage | 30 | WALH_1 | 49.57 | 43.03 | 0 | 0
CE | Storage | 30 | WALP_1 | 0.31 | 0.27 | 0 | 0
CE | Storage | 30 | WALP_B | 8.08 | 7.01 | 0 | 0
CE | Storage | 30 | WARL_1 | 10.06 | 8.73 | 0 | 0
CE | Storage | 30 | WASF_1 | 49.8 | 43.23 | 0 | 0
CE | Storage | 30 | WBOL_6 | 2.8 | 2.43 | 0 | 0
CE | Storage | 30 | WBUR_1 | 9.85 | 8.55 | 0 | 0
CE | Storage | 30 | WFIE | 0.04 | 0.03 | 0 | 0
CE | Storage | 30 | WHGA_1 | 26 | 22.57 | 0 | 0
CE | Storage | 30 | WIBA_3 | 0.01 | 0.01 | 0 | 0
CE | Storage | 30 | WIEN_1 | 48.01 | 41.67 | 0 | 0
CE | Storage | 30 | WILL_1 | 0.02 | 0.02 | 0 | 0
CE | Storage | 30 | WIMBN1 | 0.01 | 0.01 | 0 | 0
CE | Storage | 30 | WIMBS1 | 0.01 | 0.01 | 0 | 0
CE | Storage | 30 | WISH | 0.02 | 0.02 | 0 | 0
CE | Storage | 30 | WMEL_1 | 20.02 | 17.38 | 0 | 0
CE | Storage | 30 | WYLF_1 | 0.09 | 0.08 | 0 | 0
CE | Storage | 30 | WYMOM_1 | 0.03 | 0.03 | 0 | 0
CE | Storage | 31 | ABHA1 | 20.08 | 17.43 | 0 | 0
CE | Storage | 31 | ABNE_P | 0.02 | 0.02 | 0 | 0
CE | Storage | 31 | ALNE_P | 0.01 | 0.01 | 0 | 0
CE | Storage | 31 | ALVE1 | 4.22 | 3.66 | 0 | 0
CE | Storage | 31 | ARMO_P | 0.04 | 0.03 | 0 | 0
CE | Storage | 31 | AXMI1 | 15.61 | 13.55 | 0 | 0
CE | Storage | 31 | BAGA | 0.07 | 0.06 | 0 | 0
CE | Storage | 31 | BAIN | 0.01 | 0.01 | 0 | 0
CE | Storage | 31 | BARKC1 | 0.02 | 0.02 | 0 | 0
CE | Storage | 31 | BEDD_1 | 7.5 | 6.51 | 0 | 0
CE | Storage | 31 | BERW | 0.13 | 0.11 | 0 | 0
CE | Storage | 31 | BESW_1 | 0.02 | 0.02 | 0 | 0
CE | Storage | 31 | BICF_1 | 73.66 | 63.94 | 0 | 0
CE | Storage | 31 | BISW_1 | 0.01 | 0.01 | 0 | 0
CE | Storage | 31 | BLYTB1 | 0.08 | 0.07 | 0 | 0
CE | Storage | 31 | BLYTH132 | 0.15 | 0.13 | 0 | 0
CE | Storage | 31 | BOLN_1 | 45.01 | 39.07 | 0 | 0
CE | Storage | 31 | BONN | 0.03 | 0.03 | 0 | 0
CE | Storage | 31 | BOTW_1 | 0.07 | 0.06 | 0 | 0
CE | Storage | 31 | BRAI_1 | 39.73 | 34.49 | 0 | 0
CE | Storage | 31 | BRAW_1 | 0.03 | 0.03 | 0 | 0
CE | Storage | 31 | BRFO_1 | 0.05 | 0.04 | 0 | 0
CE | Storage | 31 | BRIM_1 | 0.03 | 0.03 | 0 | 0
CE | Storage | 31 | BRLE_1 | 0.03 | 0.03 | 0 | 0
CE | Storage | 31 | BROX | 20 | 17.36 | 0 | 0
CE | Storage | 31 | BRWA1 | 0.12 | 0.1 | 0 | 0
CE | Storage | 31 | BURM_1 | 0.36 | 0.31 | 0 | 0
CE | Storage | 31 | BUSH_1 | 0.01 | 0.01 | 0 | 0
CE | Storage | 31 | BUST_1 | 0.02 | 0.02 | 0 | 0
CE | Storage | 31 | CAMB_01 | 0.01 | 0.01 | 0 | 0
CE | Storage | 31 | CANTN1 | 0.04 | 0.03 | 0 | 0
CE | Storage | 31 | CAPEA1 | 20.01 | 17.37 | 0 | 0
CE | Storage | 31 | CARE_1 | 0.01 | 0.01 | 0 | 0
CE | Storage | 31 | CARR_1 | 30 | 26.04 | 0 | 0
CE | Storage | 31 | CELL_1 | 20.04 | 17.39 | 0 | 0
CE | Storage | 31 | CHAP | 0.03 | 0.03 | 0 | 0
CE | Storage | 31 | CHIC_1 | 0.11 | 0.1 | 0 | 0
CE | Storage | 31 | CHSI_1 | 6 | 5.21 | 0 | 0
CE | Storage | 31 | CHTE_1 | 33.62 | 29.18 | 0 | 0
CE | Storage | 31 | CLT03 | 0.03 | 0.03 | 0 | 0
CE | Storage | 31 | CONQA1 | 0.07 | 0.06 | 0 | 0
CE | Storage | 31 | COUA_P | 0.01 | 0.01 | 0 | 0
CE | Storage | 31 | COVE_1 | 0.04 | 0.03 | 0 | 0
CE | Storage | 31 | COWL_1 | 0.12 | 0.1 | 0 | 0
CE | Storage | 31 | COYL | 0.08 | 0.07 | 0 | 0
CE | Storage | 31 | CREB_1 | 107.69 | 93.47 | 0 | 0
CE | Storage | 31 | CUMB | 30.02 | 26.06 | 0 | 0
CE | Storage | 31 | CUPA | 0.01 | 0.01 | 0 | 0
CE | Storage | 31 | DEVO | 0.1 | 0.09 | 0 | 0
CE | Storage | 31 | DOUN_P | 0.02 | 0.02 | 0 | 0
CE | Storage | 31 | DRAK_1 | 50.01 | 43.41 | 0 | 0
CE | Storage | 31 | DRAX_1 | 0.14 | 0.12 | 0 | 0
CE | Storage | 31 | DRCR | 30.03 | 26.07 | 0 | 0
CE | Storage | 31 | DUNB | 0.02 | 0.02 | 0 | 0
CE | Storage | 31 | DUNF | 0.01 | 0.01 | 0 | 0
CE | Storage | 31 | DUNO_P | 0.01 | 0.01 | 0 | 0
CE | Storage | 31 | DYCE_P | 0.03 | 0.03 | 0 | 0
CE | Storage | 31 | EASO_1 | 0.2 | 0.17 | 0 | 0
CE | Storage | 31 | ECCL | 0.04 | 0.03 | 0 | 0
CE | Storage | 31 | ECLA_1 | 30.06 | 26.09 | 0 | 0
CE | Storage | 31 | EKIS | 0.08 | 0.07 | 0 | 0
CE | Storage | 31 | ELLA_1 | 0.01 | 0.01 | 0 | 0
CE | Storage | 31 | ENDE_1 | 4.52 | 3.92 | 0 | 0
CE | Storage | 31 | EXET1 | 1.08 | 0.94 | 0 | 0
CE | Storage | 31 | FAWL_1 | 0.07 | 0.06 | 0 | 0
CE | Storage | 31 | FECK_6 | 17.68 | 15.35 | 0 | 0
CE | Storage | 31 | FERRA2 | 0.01 | 0.01 | 0 | 0
CE | Storage | 31 | FERRB1 | 0.01 | 0.01 | 0 | 0
CE | Storage | 31 | FIDD_P | 0.07 | 0.06 | 0 | 0
CE | Storage | 31 | FIDF_1 | 41.6 | 36.11 | 0 | 0
CE | Storage | 31 | FLEE_1 | 0.03 | 0.03 | 0 | 0
CE | Storage | 31 | FOUR_1 | 0.17 | 0.15 | 0 | 0
CE | Storage | 31 | FROD_1 | 20.07 | 17.42 | 0 | 0
CE | Storage | 31 | FWIL_P | 0.01 | 0.01 | 0 | 0
CE | Storage | 31 | GALA | 0.02 | 0.02 | 0 | 0
CE | Storage | 31 | GIFF | 0.01 | 0.01 | 0 | 0
CE | Storage | 31 | GLLU | 0.09 | 0.08 | 0 | 0
CE | Storage | 31 | GLNI | 0.05 | 0.04 | 0 | 0
CE | Storage | 31 | GLRO | 0.01 | 0.01 | 0 | 0
CE | Storage | 31 | GREN_1 | 21.5 | 18.66 | 0 | 0
CE | Storage | 31 | GRIW_1 | 3.14 | 2.73 | 0 | 0
CE | Storage | 31 | GRUB_P | 0.01 | 0.01 | 0 | 0
CE | Storage | 31 | G_EXTRA_11 | 0.03 | 0.03 | 0 | 0
CE | Storage | 31 | G_EXTRA_12 | 0.01 | 0.01 | 0 | 0
CE | Storage | 31 | G_EXTRA_2 | 0.02 | 0.02 | 0 | 0
CE | Storage | 31 | G_EXTRA_9 | 0.12 | 0.1 | 0 | 0
CE | Storage | 31 | HAMHC1 | 0.02 | 0.02 | 0 | 0
CE | Storage | 31 | HARK_1 | 15.72 | 13.64 | 0 | 0
CE | Storage | 31 | HARM_6 | 0.04 | 0.03 | 0 | 0
CE | Storage | 31 | HAWI | 0.02 | 0.02 | 0 | 0
CE | Storage | 31 | HAWP_6 | 0.05 | 0.04 | 0 | 0
CE | Storage | 31 | HEYS1 | 0.02 | 0.02 | 0 | 0
CE | Storage | 31 | HEYS_1 | 0.1 | 0.09 | 0 | 0
CE | Storage | 31 | HUTT_1 | 0.16 | 0.14 | 0 | 0
CE | Storage | 31 | IMPK_1 | 0.09 | 0.08 | 0 | 0
CE | Storage | 31 | INDQ1 | 1.2 | 1.04 | 0 | 0
CE | Storage | 31 | INKE | 0.01 | 0.01 | 0 | 0
CE | Storage | 31 | IROA1 | 29.11 | 25.27 | 0 | 0
CE | Storage | 31 | IRONB1 | 0.04 | 0.03 | 0 | 0
CE | Storage | 31 | IVER_1 | 1 | 0.87 | 0 | 0
CE | Storage | 31 | JORD_3 | 22.01 | 19.1 | 0 | 0
CE | Storage | 31 | KAIM | 0.04 | 0.03 | 0 | 0
CE | Storage | 31 | KEAD_1 | 0.18 | 0.16 | 0 | 0
CE | Storage | 31 | KEAR_3 | 19.6 | 17.01 | 0 | 0
CE | Storage | 31 | KEIT_P | 0.05 | 0.04 | 0 | 0
CE | Storage | 31 | KEMS_1 | 0.09 | 0.08 | 0 | 0
CE | Storage | 31 | KIBY_1 | 90 | 78.12 | 0 | 0
CE | Storage | 31 | KIER | 0.01 | 0.01 | 0 | 0
CE | Storage | 31 | KILS | 0.02 | 0.02 | 0 | 0
CE | Storage | 31 | KILT | 0.01 | 0.01 | 0 | 0
CE | Storage | 31 | KINO_1 | 29.04 | 25.21 | 0 | 0
CE | Storage | 31 | KINT_P | 0.05 | 0.04 | 0 | 0
CE | Storage | 31 | KIRKB1 | 0.02 | 0.02 | 0 | 0
CE | Storage | 31 | KITW_1 | 0.01 | 0.01 | 0 | 0
CE | Storage | 31 | KNAR | 16.01 | 13.9 | 0 | 0
CE | Storage | 31 | LACK_6 | 6.02 | 5.23 | 0 | 0
CE | Storage | 31 | LAIR_P | 0.01 | 0.01 | 0 | 0
CE | Storage | 31 | LAND1 | 22.59 | 19.61 | 0 | 0
CE | Storage | 31 | LEGA_1 | 0.03 | 0.03 | 0 | 0
CE | Storage | 31 | LEVE | 0.01 | 0.01 | 0 | 0
CE | Storage | 31 | LING | 0.05 | 0.04 | 0 | 0
CE | Storage | 31 | LINM | 0.1 | 0.09 | 0 | 0
CE | Storage | 31 | LISD_1 | 0.02 | 0.02 | 0 | 0
CE | Storage | 31 | LITT_J | 20 | 17.36 | 0 | 0
CE | Storage | 31 | LOVE_1 | 7.57 | 6.57 | 0 | 0
CE | Storage | 31 | MACC_3 | 10.01 | 8.69 | 0 | 0
CE | Storage | 31 | MACD_P | 0.06 | 0.05 | 0 | 0
CE | Storage | 31 | MAGA_6 | 0.03 | 0.03 | 0 | 0
CE | Storage | 31 | MANN_1 | 7.61 | 6.61 | 0 | 0
CE | Storage | 31 | MELK_1 | 80.11 | 69.54 | 0 | 0
CE | Storage | 31 | MILC_P | 0.01 | 0.01 | 0 | 0
CE | Storage | 31 | MITY_1 | 50.12 | 43.5 | 0 | 0
CE | Storage | 31 | MYBS_P | 0.04 | 0.03 | 0 | 0
CE | Storage | 31 | NECE_1 | 0.02 | 0.02 | 0 | 0
CE | Storage | 31 | NEEP_3 | 40.03 | 34.75 | 0 | 0
CE | Storage | 31 | NEWX_6 | 2.01 | 1.74 | 0 | 0
CE | Storage | 31 | NFLE | 5.04 | 4.37 | 0 | 0
CE | Storage | 31 | NINF_1 | 38.52 | 33.44 | 0 | 0
CE | Storage | 31 | NORL_3 | 0.01 | 0.01 | 0 | 0
CE | Storage | 31 | NORM_1 | 0.24 | 0.21 | 0 | 0
CE | Storage | 31 | NORT_1 | 50.06 | 43.45 | 0 | 0
CE | Storage | 31 | NURS_1 | 10.07 | 8.74 | 0 | 0
CE | Storage | 31 | OCKH_1 | 0.01 | 0.01 | 0 | 0
CE | Storage | 31 | OFFE_3 | 0.01 | 0.01 | 0 | 0
CE | Storage | 31 | OLDB_1 | 0.01 | 0.01 | 0 | 0
CE | Storage | 31 | OSBA_1 | 0.02 | 0.02 | 0 | 0
CE | Storage | 31 | PADIB1 | 0.08 | 0.07 | 0 | 0
CE | Storage | 31 | PEHS_P | 1 | 0.87 | 0 | 0
CE | Storage | 31 | PELH_1 | 50.03 | 43.43 | 0 | 0
CE | Storage | 31 | PEMB_1 | 0.12 | 0.1 | 0 | 0
CE | Storage | 31 | PENE_1 | 0.01 | 0.01 | 0 | 0
CE | Storage | 31 | PENN_1 | 97.9 | 84.98 | 0 | 0
CE | Storage | 31 | PENT_1 | 5.04 | 4.37 | 0 | 0
CE | Storage | 31 | PENW_1 | 7.21 | 6.26 | 0 | 0
CE | Storage | 31 | PERS_P | 0.01 | 0.01 | 0 | 0
CE | Storage | 31 | PITS_3 | 0.01 | 0.01 | 0 | 0
CE | Storage | 31 | POOB | 0.01 | 0.01 | 0 | 0
CE | Storage | 31 | POPP_3 | 0.01 | 0.01 | 0 | 0
CE | Storage | 31 | PORA_P | 0.03 | 0.03 | 0 | 0
CE | Storage | 31 | PORD | 0.01 | 0.01 | 0 | 0
CE | Storage | 31 | PYLE_1 | 4.18 | 3.63 | 0 | 0
CE | Storage | 31 | RAIN_1 | 20 | 17.36 | 0 | 0
CE | Storage | 31 | RANN_P | 0.01 | 0.01 | 0 | 0
CE | Storage | 31 | RASS_1 | 0.11 | 0.1 | 0 | 0
CE | Storage | 31 | RATS_1 | 0.04 | 0.03 | 0 | 0
CE | Storage | 31 | RAYL_1 | 10.15 | 8.81 | 0 | 0
CE | Storage | 31 | REDH | 20.04 | 17.39 | 0 | 0
CE | Storage | 31 | REDM_P | 0.02 | 0.02 | 0 | 0
CE | Storage | 31 | RICH1 | 0.04 | 0.03 | 0 | 0
CE | Storage | 31 | ROCH_1 | 5.15 | 4.47 | 0 | 0
CE | Storage | 31 | RUGEB1 | 0.04 | 0.03 | 0 | 0
CE | Storage | 31 | RYEH_1 | 20.03 | 17.39 | 0 | 0
CE | Storage | 31 | SALH_1 | 0.04 | 0.03 | 0 | 0
CE | Storage | 31 | SALT_1 | 2.1 | 1.82 | 0 | 0
CE | Storage | 31 | SBAR | 39.63 | 34.4 | 0 | 0
CE | Storage | 31 | SEAB1 | 69.94 | 60.71 | 0 | 0
CE | Storage | 31 | SELL_1 | 0.15 | 0.13 | 0 | 0
CE | Storage | 31 | SFEG_P | 0.03 | 0.03 | 0 | 0
CE | Storage | 31 | SHEC_3 | 0.01 | 0.01 | 0 | 0
CE | Storage | 31 | SHRW_1 | 0.13 | 0.11 | 0 | 0
CE | Storage | 31 | SIGH | 49.98 | 43.38 | 0 | 0
CE | Storage | 31 | SKLGB1 | 0.02 | 0.02 | 0 | 0
CE | Storage | 31 | SPEN_1 | 0.07 | 0.06 | 0 | 0
CE | Storage | 31 | SSHI_3 | 35.01 | 30.39 | 0 | 0
CE | Storage | 31 | STAH_1 | 0.01 | 0.01 | 0 | 0
CE | Storage | 31 | STAL_1 | 0.01 | 0.01 | 0 | 0
CE | Storage | 31 | STAY_1 | 0.19 | 0.16 | 0 | 0
CE | Storage | 31 | STEN_1 | 50.01 | 43.41 | 0 | 0
CE | Storage | 31 | STES_1 | 0.05 | 0.04 | 0 | 0
CE | Storage | 31 | STHA | 0.04 | 0.03 | 0 | 0
CE | Storage | 31 | STIR | 0.04 | 0.03 | 0 | 0
CE | Storage | 31 | STLE | 0.01 | 0.01 | 0 | 0
CE | Storage | 31 | STRI_P | 0.04 | 0.03 | 0 | 0
CE | Storage | 31 | SUND_1 | 12.06 | 10.47 | 0 | 0
CE | Storage | 31 | SWAN_1 | 0.21 | 0.18 | 0 | 0
CE | Storage | 31 | TARL_P | 0.01 | 0.01 | 0 | 0
CE | Storage | 31 | TAUN1 | 0.03 | 0.03 | 0 | 0
CE | Storage | 31 | TAYN_P | 0.02 | 0.02 | 0 | 0
CE | Storage | 31 | TEMP_3 | 0.01 | 0.01 | 0 | 0
CE | Storage | 31 | THOM_6 | 15.1 | 13.11 | 0 | 0
CE | Storage | 31 | THSO_P | 2.08 | 1.81 | 0 | 0
CE | Storage | 31 | THUR_6 | 0.04 | 0.03 | 0 | 0
CE | Storage | 31 | TILBB_1 | 9.08 | 7.88 | 0 | 0
CE | Storage | 31 | TRAW_1 | 0.22 | 0.19 | 0 | 0
CE | Storage | 31 | TYNE_1 | 0.01 | 0.01 | 0 | 0
CE | Storage | 31 | TYNE_2 | 0.01 | 0.01 | 0 | 0
CE | Storage | 31 | UPPB_1 | 0.1 | 0.09 | 0 | 0
CE | Storage | 31 | UPPB_3 | 0.04 | 0.03 | 0 | 0
CE | Storage | 31 | USKM_1 | 20.01 | 17.37 | 0 | 0
CE | Storage | 31 | WALH_1 | 49.57 | 43.03 | 0 | 0
CE | Storage | 31 | WALP_1 | 0.29 | 0.25 | 0 | 0
CE | Storage | 31 | WALP_B | 58.08 | 50.41 | 0 | 0
CE | Storage | 31 | WARL_1 | 59.57 | 51.71 | 0 | 0
CE | Storage | 31 | WASF_1 | 59.8 | 51.91 | 0 | 0
CE | Storage | 31 | WBOL_6 | 2.81 | 2.44 | 0 | 0
CE | Storage | 31 | WBUR_1 | 9.86 | 8.56 | 0 | 0
CE | Storage | 31 | WFIE | 0.03 | 0.03 | 0 | 0
CE | Storage | 31 | WHGA_1 | 36 | 31.25 | 0 | 0
CE | Storage | 31 | WIBA_3 | 0.01 | 0.01 | 0 | 0
CE | Storage | 31 | WIEN_1 | 48.01 | 41.67 | 0 | 0
CE | Storage | 31 | WILL_1 | 0.02 | 0.02 | 0 | 0
CE | Storage | 31 | WIMBN1 | 0.01 | 0.01 | 0 | 0
CE | Storage | 31 | WIMBS1 | 0.01 | 0.01 | 0 | 0
CE | Storage | 31 | WISH | 0.02 | 0.02 | 0 | 0
CE | Storage | 31 | WMEL_1 | 55.02 | 47.76 | 0 | 0
CE | Storage | 31 | WYLF_1 | 0.09 | 0.08 | 0 | 0
CE | Storage | 31 | WYMOM_1 | 0.03 | 0.03 | 0 | 0
CE | Storage | 32 | ABHA1 | 20.1 | 17.45 | 0 | 0
CE | Storage | 32 | ABNE_P | 0.02 | 0.02 | 0 | 0
CE | Storage | 32 | ABTH_1 | 0.01 | 0.01 | 0 | 0
CE | Storage | 32 | ALNE_P | 0.01 | 0.01 | 0 | 0
CE | Storage | 32 | ALST_3 | 0.01 | 0.01 | 0 | 0
CE | Storage | 32 | ALVE1 | 4.21 | 3.65 | 0 | 0
CE | Storage | 32 | ARMO_P | 0.04 | 0.03 | 0 | 0
CE | Storage | 32 | AXMI1 | 15.64 | 13.58 | 0 | 0
CE | Storage | 32 | BAGA | 0.05 | 0.04 | 0 | 0
CE | Storage | 32 | BAIN | 0.01 | 0.01 | 0 | 0
CE | Storage | 32 | BARKC1 | 0.02 | 0.02 | 0 | 0
CE | Storage | 32 | BEDDT1 | 0.01 | 0.01 | 0 | 0
CE | Storage | 32 | BEDD_1 | 7.51 | 6.52 | 0 | 0
CE | Storage | 32 | BERW | 0.1 | 0.09 | 0 | 0
CE | Storage | 32 | BESW_1 | 0.02 | 0.02 | 0 | 0
CE | Storage | 32 | BICF_1 | 73.7 | 63.97 | 0 | 0
CE | Storage | 32 | BIRK_1 | 0.01 | 0.01 | 0 | 0
CE | Storage | 32 | BISW_1 | 19.61 | 17.02 | 0 | 0
CE | Storage | 32 | BLYTB1 | 0.07 | 0.06 | 0 | 0
CE | Storage | 32 | BLYTH132 | 0.12 | 0.1 | 0 | 0
CE | Storage | 32 | BOLN_1 | 45.02 | 39.08 | 0 | 0
CE | Storage | 32 | BONN | 30.02 | 26.06 | 0 | 0
CE | Storage | 32 | BOTW_1 | 0.08 | 0.07 | 0 | 0
CE | Storage | 32 | BRAI_1 | 79.74 | 69.21 | 0 | 0
CE | Storage | 32 | BRAW_1 | 0.02 | 0.02 | 0 | 0
CE | Storage | 32 | BRED_1 | 0.01 | 0.01 | 0 | 0
CE | Storage | 32 | BRFO_1 | 50.04 | 43.43 | 0 | 0
CE | Storage | 32 | BRIM_1 | 0.04 | 0.03 | 0 | 0
CE | Storage | 32 | BRLE_1 | 0.04 | 0.03 | 0 | 0
CE | Storage | 32 | BROX | 20 | 17.36 | 0 | 0
CE | Storage | 32 | BRWA1 | 0.15 | 0.13 | 0 | 0
CE | Storage | 32 | BURM_1 | 0.43 | 0.37 | 0 | 0
CE | Storage | 32 | BUSH_1 | 1.01 | 0.88 | 0 | 0
CE | Storage | 32 | BUST_1 | 0.02 | 0.02 | 0 | 0
CE | Storage | 32 | CAMB_01 | 0.02 | 0.02 | 0 | 0
CE | Storage | 32 | CANTN1 | 0.04 | 0.03 | 0 | 0
CE | Storage | 32 | CAPEA1 | 20.01 | 17.37 | 0 | 0
CE | Storage | 32 | CARE_1 | 0.01 | 0.01 | 0 | 0
CE | Storage | 32 | CARR_1 | 30.01 | 26.05 | 0 | 0
CE | Storage | 32 | CELL_1 | 60.06 | 52.13 | 0 | 0
CE | Storage | 32 | CHAP | 0.02 | 0.02 | 0 | 0
CE | Storage | 32 | CHIC_1 | 0.13 | 0.11 | 0 | 0
CE | Storage | 32 | CHSI_1 | 6.01 | 5.22 | 0 | 0
CE | Storage | 32 | CHTE_1 | 33.62 | 29.18 | 0 | 0
CE | Storage | 32 | CLT03 | 0.03 | 0.03 | 0 | 0
CE | Storage | 32 | CONQA1 | 0.06 | 0.05 | 0 | 0
CE | Storage | 32 | COUA_P | 0.01 | 0.01 | 0 | 0
CE | Storage | 32 | COVE_1 | 5.04 | 4.37 | 0 | 0
CE | Storage | 32 | COWL_1 | 0.15 | 0.13 | 0 | 0
CE | Storage | 32 | COYL | 0.06 | 0.05 | 0 | 0
CE | Storage | 32 | CREB_1 | 107.66 | 93.45 | 0 | 0
CE | Storage | 32 | CUMB | 30.01 | 26.05 | 0 | 0
CE | Storage | 32 | CUPA | 0.01 | 0.01 | 0 | 0
CE | Storage | 32 | DEVO | 0.07 | 0.06 | 0 | 0
CE | Storage | 32 | DOUN_P | 0.02 | 0.02 | 0 | 0
CE | Storage | 32 | DRAK_1 | 50.01 | 43.41 | 0 | 0
CE | Storage | 32 | DRAX_1 | 0.11 | 0.1 | 0 | 0
CE | Storage | 32 | DRCR | 30.03 | 26.07 | 0 | 0
CE | Storage | 32 | DUNB | 0.01 | 0.01 | 0 | 0
CE | Storage | 32 | DUNF | 0.01 | 0.01 | 0 | 0
CE | Storage | 32 | DUNO_P | 0.01 | 0.01 | 0 | 0
CE | Storage | 32 | DYCE_P | 0.02 | 0.02 | 0 | 0
CE | Storage | 32 | EASO_1 | 0.18 | 0.16 | 0 | 0
CE | Storage | 32 | ECCL | 0.03 | 0.03 | 0 | 0
CE | Storage | 32 | ECLA_1 | 30.08 | 26.11 | 0 | 0
CE | Storage | 32 | EKIS | 0.06 | 0.05 | 0 | 0
CE | Storage | 32 | ELLA_1 | 0.01 | 0.01 | 0 | 0
CE | Storage | 32 | ENDE_1 | 4.52 | 3.92 | 0 | 0
CE | Storage | 32 | EXET1 | 1.1 | 0.95 | 0 | 0
CE | Storage | 32 | FAWL_1 | 0.08 | 0.07 | 0 | 0
CE | Storage | 32 | FECK_6 | 17.68 | 15.35 | 0 | 0
CE | Storage | 32 | FERRA2 | 0.02 | 0.02 | 0 | 0
CE | Storage | 32 | FERRB1 | 0.02 | 0.02 | 0 | 0
CE | Storage | 32 | FIDD_P | 0.06 | 0.05 | 0 | 0
CE | Storage | 32 | FIDF_1 | 41.6 | 36.11 | 0 | 0
CE | Storage | 32 | FLEE_1 | 0.04 | 0.03 | 0 | 0
CE | Storage | 32 | FOUR_1 | 0.14 | 0.12 | 0 | 0
CE | Storage | 32 | FROD_1 | 20.06 | 17.41 | 0 | 0
CE | Storage | 32 | FWIL_P | 0.01 | 0.01 | 0 | 0
CE | Storage | 32 | GALA | 0.02 | 0.02 | 0 | 0
CE | Storage | 32 | GLLU | 0.07 | 0.06 | 0 | 0
CE | Storage | 32 | GLNI | 0.04 | 0.03 | 0 | 0
CE | Storage | 32 | GLRO | 0.01 | 0.01 | 0 | 0
CE | Storage | 32 | GREN_1 | 21.5 | 18.66 | 0 | 0
CE | Storage | 32 | GRIW_1 | 53.13 | 46.12 | 0 | 0
CE | Storage | 32 | GRUB_P | 0.01 | 0.01 | 0 | 0
CE | Storage | 32 | G_EXTRA_11 | 0.02 | 0.02 | 0 | 0
CE | Storage | 32 | G_EXTRA_12 | 0.01 | 0.01 | 0 | 0
CE | Storage | 32 | G_EXTRA_2 | 0.02 | 0.02 | 0 | 0
CE | Storage | 32 | G_EXTRA_9 | 0.09 | 0.08 | 0 | 0
CE | Storage | 32 | HAMHC1 | 0.02 | 0.02 | 0 | 0
CE | Storage | 32 | HARK_1 | 15.7 | 13.63 | 0 | 0
CE | Storage | 32 | HARM_6 | 0.03 | 0.03 | 0 | 0
CE | Storage | 32 | HAWI | 0.02 | 0.02 | 0 | 0
CE | Storage | 32 | HAWP_6 | 0.04 | 0.03 | 0 | 0
CE | Storage | 32 | HEYS1 | 0.03 | 0.03 | 0 | 0
CE | Storage | 32 | HEYS_1 | 0.09 | 0.08 | 0 | 0
CE | Storage | 32 | HURS_1 | 0.01 | 0.01 | 0 | 0
CE | Storage | 32 | HUTT_1 | 0.15 | 0.13 | 0 | 0
CE | Storage | 32 | IMPK_1 | 0.11 | 0.1 | 0 | 0
CE | Storage | 32 | INDQ1 | 1.19 | 1.03 | 0 | 0
CE | Storage | 32 | INKE | 0.01 | 0.01 | 0 | 0
CE | Storage | 32 | IROA1 | 29.14 | 25.29 | 0 | 0
CE | Storage | 32 | IRONB1 | 0.06 | 0.05 | 0 | 0
CE | Storage | 32 | IVER_1 | 1 | 0.87 | 0 | 0
CE | Storage | 32 | JORD_3 | 22.01 | 19.1 | 0 | 0
CE | Storage | 32 | KAIM | 0.03 | 0.03 | 0 | 0
CE | Storage | 32 | KEAD_1 | 0.15 | 0.13 | 0 | 0
CE | Storage | 32 | KEAR_3 | 19.6 | 17.01 | 0 | 0
CE | Storage | 32 | KEIT_P | 0.04 | 0.03 | 0 | 0
CE | Storage | 32 | KEMS_1 | 0.1 | 0.09 | 0 | 0
CE | Storage | 32 | KIBY_1 | 90 | 78.12 | 0 | 0
CE | Storage | 32 | KIER | 0.01 | 0.01 | 0 | 0
CE | Storage | 32 | KILS | 0.01 | 0.01 | 0 | 0
CE | Storage | 32 | KILT | 0.01 | 0.01 | 0 | 0
CE | Storage | 32 | KINO_1 | 29.04 | 25.21 | 0 | 0
CE | Storage | 32 | KINT_P | 0.04 | 0.03 | 0 | 0
CE | Storage | 32 | KIRKB1 | 0.02 | 0.02 | 0 | 0
CE | Storage | 32 | KITW_1 | 0.01 | 0.01 | 0 | 0
CE | Storage | 32 | KNAR | 16.01 | 13.9 | 0 | 0
CE | Storage | 32 | LACK_6 | 6.03 | 5.23 | 0 | 0
CE | Storage | 32 | LAIR_P | 0.01 | 0.01 | 0 | 0
CE | Storage | 32 | LAND1 | 22.61 | 19.63 | 0 | 0
CE | Storage | 32 | LEGA_1 | 0.04 | 0.03 | 0 | 0
CE | Storage | 32 | LEVE | 0.01 | 0.01 | 0 | 0
CE | Storage | 32 | LING | 0.04 | 0.03 | 0 | 0
CE | Storage | 32 | LINM | 0.08 | 0.07 | 0 | 0
CE | Storage | 32 | LISD_1 | 0.01 | 0.01 | 0 | 0
CE | Storage | 32 | LITT_C | 0.01 | 0.01 | 0 | 0
CE | Storage | 32 | LITT_J | 20.01 | 17.37 | 0 | 0
CE | Storage | 32 | LOVE_1 | 7.58 | 6.58 | 0 | 0
CE | Storage | 32 | LUNA_P | 10 | 8.68 | 0 | 0
CE | Storage | 32 | MACC_3 | 30.02 | 26.06 | 0 | 0
CE | Storage | 32 | MACD_P | 0.04 | 0.03 | 0 | 0
CE | Storage | 32 | MAGA_6 | 0.03 | 0.03 | 0 | 0
CE | Storage | 32 | MANN_1 | 27.63 | 23.98 | 0 | 0
CE | Storage | 32 | MELK_1 | 80.14 | 69.56 | 0 | 0
CE | Storage | 32 | MILC_P | 0.01 | 0.01 | 0 | 0
CE | Storage | 32 | MITY_1 | 50.14 | 43.52 | 0 | 0
CE | Storage | 32 | MYBS_P | 0.03 | 0.03 | 0 | 0
CE | Storage | 32 | NECE_1 | 0.02 | 0.02 | 0 | 0
CE | Storage | 32 | NEEP_3 | 40.03 | 34.75 | 0 | 0
CE | Storage | 32 | NEWX_6 | 2.01 | 1.74 | 0 | 0
CE | Storage | 32 | NFLE | 16.04 | 13.92 | 0 | 0
CE | Storage | 32 | NINF_1 | 38.53 | 33.44 | 0 | 0
CE | Storage | 32 | NORL_3 | 0.01 | 0.01 | 0 | 0
CE | Storage | 32 | NORM_1 | 0.28 | 0.24 | 0 | 0
CE | Storage | 32 | NORT_1 | 50.05 | 43.44 | 0 | 0
CE | Storage | 32 | NURS_1 | 12.11 | 10.51 | 0 | 0
CE | Storage | 32 | OCKH_1 | 0.01 | 0.01 | 0 | 0
CE | Storage | 32 | OFFE_3 | 0.01 | 0.01 | 0 | 0
CE | Storage | 32 | OLDB_1 | 0.01 | 0.01 | 0 | 0
CE | Storage | 32 | ORMO | 6 | 5.21 | 0 | 0
CE | Storage | 32 | OSBA_1 | 0.03 | 0.03 | 0 | 0
CE | Storage | 32 | PADIB1 | 0.07 | 0.06 | 0 | 0
CE | Storage | 32 | PEHS_P | 1 | 0.87 | 0 | 0
CE | Storage | 32 | PELH_1 | 50.04 | 43.43 | 0 | 0
CE | Storage | 32 | PEMB_1 | 0.14 | 0.12 | 0 | 0
CE | Storage | 32 | PENE_1 | 0.02 | 0.02 | 0 | 0
CE | Storage | 32 | PENN_1 | 97.9 | 84.98 | 0 | 0
CE | Storage | 32 | PENT_1 | 5.06 | 4.39 | 0 | 0
CE | Storage | 32 | PENW_1 | 7.22 | 6.27 | 0 | 0
CE | Storage | 32 | PITS_3 | 0.01 | 0.01 | 0 | 0
CE | Storage | 32 | POOB | 0.01 | 0.01 | 0 | 0
CE | Storage | 32 | POPP_3 | 0.01 | 0.01 | 0 | 0
CE | Storage | 32 | PORA_P | 0.03 | 0.03 | 0 | 0
CE | Storage | 32 | PORD | 0.01 | 0.01 | 0 | 0
CE | Storage | 32 | PYLE_1 | 4.14 | 3.59 | 0 | 0
CE | Storage | 32 | RAIN_1 | 20 | 17.36 | 0 | 0
CE | Storage | 32 | RANN_P | 0.01 | 0.01 | 0 | 0
CE | Storage | 32 | RASS_1 | 0.12 | 0.1 | 0 | 0
CE | Storage | 32 | RATS_1 | 0.05 | 0.04 | 0 | 0
CE | Storage | 32 | RAYL_1 | 10.15 | 8.81 | 0 | 0
CE | Storage | 32 | REDH | 20.03 | 17.39 | 0 | 0
CE | Storage | 32 | REDM_P | 0.02 | 0.02 | 0 | 0
CE | Storage | 32 | RICH1 | 0.04 | 0.03 | 0 | 0
CE | Storage | 32 | ROCH_1 | 5.12 | 4.44 | 0 | 0
CE | Storage | 32 | RUGEB1 | 0.06 | 0.05 | 0 | 0
CE | Storage | 32 | RYEH_1 | 20.04 | 17.39 | 0 | 0
CE | Storage | 32 | SALH_1 | 0.04 | 0.03 | 0 | 0
CE | Storage | 32 | SALT_1 | 2.09 | 1.81 | 0 | 0
CE | Storage | 32 | SBAR | 39.64 | 34.41 | 0 | 0
CE | Storage | 32 | SEAB1 | 71.95 | 62.45 | 0 | 0
CE | Storage | 32 | SELL_1 | 0.15 | 0.13 | 0 | 0
CE | Storage | 32 | SFEG_P | 0.02 | 0.02 | 0 | 0
CE | Storage | 32 | SHEC_3 | 0.01 | 0.01 | 0 | 0
CE | Storage | 32 | SHRW_1 | 0.12 | 0.1 | 0 | 0
CE | Storage | 32 | SIGH | 49.98 | 43.38 | 0 | 0
CE | Storage | 32 | SKLGB1 | 0.02 | 0.02 | 0 | 0
CE | Storage | 32 | SMAN_1 | 0.01 | 0.01 | 0 | 0
CE | Storage | 32 | SPEN_1 | 0.07 | 0.06 | 0 | 0
CE | Storage | 32 | SSHI_3 | 35.01 | 30.39 | 0 | 0
CE | Storage | 32 | STAH_1 | 0.02 | 0.02 | 0 | 0
CE | Storage | 32 | STAL_1 | 0.02 | 0.02 | 0 | 0
CE | Storage | 32 | STAY_1 | 0.22 | 0.19 | 0 | 0
CE | Storage | 32 | STEN_1 | 50.02 | 43.42 | 0 | 0
CE | Storage | 32 | STES_1 | 0.05 | 0.04 | 0 | 0
CE | Storage | 32 | STHA | 0.03 | 0.03 | 0 | 0
CE | Storage | 32 | STIR | 0.03 | 0.03 | 0 | 0
CE | Storage | 32 | STLE | 0.01 | 0.01 | 0 | 0
CE | Storage | 32 | STRI_P | 0.03 | 0.03 | 0 | 0
CE | Storage | 32 | SUND_1 | 12.08 | 10.49 | 0 | 0
CE | Storage | 32 | SWAN_1 | 0.21 | 0.18 | 0 | 0
CE | Storage | 32 | TARL_P | 0.01 | 0.01 | 0 | 0
CE | Storage | 32 | TAUN1 | 0.04 | 0.03 | 0 | 0
CE | Storage | 32 | TAYN_P | 0.02 | 0.02 | 0 | 0
CE | Storage | 32 | TEMP_3 | 0.01 | 0.01 | 0 | 0
CE | Storage | 32 | THOM_6 | 25.09 | 21.78 | 0 | 0
CE | Storage | 32 | THSO_P | 2.06 | 1.79 | 0 | 0
CE | Storage | 32 | THUR_6 | 0.03 | 0.03 | 0 | 0
CE | Storage | 32 | TILBB_1 | 9.1 | 7.9 | 0 | 0
CE | Storage | 32 | TRAW_1 | 0.18 | 0.16 | 0 | 0
CE | Storage | 32 | TYNE_1 | 0.01 | 0.01 | 0 | 0
CE | Storage | 32 | TYNE_2 | 0.01 | 0.01 | 0 | 0
CE | Storage | 32 | UPPB_1 | 0.08 | 0.07 | 0 | 0
CE | Storage | 32 | UPPB_3 | 0.03 | 0.03 | 0 | 0
CE | Storage | 32 | USKM_1 | 20.01 | 17.37 | 0 | 0
CE | Storage | 32 | WABO | 50 | 43.4 | 0 | 0
CE | Storage | 32 | WALH_1 | 49.59 | 43.04 | 0 | 0
CE | Storage | 32 | WALP_1 | 0.25 | 0.22 | 0 | 0
CE | Storage | 32 | WALP_B | 58.09 | 50.42 | 0 | 0
CE | Storage | 32 | WARL_1 | 59.59 | 51.72 | 0 | 0
CE | Storage | 32 | WASF_1 | 109.79 | 95.3 | 0 | 0
CE | Storage | 32 | WBOL_6 | 2.81 | 2.44 | 0 | 0
CE | Storage | 32 | WBUR_1 | 9.87 | 8.57 | 0 | 0
CE | Storage | 32 | WFIE | 0.02 | 0.02 | 0 | 0
CE | Storage | 32 | WHGA_1 | 36 | 31.25 | 0 | 0
CE | Storage | 32 | WIBA_3 | 0.01 | 0.01 | 0 | 0
CE | Storage | 32 | WIEN_1 | 48.01 | 41.67 | 0 | 0
CE | Storage | 32 | WILL_1 | 0.03 | 0.03 | 0 | 0
CE | Storage | 32 | WIMBN1 | 0.01 | 0.01 | 0 | 0
CE | Storage | 32 | WIMBS1 | 0.01 | 0.01 | 0 | 0
CE | Storage | 32 | WISH | 0.01 | 0.01 | 0 | 0
CE | Storage | 32 | WMEL_1 | 55.02 | 47.76 | 0 | 0
CE | Storage | 32 | WWEY_1 | 0.01 | 0.01 | 0 | 0
CE | Storage | 32 | WYLF_1 | 0.09 | 0.08 | 0 | 0
CE | Storage | 32 | WYMOM_1 | 0.04 | 0.03 | 0 | 0
CE | Storage | 33 | ABHA1 | 20.12 | 17.46 | 0 | 0
CE | Storage | 33 | ABNE_P | 0.01 | 0.01 | 0 | 0
CE | Storage | 33 | ABTH_1 | 0.01 | 0.01 | 0 | 0
CE | Storage | 33 | ALNE_P | 0.01 | 0.01 | 0 | 0
CE | Storage | 33 | ALST_3 | 0.01 | 0.01 | 0 | 0
CE | Storage | 33 | ALVE1 | 4.2 | 3.65 | 0 | 0
CE | Storage | 33 | ARMO_P | 0.03 | 0.03 | 0 | 0
CE | Storage | 33 | AXMI1 | 15.66 | 13.59 | 0 | 0
CE | Storage | 33 | BAGA | 0.04 | 0.03 | 0 | 0
CE | Storage | 33 | BAIN | 0.01 | 0.01 | 0 | 0
CE | Storage | 33 | BARKC1 | 0.01 | 0.01 | 0 | 0
CE | Storage | 33 | BARKW3 | 0.01 | 0.01 | 0 | 0
CE | Storage | 33 | BEDDT1 | 0.01 | 0.01 | 0 | 0
CE | Storage | 33 | BEDD_1 | 7.51 | 6.52 | 0 | 0
CE | Storage | 33 | BERW | 0.07 | 0.06 | 0 | 0
CE | Storage | 33 | BESW_1 | 15.02 | 13.04 | 0 | 0
CE | Storage | 33 | BICF_1 | 73.73 | 64 | 0 | 0
CE | Storage | 33 | BIRK_1 | 5.01 | 4.35 | 0 | 0
CE | Storage | 33 | BISW_1 | 19.61 | 17.02 | 0 | 0
CE | Storage | 33 | BLYTB1 | 0.06 | 0.05 | 0 | 0
CE | Storage | 33 | BLYTH132 | 0.09 | 0.08 | 0 | 0
CE | Storage | 33 | BOLN_1 | 45.02 | 39.08 | 0 | 0
CE | Storage | 33 | BONN | 30.02 | 26.06 | 0 | 0
CE | Storage | 33 | BOTW_1 | 0.1 | 0.09 | 0 | 0
CE | Storage | 33 | BRAI_1 | 79.74 | 69.21 | 0 | 0
CE | Storage | 33 | BRAW_1 | 0.02 | 0.02 | 0 | 0
CE | Storage | 33 | BRED_1 | 0.01 | 0.01 | 0 | 0
CE | Storage | 33 | BRFO_1 | 50.04 | 43.43 | 0 | 0
CE | Storage | 33 | BRIM_1 | 0.04 | 0.03 | 0 | 0
CE | Storage | 33 | BRLE_1 | 0.04 | 0.03 | 0 | 0
CE | Storage | 33 | BROX | 20 | 17.36 | 0 | 0
CE | Storage | 33 | BRWA1 | 0.17 | 0.15 | 0 | 0
CE | Storage | 33 | BURM_1 | 0.5 | 0.43 | 0 | 0
CE | Storage | 33 | BUSH_1 | 1.02 | 0.89 | 0 | 0
CE | Storage | 33 | BUST_1 | 0.02 | 0.02 | 0 | 0
CE | Storage | 33 | CAMB_01 | 0.02 | 0.02 | 0 | 0
CE | Storage | 33 | CANTN1 | 0.05 | 0.04 | 0 | 0
CE | Storage | 33 | CAPEA1 | 20.01 | 17.37 | 0 | 0
CE | Storage | 33 | CARE_1 | 0.01 | 0.01 | 0 | 0
CE | Storage | 33 | CARR_1 | 30.01 | 26.05 | 0 | 0
CE | Storage | 33 | CELL_1 | 65.07 | 56.48 | 0 | 0
CE | Storage | 33 | CHAP | 0.02 | 0.02 | 0 | 0
CE | Storage | 33 | CHIC_1 | 0.16 | 0.14 | 0 | 0
CE | Storage | 33 | CHSI_1 | 6.01 | 5.22 | 0 | 0
CE | Storage | 33 | CHTE_1 | 33.62 | 29.18 | 0 | 0
CE | Storage | 33 | CLAC_P | 0.01 | 0.01 | 0 | 0
CE | Storage | 33 | CLT03 | 0.04 | 0.03 | 0 | 0
CE | Storage | 33 | CONQA1 | 0.05 | 0.04 | 0 | 0
CE | Storage | 33 | COUA_P | 0.01 | 0.01 | 0 | 0
CE | Storage | 33 | COVE_1 | 5.03 | 4.37 | 0 | 0
CE | Storage | 33 | COWL_1 | 0.17 | 0.15 | 0 | 0
CE | Storage | 33 | COYL | 0.04 | 0.03 | 0 | 0
CE | Storage | 33 | CREB_1 | 157.61 | 136.81 | 0 | 0
CE | Storage | 33 | CUMB | 30.01 | 26.05 | 0 | 0
CE | Storage | 33 | CUPA | 0.01 | 0.01 | 0 | 0
CE | Storage | 33 | DEVO | 0.06 | 0.05 | 0 | 0
CE | Storage | 33 | DOUN_P | 0.01 | 0.01 | 0 | 0
CE | Storage | 33 | DRAK_1 | 50.01 | 43.41 | 0 | 0
CE | Storage | 33 | DRAX_1 | 35.09 | 30.46 | 0 | 0
CE | Storage | 33 | DRCR | 30.02 | 26.06 | 0 | 0
CE | Storage | 33 | DUNB | 0.01 | 0.01 | 0 | 0
CE | Storage | 33 | DUNF | 0.01 | 0.01 | 0 | 0
CE | Storage | 33 | DUNO_P | 0.01 | 0.01 | 0 | 0
CE | Storage | 33 | DYCE_P | 0.02 | 0.02 | 0 | 0
CE | Storage | 33 | EASO_1 | 0.16 | 0.14 | 0 | 0
CE | Storage | 33 | ECCL | 0.02 | 0.02 | 0 | 0
CE | Storage | 33 | ECLA_1 | 30.09 | 26.12 | 0 | 0
CE | Storage | 33 | EKIS | 0.04 | 0.03 | 0 | 0
CE | Storage | 33 | ELLA_1 | 0.01 | 0.01 | 0 | 0
CE | Storage | 33 | ENDE_1 | 4.52 | 3.92 | 0 | 0
CE | Storage | 33 | EXET1 | 1.12 | 0.97 | 0 | 0
CE | Storage | 33 | FAWL_1 | 0.1 | 0.09 | 0 | 0
CE | Storage | 33 | FECK_6 | 17.69 | 15.35 | 0 | 0
CE | Storage | 33 | FERRA2 | 0.02 | 0.02 | 0 | 0
CE | Storage | 33 | FERRB1 | 0.02 | 0.02 | 0 | 0
CE | Storage | 33 | FIDD_P | 0.05 | 0.04 | 0 | 0
CE | Storage | 33 | FIDF_1 | 41.6 | 36.11 | 0 | 0
CE | Storage | 33 | FLEE_1 | 0.04 | 0.03 | 0 | 0
CE | Storage | 33 | FOUR_1 | 0.11 | 0.1 | 0 | 0
CE | Storage | 33 | FROD_1 | 30.04 | 26.07 | 0 | 0
CE | Storage | 33 | FWIL_P | 0.02 | 0.02 | 0 | 0
CE | Storage | 33 | GALA | 0.01 | 0.01 | 0 | 0
CE | Storage | 33 | GLLU | 0.05 | 0.04 | 0 | 0
CE | Storage | 33 | GLNI | 0.03 | 0.03 | 0 | 0
CE | Storage | 33 | GLRO | 0.01 | 0.01 | 0 | 0
CE | Storage | 33 | GREN_1 | 21.48 | 18.64 | 0 | 0
CE | Storage | 33 | GRIW_1 | 53.12 | 46.11 | 0 | 0
CE | Storage | 33 | GRUB_P | 0.01 | 0.01 | 0 | 0
CE | Storage | 33 | G_EXTRA_11 | 0.01 | 0.01 | 0 | 0
CE | Storage | 33 | G_EXTRA_12 | 0.01 | 0.01 | 0 | 0
CE | Storage | 33 | G_EXTRA_2 | 0.01 | 0.01 | 0 | 0
CE | Storage | 33 | G_EXTRA_9 | 0.06 | 0.05 | 0 | 0
CE | Storage | 33 | HACK_1 | 0.01 | 0.01 | 0 | 0
CE | Storage | 33 | HACK_6 | 0.01 | 0.01 | 0 | 0
CE | Storage | 33 | HAMHC1 | 0.02 | 0.02 | 0 | 0
CE | Storage | 33 | HARK_1 | 26.18 | 22.72 | 0 | 0
CE | Storage | 33 | HARM_6 | 0.03 | 0.03 | 0 | 0
CE | Storage | 33 | HAWI | 0.01 | 0.01 | 0 | 0
CE | Storage | 33 | HAWP_6 | 0.03 | 0.03 | 0 | 0
CE | Storage | 33 | HEYS1 | 0.03 | 0.03 | 0 | 0
CE | Storage | 33 | HEYS_1 | 0.07 | 0.06 | 0 | 0
CE | Storage | 33 | HURS_1 | 0.01 | 0.01 | 0 | 0
CE | Storage | 33 | HUTT_1 | 0.14 | 0.12 | 0 | 0
CE | Storage | 33 | IMPK_1 | 0.13 | 0.11 | 0 | 0
CE | Storage | 33 | INDQ1 | 1.18 | 1.02 | 0 | 0
CE | Storage | 33 | INKE | 19.01 | 16.5 | 0 | 0
CE | Storage | 33 | IROA1 | 29.16 | 25.31 | 0 | 0
CE | Storage | 33 | IRONB1 | 0.07 | 0.06 | 0 | 0
CE | Storage | 33 | IVER_1 | 1 | 0.87 | 0 | 0
CE | Storage | 33 | JORD_3 | 40.01 | 34.73 | 0 | 0
CE | Storage | 33 | KAIM | 0.02 | 0.02 | 0 | 0
CE | Storage | 33 | KEAD_1 | 0.11 | 0.1 | 0 | 0
CE | Storage | 33 | KEAR_1 | 0.01 | 0.01 | 0 | 0
CE | Storage | 33 | KEAR_3 | 19.61 | 17.02 | 0 | 0
CE | Storage | 33 | KEIT_P | 0.04 | 0.03 | 0 | 0
CE | Storage | 33 | KEMS_1 | 20.11 | 17.46 | 0 | 0
CE | Storage | 33 | KIBY_1 | 90 | 78.12 | 0 | 0
CE | Storage | 33 | KIER | 0.01 | 0.01 | 0 | 0
CE | Storage | 33 | KIIN_P | 0.01 | 0.01 | 0 | 0
CE | Storage | 33 | KILS | 0.01 | 0.01 | 0 | 0
CE | Storage | 33 | KINO_1 | 29.05 | 25.22 | 0 | 0
CE | Storage | 33 | KINT_P | 0.03 | 0.03 | 0 | 0
CE | Storage | 33 | KIRKB1 | 0.02 | 0.02 | 0 | 0
CE | Storage | 33 | KITW_1 | 0.01 | 0.01 | 0 | 0
CE | Storage | 33 | KNAR | 16.01 | 13.9 | 0 | 0
CE | Storage | 33 | LACK_6 | 6.03 | 5.23 | 0 | 0
CE | Storage | 33 | LAIR_P | 0.01 | 0.01 | 0 | 0
CE | Storage | 33 | LAND1 | 22.63 | 19.64 | 0 | 0
CE | Storage | 33 | LEGA_1 | 0.04 | 0.03 | 0 | 0
CE | Storage | 33 | LEVE | 0.01 | 0.01 | 0 | 0
CE | Storage | 33 | LING | 0.03 | 0.03 | 0 | 0
CE | Storage | 33 | LINM | 0.05 | 0.04 | 0 | 0
CE | Storage | 33 | LISD_1 | 20.01 | 17.37 | 0 | 0
CE | Storage | 33 | LITT_C | 0.01 | 0.01 | 0 | 0
CE | Storage | 33 | LITT_J | 20.01 | 17.37 | 0 | 0
CE | Storage | 33 | LOVE_1 | 7.6 | 6.6 | 0 | 0
CE | Storage | 33 | LUNA_P | 10 | 8.68 | 0 | 0
CE | Storage | 33 | MACC_3 | 30.02 | 26.06 | 0 | 0
CE | Storage | 33 | MACD_P | 0.04 | 0.03 | 0 | 0
CE | Storage | 33 | MAGA_6 | 0.03 | 0.03 | 0 | 0
CE | Storage | 33 | MANN_1 | 27.66 | 24.01 | 0 | 0
CE | Storage | 33 | MELK_1 | 130.16 | 112.98 | 0 | 0
CE | Storage | 33 | MILC_P | 0.01 | 0.01 | 0 | 0
CE | Storage | 33 | MITY_1 | 100.16 | 86.94 | 0 | 0
CE | Storage | 33 | MYBS_P | 0.03 | 0.03 | 0 | 0
CE | Storage | 33 | NECE_1 | 0.02 | 0.02 | 0 | 0
CE | Storage | 33 | NEEP_3 | 40.02 | 34.74 | 0 | 0
CE | Storage | 33 | NEWX_6 | 2.01 | 1.74 | 0 | 0
CE | Storage | 33 | NFLE | 16.05 | 13.93 | 0 | 0
CE | Storage | 33 | NINF_1 | 38.53 | 33.44 | 0 | 0
CE | Storage | 33 | NORL_3 | 0.01 | 0.01 | 0 | 0
CE | Storage | 33 | NORM_1 | 0.32 | 0.28 | 0 | 0
CE | Storage | 33 | NORT_1 | 50.03 | 43.43 | 0 | 0
CE | Storage | 33 | NURS_1 | 12.13 | 10.53 | 0 | 0
CE | Storage | 33 | OCKH_1 | 0.01 | 0.01 | 0 | 0
CE | Storage | 33 | OFFE_3 | 0.01 | 0.01 | 0 | 0
CE | Storage | 33 | OLDB_1 | 0.01 | 0.01 | 0 | 0
CE | Storage | 33 | ORMO | 6 | 5.21 | 0 | 0
CE | Storage | 33 | OSBA_1 | 0.03 | 0.03 | 0 | 0
CE | Storage | 33 | PADIB1 | 0.06 | 0.05 | 0 | 0
CE | Storage | 33 | PEHS_P | 1 | 0.87 | 0 | 0
CE | Storage | 33 | PELH_1 | 50.04 | 43.43 | 0 | 0
CE | Storage | 33 | PEMB_1 | 0.15 | 0.13 | 0 | 0
CE | Storage | 33 | PENE_1 | 0.02 | 0.02 | 0 | 0
CE | Storage | 33 | PENN_1 | 97.9 | 84.98 | 0 | 0
CE | Storage | 33 | PENT_1 | 5.07 | 4.4 | 0 | 0
CE | Storage | 33 | PENW_1 | 7.22 | 6.27 | 0 | 0
CE | Storage | 33 | PERS_P | 0.01 | 0.01 | 0 | 0
CE | Storage | 33 | PITS_3 | 0.01 | 0.01 | 0 | 0
CE | Storage | 33 | POOB | 0.01 | 0.01 | 0 | 0
CE | Storage | 33 | POPP_3 | 0.01 | 0.01 | 0 | 0
CE | Storage | 33 | PORA_P | 0.03 | 0.03 | 0 | 0
CE | Storage | 33 | PORD | 0.01 | 0.01 | 0 | 0
CE | Storage | 33 | PYLE_1 | 4.11 | 3.57 | 0 | 0
CE | Storage | 33 | RAIN_1 | 20 | 17.36 | 0 | 0
CE | Storage | 33 | RANN_P | 0.01 | 0.01 | 0 | 0
CE | Storage | 33 | RASS_1 | 0.14 | 0.12 | 0 | 0
CE | Storage | 33 | RATS_1 | 0.05 | 0.04 | 0 | 0
CE | Storage | 33 | RAYL_1 | 10.14 | 8.8 | 0 | 0
CE | Storage | 33 | REBR_3 | 0.01 | 0.01 | 0 | 0
CE | Storage | 33 | REDH | 20.03 | 17.39 | 0 | 0
CE | Storage | 33 | REDM_P | 0.01 | 0.01 | 0 | 0
CE | Storage | 33 | RICH1 | 0.05 | 0.04 | 0 | 0
CE | Storage | 33 | ROCH_1 | 25.08 | 21.77 | 0 | 0
CE | Storage | 33 | RUGEB1 | 0.07 | 0.06 | 0 | 0
CE | Storage | 33 | RYEH_1 | 20.04 | 17.39 | 0 | 0
CE | Storage | 33 | SALH_1 | 0.04 | 0.03 | 0 | 0
CE | Storage | 33 | SALT_1 | 72.02 | 62.51 | 0 | 0
CE | Storage | 33 | SBAR | 39.64 | 34.41 | 0 | 0
CE | Storage | 33 | SEAB1 | 71.96 | 62.46 | 0 | 0
CE | Storage | 33 | SELL_1 | 0.15 | 0.13 | 0 | 0
CE | Storage | 33 | SFEG_P | 0.02 | 0.02 | 0 | 0
CE | Storage | 33 | SHEC_3 | 0.01 | 0.01 | 0 | 0
CE | Storage | 33 | SHRW_1 | 0.11 | 0.1 | 0 | 0
CE | Storage | 33 | SIGH | 49.98 | 43.38 | 0 | 0
CE | Storage | 33 | SKLGB1 | 0.01 | 0.01 | 0 | 0
CE | Storage | 33 | SMAN_1 | 0.01 | 0.01 | 0 | 0
CE | Storage | 33 | SPEN_1 | 0.07 | 0.06 | 0 | 0
CE | Storage | 33 | SSHI_3 | 35.01 | 30.39 | 0 | 0
CE | Storage | 33 | STAH_1 | 0.02 | 0.02 | 0 | 0
CE | Storage | 33 | STAL_1 | 0.02 | 0.02 | 0 | 0
CE | Storage | 33 | STAY_1 | 0.24 | 0.21 | 0 | 0
CE | Storage | 33 | STEN_1 | 50.02 | 43.42 | 0 | 0
CE | Storage | 33 | STES_1 | 0.04 | 0.03 | 0 | 0
CE | Storage | 33 | STHA | 0.02 | 0.02 | 0 | 0
CE | Storage | 33 | STIR | 0.02 | 0.02 | 0 | 0
CE | Storage | 33 | STLE | 0.01 | 0.01 | 0 | 0
CE | Storage | 33 | STRI_P | 0.03 | 0.03 | 0 | 0
CE | Storage | 33 | SUND_1 | 12.09 | 10.49 | 0 | 0
CE | Storage | 33 | SWAN_1 | 0.2 | 0.17 | 0 | 0
CE | Storage | 33 | TARL_P | 0.01 | 0.01 | 0 | 0
CE | Storage | 33 | TAUN1 | 0.04 | 0.03 | 0 | 0
CE | Storage | 33 | TAYN_P | 0.02 | 0.02 | 0 | 0
CE | Storage | 33 | TEMP_3 | 0.01 | 0.01 | 0 | 0
CE | Storage | 33 | THOM_6 | 25.07 | 21.76 | 0 | 0
CE | Storage | 33 | THSO_P | 2.06 | 1.79 | 0 | 0
CE | Storage | 33 | THUR_6 | 0.03 | 0.03 | 0 | 0
CE | Storage | 33 | TILBB_1 | 9.11 | 7.91 | 0 | 0
CE | Storage | 33 | TOTT_1 | 0.01 | 0.01 | 0 | 0
CE | Storage | 33 | TRAW_1 | 0.13 | 0.11 | 0 | 0
CE | Storage | 33 | TYNE_1 | 0.01 | 0.01 | 0 | 0
CE | Storage | 33 | TYNE_2 | 0.01 | 0.01 | 0 | 0
CE | Storage | 33 | UPPB_1 | 0.06 | 0.05 | 0 | 0
CE | Storage | 33 | UPPB_3 | 0.03 | 0.03 | 0 | 0
CE | Storage | 33 | USKM_1 | 20.01 | 17.37 | 0 | 0
CE | Storage | 33 | WABO | 50 | 43.4 | 0 | 0
CE | Storage | 33 | WALH_1 | 51.64 | 44.82 | 0 | 0
CE | Storage | 33 | WALP_1 | 0.21 | 0.18 | 0 | 0
CE | Storage | 33 | WALP_B | 58.1 | 50.43 | 0 | 0
CE | Storage | 33 | WARL_1 | 59.6 | 51.73 | 0 | 0
CE | Storage | 33 | WASF_1 | 109.79 | 95.3 | 0 | 0
CE | Storage | 33 | WBOL_6 | 2.81 | 2.44 | 0 | 0
CE | Storage | 33 | WBUR_1 | 9.89 | 8.58 | 0 | 0
CE | Storage | 33 | WFIE | 0.02 | 0.02 | 0 | 0
CE | Storage | 33 | WHAM_1 | 0.01 | 0.01 | 0 | 0
CE | Storage | 33 | WHGA_1 | 36.01 | 31.26 | 0 | 0
CE | Storage | 33 | WIBA_3 | 0.01 | 0.01 | 0 | 0
CE | Storage | 33 | WIEN_1 | 48.01 | 41.67 | 0 | 0
CE | Storage | 33 | WILL_1 | 0.03 | 0.03 | 0 | 0
CE | Storage | 33 | WIMBN1 | 0.01 | 0.01 | 0 | 0
CE | Storage | 33 | WIMBS1 | 0.01 | 0.01 | 0 | 0
CE | Storage | 33 | WISH | 0.01 | 0.01 | 0 | 0
CE | Storage | 33 | WMEL_1 | 55.01 | 47.75 | 0 | 0
CE | Storage | 33 | WTHU31 | 0.01 | 0.01 | 0 | 0
CE | Storage | 33 | WWEY_1 | 0.01 | 0.01 | 0 | 0
CE | Storage | 33 | WYLF_1 | 0.09 | 0.08 | 0 | 0
CE | Storage | 33 | WYMOM_1 | 0.04 | 0.03 | 0 | 0
CE | Storage | 34 | ABHA1 | 20.12 | 17.46 | 0 | 0
CE | Storage | 34 | ABNE_P | 0.02 | 0.02 | 0 | 0
CE | Storage | 34 | ABTH_1 | 0.01 | 0.01 | 0 | 0
CE | Storage | 34 | ALNE_P | 0.01 | 0.01 | 0 | 0
CE | Storage | 34 | ALST_3 | 0.01 | 0.01 | 0 | 0
CE | Storage | 34 | ALVE1 | 4.19 | 3.64 | 0 | 0
CE | Storage | 34 | ARMO_P | 0.04 | 0.03 | 0 | 0
CE | Storage | 34 | AXMI1 | 15.66 | 13.59 | 0 | 0
CE | Storage | 34 | BAGA | 0.05 | 0.04 | 0 | 0
CE | Storage | 34 | BAIN | 0.02 | 0.02 | 0 | 0
CE | Storage | 34 | BARKC1 | 0.01 | 0.01 | 0 | 0
CE | Storage | 34 | BARKW3 | 0.01 | 0.01 | 0 | 0
CE | Storage | 34 | BEDDT1 | 0.01 | 0.01 | 0 | 0
CE | Storage | 34 | BEDD_1 | 7.51 | 6.52 | 0 | 0
CE | Storage | 34 | BERW | 0.06 | 0.05 | 0 | 0
CE | Storage | 34 | BESW_1 | 15.02 | 13.04 | 0 | 0
CE | Storage | 34 | BICF_1 | 73.73 | 64 | 0 | 0
CE | Storage | 34 | BIRK_1 | 5.01 | 4.35 | 0 | 0
CE | Storage | 34 | BISW_1 | 19.61 | 17.02 | 0 | 0
CE | Storage | 34 | BLYTB1 | 0.05 | 0.04 | 0 | 0
CE | Storage | 34 | BLYTH132 | 0.08 | 0.07 | 0 | 0
CE | Storage | 34 | BOLN_1 | 45.02 | 39.08 | 0 | 0
CE | Storage | 34 | BONN | 30.03 | 26.07 | 0 | 0
CE | Storage | 34 | BOTW_1 | 20.1 | 17.45 | 0 | 0
CE | Storage | 34 | BRAC_P | 9.99 | 8.67 | 0 | 0
CE | Storage | 34 | BRAI_1 | 79.74 | 69.21 | 0 | 0
CE | Storage | 34 | BRAW_1 | 2.02 | 1.75 | 0 | 0
CE | Storage | 34 | BRED_1 | 0.01 | 0.01 | 0 | 0
CE | Storage | 34 | BRFO_1 | 50.04 | 43.43 | 0 | 0
CE | Storage | 34 | BRIM_1 | 0.04 | 0.03 | 0 | 0
CE | Storage | 34 | BRLE_1 | 0.04 | 0.03 | 0 | 0
CE | Storage | 34 | BROX | 20 | 17.36 | 0 | 0
CE | Storage | 34 | BRWA1 | 0.17 | 0.15 | 0 | 0
CE | Storage | 34 | BURM_1 | 0.5 | 0.43 | 0 | 0
CE | Storage | 34 | BUSH_1 | 1.01 | 0.88 | 0 | 0
CE | Storage | 34 | BUST_1 | 0.02 | 0.02 | 0 | 0
CE | Storage | 34 | CAMB_01 | 0.02 | 0.02 | 0 | 0
CE | Storage | 34 | CANTN1 | 0.05 | 0.04 | 0 | 0
CE | Storage | 34 | CAPEA1 | 20.01 | 17.37 | 0 | 0
CE | Storage | 34 | CARE_1 | 0.01 | 0.01 | 0 | 0
CE | Storage | 34 | CARR_1 | 30.01 | 26.05 | 0 | 0
CE | Storage | 34 | CELL_1 | 65.07 | 56.48 | 0 | 0
CE | Storage | 34 | CHAP | 0.02 | 0.02 | 0 | 0
CE | Storage | 34 | CHIC_1 | 0.16 | 0.14 | 0 | 0
CE | Storage | 34 | CHSI_1 | 6.01 | 5.22 | 0 | 0
CE | Storage | 34 | CHTE_1 | 33.62 | 29.18 | 0 | 0
CE | Storage | 34 | CLAC_P | 0.01 | 0.01 | 0 | 0
CE | Storage | 34 | CLT03 | 0.04 | 0.03 | 0 | 0
CE | Storage | 34 | CONQA1 | 0.05 | 0.04 | 0 | 0
CE | Storage | 34 | COUA_P | 0.01 | 0.01 | 0 | 0
CE | Storage | 34 | COVE_1 | 25.03 | 21.73 | 0 | 0
CE | Storage | 34 | COWL_1 | 0.17 | 0.15 | 0 | 0
CE | Storage | 34 | COYL | 0.04 | 0.03 | 0 | 0
CE | Storage | 34 | CREB_1 | 177.6 | 154.16 | 0 | 0
CE | Storage | 34 | CUMB | 30.02 | 26.06 | 0 | 0
CE | Storage | 34 | CUPA | 0.02 | 0.02 | 0 | 0
CE | Storage | 34 | DEVO | 0.06 | 0.05 | 0 | 0
CE | Storage | 34 | DOUN_P | 0.02 | 0.02 | 0 | 0
CE | Storage | 34 | DRAK_1 | 50.01 | 43.41 | 0 | 0
CE | Storage | 34 | DRAX_1 | 35.08 | 30.45 | 0 | 0
CE | Storage | 34 | DRCR | 30.03 | 26.07 | 0 | 0
CE | Storage | 34 | DUNB | 0.01 | 0.01 | 0 | 0
CE | Storage | 34 | DUNF | 0.02 | 0.02 | 0 | 0
CE | Storage | 34 | DUNO_P | 0.02 | 0.02 | 0 | 0
CE | Storage | 34 | DYCE_P | 0.02 | 0.02 | 0 | 0
CE | Storage | 34 | EASO_1 | 0.15 | 0.13 | 0 | 0
CE | Storage | 34 | ECCL | 0.02 | 0.02 | 0 | 0
CE | Storage | 34 | ECLA_1 | 30.09 | 26.12 | 0 | 0
CE | Storage | 34 | EKIS | 0.04 | 0.03 | 0 | 0
CE | Storage | 34 | ELLA_1 | 0.01 | 0.01 | 0 | 0
CE | Storage | 34 | ENDE_1 | 4.51 | 3.91 | 0 | 0
CE | Storage | 34 | EXET1 | 1.12 | 0.97 | 0 | 0
CE | Storage | 34 | FAWL_1 | 0.1 | 0.09 | 0 | 0
CE | Storage | 34 | FECK_6 | 17.69 | 15.35 | 0 | 0
CE | Storage | 34 | FERRA2 | 0.02 | 0.02 | 0 | 0
CE | Storage | 34 | FERRB1 | 0.02 | 0.02 | 0 | 0
CE | Storage | 34 | FIDD_P | 0.05 | 0.04 | 0 | 0
CE | Storage | 34 | FIDF_1 | 41.6 | 36.11 | 0 | 0
CE | Storage | 34 | FLEE_1 | 0.04 | 0.03 | 0 | 0
CE | Storage | 34 | FOUR_1 | 0.1 | 0.09 | 0 | 0
CE | Storage | 34 | FROD_1 | 30.04 | 26.07 | 0 | 0
CE | Storage | 34 | FWIL_P | 0.02 | 0.02 | 0 | 0
CE | Storage | 34 | GALA | 0.01 | 0.01 | 0 | 0
CE | Storage | 34 | GLLU | 0.04 | 0.03 | 0 | 0
CE | Storage | 34 | GLNI | 0.04 | 0.03 | 0 | 0
CE | Storage | 34 | GLRO | 0.02 | 0.02 | 0 | 0
CE | Storage | 34 | GREN_1 | 21.47 | 18.64 | 0 | 0
CE | Storage | 34 | GRIW_1 | 53.11 | 46.1 | 0 | 0
CE | Storage | 34 | GRUB_P | 0.01 | 0.01 | 0 | 0
CE | Storage | 34 | G_EXTRA_11 | 0.01 | 0.01 | 0 | 0
CE | Storage | 34 | G_EXTRA_12 | 0.01 | 0.01 | 0 | 0
CE | Storage | 34 | G_EXTRA_2 | 0.01 | 0.01 | 0 | 0
CE | Storage | 34 | G_EXTRA_9 | 0.06 | 0.05 | 0 | 0
CE | Storage | 34 | HACK_1 | 0.01 | 0.01 | 0 | 0
CE | Storage | 34 | HACK_6 | 0.01 | 0.01 | 0 | 0
CE | Storage | 34 | HAMHC1 | 0.02 | 0.02 | 0 | 0
CE | Storage | 34 | HARK_1 | 26.18 | 22.72 | 0 | 0
CE | Storage | 34 | HARM_6 | 0.02 | 0.02 | 0 | 0
CE | Storage | 34 | HAWI | 0.01 | 0.01 | 0 | 0
CE | Storage | 34 | HAWP_6 | 0.03 | 0.03 | 0 | 0
CE | Storage | 34 | HEYS1 | 0.03 | 0.03 | 0 | 0
CE | Storage | 34 | HEYS_1 | 0.07 | 0.06 | 0 | 0
CE | Storage | 34 | HURS_1 | 0.01 | 0.01 | 0 | 0
CE | Storage | 34 | HUTT_1 | 0.14 | 0.12 | 0 | 0
CE | Storage | 34 | IMPK_1 | 0.13 | 0.11 | 0 | 0
CE | Storage | 34 | INDQ1 | 1.18 | 1.02 | 0 | 0
CE | Storage | 34 | INKE | 19.02 | 16.51 | 0 | 0
CE | Storage | 34 | IROA1 | 29.16 | 25.31 | 0 | 0
CE | Storage | 34 | IRONB1 | 0.07 | 0.06 | 0 | 0
CE | Storage | 34 | IVER_1 | 1 | 0.87 | 0 | 0
CE | Storage | 34 | JORD_3 | 40.01 | 34.73 | 0 | 0
CE | Storage | 34 | KAIM | 0.02 | 0.02 | 0 | 0
CE | Storage | 34 | KEAD_1 | 0.11 | 0.1 | 0 | 0
CE | Storage | 34 | KEAR_1 | 0.01 | 0.01 | 0 | 0
CE | Storage | 34 | KEAR_3 | 19.61 | 17.02 | 0 | 0
CE | Storage | 34 | KEIT_P | 0.04 | 0.03 | 0 | 0
CE | Storage | 34 | KEMS_1 | 20.11 | 17.46 | 0 | 0
CE | Storage | 34 | KIBY_1 | 90 | 78.12 | 0 | 0
CE | Storage | 34 | KIER | 0.02 | 0.02 | 0 | 0
CE | Storage | 34 | KIIN_P | 0.01 | 0.01 | 0 | 0
CE | Storage | 34 | KILS | 0.01 | 0.01 | 0 | 0
CE | Storage | 34 | KILT | 0.01 | 0.01 | 0 | 0
CE | Storage | 34 | KINO_1 | 29.05 | 25.22 | 0 | 0
CE | Storage | 34 | KINT_P | 0.04 | 0.03 | 0 | 0
CE | Storage | 34 | KIRKB1 | 0.02 | 0.02 | 0 | 0
CE | Storage | 34 | KITW_1 | 0.01 | 0.01 | 0 | 0
CE | Storage | 34 | KNAR | 16.01 | 13.9 | 0 | 0
CE | Storage | 34 | LACK_6 | 6.03 | 5.23 | 0 | 0
CE | Storage | 34 | LAIR_P | 0.01 | 0.01 | 0 | 0
CE | Storage | 34 | LAND1 | 22.63 | 19.64 | 0 | 0
CE | Storage | 34 | LEGA_1 | 0.04 | 0.03 | 0 | 0
CE | Storage | 34 | LEVE | 0.02 | 0.02 | 0 | 0
CE | Storage | 34 | LING | 0.03 | 0.03 | 0 | 0
CE | Storage | 34 | LINM | 0.05 | 0.04 | 0 | 0
CE | Storage | 34 | LISD_1 | 20.01 | 17.37 | 0 | 0
CE | Storage | 34 | LITT_C | 0.01 | 0.01 | 0 | 0
CE | Storage | 34 | LITT_J | 20.01 | 17.37 | 0 | 0
CE | Storage | 34 | LOVE_1 | 7.6 | 6.6 | 0 | 0
CE | Storage | 34 | LUNA_P | 10 | 8.68 | 0 | 0
CE | Storage | 34 | MACC_3 | 30.02 | 26.06 | 0 | 0
CE | Storage | 34 | MACD_P | 0.04 | 0.03 | 0 | 0
CE | Storage | 34 | MAGA_6 | 0.03 | 0.03 | 0 | 0
CE | Storage | 34 | MANN_1 | 27.66 | 24.01 | 0 | 0
CE | Storage | 34 | MELK_1 | 130.16 | 112.98 | 0 | 0
CE | Storage | 34 | MILC_P | 0.01 | 0.01 | 0 | 0
CE | Storage | 34 | MITY_1 | 100.16 | 86.94 | 0 | 0
CE | Storage | 34 | MYBS_P | 0.03 | 0.03 | 0 | 0
CE | Storage | 34 | NECE_1 | 0.02 | 0.02 | 0 | 0
CE | Storage | 34 | NEEP_3 | 40.02 | 34.74 | 0 | 0
CE | Storage | 34 | NEWX_6 | 2.01 | 1.74 | 0 | 0
CE | Storage | 34 | NFLE | 16.05 | 13.93 | 0 | 0
CE | Storage | 34 | NINF_1 | 38.53 | 33.44 | 0 | 0
CE | Storage | 34 | NORL_3 | 0.01 | 0.01 | 0 | 0
CE | Storage | 34 | NORM_1 | 40.32 | 35 | 0 | 0
CE | Storage | 34 | NORT_1 | 50.03 | 43.43 | 0 | 0
CE | Storage | 34 | NURS_1 | 52.13 | 45.25 | 0 | 0
CE | Storage | 34 | OCKH_1 | 0.01 | 0.01 | 0 | 0
CE | Storage | 34 | OFFE_3 | 0.01 | 0.01 | 0 | 0
CE | Storage | 34 | OLDB_1 | 0.01 | 0.01 | 0 | 0
CE | Storage | 34 | ORMO | 6 | 5.21 | 0 | 0
CE | Storage | 34 | OSBA_1 | 0.03 | 0.03 | 0 | 0
CE | Storage | 34 | PADIB1 | 0.05 | 0.04 | 0 | 0
CE | Storage | 34 | PEHS_P | 1 | 0.87 | 0 | 0
CE | Storage | 34 | PELH_1 | 50.04 | 43.43 | 0 | 0
CE | Storage | 34 | PEMB_1 | 0.15 | 0.13 | 0 | 0
CE | Storage | 34 | PENE_1 | 0.02 | 0.02 | 0 | 0
CE | Storage | 34 | PENN_1 | 97.9 | 84.98 | 0 | 0
CE | Storage | 34 | PENT_1 | 5.07 | 4.4 | 0 | 0
CE | Storage | 34 | PENW_1 | 7.22 | 6.27 | 0 | 0
CE | Storage | 34 | PERS_P | 0.01 | 0.01 | 0 | 0
CE | Storage | 34 | PITS_3 | 0.01 | 0.01 | 0 | 0
CE | Storage | 34 | POOB | 0.01 | 0.01 | 0 | 0
CE | Storage | 34 | POPP_3 | 0.01 | 0.01 | 0 | 0
CE | Storage | 34 | PORA_P | 0.03 | 0.03 | 0 | 0
CE | Storage | 34 | PORD | 0.02 | 0.02 | 0 | 0
CE | Storage | 34 | PYLE_1 | 4.1 | 3.56 | 0 | 0
CE | Storage | 34 | RAIN_1 | 20 | 17.36 | 0 | 0
CE | Storage | 34 | RANN_P | 0.01 | 0.01 | 0 | 0
CE | Storage | 34 | RASS_1 | 0.14 | 0.12 | 0 | 0
CE | Storage | 34 | RATS_1 | 0.05 | 0.04 | 0 | 0
CE | Storage | 34 | RAYL_1 | 10.14 | 8.8 | 0 | 0
CE | Storage | 34 | REBR_3 | 0.01 | 0.01 | 0 | 0
CE | Storage | 34 | REDH | 36.03 | 31.27 | 0 | 0
CE | Storage | 34 | REDM_P | 0.01 | 0.01 | 0 | 0
CE | Storage | 34 | RICH1 | 0.05 | 0.04 | 0 | 0
CE | Storage | 34 | ROCH_1 | 25.08 | 21.77 | 0 | 0
CE | Storage | 34 | RUGEB1 | 0.07 | 0.06 | 0 | 0
CE | Storage | 34 | RYEH_1 | 20.04 | 17.39 | 0 | 0
CE | Storage | 34 | SALH_1 | 0.04 | 0.03 | 0 | 0
CE | Storage | 34 | SALT_1 | 72.02 | 62.51 | 0 | 0
CE | Storage | 34 | SBAR | 39.64 | 34.41 | 0 | 0
CE | Storage | 34 | SEAB1 | 91.96 | 79.82 | 0 | 0
CE | Storage | 34 | SELL_1 | 0.14 | 0.12 | 0 | 0
CE | Storage | 34 | SFEG_P | 0.02 | 0.02 | 0 | 0
CE | Storage | 34 | SFIL_P | 0.01 | 0.01 | 0 | 0
CE | Storage | 34 | SHEC_3 | 0.01 | 0.01 | 0 | 0
CE | Storage | 34 | SHRW_1 | 0.1 | 0.09 | 0 | 0
CE | Storage | 34 | SIGH | 49.98 | 43.38 | 0 | 0
CE | Storage | 34 | SKLGB1 | 0.01 | 0.01 | 0 | 0
CE | Storage | 34 | SMAN_1 | 0.01 | 0.01 | 0 | 0
CE | Storage | 34 | SPEN_1 | 0.06 | 0.05 | 0 | 0
CE | Storage | 34 | SSHI_3 | 35.01 | 30.39 | 0 | 0
CE | Storage | 34 | STAH_1 | 0.02 | 0.02 | 0 | 0
CE | Storage | 34 | STAL_1 | 0.02 | 0.02 | 0 | 0
CE | Storage | 34 | STAY_1 | 0.24 | 0.21 | 0 | 0
CE | Storage | 34 | STEN_1 | 50.02 | 43.42 | 0 | 0
CE | Storage | 34 | STES_1 | 0.04 | 0.03 | 0 | 0
CE | Storage | 34 | STHA | 0.02 | 0.02 | 0 | 0
CE | Storage | 34 | STIR | 0.03 | 0.03 | 0 | 0
CE | Storage | 34 | STLE | 0.02 | 0.02 | 0 | 0
CE | Storage | 34 | STRI_P | 0.03 | 0.03 | 0 | 0
CE | Storage | 34 | SUND_1 | 17.09 | 14.83 | 0 | 0
CE | Storage | 34 | SWAN_1 | 0.19 | 0.16 | 0 | 0
CE | Storage | 34 | TARL_P | 0.01 | 0.01 | 0 | 0
CE | Storage | 34 | TAUN1 | 1.04 | 0.9 | 0 | 0
CE | Storage | 34 | TAYN_P | 0.02 | 0.02 | 0 | 0
CE | Storage | 34 | TEMP_3 | 0.01 | 0.01 | 0 | 0
CE | Storage | 34 | THOM_6 | 25.07 | 21.76 | 0 | 0
CE | Storage | 34 | THSO_P | 2.06 | 1.79 | 0 | 0
CE | Storage | 34 | THUR_6 | 0.03 | 0.03 | 0 | 0
CE | Storage | 34 | TILBB_1 | 9.11 | 7.91 | 0 | 0
CE | Storage | 34 | TOTT_1 | 0.01 | 0.01 | 0 | 0
CE | Storage | 34 | TRAW_1 | 0.12 | 0.1 | 0 | 0
CE | Storage | 34 | TYNE_1 | 0.01 | 0.01 | 0 | 0
CE | Storage | 34 | TYNE_2 | 0.01 | 0.01 | 0 | 0
CE | Storage | 34 | UPPB_1 | 0.05 | 0.04 | 0 | 0
CE | Storage | 34 | UPPB_3 | 0.02 | 0.02 | 0 | 0
CE | Storage | 34 | USKM_1 | 29.61 | 25.7 | 0 | 0
CE | Storage | 34 | WABO | 50 | 43.4 | 0 | 0
CE | Storage | 34 | WALH_1 | 51.64 | 44.82 | 0 | 0
CE | Storage | 34 | WALP_1 | 0.2 | 0.17 | 0 | 0
CE | Storage | 34 | WALP_B | 108.1 | 93.83 | 0 | 0
CE | Storage | 34 | WARL_1 | 59.61 | 51.74 | 0 | 0
CE | Storage | 34 | WASF_1 | 109.79 | 95.3 | 0 | 0
CE | Storage | 34 | WBOL_6 | 2.81 | 2.44 | 0 | 0
CE | Storage | 34 | WBUR_1 | 9.89 | 8.58 | 0 | 0
CE | Storage | 34 | WFIE | 0.03 | 0.03 | 0 | 0
CE | Storage | 34 | WHAM_1 | 0.01 | 0.01 | 0 | 0
CE | Storage | 34 | WHGA_1 | 36.01 | 31.26 | 0 | 0
CE | Storage | 34 | WIBA_3 | 0.01 | 0.01 | 0 | 0
CE | Storage | 34 | WIEN_1 | 48.01 | 41.67 | 0 | 0
CE | Storage | 34 | WILL_1 | 0.03 | 0.03 | 0 | 0
CE | Storage | 34 | WIMBN1 | 0.01 | 0.01 | 0 | 0
CE | Storage | 34 | WIMBS1 | 0.01 | 0.01 | 0 | 0
CE | Storage | 34 | WISH | 0.01 | 0.01 | 0 | 0
CE | Storage | 34 | WMEL_1 | 55.01 | 47.75 | 0 | 0
CE | Storage | 34 | WTHU31 | 0.01 | 0.01 | 0 | 0
CE | Storage | 34 | WWEY_1 | 0.01 | 0.01 | 0 | 0
CE | Storage | 34 | WYLF_1 | 0.09 | 0.08 | 0 | 0
CE | Storage | 34 | WYMOM_1 | 0.04 | 0.03 | 0 | 0
CE | Storage | 35 | ABHA1 | 20.13 | 17.47 | 0 | 0
CE | Storage | 35 | ABNE_P | 0.01 | 0.01 | 0 | 0
CE | Storage | 35 | ABTH_1 | 0.01 | 0.01 | 0 | 0
CE | Storage | 35 | ALNE_P | 0.01 | 0.01 | 0 | 0
CE | Storage | 35 | ALST_3 | 0.01 | 0.01 | 0 | 0
CE | Storage | 35 | ALVE1 | 4.19 | 3.64 | 0 | 0
CE | Storage | 35 | AMEM_1 | 0.01 | 0.01 | 0 | 0
CE | Storage | 35 | ARMO_P | 0.03 | 0.03 | 0 | 0
CE | Storage | 35 | AXMI1 | 15.67 | 13.6 | 0 | 0
CE | Storage | 35 | BAGA | 0.04 | 0.03 | 0 | 0
CE | Storage | 35 | BAIN | 0.02 | 0.02 | 0 | 0
CE | Storage | 35 | BARKC1 | 0.01 | 0.01 | 0 | 0
CE | Storage | 35 | BARKW3 | 0.01 | 0.01 | 0 | 0
CE | Storage | 35 | BEDDT1 | 0.01 | 0.01 | 0 | 0
CE | Storage | 35 | BEDD_1 | 7.51 | 6.52 | 0 | 0
CE | Storage | 35 | BERW | 0.05 | 0.04 | 0 | 0
CE | Storage | 35 | BESW_1 | 15.03 | 13.05 | 0 | 0
CE | Storage | 35 | BICF_1 | 73.75 | 64.02 | 0 | 0
CE | Storage | 35 | BIRK_1 | 5.01 | 4.35 | 0 | 0
CE | Storage | 35 | BISW_1 | 19.61 | 17.02 | 0 | 0
CE | Storage | 35 | BLYTB1 | 0.05 | 0.04 | 0 | 0
CE | Storage | 35 | BLYTH132 | 0.08 | 0.07 | 0 | 0
CE | Storage | 35 | BOLN_1 | 45.02 | 39.08 | 0 | 0
CE | Storage | 35 | BONN | 30.02 | 26.06 | 0 | 0
CE | Storage | 35 | BOTW_1 | 20.1 | 17.45 | 0 | 0
CE | Storage | 35 | BRAC_P | 9.99 | 8.67 | 0 | 0
CE | Storage | 35 | BRAI_1 | 79.75 | 69.22 | 0 | 0
CE | Storage | 35 | BRAW_1 | 2.02 | 1.75 | 0 | 0
CE | Storage | 35 | BRED_1 | 0.01 | 0.01 | 0 | 0
CE | Storage | 35 | BRFO_1 | 50.04 | 43.43 | 0 | 0
CE | Storage | 35 | BRIM_1 | 0.05 | 0.04 | 0 | 0
CE | Storage | 35 | BRLE_1 | 0.05 | 0.04 | 0 | 0
CE | Storage | 35 | BROX | 20 | 17.36 | 0 | 0
CE | Storage | 35 | BRWA1 | 0.19 | 0.16 | 0 | 0
CE | Storage | 35 | BURM_1 | 0.52 | 0.45 | 0 | 0
CE | Storage | 35 | BUSH_1 | 1.02 | 0.89 | 0 | 0
CE | Storage | 35 | BUST_1 | 0.03 | 0.03 | 0 | 0
CE | Storage | 35 | CAMB_01 | 0.02 | 0.02 | 0 | 0
CE | Storage | 35 | CANTN1 | 0.06 | 0.05 | 0 | 0
CE | Storage | 35 | CAPEA1 | 20.01 | 17.37 | 0 | 0
CE | Storage | 35 | CARE_1 | 0.01 | 0.01 | 0 | 0
CE | Storage | 35 | CARR_1 | 30.01 | 26.05 | 0 | 0
CE | Storage | 35 | CELL_1 | 65.07 | 56.48 | 0 | 0
CE | Storage | 35 | CHAP | 0.01 | 0.01 | 0 | 0
CE | Storage | 35 | CHIC_1 | 0.17 | 0.15 | 0 | 0
CE | Storage | 35 | CHSI_1 | 6.01 | 5.22 | 0 | 0
CE | Storage | 35 | CHTE_1 | 33.62 | 29.18 | 0 | 0
CE | Storage | 35 | CLAC_P | 0.01 | 0.01 | 0 | 0
CE | Storage | 35 | CLT03 | 0.04 | 0.03 | 0 | 0
CE | Storage | 35 | CONQA1 | 0.04 | 0.03 | 0 | 0
CE | Storage | 35 | COUA_P | 0.01 | 0.01 | 0 | 0
CE | Storage | 35 | COVE_1 | 25.03 | 21.73 | 0 | 0
CE | Storage | 35 | COWL_1 | 0.19 | 0.16 | 0 | 0
CE | Storage | 35 | COYL | 0.03 | 0.03 | 0 | 0
CE | Storage | 35 | CREB_1 | 177.59 | 154.15 | 0 | 0
CE | Storage | 35 | CUMB | 30.02 | 26.06 | 0 | 0
CE | Storage | 35 | CUPA | 0.02 | 0.02 | 0 | 0
CE | Storage | 35 | DEVO | 0.05 | 0.04 | 0 | 0
CE | Storage | 35 | DOUN_P | 0.01 | 0.01 | 0 | 0
CE | Storage | 35 | DRAK_1 | 50.01 | 43.41 | 0 | 0
CE | Storage | 35 | DRAX_1 | 35.07 | 30.44 | 0 | 0
CE | Storage | 35 | DRCR | 30.03 | 26.07 | 0 | 0
CE | Storage | 35 | DUNB | 0.01 | 0.01 | 0 | 0
CE | Storage | 35 | DUNF | 0.02 | 0.02 | 0 | 0
CE | Storage | 35 | DUNO_P | 0.02 | 0.02 | 0 | 0
CE | Storage | 35 | DYCE_P | 0.02 | 0.02 | 0 | 0
CE | Storage | 35 | EASO_1 | 0.15 | 0.13 | 0 | 0
CE | Storage | 35 | ECCL | 0.02 | 0.02 | 0 | 0
CE | Storage | 35 | ECLA_1 | 30.09 | 26.12 | 0 | 0
CE | Storage | 35 | EKIS | 0.03 | 0.03 | 0 | 0
CE | Storage | 35 | ELLA_1 | 0.01 | 0.01 | 0 | 0
CE | Storage | 35 | ELST_1 | 0.01 | 0.01 | 0 | 0
CE | Storage | 35 | ENDE_1 | 4.51 | 3.91 | 0 | 0
CE | Storage | 35 | EXET1 | 1.13 | 0.98 | 0 | 0
CE | Storage | 35 | FAWL_1 | 0.1 | 0.09 | 0 | 0
CE | Storage | 35 | FECK_6 | 17.69 | 15.35 | 0 | 0
CE | Storage | 35 | FERRA2 | 5.02 | 4.36 | 0 | 0
CE | Storage | 35 | FERRB1 | 0.02 | 0.02 | 0 | 0
CE | Storage | 35 | FIDD_P | 0.04 | 0.03 | 0 | 0
CE | Storage | 35 | FIDF_1 | 41.6 | 36.11 | 0 | 0
CE | Storage | 35 | FLEE_1 | 0.05 | 0.04 | 0 | 0
CE | Storage | 35 | FOUR_1 | 0.09 | 0.08 | 0 | 0
CE | Storage | 35 | FROD_1 | 30.03 | 26.07 | 0 | 0
CE | Storage | 35 | FWIL_P | 0.02 | 0.02 | 0 | 0
CE | Storage | 35 | GALA | 0.01 | 0.01 | 0 | 0
CE | Storage | 35 | GLLU | 0.04 | 0.03 | 0 | 0
CE | Storage | 35 | GLNI | 0.03 | 0.03 | 0 | 0
CE | Storage | 35 | GLRO | 0.02 | 0.02 | 0 | 0
CE | Storage | 35 | GREN_1 | 21.47 | 18.64 | 0 | 0
CE | Storage | 35 | GRIW_1 | 53.11 | 46.1 | 0 | 0
CE | Storage | 35 | GRUB_P | 0.01 | 0.01 | 0 | 0
CE | Storage | 35 | G_EXTRA_11 | 0.01 | 0.01 | 0 | 0
CE | Storage | 35 | G_EXTRA_12 | 0.01 | 0.01 | 0 | 0
CE | Storage | 35 | G_EXTRA_2 | 0.01 | 0.01 | 0 | 0
CE | Storage | 35 | G_EXTRA_9 | 0.05 | 0.04 | 0 | 0
CE | Storage | 35 | HACK_1 | 0.01 | 0.01 | 0 | 0
CE | Storage | 35 | HACK_6 | 0.01 | 0.01 | 0 | 0
CE | Storage | 35 | HAMHC1 | 0.03 | 0.03 | 0 | 0
CE | Storage | 35 | HARK_1 | 26.17 | 22.72 | 0 | 0
CE | Storage | 35 | HARM_6 | 0.02 | 0.02 | 0 | 0
CE | Storage | 35 | HAWI | 0.01 | 0.01 | 0 | 0
CE | Storage | 35 | HAWP_6 | 0.03 | 0.03 | 0 | 0
CE | Storage | 35 | HEYS1 | 0.03 | 0.03 | 0 | 0
CE | Storage | 35 | HEYS_1 | 0.07 | 0.06 | 0 | 0
CE | Storage | 35 | HURS_1 | 0.01 | 0.01 | 0 | 0
CE | Storage | 35 | HUTT_1 | 0.13 | 0.11 | 0 | 0
CE | Storage | 35 | IMPK_1 | 0.14 | 0.12 | 0 | 0
CE | Storage | 35 | INDQ1 | 1.17 | 1.02 | 0 | 0
CE | Storage | 35 | INKE | 19.02 | 16.51 | 0 | 0
CE | Storage | 35 | IROA1 | 39.17 | 34 | 0 | 0
CE | Storage | 35 | IRONB1 | 0.07 | 0.06 | 0 | 0
CE | Storage | 35 | IVER_1 | 1.01 | 0.88 | 0 | 0
CE | Storage | 35 | IVER_6 | 0.01 | 0.01 | 0 | 0
CE | Storage | 35 | JORD_3 | 40.01 | 34.73 | 0 | 0
CE | Storage | 35 | KAIM | 0.02 | 0.02 | 0 | 0
CE | Storage | 35 | KEAD_1 | 0.1 | 0.09 | 0 | 0
CE | Storage | 35 | KEAR_1 | 0.01 | 0.01 | 0 | 0
CE | Storage | 35 | KEAR_3 | 19.61 | 17.02 | 0 | 0
CE | Storage | 35 | KEIT_P | 0.04 | 0.03 | 0 | 0
CE | Storage | 35 | KEMS_1 | 20.12 | 17.46 | 0 | 0
CE | Storage | 35 | KIBY_1 | 90 | 78.12 | 0 | 0
CE | Storage | 35 | KIER | 0.02 | 0.02 | 0 | 0
CE | Storage | 35 | KIIN_P | 0.01 | 0.01 | 0 | 0
CE | Storage | 35 | KILS | 0.01 | 0.01 | 0 | 0
CE | Storage | 35 | KINO_1 | 78.96 | 68.54 | 0 | 0
CE | Storage | 35 | KINT_P | 0.03 | 0.03 | 0 | 0
CE | Storage | 35 | KIRKB1 | 0.01 | 0.01 | 0 | 0
CE | Storage | 35 | KITW_1 | 0.01 | 0.01 | 0 | 0
CE | Storage | 35 | KNAR | 16.01 | 13.9 | 0 | 0
CE | Storage | 35 | LACK_6 | 6.03 | 5.23 | 0 | 0
CE | Storage | 35 | LAIR_P | 0.01 | 0.01 | 0 | 0
CE | Storage | 35 | LALE1SG003 | 0.01 | 0.01 | 0 | 0
CE | Storage | 35 | LAND1 | 22.63 | 19.64 | 0 | 0
CE | Storage | 35 | LEGA_1 | 0.05 | 0.04 | 0 | 0
CE | Storage | 35 | LEVE | 0.02 | 0.02 | 0 | 0
CE | Storage | 35 | LING | 0.02 | 0.02 | 0 | 0
CE | Storage | 35 | LINM | 0.04 | 0.03 | 0 | 0
CE | Storage | 35 | LISD_1 | 20.01 | 17.37 | 0 | 0
CE | Storage | 35 | LITT_C | 0.01 | 0.01 | 0 | 0
CE | Storage | 35 | LITT_J | 28.01 | 24.31 | 0 | 0
CE | Storage | 35 | LOUD_H | 0.01 | 0.01 | 0 | 0
CE | Storage | 35 | LOVE_1 | 7.6 | 6.6 | 0 | 0
CE | Storage | 35 | LUNA_P | 10 | 8.68 | 0 | 0
CE | Storage | 35 | MACC_3 | 30.02 | 26.06 | 0 | 0
CE | Storage | 35 | MACD_P | 0.04 | 0.03 | 0 | 0
CE | Storage | 35 | MAGA_6 | 0.03 | 0.03 | 0 | 0
CE | Storage | 35 | MANN_1 | 27.67 | 24.02 | 0 | 0
CE | Storage | 35 | MELK_1 | 130.17 | 112.99 | 0 | 0
CE | Storage | 35 | MILC_P | 0.01 | 0.01 | 0 | 0
CE | Storage | 35 | MILH_1 | 0.01 | 0.01 | 0 | 0
CE | Storage | 35 | MITY_1 | 100.17 | 86.95 | 0 | 0
CE | Storage | 35 | MYBS_P | 0.03 | 0.03 | 0 | 0
CE | Storage | 35 | NECE_1 | 0.03 | 0.03 | 0 | 0
CE | Storage | 35 | NEEP_3 | 40.02 | 34.74 | 0 | 0
CE | Storage | 35 | NEWX_6 | 2.02 | 1.75 | 0 | 0
CE | Storage | 35 | NFLE | 16.06 | 13.94 | 0 | 0
CE | Storage | 35 | NHYD_6 | 0.01 | 0.01 | 0 | 0
CE | Storage | 35 | NINF_1 | 38.53 | 33.44 | 0 | 0
CE | Storage | 35 | NORL_3 | 0.01 | 0.01 | 0 | 0
CE | Storage | 35 | NORM_1 | 40.34 | 35.02 | 0 | 0
CE | Storage | 35 | NORT_1 | 50.02 | 43.42 | 0 | 0
CE | Storage | 35 | NURS_1 | 52.14 | 45.26 | 0 | 0
CE | Storage | 35 | OCKH_1 | 0.01 | 0.01 | 0 | 0
CE | Storage | 35 | OFFE_3 | 0.01 | 0.01 | 0 | 0
CE | Storage | 35 | OLDB_1 | 0.01 | 0.01 | 0 | 0
CE | Storage | 35 | ORMO | 6 | 5.21 | 0 | 0
CE | Storage | 35 | OSBA_1 | 0.03 | 0.03 | 0 | 0
CE | Storage | 35 | PADIB1 | 0.05 | 0.04 | 0 | 0
CE | Storage | 35 | PEHS_P | 1 | 0.87 | 0 | 0
CE | Storage | 35 | PELH_1 | 50.05 | 43.44 | 0 | 0
CE | Storage | 35 | PEMB_1 | 0.15 | 0.13 | 0 | 0
CE | Storage | 35 | PENE_1 | 0.02 | 0.02 | 0 | 0
CE | Storage | 35 | PENN_1 | 97.9 | 84.98 | 0 | 0
CE | Storage | 35 | PENT_1 | 5.07 | 4.4 | 0 | 0
CE | Storage | 35 | PENW_1 | 7.22 | 6.27 | 0 | 0
CE | Storage | 35 | PERS_P | 0.01 | 0.01 | 0 | 0
CE | Storage | 35 | PITS_3 | 0.01 | 0.01 | 0 | 0
CE | Storage | 35 | POPP_3 | 0.01 | 0.01 | 0 | 0
CE | Storage | 35 | PORA_P | 0.03 | 0.03 | 0 | 0
CE | Storage | 35 | PORD | 0.02 | 0.02 | 0 | 0
CE | Storage | 35 | PYLE_1 | 4.09 | 3.55 | 0 | 0
CE | Storage | 35 | RAIN_1 | 20 | 17.36 | 0 | 0
CE | Storage | 35 | RANN_P | 0.01 | 0.01 | 0 | 0
CE | Storage | 35 | RASS_1 | 0.15 | 0.13 | 0 | 0
CE | Storage | 35 | RATS_1 | 0.05 | 0.04 | 0 | 0
CE | Storage | 35 | RAYL_1 | 10.14 | 8.8 | 0 | 0
CE | Storage | 35 | REBR_3 | 0.01 | 0.01 | 0 | 0
CE | Storage | 35 | REDH | 36.03 | 31.27 | 0 | 0
CE | Storage | 35 | REDM_P | 0.01 | 0.01 | 0 | 0
CE | Storage | 35 | RICH1 | 0.06 | 0.05 | 0 | 0
CE | Storage | 35 | ROCH_1 | 25.07 | 21.76 | 0 | 0
CE | Storage | 35 | RUGEB1 | 0.07 | 0.06 | 0 | 0
CE | Storage | 35 | RYEH_1 | 20.05 | 17.4 | 0 | 0
CE | Storage | 35 | SALH_1 | 0.04 | 0.03 | 0 | 0
CE | Storage | 35 | SALT_1 | 72.01 | 62.5 | 0 | 0
CE | Storage | 35 | SBAR | 39.65 | 34.42 | 0 | 0
CE | Storage | 35 | SEAB1 | 91.96 | 79.82 | 0 | 0
CE | Storage | 35 | SELL_1 | 0.14 | 0.12 | 0 | 0
CE | Storage | 35 | SFEG_P | 0.02 | 0.02 | 0 | 0
CE | Storage | 35 | SHEC_3 | 0.01 | 0.01 | 0 | 0
CE | Storage | 35 | SHRW_1 | 0.1 | 0.09 | 0 | 0
CE | Storage | 35 | SIGH | 59.98 | 52.06 | 0 | 0
CE | Storage | 35 | SKLGB1 | 0.01 | 0.01 | 0 | 0
CE | Storage | 35 | SMAN_1 | 50 | 43.4 | 0 | 0
CE | Storage | 35 | SPEN_1 | 21.66 | 18.8 | 0 | 0
CE | Storage | 35 | SSHI_3 | 35.01 | 30.39 | 0 | 0
CE | Storage | 35 | STAH_1 | 0.02 | 0.02 | 0 | 0
CE | Storage | 35 | STAL_1 | 0.02 | 0.02 | 0 | 0
CE | Storage | 35 | STAY_1 | 0.25 | 0.22 | 0 | 0
CE | Storage | 35 | STEN_1 | 50.02 | 43.42 | 0 | 0
CE | Storage | 35 | STES_1 | 0.04 | 0.03 | 0 | 0
CE | Storage | 35 | STHA | 0.02 | 0.02 | 0 | 0
CE | Storage | 35 | STIR | 0.03 | 0.03 | 0 | 0
CE | Storage | 35 | STLE | 0.02 | 0.02 | 0 | 0
CE | Storage | 35 | STRI_P | 0.03 | 0.03 | 0 | 0
CE | Storage | 35 | SUND_1 | 17.09 | 14.83 | 0 | 0
CE | Storage | 35 | SWAN_1 | 0.19 | 0.16 | 0 | 0
CE | Storage | 35 | TAUN1 | 1.05 | 0.91 | 0 | 0
CE | Storage | 35 | TAYN_P | 0.02 | 0.02 | 0 | 0
CE | Storage | 35 | TEMP_3 | 0.01 | 0.01 | 0 | 0
CE | Storage | 35 | THOM_6 | 25.06 | 21.75 | 0 | 0
CE | Storage | 35 | THSO_P | 2.06 | 1.79 | 0 | 0
CE | Storage | 35 | THUR_6 | 0.02 | 0.02 | 0 | 0
CE | Storage | 35 | TILBB_1 | 9.12 | 7.92 | 0 | 0
CE | Storage | 35 | TOTT_1 | 0.01 | 0.01 | 0 | 0
CE | Storage | 35 | TRAW_1 | 0.1 | 0.09 | 0 | 0
CE | Storage | 35 | TYNE_1 | 0.01 | 0.01 | 0 | 0
CE | Storage | 35 | TYNE_2 | 0.01 | 0.01 | 0 | 0
CE | Storage | 35 | UPPB_1 | 0.05 | 0.04 | 0 | 0
CE | Storage | 35 | UPPB_3 | 0.02 | 0.02 | 0 | 0
CE | Storage | 35 | USKM_1 | 29.61 | 25.7 | 0 | 0
CE | Storage | 35 | WABO | 50 | 43.4 | 0 | 0
CE | Storage | 35 | WALH_1 | 51.65 | 44.83 | 0 | 0
CE | Storage | 35 | WALP_1 | 0.18 | 0.16 | 0 | 0
CE | Storage | 35 | WALP_B | 108.1 | 93.83 | 0 | 0
CE | Storage | 35 | WARL_1 | 59.61 | 51.74 | 0 | 0
CE | Storage | 35 | WASF_1 | 109.79 | 95.3 | 0 | 0
CE | Storage | 35 | WATFS_1 | 0.01 | 0.01 | 0 | 0
CE | Storage | 35 | WBOL_6 | 2.81 | 2.44 | 0 | 0
CE | Storage | 35 | WBUR_1 | 9.89 | 8.58 | 0 | 0
CE | Storage | 35 | WFIE | 0.03 | 0.03 | 0 | 0
CE | Storage | 35 | WHAM_1 | 0.01 | 0.01 | 0 | 0
CE | Storage | 35 | WHGA_1 | 36.01 | 31.26 | 0 | 0
CE | Storage | 35 | WIBA_3 | 0.01 | 0.01 | 0 | 0
CE | Storage | 35 | WIEN_1 | 48.01 | 41.67 | 0 | 0
CE | Storage | 35 | WILL_1 | 0.03 | 0.03 | 0 | 0
CE | Storage | 35 | WIMBN1 | 0.02 | 0.02 | 0 | 0
CE | Storage | 35 | WIMBS1 | 0.02 | 0.02 | 0 | 0
CE | Storage | 35 | WISH | 0.01 | 0.01 | 0 | 0
CE | Storage | 35 | WMEL_1 | 55.01 | 47.75 | 0 | 0
CE | Storage | 35 | WTHU31 | 0.01 | 0.01 | 0 | 0
CE | Storage | 35 | WWEY_1 | 0.01 | 0.01 | 0 | 0
CE | Storage | 35 | WYLF_1 | 0.09 | 0.08 | 0 | 0
CE | Storage | 35 | WYMOM_1 | 0.05 | 0.04 | 0 | 0
CE | Storage | 36 | ABHA1 | 20.11 | 17.46 | 0 | 0
CE | Storage | 36 | ABNE_P | 0.02 | 0.02 | 0 | 0
CE | Storage | 36 | ABTH_1 | 0.01 | 0.01 | 0 | 0
CE | Storage | 36 | ALNE_P | 0.02 | 0.02 | 0 | 0
CE | Storage | 36 | ALST_3 | 0.01 | 0.01 | 0 | 0
CE | Storage | 36 | ALVE1 | 4.18 | 3.63 | 0 | 0
CE | Storage | 36 | ARMO_P | 0.05 | 0.04 | 0 | 0
CE | Storage | 36 | AXMI1 | 15.65 | 13.58 | 0 | 0
CE | Storage | 36 | BAGA | 0.06 | 0.05 | 0 | 0
CE | Storage | 36 | BAIN | 0.03 | 0.03 | 0 | 0
CE | Storage | 36 | BARKC1 | 0.01 | 0.01 | 0 | 0
CE | Storage | 36 | BARKW3 | 0.01 | 0.01 | 0 | 0
CE | Storage | 36 | BEDDT1 | 0.01 | 0.01 | 0 | 0
CE | Storage | 36 | BEDD_1 | 7.51 | 6.52 | 0 | 0
CE | Storage | 36 | BERW | 0.06 | 0.05 | 0 | 0
CE | Storage | 36 | BESW_1 | 20.02 | 17.38 | 0 | 0
CE | Storage | 36 | BICF_1 | 73.72 | 63.99 | 0 | 0
CE | Storage | 36 | BIRK_1 | 5.01 | 4.35 | 0 | 0
CE | Storage | 36 | BISW_1 | 19.61 | 17.02 | 0 | 0
CE | Storage | 36 | BLYTB1 | 0.05 | 0.04 | 0 | 0
CE | Storage | 36 | BLYTH132 | 0.08 | 0.07 | 0 | 0
CE | Storage | 36 | BOLN_1 | 45.02 | 39.08 | 0 | 0
CE | Storage | 36 | BONN | 30.04 | 26.07 | 0 | 0
CE | Storage | 36 | BOTW_1 | 20.09 | 17.44 | 0 | 0
CE | Storage | 36 | BRAC_P | 9.99 | 8.67 | 0 | 0
CE | Storage | 36 | BRAI_1 | 79.74 | 69.21 | 0 | 0
CE | Storage | 36 | BRAW_1 | 2.02 | 1.75 | 0 | 0
CE | Storage | 36 | BRED_1 | 6.01 | 5.22 | 0 | 0
CE | Storage | 36 | BRFO_1 | 50.04 | 43.43 | 0 | 0
CE | Storage | 36 | BRIM_1 | 0.04 | 0.03 | 0 | 0
CE | Storage | 36 | BRLE_1 | 7.54 | 6.54 | 0 | 0
CE | Storage | 36 | BROX | 20 | 17.36 | 0 | 0
CE | Storage | 36 | BRWA1 | 0.17 | 0.15 | 0 | 0
CE | Storage | 36 | BURM_1 | 0.47 | 0.41 | 0 | 0
CE | Storage | 36 | BUSH_1 | 1.01 | 0.88 | 0 | 0
CE | Storage | 36 | BUST_1 | 0.02 | 0.02 | 0 | 0
CE | Storage | 36 | CAMB_01 | 0.02 | 0.02 | 0 | 0
CE | Storage | 36 | CANTN1 | 0.05 | 0.04 | 0 | 0
CE | Storage | 36 | CAPEA1 | 30.01 | 26.05 | 0 | 0
CE | Storage | 36 | CARE_1 | 0.01 | 0.01 | 0 | 0
CE | Storage | 36 | CARR_1 | 30.01 | 26.05 | 0 | 0
CE | Storage | 36 | CELL_1 | 65.06 | 56.47 | 0 | 0
CE | Storage | 36 | CHAP | 0.02 | 0.02 | 0 | 0
CE | Storage | 36 | CHIC_1 | 0.15 | 0.13 | 0 | 0
CE | Storage | 36 | CHSI_1 | 6.01 | 5.22 | 0 | 0
CE | Storage | 36 | CHTE_1 | 33.62 | 29.18 | 0 | 0
CE | Storage | 36 | CLAC_P | 0.01 | 0.01 | 0 | 0
CE | Storage | 36 | CLT03 | 0.04 | 0.03 | 0 | 0
CE | Storage | 36 | CONQA1 | 0.05 | 0.04 | 0 | 0
CE | Storage | 36 | COUA_P | 0.01 | 0.01 | 0 | 0
CE | Storage | 36 | COVE_1 | 25.03 | 21.73 | 0 | 0
CE | Storage | 36 | COWL_1 | 0.17 | 0.15 | 0 | 0
CE | Storage | 36 | COYL | 0.04 | 0.03 | 0 | 0
CE | Storage | 36 | CREB_1 | 177.6 | 154.16 | 0 | 0
CE | Storage | 36 | CUMB | 30.03 | 26.07 | 0 | 0
CE | Storage | 36 | CUPA | 0.03 | 0.03 | 0 | 0
CE | Storage | 36 | DEVO | 0.07 | 0.06 | 0 | 0
CE | Storage | 36 | DOUN_P | 0.02 | 0.02 | 0 | 0
CE | Storage | 36 | DRAK_1 | 50.01 | 43.41 | 0 | 0
CE | Storage | 36 | DRAX_1 | 35.08 | 30.45 | 0 | 0
CE | Storage | 36 | DRCR | 30.04 | 26.07 | 0 | 0
CE | Storage | 36 | DUNB | 0.01 | 0.01 | 0 | 0
CE | Storage | 36 | DUNF | 0.03 | 0.03 | 0 | 0
CE | Storage | 36 | DUNO_P | 0.03 | 0.03 | 0 | 0
CE | Storage | 36 | DYCE_P | 0.03 | 0.03 | 0 | 0
CE | Storage | 36 | EASO_1 | 0.15 | 0.13 | 0 | 0
CE | Storage | 36 | ECCL | 0.02 | 0.02 | 0 | 0
CE | Storage | 36 | ECLA_1 | 30.08 | 26.11 | 0 | 0
CE | Storage | 36 | EKIS | 0.04 | 0.03 | 0 | 0
CE | Storage | 36 | ELLA_1 | 0.01 | 0.01 | 0 | 0
CE | Storage | 36 | ENDE_1 | 54.5 | 47.31 | 0 | 0
CE | Storage | 36 | EXET1 | 1.11 | 0.96 | 0 | 0
CE | Storage | 36 | FAUG_P | 0.01 | 0.01 | 0 | 0
CE | Storage | 36 | FAWL_1 | 0.09 | 0.08 | 0 | 0
CE | Storage | 36 | FECK_6 | 19.08 | 16.56 | 0 | 0
CE | Storage | 36 | FERRA2 | 5.02 | 4.36 | 0 | 0
CE | Storage | 36 | FERRB1 | 0.02 | 0.02 | 0 | 0
CE | Storage | 36 | FIDD_P | 0.06 | 0.05 | 0 | 0
CE | Storage | 36 | FIDF_1 | 41.6 | 36.11 | 0 | 0
CE | Storage | 36 | FLEE_1 | 0.04 | 0.03 | 0 | 0
CE | Storage | 36 | FOUR_1 | 0.1 | 0.09 | 0 | 0
CE | Storage | 36 | FROD_1 | 30.04 | 26.07 | 0 | 0
CE | Storage | 36 | FWIL_P | 0.03 | 0.03 | 0 | 0
CE | Storage | 36 | GALA | 0.01 | 0.01 | 0 | 0
CE | Storage | 36 | GIFF | 0.01 | 0.01 | 0 | 0
CE | Storage | 36 | GLLU | 0.05 | 0.04 | 0 | 0
CE | Storage | 36 | GLNI | 0.05 | 0.04 | 0 | 0
CE | Storage | 36 | GLRO | 0.03 | 0.03 | 0 | 0
CE | Storage | 36 | GREN_1 | 21.46 | 18.63 | 0 | 0
CE | Storage | 36 | GRIW_1 | 53.11 | 46.1 | 0 | 0
CE | Storage | 36 | GRUB_P | 0.02 | 0.02 | 0 | 0
CE | Storage | 36 | G_EXTRA_11 | 0.01 | 0.01 | 0 | 0
CE | Storage | 36 | G_EXTRA_12 | 0.01 | 0.01 | 0 | 0
CE | Storage | 36 | G_EXTRA_2 | 0.01 | 0.01 | 0 | 0
CE | Storage | 36 | G_EXTRA_9 | 0.06 | 0.05 | 0 | 0
CE | Storage | 36 | HACK_1 | 0.01 | 0.01 | 0 | 0
CE | Storage | 36 | HACK_6 | 0.01 | 0.01 | 0 | 0
CE | Storage | 36 | HAMHC1 | 0.02 | 0.02 | 0 | 0
CE | Storage | 36 | HARK_1 | 26.18 | 22.72 | 0 | 0
CE | Storage | 36 | HARM_6 | 0.02 | 0.02 | 0 | 0
CE | Storage | 36 | HAWI | 0.01 | 0.01 | 0 | 0
CE | Storage | 36 | HAWP_6 | 0.03 | 0.03 | 0 | 0
CE | Storage | 36 | HEYS1 | 0.03 | 0.03 | 0 | 0
CE | Storage | 36 | HEYS_1 | 0.07 | 0.06 | 0 | 0
CE | Storage | 36 | HURS_1 | 0.01 | 0.01 | 0 | 0
CE | Storage | 36 | HUTT_1 | 0.13 | 0.11 | 0 | 0
CE | Storage | 36 | IMPK_1 | 0.12 | 0.1 | 0 | 0
CE | Storage | 36 | INDQ1 | 1.17 | 1.02 | 0 | 0
CE | Storage | 36 | INKE | 19.03 | 16.52 | 0 | 0
CE | Storage | 36 | IROA1 | 49.15 | 42.66 | 0 | 0
CE | Storage | 36 | IRONB1 | 0.06 | 0.05 | 0 | 0
CE | Storage | 36 | IVER_1 | 1 | 0.87 | 0 | 0
CE | Storage | 36 | JORD_3 | 40.01 | 34.73 | 0 | 0
CE | Storage | 36 | KAIM | 0.02 | 0.02 | 0 | 0
CE | Storage | 36 | KEAD_1 | 0.1 | 0.09 | 0 | 0
CE | Storage | 36 | KEAR_1 | 0.01 | 0.01 | 0 | 0
CE | Storage | 36 | KEAR_3 | 19.61 | 17.02 | 0 | 0
CE | Storage | 36 | KEIT_P | 0.05 | 0.04 | 0 | 0
CE | Storage | 36 | KEMS_1 | 20.11 | 17.46 | 0 | 0
CE | Storage | 36 | KIBY_1 | 90 | 78.12 | 0 | 0
CE | Storage | 36 | KIER | 0.03 | 0.03 | 0 | 0
CE | Storage | 36 | KIIN_P | 0.01 | 0.01 | 0 | 0
CE | Storage | 36 | KILS | 0.01 | 0.01 | 0 | 0
CE | Storage | 36 | KILT | 0.01 | 0.01 | 0 | 0
CE | Storage | 36 | KINO_1 | 78.95 | 68.53 | 0 | 0
CE | Storage | 36 | KINT_P | 0.04 | 0.03 | 0 | 0
CE | Storage | 36 | KIRKB1 | 0.02 | 0.02 | 0 | 0
CE | Storage | 36 | KITW_1 | 0.01 | 0.01 | 0 | 0
CE | Storage | 36 | KNAR | 16.01 | 13.9 | 0 | 0
CE | Storage | 36 | LACK_6 | 6.03 | 5.23 | 0 | 0
CE | Storage | 36 | LAIR_P | 0.01 | 0.01 | 0 | 0
CE | Storage | 36 | LAND1 | 22.62 | 19.63 | 0 | 0
CE | Storage | 36 | LEGA_1 | 0.04 | 0.03 | 0 | 0
CE | Storage | 36 | LEVE | 0.03 | 0.03 | 0 | 0
CE | Storage | 36 | LING | 0.03 | 0.03 | 0 | 0
CE | Storage | 36 | LINM | 0.05 | 0.04 | 0 | 0
CE | Storage | 36 | LISD_1 | 40.01 | 34.73 | 0 | 0
CE | Storage | 36 | LITT_C | 0.01 | 0.01 | 0 | 0
CE | Storage | 36 | LITT_J | 28.01 | 24.31 | 0 | 0
CE | Storage | 36 | LOVE_1 | 7.59 | 6.59 | 0 | 0
CE | Storage | 36 | LUNA_P | 10 | 8.68 | 0 | 0
CE | Storage | 36 | MACC_3 | 30.02 | 26.06 | 0 | 0
CE | Storage | 36 | MACD_P | 0.05 | 0.04 | 0 | 0
CE | Storage | 36 | MAGA_6 | 0.03 | 0.03 | 0 | 0
CE | Storage | 36 | MANN_1 | 27.65 | 24 | 0 | 0
CE | Storage | 36 | MELK_1 | 130.15 | 112.97 | 0 | 0
CE | Storage | 36 | MILC_P | 0.01 | 0.01 | 0 | 0
CE | Storage | 36 | MITY_1 | 150.14 | 130.32 | 0 | 0
CE | Storage | 36 | MYBS_P | 0.04 | 0.03 | 0 | 0
CE | Storage | 36 | NECE_1 | 0.02 | 0.02 | 0 | 0
CE | Storage | 36 | NEEP_3 | 40.02 | 34.74 | 0 | 0
CE | Storage | 36 | NEWX_6 | 2.01 | 1.74 | 0 | 0
CE | Storage | 36 | NFLE | 16.05 | 13.93 | 0 | 0
CE | Storage | 36 | NINF_1 | 38.53 | 33.44 | 0 | 0
CE | Storage | 36 | NORL_3 | 0.01 | 0.01 | 0 | 0
CE | Storage | 36 | NORM_1 | 40.31 | 34.99 | 0 | 0
CE | Storage | 36 | NORT_1 | 50.03 | 43.43 | 0 | 0
CE | Storage | 36 | NURS_1 | 62.13 | 53.93 | 0 | 0
CE | Storage | 36 | OCKH_1 | 0.01 | 0.01 | 0 | 0
CE | Storage | 36 | OFFE_3 | 0.01 | 0.01 | 0 | 0
CE | Storage | 36 | OLDB_1 | 0.01 | 0.01 | 0 | 0
CE | Storage | 36 | ORMO | 6 | 5.21 | 0 | 0
CE | Storage | 36 | OSBA_1 | 5.03 | 4.37 | 0 | 0
CE | Storage | 36 | PADIB1 | 0.05 | 0.04 | 0 | 0
CE | Storage | 36 | PEHS_P | 1 | 0.87 | 0 | 0
CE | Storage | 36 | PELH_1 | 50.04 | 43.43 | 0 | 0
CE | Storage | 36 | PEMB_1 | 0.14 | 0.12 | 0 | 0
CE | Storage | 36 | PENE_1 | 0.02 | 0.02 | 0 | 0
CE | Storage | 36 | PENN_1 | 97.9 | 84.98 | 0 | 0
CE | Storage | 36 | PENT_1 | 5.06 | 4.39 | 0 | 0
CE | Storage | 36 | PENW_1 | 57.21 | 49.66 | 0 | 0
CE | Storage | 36 | PERS_P | 0.01 | 0.01 | 0 | 0
CE | Storage | 36 | PITS_3 | 0.01 | 0.01 | 0 | 0
CE | Storage | 36 | POOB | 0.01 | 0.01 | 0 | 0
CE | Storage | 36 | POPP_3 | 20.01 | 17.37 | 0 | 0
CE | Storage | 36 | PORA_P | 0.04 | 0.03 | 0 | 0
CE | Storage | 36 | PORD | 0.03 | 0.03 | 0 | 0
CE | Storage | 36 | PYLE_1 | 4.1 | 3.56 | 0 | 0
CE | Storage | 36 | RAIN_1 | 20 | 17.36 | 0 | 0
CE | Storage | 36 | RANN_P | 0.01 | 0.01 | 0 | 0
CE | Storage | 36 | RASS_1 | 0.13 | 0.11 | 0 | 0
CE | Storage | 36 | RATS_1 | 0.05 | 0.04 | 0 | 0
CE | Storage | 36 | RAYL_1 | 10.14 | 8.8 | 0 | 0
CE | Storage | 36 | REBR_3 | 0.01 | 0.01 | 0 | 0
CE | Storage | 36 | REDH | 36.04 | 31.28 | 0 | 0
CE | Storage | 36 | REDM_P | 0.02 | 0.02 | 0 | 0
CE | Storage | 36 | RICH1 | 0.05 | 0.04 | 0 | 0
CE | Storage | 36 | ROCH_1 | 25.08 | 21.77 | 0 | 0
CE | Storage | 36 | RUGEB1 | 0.06 | 0.05 | 0 | 0
CE | Storage | 36 | RYEH_1 | 20.04 | 17.39 | 0 | 0
CE | Storage | 36 | SALH_1 | 0.04 | 0.03 | 0 | 0
CE | Storage | 36 | SALT_1 | 72.02 | 62.51 | 0 | 0
CE | Storage | 36 | SBAR | 39.64 | 34.41 | 0 | 0
CE | Storage | 36 | SEAB1 | 91.95 | 79.81 | 0 | 0
CE | Storage | 36 | SELL_1 | 0.14 | 0.12 | 0 | 0
CE | Storage | 36 | SFEG_P | 0.03 | 0.03 | 0 | 0
CE | Storage | 36 | SFIL_P | 0.01 | 0.01 | 0 | 0
CE | Storage | 36 | SHEC_3 | 0.01 | 0.01 | 0 | 0
CE | Storage | 36 | SHRW_1 | 0.1 | 0.09 | 0 | 0
CE | Storage | 36 | SIGH | 59.98 | 52.06 | 0 | 0
CE | Storage | 36 | SKLGB1 | 0.01 | 0.01 | 0 | 0
CE | Storage | 36 | SMAN_1 | 50 | 43.4 | 0 | 0
CE | Storage | 36 | SPEN_1 | 21.66 | 18.8 | 0 | 0
CE | Storage | 36 | SSHI_3 | 35.01 | 30.39 | 0 | 0
CE | Storage | 36 | STAH_1 | 0.02 | 0.02 | 0 | 0
CE | Storage | 36 | STAL_1 | 6.02 | 5.23 | 0 | 0
CE | Storage | 36 | STAY_1 | 0.23 | 0.2 | 0 | 0
CE | Storage | 36 | STEN_1 | 50.02 | 43.42 | 0 | 0
CE | Storage | 36 | STES_1 | 0.04 | 0.03 | 0 | 0
CE | Storage | 36 | STHA | 0.02 | 0.02 | 0 | 0
CE | Storage | 36 | STIR | 0.04 | 0.03 | 0 | 0
CE | Storage | 36 | STLE | 0.03 | 0.03 | 0 | 0
CE | Storage | 36 | STRI_P | 0.03 | 0.03 | 0 | 0
CE | Storage | 36 | SUND_1 | 17.09 | 14.83 | 0 | 0
CE | Storage | 36 | SWAN_1 | 0.18 | 0.16 | 0 | 0
CE | Storage | 36 | TARL_P | 0.01 | 0.01 | 0 | 0
CE | Storage | 36 | TAUN1 | 1.04 | 0.9 | 0 | 0
CE | Storage | 36 | TAYN_P | 0.03 | 0.03 | 0 | 0
CE | Storage | 36 | TEMP_3 | 0.01 | 0.01 | 0 | 0
CE | Storage | 36 | THOM_6 | 35.07 | 30.44 | 0 | 0
CE | Storage | 36 | THSO_P | 2.08 | 1.81 | 0 | 0
CE | Storage | 36 | THUR_6 | 0.02 | 0.02 | 0 | 0
CE | Storage | 36 | TILBB_1 | 9.11 | 7.91 | 0 | 0
CE | Storage | 36 | TOTT_1 | 0.01 | 0.01 | 0 | 0
CE | Storage | 36 | TRAW_1 | 0.12 | 0.1 | 0 | 0
CE | Storage | 36 | TYNE_1 | 0.01 | 0.01 | 0 | 0
CE | Storage | 36 | TYNE_2 | 0.01 | 0.01 | 0 | 0
CE | Storage | 36 | UPPB_1 | 0.05 | 0.04 | 0 | 0
CE | Storage | 36 | UPPB_3 | 0.02 | 0.02 | 0 | 0
CE | Storage | 36 | USKM_1 | 29.61 | 25.7 | 0 | 0
CE | Storage | 36 | WABO | 56 | 48.61 | 0 | 0
CE | Storage | 36 | WALH_1 | 51.64 | 44.82 | 0 | 0
CE | Storage | 36 | WALP_1 | 0.19 | 0.16 | 0 | 0
CE | Storage | 36 | WALP_B | 108.09 | 93.82 | 0 | 0
CE | Storage | 36 | WARL_1 | 59.6 | 51.73 | 0 | 0
CE | Storage | 36 | WASF_1 | 109.79 | 95.3 | 0 | 0
CE | Storage | 36 | WBOL_6 | 2.81 | 2.44 | 0 | 0
CE | Storage | 36 | WBUR_1 | 12.88 | 11.18 | 0 | 0
CE | Storage | 36 | WFIE | 0.04 | 0.03 | 0 | 0
CE | Storage | 36 | WHAM_1 | 0.01 | 0.01 | 0 | 0
CE | Storage | 36 | WHGA_1 | 42.01 | 36.46 | 0 | 0
CE | Storage | 36 | WIBA_3 | 0.01 | 0.01 | 0 | 0
CE | Storage | 36 | WIEN_1 | 48.01 | 41.67 | 0 | 0
CE | Storage | 36 | WILL_1 | 0.03 | 0.03 | 0 | 0
CE | Storage | 36 | WIMBN1 | 0.01 | 0.01 | 0 | 0
CE | Storage | 36 | WIMBS1 | 0.01 | 0.01 | 0 | 0
CE | Storage | 36 | WISH | 0.01 | 0.01 | 0 | 0
CE | Storage | 36 | WMEL_1 | 105.01 | 91.15 | 0 | 0
CE | Storage | 36 | WTHU31 | 0.01 | 0.01 | 0 | 0
CE | Storage | 36 | WWEY_1 | 0.01 | 0.01 | 0 | 0
CE | Storage | 36 | WYLF_1 | 0.09 | 0.08 | 0 | 0
CE | Storage | 36 | WYMOM_1 | 0.04 | 0.03 | 0 | 0
CE | Storage | 37 | ABHA1 | 20.09 | 17.44 | 0 | 0
CE | Storage | 37 | ABNE_P | 0.03 | 0.03 | 0 | 0
CE | Storage | 37 | ABTH_1 | 0.01 | 0.01 | 0 | 0
CE | Storage | 37 | ALNE_P | 0.02 | 0.02 | 0 | 0
CE | Storage | 37 | ALST_3 | 0.01 | 0.01 | 0 | 0
CE | Storage | 37 | ALVE1 | 4.18 | 3.63 | 0 | 0
CE | Storage | 37 | ARDK_P | 0.01 | 0.01 | 0 | 0
CE | Storage | 37 | ARMO_P | 0.06 | 0.05 | 0 | 0
CE | Storage | 37 | AXMI1 | 15.63 | 13.57 | 0 | 0
CE | Storage | 37 | BAGA | 0.08 | 0.07 | 0 | 0
CE | Storage | 37 | BAIN | 0.04 | 0.03 | 0 | 0
CE | Storage | 37 | BARKC1 | 0.01 | 0.01 | 0 | 0
CE | Storage | 37 | BEDD_1 | 7.5 | 6.51 | 0 | 0
CE | Storage | 37 | BERW | 0.08 | 0.07 | 0 | 0
CE | Storage | 37 | BESW_1 | 20.02 | 17.38 | 0 | 0
CE | Storage | 37 | BICF_1 | 73.68 | 63.95 | 0 | 0
CE | Storage | 37 | BIRK_1 | 5.01 | 4.35 | 0 | 0
CE | Storage | 37 | BISW_1 | 19.61 | 17.02 | 0 | 0
CE | Storage | 37 | BLYTB1 | 0.06 | 0.05 | 0 | 0
CE | Storage | 37 | BLYTH132 | 0.1 | 0.09 | 0 | 0
CE | Storage | 37 | BOAG_P | 0.01 | 0.01 | 0 | 0
CE | Storage | 37 | BOLN_1 | 45.02 | 39.08 | 0 | 0
CE | Storage | 37 | BONN | 30.05 | 26.08 | 0 | 0
CE | Storage | 37 | BOTW_1 | 20.08 | 17.43 | 0 | 0
CE | Storage | 37 | BRAC_P | 9.99 | 8.67 | 0 | 0
CE | Storage | 37 | BRAI_1 | 79.73 | 69.21 | 0 | 0
CE | Storage | 37 | BRAW_1 | 2.02 | 1.75 | 0 | 0
CE | Storage | 37 | BRED_1 | 6.01 | 5.22 | 0 | 0
CE | Storage | 37 | BRFO_1 | 50.03 | 43.43 | 0 | 0
CE | Storage | 37 | BRIM_1 | 0.03 | 0.03 | 0 | 0
CE | Storage | 37 | BRLE_1 | 7.54 | 6.54 | 0 | 0
CE | Storage | 37 | BROX | 20 | 17.36 | 0 | 0
CE | Storage | 37 | BRWA1 | 0.14 | 0.12 | 0 | 0
CE | Storage | 37 | BURM_1 | 0.4 | 0.35 | 0 | 0
CE | Storage | 37 | BUSH_1 | 1.01 | 0.88 | 0 | 0
CE | Storage | 37 | BUST_1 | 0.02 | 0.02 | 0 | 0
CE | Storage | 37 | CAMB_01 | 0.02 | 0.02 | 0 | 0
CE | Storage | 37 | CANTN1 | 0.04 | 0.03 | 0 | 0
CE | Storage | 37 | CAPEA1 | 30.01 | 26.05 | 0 | 0
CE | Storage | 37 | CARE_1 | 0.01 | 0.01 | 0 | 0
CE | Storage | 37 | CARR_1 | 30.01 | 26.05 | 0 | 0
CE | Storage | 37 | CASS_P | 0.01 | 0.01 | 0 | 0
CE | Storage | 37 | CELL_1 | 65.05 | 56.46 | 0 | 0
CE | Storage | 37 | CHAP | 0.02 | 0.02 | 0 | 0
CE | Storage | 37 | CHIC_1 | 0.13 | 0.11 | 0 | 0
CE | Storage | 37 | CHSI_1 | 6 | 5.21 | 0 | 0
CE | Storage | 37 | CHTE_1 | 33.62 | 29.18 | 0 | 0
CE | Storage | 37 | CLAC_P | 0.01 | 0.01 | 0 | 0
CE | Storage | 37 | CLT03 | 0.03 | 0.03 | 0 | 0
CE | Storage | 37 | CONQA1 | 0.05 | 0.04 | 0 | 0
CE | Storage | 37 | COUA_P | 0.01 | 0.01 | 0 | 0
CE | Storage | 37 | COVE_1 | 25.03 | 21.73 | 0 | 0
CE | Storage | 37 | COWL_1 | 7.14 | 6.2 | 0 | 0
CE | Storage | 37 | COYL | 0.05 | 0.04 | 0 | 0
CE | Storage | 37 | CREB_1 | 177.62 | 154.17 | 0 | 0
CE | Storage | 37 | CUMB | 30.04 | 26.07 | 0 | 0
CE | Storage | 37 | CUPA | 0.04 | 0.03 | 0 | 0
CE | Storage | 37 | DEVO | 0.09 | 0.08 | 0 | 0
CE | Storage | 37 | DOUN_P | 0.03 | 0.03 | 0 | 0
CE | Storage | 37 | DRAK_1 | 50.01 | 43.41 | 0 | 0
CE | Storage | 37 | DRAX_1 | 35.1 | 30.47 | 0 | 0
CE | Storage | 37 | DRCR | 30.06 | 26.09 | 0 | 0
CE | Storage | 37 | DUNB | 0.02 | 0.02 | 0 | 0
CE | Storage | 37 | DUNF | 0.04 | 0.03 | 0 | 0
CE | Storage | 37 | DUNO_P | 0.04 | 0.03 | 0 | 0
CE | Storage | 37 | DYCE_P | 0.04 | 0.03 | 0 | 0
CE | Storage | 37 | EASO_1 | 0.16 | 0.14 | 0 | 0
CE | Storage | 37 | ECCL | 0.03 | 0.03 | 0 | 0
CE | Storage | 37 | ECLA_1 | 30.07 | 26.1 | 0 | 0
CE | Storage | 37 | EKIS | 0.06 | 0.05 | 0 | 0
CE | Storage | 37 | ELLA_1 | 0.01 | 0.01 | 0 | 0
CE | Storage | 37 | ENDE_1 | 54.5 | 47.31 | 0 | 0
CE | Storage | 37 | EXET1 | 1.09 | 0.95 | 0 | 0
CE | Storage | 37 | FAUG_P | 0.01 | 0.01 | 0 | 0
CE | Storage | 37 | FAWL_1 | 0.08 | 0.07 | 0 | 0
CE | Storage | 37 | FECK_6 | 19.08 | 16.56 | 0 | 0
CE | Storage | 37 | FERRA2 | 5.02 | 4.36 | 0 | 0
CE | Storage | 37 | FERRB1 | 0.02 | 0.02 | 0 | 0
CE | Storage | 37 | FIDD_P | 0.08 | 0.07 | 0 | 0
CE | Storage | 37 | FIDF_1 | 41.6 | 36.11 | 0 | 0
CE | Storage | 37 | FLEE_1 | 0.03 | 0.03 | 0 | 0
CE | Storage | 37 | FOUR_1 | 0.12 | 0.1 | 0 | 0
CE | Storage | 37 | FROD_1 | 30.05 | 26.08 | 0 | 0
CE | Storage | 37 | FWIL_P | 0.04 | 0.03 | 0 | 0
CE | Storage | 37 | GALA | 0.02 | 0.02 | 0 | 0
CE | Storage | 37 | GIFF | 0.01 | 0.01 | 0 | 0
CE | Storage | 37 | GLLU | 0.06 | 0.05 | 0 | 0
CE | Storage | 37 | GLNI | 0.07 | 0.06 | 0 | 0
CE | Storage | 37 | GLRO | 0.04 | 0.03 | 0 | 0
CE | Storage | 37 | GREN_1 | 21.45 | 18.62 | 0 | 0
CE | Storage | 37 | GRIW_1 | 53.11 | 46.1 | 0 | 0
CE | Storage | 37 | GRUB_P | 0.03 | 0.03 | 0 | 0
CE | Storage | 37 | G_EXTRA_11 | 0.02 | 0.02 | 0 | 0
CE | Storage | 37 | G_EXTRA_12 | 0.01 | 0.01 | 0 | 0
CE | Storage | 37 | G_EXTRA_2 | 0.02 | 0.02 | 0 | 0
CE | Storage | 37 | G_EXTRA_9 | 0.08 | 0.07 | 0 | 0
CE | Storage | 37 | HAMHC1 | 0.02 | 0.02 | 0 | 0
CE | Storage | 37 | HARK_1 | 26.19 | 22.73 | 0 | 0
CE | Storage | 37 | HARM_6 | 0.03 | 0.03 | 0 | 0
CE | Storage | 37 | HAWI | 19.92 | 17.29 | 0 | 0
CE | Storage | 37 | HAWP_6 | 0.04 | 0.03 | 0 | 0
CE | Storage | 37 | HEYS1 | 0.03 | 0.03 | 0 | 0
CE | Storage | 37 | HEYS_1 | 0.08 | 0.07 | 0 | 0
CE | Storage | 37 | HUTT_1 | 0.13 | 0.11 | 0 | 0
CE | Storage | 37 | IMPK_1 | 0.1 | 0.09 | 0 | 0
CE | Storage | 37 | INDQ1 | 1.17 | 1.02 | 0 | 0
CE | Storage | 37 | INKE | 19.04 | 16.53 | 0 | 0
CE | Storage | 37 | INNE_P | 0.01 | 0.01 | 0 | 0
CE | Storage | 37 | IROA1 | 49.13 | 42.64 | 0 | 0
CE | Storage | 37 | IRONB1 | 0.05 | 0.04 | 0 | 0
CE | Storage | 37 | IVER_1 | 1 | 0.87 | 0 | 0
CE | Storage | 37 | JORD_3 | 40.01 | 34.73 | 0 | 0
CE | Storage | 37 | KAIM | 0.03 | 0.03 | 0 | 0
CE | Storage | 37 | KEAD_1 | 0.13 | 0.11 | 0 | 0
CE | Storage | 37 | KEAR_3 | 19.6 | 17.01 | 0 | 0
CE | Storage | 37 | KEIT_P | 0.07 | 0.06 | 0 | 0
CE | Storage | 37 | KEMS_1 | 20.09 | 17.44 | 0 | 0
CE | Storage | 37 | KIBY_1 | 90 | 78.12 | 0 | 0
CE | Storage | 37 | KIER | 0.04 | 0.03 | 0 | 0
CE | Storage | 37 | KIIN_P | 0.01 | 0.01 | 0 | 0
CE | Storage | 37 | KILS | 0.02 | 0.02 | 0 | 0
CE | Storage | 37 | KILT | 0.01 | 0.01 | 0 | 0
CE | Storage | 37 | KINO_1 | 78.94 | 68.52 | 0 | 0
CE | Storage | 37 | KINT_P | 0.06 | 0.05 | 0 | 0
CE | Storage | 37 | KIRKB1 | 0.02 | 0.02 | 0 | 0
CE | Storage | 37 | KITW_1 | 0.01 | 0.01 | 0 | 0
CE | Storage | 37 | KNAR | 16.01 | 13.9 | 0 | 0
CE | Storage | 37 | LACK_6 | 56.02 | 48.63 | 0 | 0
CE | Storage | 37 | LAIR_P | 0.02 | 0.02 | 0 | 0
CE | Storage | 37 | LAND1 | 22.6 | 19.62 | 0 | 0
CE | Storage | 37 | LEGA_1 | 0.03 | 0.03 | 0 | 0
CE | Storage | 37 | LEVE | 0.04 | 0.03 | 0 | 0
CE | Storage | 37 | LING | 0.04 | 0.03 | 0 | 0
CE | Storage | 37 | LINM | 0.07 | 0.06 | 0 | 0
CE | Storage | 37 | LISD_1 | 40.01 | 34.73 | 0 | 0
CE | Storage | 37 | LITT_J | 28 | 24.3 | 0 | 0
CE | Storage | 37 | LOVE_1 | 7.58 | 6.58 | 0 | 0
CE | Storage | 37 | LUNA_P | 10 | 8.68 | 0 | 0
CE | Storage | 37 | MACC_3 | 30.02 | 26.06 | 0 | 0
CE | Storage | 37 | MACD_P | 0.07 | 0.06 | 0 | 0
CE | Storage | 37 | MAGA_6 | 0.02 | 0.02 | 0 | 0
CE | Storage | 37 | MANN_1 | 27.63 | 23.98 | 0 | 0
CE | Storage | 37 | MELK_1 | 130.12 | 112.94 | 0 | 0
CE | Storage | 37 | MILC_P | 0.02 | 0.02 | 0 | 0
CE | Storage | 37 | MITY_1 | 150.11 | 130.3 | 0 | 0
CE | Storage | 37 | MYBS_P | 0.06 | 0.05 | 0 | 0
CE | Storage | 37 | NEAR | 0.01 | 0.01 | 0 | 0
CE | Storage | 37 | NECE_1 | 0.02 | 0.02 | 0 | 0
CE | Storage | 37 | NEEP_3 | 40.02 | 34.74 | 0 | 0
CE | Storage | 37 | NEWX_6 | 2.01 | 1.74 | 0 | 0
CE | Storage | 37 | NFLE | 16.04 | 13.92 | 0 | 0
CE | Storage | 37 | NINF_1 | 38.52 | 33.44 | 0 | 0
CE | Storage | 37 | NORL_3 | 0.01 | 0.01 | 0 | 0
CE | Storage | 37 | NORM_1 | 40.26 | 34.95 | 0 | 0
CE | Storage | 37 | NORT_1 | 50.04 | 43.43 | 0 | 0
CE | Storage | 37 | NURS_1 | 72.11 | 62.59 | 0 | 0
CE | Storage | 37 | OCKH_1 | 0.01 | 0.01 | 0 | 0
CE | Storage | 37 | OFFE_3 | 0.01 | 0.01 | 0 | 0
CE | Storage | 37 | OLDB_1 | 0.01 | 0.01 | 0 | 0
CE | Storage | 37 | ORMO | 6 | 5.21 | 0 | 0
CE | Storage | 37 | OSBA_1 | 5.02 | 4.36 | 0 | 0
CE | Storage | 37 | PADIB1 | 0.06 | 0.05 | 0 | 0
CE | Storage | 37 | PEHS_P | 1 | 0.87 | 0 | 0
CE | Storage | 37 | PELH_1 | 50.03 | 43.43 | 0 | 0
CE | Storage | 37 | PEMB_1 | 0.13 | 0.11 | 0 | 0
CE | Storage | 37 | PENE_1 | 0.02 | 0.02 | 0 | 0
CE | Storage | 37 | PENN_1 | 97.9 | 84.98 | 0 | 0
CE | Storage | 37 | PENT_1 | 5.05 | 4.38 | 0 | 0
CE | Storage | 37 | PENW_1 | 57.21 | 49.66 | 0 | 0
CE | Storage | 37 | PERS_P | 0.02 | 0.02 | 0 | 0
CE | Storage | 37 | PITS_3 | 30.01 | 26.05 | 0 | 0
CE | Storage | 37 | POOB | 0.01 | 0.01 | 0 | 0
CE | Storage | 37 | POPP_3 | 40.01 | 34.73 | 0 | 0
CE | Storage | 37 | PORA_P | 0.05 | 0.04 | 0 | 0
CE | Storage | 37 | PORD | 0.04 | 0.03 | 0 | 0
CE | Storage | 37 | PYLE_1 | 4.12 | 3.58 | 0 | 0
CE | Storage | 37 | RAIN_1 | 20 | 17.36 | 0 | 0
CE | Storage | 37 | RANN_P | 0.02 | 0.02 | 0 | 0
CE | Storage | 37 | RASS_1 | 0.11 | 0.1 | 0 | 0
CE | Storage | 37 | RATS_1 | 0.04 | 0.03 | 0 | 0
CE | Storage | 37 | RAYL_1 | 10.13 | 8.79 | 0 | 0
CE | Storage | 37 | REDH | 36.06 | 31.3 | 0 | 0
CE | Storage | 37 | REDM_P | 0.02 | 0.02 | 0 | 0
CE | Storage | 37 | RICH1 | 0.04 | 0.03 | 0 | 0
CE | Storage | 37 | ROCH_1 | 25.1 | 21.79 | 0 | 0
CE | Storage | 37 | RUGEB1 | 0.05 | 0.04 | 0 | 0
CE | Storage | 37 | RYEH_1 | 20.03 | 17.39 | 0 | 0
CE | Storage | 37 | SALH_1 | 0.04 | 0.03 | 0 | 0
CE | Storage | 37 | SALT_1 | 72.02 | 62.51 | 0 | 0
CE | Storage | 37 | SBAR | 39.64 | 34.41 | 0 | 0
CE | Storage | 37 | SEAB1 | 91.94 | 79.8 | 0 | 0
CE | Storage | 37 | SELL_1 | 0.13 | 0.11 | 0 | 0
CE | Storage | 37 | SFEG_P | 0.04 | 0.03 | 0 | 0
CE | Storage | 37 | SFIL_P | 0.01 | 0.01 | 0 | 0
CE | Storage | 37 | SHEC_3 | 0.01 | 0.01 | 0 | 0
CE | Storage | 37 | SHRW_1 | 0.1 | 0.09 | 0 | 0
CE | Storage | 37 | SIGH | 59.98 | 52.06 | 0 | 0
CE | Storage | 37 | SKLGB1 | 0.01 | 0.01 | 0 | 0
CE | Storage | 37 | SMAN_1 | 50 | 43.4 | 0 | 0
CE | Storage | 37 | SPEN_1 | 21.66 | 18.8 | 0 | 0
CE | Storage | 37 | SSHI_3 | 35.01 | 30.39 | 0 | 0
CE | Storage | 37 | STAH_1 | 0.02 | 0.02 | 0 | 0
CE | Storage | 37 | STAL_1 | 6.02 | 5.23 | 0 | 0
CE | Storage | 37 | STAY_1 | 0.2 | 0.17 | 0 | 0
CE | Storage | 37 | STEN_1 | 50.02 | 43.42 | 0 | 0
CE | Storage | 37 | STES_1 | 0.04 | 0.03 | 0 | 0
CE | Storage | 37 | STHA | 0.03 | 0.03 | 0 | 0
CE | Storage | 37 | STIR | 0.06 | 0.05 | 0 | 0
CE | Storage | 37 | STLE | 0.04 | 0.03 | 0 | 0
CE | Storage | 37 | STRI_P | 0.05 | 0.04 | 0 | 0
CE | Storage | 37 | SUND_1 | 17.07 | 14.82 | 0 | 0
CE | Storage | 37 | SWAN_1 | 0.18 | 0.16 | 0 | 0
CE | Storage | 37 | TARL_P | 0.01 | 0.01 | 0 | 0
CE | Storage | 37 | TAUN1 | 1.03 | 0.89 | 0 | 0
CE | Storage | 37 | TAYN_P | 0.04 | 0.03 | 0 | 0
CE | Storage | 37 | TEMP_3 | 0.01 | 0.01 | 0 | 0
CE | Storage | 37 | THOM_6 | 45.07 | 39.12 | 0 | 0
CE | Storage | 37 | THSO_P | 2.1 | 1.82 | 0 | 0
CE | Storage | 37 | THUR_6 | 0.03 | 0.03 | 0 | 0
CE | Storage | 37 | TILBB_1 | 9.09 | 7.89 | 0 | 0
CE | Storage | 37 | TRAW_1 | 0.15 | 0.13 | 0 | 0
CE | Storage | 37 | TUMB_P | 0.01 | 0.01 | 0 | 0
CE | Storage | 37 | TYNE_1 | 0.01 | 0.01 | 0 | 0
CE | Storage | 37 | TYNE_2 | 0.01 | 0.01 | 0 | 0
CE | Storage | 37 | UPPB_1 | 0.07 | 0.06 | 0 | 0
CE | Storage | 37 | UPPB_3 | 0.03 | 0.03 | 0 | 0
CE | Storage | 37 | USKM_1 | 29.61 | 25.7 | 0 | 0
CE | Storage | 37 | WABO | 56 | 48.61 | 0 | 0
CE | Storage | 37 | WALH_1 | 71.62 | 62.17 | 0 | 0
CE | Storage | 37 | WALP_1 | 0.21 | 0.18 | 0 | 0
CE | Storage | 37 | WALP_B | 108.08 | 93.81 | 0 | 0
CE | Storage | 37 | WARL_1 | 59.58 | 51.72 | 0 | 0
CE | Storage | 37 | WASF_1 | 109.79 | 95.3 | 0 | 0
CE | Storage | 37 | WBOL_6 | 2.81 | 2.44 | 0 | 0
CE | Storage | 37 | WBUR_1 | 12.87 | 11.17 | 0 | 0
CE | Storage | 37 | WFIE | 0.05 | 0.04 | 0 | 0
CE | Storage | 37 | WHGA_1 | 42 | 36.46 | 0 | 0
CE | Storage | 37 | WIBA_3 | 0.01 | 0.01 | 0 | 0
CE | Storage | 37 | WIEN_1 | 48.01 | 41.67 | 0 | 0
CE | Storage | 37 | WILL_1 | 0.02 | 0.02 | 0 | 0
CE | Storage | 37 | WIMBN1 | 0.01 | 0.01 | 0 | 0
CE | Storage | 37 | WIMBS1 | 0.01 | 0.01 | 0 | 0
CE | Storage | 37 | WISH | 0.01 | 0.01 | 0 | 0
CE | Storage | 37 | WMEL_1 | 105.01 | 91.15 | 0 | 0
CE | Storage | 37 | WYLF_1 | 0.08 | 0.07 | 0 | 0
CE | Storage | 37 | WYMOM_1 | 0.03 | 0.03 | 0 | 0
CE | Storage | 38 | ABHA1 | 20.12 | 17.46 | 0 | 0
CE | Storage | 38 | ABNE_P | 0.05 | 0.04 | 0 | 0
CE | Storage | 38 | ABTH_1 | 0.01 | 0.01 | 0 | 0
CE | Storage | 38 | ALNE_P | 0.04 | 0.03 | 0 | 0
CE | Storage | 38 | ALST_3 | 0.01 | 0.01 | 0 | 0
CE | Storage | 38 | ALVE1 | 4.35 | 3.78 | 0 | 0
CE | Storage | 38 | AMEM_1 | 0.01 | 0.01 | 0 | 0
CE | Storage | 38 | ARDK_P | 0.01 | 0.01 | 0 | 0
CE | Storage | 38 | ARMO_P | 0.11 | 0.1 | 0 | 0
CE | Storage | 38 | AXMI1 | 15.66 | 13.59 | 0 | 0
CE | Storage | 38 | BAGA | 0.18 | 0.16 | 0 | 0
CE | Storage | 38 | BAIN | 0.08 | 0.07 | 0 | 0
CE | Storage | 38 | BARKC1 | 0.03 | 0.03 | 0 | 0
CE | Storage | 38 | BARKW3 | 0.01 | 0.01 | 0 | 0
CE | Storage | 38 | BEDDT1 | 0.01 | 0.01 | 0 | 0
CE | Storage | 38 | BEDD_1 | 7.51 | 6.52 | 0 | 0
CE | Storage | 38 | BERW | 0.22 | 0.19 | 0 | 0
CE | Storage | 38 | BESW_1 | 20.03 | 17.39 | 0 | 0
CE | Storage | 38 | BICF_1 | 83.81 | 72.75 | 0 | 0
CE | Storage | 38 | BIRK_1 | 5.01 | 4.35 | 0 | 0
CE | Storage | 38 | BISW_1 | 19.61 | 17.02 | 0 | 0
CE | Storage | 38 | BLYTB1 | 0.13 | 0.11 | 0 | 0
CE | Storage | 38 | BLYTH132 | 0.25 | 0.22 | 0 | 0
CE | Storage | 38 | BOAG_P | 0.01 | 0.01 | 0 | 0
CE | Storage | 38 | BOLN_1 | 45.02 | 39.08 | 0 | 0
CE | Storage | 38 | BONN | 30.11 | 26.14 | 0 | 0
CE | Storage | 38 | BOTW_1 | 20.1 | 17.45 | 0 | 0
CE | Storage | 38 | BRAC_P | 10 | 8.68 | 0 | 0
CE | Storage | 38 | BRAI_1 | 79.74 | 69.21 | 0 | 0
CE | Storage | 38 | BRAW_1 | 2.05 | 1.78 | 0 | 0
CE | Storage | 38 | BRED_1 | 6.01 | 5.22 | 0 | 0
CE | Storage | 38 | BRFO_1 | 50.06 | 43.45 | 0 | 0
CE | Storage | 38 | BRIM_1 | 0.04 | 0.03 | 0 | 0
CE | Storage | 38 | BRLE_1 | 7.55 | 6.55 | 0 | 0
CE | Storage | 38 | BROX | 20.01 | 17.37 | 0 | 0
CE | Storage | 38 | BRWA1 | 0.18 | 0.16 | 0 | 0
CE | Storage | 38 | BURM_1 | 0.55 | 0.48 | 0 | 0
CE | Storage | 38 | BUSH_1 | 1.02 | 0.89 | 0 | 0
CE | Storage | 38 | BUST_1 | 0.03 | 0.03 | 0 | 0
CE | Storage | 38 | CAFA | 0.01 | 0.01 | 0 | 0
CE | Storage | 38 | CAMB_01 | 0.02 | 0.02 | 0 | 0
CE | Storage | 38 | CANTN1 | 0.05 | 0.04 | 0 | 0
CE | Storage | 38 | CAPEA1 | 30.01 | 26.05 | 0 | 0
CE | Storage | 38 | CARE_1 | 0.01 | 0.01 | 0 | 0
CE | Storage | 38 | CARR_1 | 30.01 | 26.05 | 0 | 0
CE | Storage | 38 | CASS_P | 0.01 | 0.01 | 0 | 0
CE | Storage | 38 | CATY | 0.01 | 0.01 | 0 | 0
CE | Storage | 38 | CELL_1 | 65.07 | 56.48 | 0 | 0
CE | Storage | 38 | CHAP | 0.06 | 0.05 | 0 | 0
CE | Storage | 38 | CHAS | 0.01 | 0.01 | 0 | 0
CE | Storage | 38 | CHIC_1 | 0.16 | 0.14 | 0 | 0
CE | Storage | 38 | CHSI_1 | 6.01 | 5.22 | 0 | 0
CE | Storage | 38 | CHTE_1 | 33.64 | 29.2 | 0 | 0
CE | Storage | 38 | CLAC_P | 0.02 | 0.02 | 0 | 0
CE | Storage | 38 | CLT03 | 0.04 | 0.03 | 0 | 0
CE | Storage | 38 | CLYM | 0.01 | 0.01 | 0 | 0
CE | Storage | 38 | COAT | 0.01 | 0.01 | 0 | 0
CE | Storage | 38 | CONQA1 | 0.11 | 0.1 | 0 | 0
CE | Storage | 38 | COUA_P | 0.02 | 0.02 | 0 | 0
CE | Storage | 38 | COVE_1 | 25.06 | 21.75 | 0 | 0
CE | Storage | 38 | COWL_1 | 7.18 | 6.23 | 0 | 0
CE | Storage | 38 | COYL | 0.14 | 0.12 | 0 | 0
CE | Storage | 38 | CREB_1 | 177.81 | 154.34 | 0 | 0
CE | Storage | 38 | CUMB | 30.09 | 26.12 | 0 | 0
CE | Storage | 38 | CUPA | 0.08 | 0.07 | 0 | 0
CE | Storage | 38 | DALM3 | 0.01 | 0.01 | 0 | 0
CE | Storage | 38 | DEVM | 0.01 | 0.01 | 0 | 0
CE | Storage | 38 | DEVO | 0.22 | 0.19 | 0 | 0
CE | Storage | 38 | DOUN_P | 0.05 | 0.04 | 0 | 0
CE | Storage | 38 | DRAK_1 | 50.01 | 43.41 | 0 | 0
CE | Storage | 38 | DRAX_1 | 35.23 | 30.58 | 0 | 0
CE | Storage | 38 | DRCR | 30.12 | 26.14 | 0 | 0
CE | Storage | 38 | DUDH_P | 0.01 | 0.01 | 0 | 0
CE | Storage | 38 | DUNB | 0.04 | 0.03 | 0 | 0
CE | Storage | 38 | DUNF | 0.08 | 0.07 | 0 | 0
CE | Storage | 38 | DUNO_P | 0.08 | 0.07 | 0 | 0
CE | Storage | 38 | DYCE_P | 0.07 | 0.06 | 0 | 0
CE | Storage | 38 | EASO_1 | 0.33 | 0.29 | 0 | 0
CE | Storage | 38 | EAST | 0.01 | 0.01 | 0 | 0
CE | Storage | 38 | ECCL | 0.07 | 0.06 | 0 | 0
CE | Storage | 38 | ECLA_1 | 30.09 | 26.12 | 0 | 0
CE | Storage | 38 | EKIL | 0.01 | 0.01 | 0 | 0
CE | Storage | 38 | EKIS | 0.15 | 0.13 | 0 | 0
CE | Storage | 38 | ELLA_1 | 0.02 | 0.02 | 0 | 0
CE | Storage | 38 | ELST_1 | 0.01 | 0.01 | 0 | 0
CE | Storage | 38 | ENDE_1 | 54.56 | 47.36 | 0 | 0
CE | Storage | 38 | EXET1 | 21.12 | 18.33 | 0 | 0
CE | Storage | 38 | FAUG_P | 0.01 | 0.01 | 0 | 0
CE | Storage | 38 | FAWL_1 | 0.1 | 0.09 | 0 | 0
CE | Storage | 38 | FECK_6 | 19.09 | 16.57 | 0 | 0
CE | Storage | 38 | FERRA2 | 5.02 | 4.36 | 0 | 0
CE | Storage | 38 | FERRB1 | 0.02 | 0.02 | 0 | 0
CE | Storage | 38 | FIDD_P | 0.16 | 0.14 | 0 | 0
CE | Storage | 38 | FIDF_1 | 41.6 | 36.11 | 0 | 0
CE | Storage | 38 | FLEE_1 | 0.04 | 0.03 | 0 | 0
CE | Storage | 38 | FOUR_1 | 0.28 | 0.24 | 0 | 0
CE | Storage | 38 | FRAS_P | 0.01 | 0.01 | 0 | 0
CE | Storage | 38 | FROD_1 | 40.12 | 34.82 | 0 | 0
CE | Storage | 38 | FWIL_P | 0.05 | 0.04 | 0 | 0
CE | Storage | 38 | GALA | 0.04 | 0.03 | 0 | 0
CE | Storage | 38 | GIFF | 0.02 | 0.02 | 0 | 0
CE | Storage | 38 | GLLE | 0.01 | 0.01 | 0 | 0
CE | Storage | 38 | GLLU | 0.16 | 0.14 | 0 | 0
CE | Storage | 38 | GLNI | 0.15 | 0.13 | 0 | 0
CE | Storage | 38 | GLRO | 0.08 | 0.07 | 0 | 0
CE | Storage | 38 | GREN_1 | 21.75 | 18.88 | 0 | 0
CE | Storage | 38 | GRIW_1 | 53.24 | 46.21 | 0 | 0
CE | Storage | 38 | GRUB_P | 0.04 | 0.03 | 0 | 0
CE | Storage | 38 | G_EXTRA_11 | 0.05 | 0.04 | 0 | 0
CE | Storage | 38 | G_EXTRA_12 | 0.02 | 0.02 | 0 | 0
CE | Storage | 38 | G_EXTRA_2 | 0.04 | 0.03 | 0 | 0
CE | Storage | 38 | G_EXTRA_5 | 29.9 | 25.95 | 0 | 0
CE | Storage | 38 | G_EXTRA_9 | 0.21 | 0.18 | 0 | 0
CE | Storage | 38 | HACK_1 | 0.01 | 0.01 | 0 | 0
CE | Storage | 38 | HACK_6 | 0.01 | 0.01 | 0 | 0
CE | Storage | 38 | HAMHC1 | 0.03 | 0.03 | 0 | 0
CE | Storage | 38 | HARK_1 | 76.3 | 66.23 | 0 | 0
CE | Storage | 38 | HARM_6 | 0.07 | 0.06 | 0 | 0
CE | Storage | 38 | HAWI | 19.94 | 17.31 | 0 | 0
CE | Storage | 38 | HAWP_6 | 0.09 | 0.08 | 0 | 0
CE | Storage | 38 | HEYS1 | 0.03 | 0.03 | 0 | 0
CE | Storage | 38 | HEYS_1 | 0.17 | 0.15 | 0 | 0
CE | Storage | 38 | HUER | 0.01 | 0.01 | 0 | 0
CE | Storage | 38 | HURS_1 | 0.01 | 0.01 | 0 | 0
CE | Storage | 38 | HUTT_1 | 0.27 | 0.23 | 0 | 0
CE | Storage | 38 | IMPK_1 | 0.13 | 0.11 | 0 | 0
CE | Storage | 38 | INDQ1 | 1.32 | 1.15 | 0 | 0
CE | Storage | 38 | INKE | 19.08 | 16.56 | 0 | 0
CE | Storage | 38 | INNE_P | 0.01 | 0.01 | 0 | 0
CE | Storage | 38 | IROA1 | 58.77 | 51.01 | 0 | 0
CE | Storage | 38 | IRONB1 | 0.07 | 0.06 | 0 | 0
CE | Storage | 38 | IVER_1 | 1.01 | 0.88 | 0 | 0
CE | Storage | 38 | IVER_6 | 0.01 | 0.01 | 0 | 0
CE | Storage | 38 | JOHN | 0.01 | 0.01 | 0 | 0
CE | Storage | 38 | JORD_3 | 40.01 | 34.73 | 0 | 0
CE | Storage | 38 | KAIM | 0.07 | 0.06 | 0 | 0
CE | Storage | 38 | KEAD_1 | 0.31 | 0.27 | 0 | 0
CE | Storage | 38 | KEAR_1 | 0.01 | 0.01 | 0 | 0
CE | Storage | 38 | KEAR_3 | 19.61 | 17.02 | 0 | 0
CE | Storage | 38 | KEIT_P | 0.12 | 0.1 | 0 | 0
CE | Storage | 38 | KEMS_1 | 20.14 | 17.48 | 0 | 0
CE | Storage | 38 | KEOO | 0.01 | 0.01 | 0 | 0
CE | Storage | 38 | KIBY_1 | 90 | 78.12 | 0 | 0
CE | Storage | 38 | KIER | 0.08 | 0.07 | 0 | 0
CE | Storage | 38 | KIIN_P | 0.02 | 0.02 | 0 | 0
CE | Storage | 38 | KILS | 0.04 | 0.03 | 0 | 0
CE | Storage | 38 | KILT | 0.02 | 0.02 | 0 | 0
CE | Storage | 38 | KILW | 0.01 | 0.01 | 0 | 0
CE | Storage | 38 | KINO_1 | 78.95 | 68.53 | 0 | 0
CE | Storage | 38 | KINT_P | 0.11 | 0.1 | 0 | 0
CE | Storage | 38 | KIRKB1 | 0.04 | 0.03 | 0 | 0
CE | Storage | 38 | KITW_1 | 0.01 | 0.01 | 0 | 0
CE | Storage | 38 | KNAR | 16.01 | 13.9 | 0 | 0
CE | Storage | 38 | LACK_6 | 56.02 | 48.63 | 0 | 0
CE | Storage | 38 | LAIR_P | 0.04 | 0.03 | 0 | 0
CE | Storage | 38 | LALE1SG003 | 0.01 | 0.01 | 0 | 0
CE | Storage | 38 | LAND1 | 22.64 | 19.65 | 0 | 0
CE | Storage | 38 | LEGA_1 | 0.04 | 0.03 | 0 | 0
CE | Storage | 38 | LEVE | 0.08 | 0.07 | 0 | 0
CE | Storage | 38 | LING | 0.1 | 0.09 | 0 | 0
CE | Storage | 38 | LINM | 0.18 | 0.16 | 0 | 0
CE | Storage | 38 | LISD_1 | 40.03 | 34.75 | 0 | 0
CE | Storage | 38 | LITT_C | 0.01 | 0.01 | 0 | 0
CE | Storage | 38 | LITT_J | 28.01 | 24.31 | 0 | 0
CE | Storage | 38 | LOUD_H | 0.01 | 0.01 | 0 | 0
CE | Storage | 38 | LOVE_1 | 7.6 | 6.6 | 0 | 0
CE | Storage | 38 | LUNA_P | 10 | 8.68 | 0 | 0
CE | Storage | 38 | MACC_3 | 30.02 | 26.06 | 0 | 0
CE | Storage | 38 | MACD_P | 0.13 | 0.11 | 0 | 0
CE | Storage | 38 | MAGA_6 | 0.04 | 0.03 | 0 | 0
CE | Storage | 38 | MANN_1 | 27.66 | 24.01 | 0 | 0
CE | Storage | 38 | MAYB | 0.01 | 0.01 | 0 | 0
CE | Storage | 38 | MELK_1 | 130.16 | 112.98 | 0 | 0
CE | Storage | 38 | MILC_P | 0.03 | 0.03 | 0 | 0
CE | Storage | 38 | MILH_1 | 0.01 | 0.01 | 0 | 0
CE | Storage | 38 | MITY_1 | 150.16 | 130.34 | 0 | 0
CE | Storage | 38 | MYBS_P | 0.1 | 0.09 | 0 | 0
CE | Storage | 38 | NEAR | 0.01 | 0.01 | 0 | 0
CE | Storage | 38 | NECE_1 | 0.03 | 0.03 | 0 | 0
CE | Storage | 38 | NEEP_3 | 40.05 | 34.76 | 0 | 0
CE | Storage | 38 | NETS | 0.01 | 0.01 | 0 | 0
CE | Storage | 38 | NEWX_6 | 2.01 | 1.74 | 0 | 0
CE | Storage | 38 | NFLE | 16.05 | 13.93 | 0 | 0
CE | Storage | 38 | NHYD_6 | 0.01 | 0.01 | 0 | 0
CE | Storage | 38 | NINF_1 | 38.54 | 33.45 | 0 | 0
CE | Storage | 38 | NORL_3 | 0.01 | 0.01 | 0 | 0
CE | Storage | 38 | NORM_1 | 40.37 | 35.04 | 0 | 0
CE | Storage | 38 | NORT_1 | 50.11 | 43.5 | 0 | 0
CE | Storage | 38 | NURS_1 | 72.13 | 62.61 | 0 | 0
CE | Storage | 38 | OCKH_1 | 0.01 | 0.01 | 0 | 0
CE | Storage | 38 | OFFE_3 | 0.02 | 0.02 | 0 | 0
CE | Storage | 38 | OLDB_1 | 0.01 | 0.01 | 0 | 0
CE | Storage | 38 | ORMO | 6 | 5.21 | 0 | 0
CE | Storage | 38 | OSBA_1 | 5.03 | 4.37 | 0 | 0
CE | Storage | 38 | PADIB1 | 0.14 | 0.12 | 0 | 0
CE | Storage | 38 | PEHS_P | 1 | 0.87 | 0 | 0
CE | Storage | 38 | PELH_1 | 50.04 | 43.43 | 0 | 0
CE | Storage | 38 | PEMB_1 | 0.2 | 0.17 | 0 | 0
CE | Storage | 38 | PENE_1 | 0.02 | 0.02 | 0 | 0
CE | Storage | 38 | PENN_1 | 97.9 | 84.98 | 0 | 0
CE | Storage | 38 | PENT_1 | 5.1 | 4.43 | 0 | 0
CE | Storage | 38 | PENW_1 | 57.21 | 49.66 | 0 | 0
CE | Storage | 38 | PERS_P | 0.02 | 0.02 | 0 | 0
CE | Storage | 38 | PITS_3 | 30.01 | 26.05 | 0 | 0
CE | Storage | 38 | POOB | 0.02 | 0.02 | 0 | 0
CE | Storage | 38 | POPP_3 | 40.01 | 34.73 | 0 | 0
CE | Storage | 38 | PORA_P | 0.09 | 0.08 | 0 | 0
CE | Storage | 38 | PORD | 0.08 | 0.07 | 0 | 0
CE | Storage | 38 | PYLE_1 | 4.3 | 3.73 | 0 | 0
CE | Storage | 38 | QUOI_P | 0.01 | 0.01 | 0 | 0
CE | Storage | 38 | RAIN_1 | 20 | 17.36 | 0 | 0
CE | Storage | 38 | RANN_P | 0.03 | 0.03 | 0 | 0
CE | Storage | 38 | RASS_1 | 0.16 | 0.14 | 0 | 0
CE | Storage | 38 | RATS_1 | 0.07 | 0.06 | 0 | 0
CE | Storage | 38 | RAYL_1 | 10.24 | 8.89 | 0 | 0
CE | Storage | 38 | REBR_3 | 0.01 | 0.01 | 0 | 0
CE | Storage | 38 | REDH | 36.13 | 31.36 | 0 | 0
CE | Storage | 38 | REDM_P | 0.04 | 0.03 | 0 | 0
CE | Storage | 38 | RICH1 | 0.05 | 0.04 | 0 | 0
CE | Storage | 38 | ROCH_1 | 25.26 | 21.93 | 0 | 0
CE | Storage | 38 | RUGEB1 | 0.07 | 0.06 | 0 | 0
CE | Storage | 38 | RYEH_1 | 20.04 | 17.39 | 0 | 0
CE | Storage | 38 | SALH_1 | 0.06 | 0.05 | 0 | 0
CE | Storage | 38 | SALT_1 | 72.12 | 62.6 | 0 | 0
CE | Storage | 38 | SBAR | 39.65 | 34.42 | 0 | 0
CE | Storage | 38 | SEAB1 | 92.01 | 79.86 | 0 | 0
CE | Storage | 38 | SELL_1 | 0.24 | 0.21 | 0 | 0
CE | Storage | 38 | SFEG_P | 0.07 | 0.06 | 0 | 0
CE | Storage | 38 | SFIL_P | 0.01 | 0.01 | 0 | 0
CE | Storage | 38 | SHEC_3 | 0.01 | 0.01 | 0 | 0
CE | Storage | 38 | SHRW_1 | 0.21 | 0.18 | 0 | 0
CE | Storage | 38 | SIGH | 59.99 | 52.07 | 0 | 0
CE | Storage | 38 | SKLGB1 | 0.03 | 0.03 | 0 | 0
CE | Storage | 38 | SMAN_1 | 50 | 43.4 | 0 | 0
CE | Storage | 38 | SPEN_1 | 21.72 | 18.85 | 0 | 0
CE | Storage | 38 | SSHI_3 | 35.01 | 30.39 | 0 | 0
CE | Storage | 38 | STAH_1 | 0.02 | 0.02 | 0 | 0
CE | Storage | 38 | STAL_1 | 6.02 | 5.23 | 0 | 0
CE | Storage | 38 | STAY_1 | 14.29 | 12.4 | 0 | 0
CE | Storage | 38 | STEN_1 | 50.02 | 43.42 | 0 | 0
CE | Storage | 38 | STES_1 | 0.09 | 0.08 | 0 | 0
CE | Storage | 38 | STHA | 0.08 | 0.07 | 0 | 0
CE | Storage | 38 | STIR | 0.12 | 0.1 | 0 | 0
CE | Storage | 38 | STLE | 0.08 | 0.07 | 0 | 0
CE | Storage | 38 | STRI_P | 0.09 | 0.08 | 0 | 0
CE | Storage | 38 | SUND_1 | 17.1 | 14.84 | 0 | 0
CE | Storage | 38 | SWAN_1 | 0.35 | 0.3 | 0 | 0
CE | Storage | 38 | TARL_P | 0.02 | 0.02 | 0 | 0
CE | Storage | 38 | TAUN1 | 1.04 | 0.9 | 0 | 0
CE | Storage | 38 | TAYN_P | 0.06 | 0.05 | 0 | 0
CE | Storage | 38 | TELR | 0.01 | 0.01 | 0 | 0
CE | Storage | 38 | TEMP_3 | 0.01 | 0.01 | 0 | 0
CE | Storage | 38 | THOM_6 | 45.17 | 39.21 | 0 | 0
CE | Storage | 38 | THSO_P | 2.19 | 1.9 | 0 | 0
CE | Storage | 38 | THUR_6 | 0.07 | 0.06 | 0 | 0
CE | Storage | 38 | TILBB_1 | 9.13 | 7.92 | 0 | 0
CE | Storage | 38 | TONG | 0.01 | 0.01 | 0 | 0
CE | Storage | 38 | TOTT_1 | 0.01 | 0.01 | 0 | 0
CE | Storage | 38 | TRAW_1 | 0.37 | 0.32 | 0 | 0
CE | Storage | 38 | TUMB_P | 0.01 | 0.01 | 0 | 0
CE | Storage | 38 | TYNE_1 | 0.01 | 0.01 | 0 | 0
CE | Storage | 38 | TYNE_2 | 0.01 | 0.01 | 0 | 0
CE | Storage | 38 | UPPB_1 | 0.18 | 0.16 | 0 | 0
CE | Storage | 38 | UPPB_3 | 0.07 | 0.06 | 0 | 0
CE | Storage | 38 | USKM_1 | 29.62 | 25.71 | 0 | 0
CE | Storage | 38 | WABO | 56 | 48.61 | 0 | 0
CE | Storage | 38 | WALH_1 | 71.64 | 62.18 | 0 | 0
CE | Storage | 38 | WALP_1 | 0.49 | 0.43 | 0 | 0
CE | Storage | 38 | WALP_B | 108.13 | 93.86 | 0 | 0
CE | Storage | 38 | WARL_1 | 59.61 | 51.74 | 0 | 0
CE | Storage | 38 | WASF_1 | 109.8 | 95.31 | 0 | 0
CE | Storage | 38 | WATFS_1 | 0.01 | 0.01 | 0 | 0
CE | Storage | 38 | WBOL_6 | 2.81 | 2.44 | 0 | 0
CE | Storage | 38 | WBUR_1 | 12.89 | 11.19 | 0 | 0
CE | Storage | 38 | WFIE | 0.12 | 0.1 | 0 | 0
CE | Storage | 38 | WHAM_1 | 0.01 | 0.01 | 0 | 0
CE | Storage | 38 | WHGA_1 | 42.01 | 36.46 | 0 | 0
CE | Storage | 38 | WIBA_3 | 0.01 | 0.01 | 0 | 0
CE | Storage | 38 | WIEN_1 | 48.01 | 41.67 | 0 | 0
CE | Storage | 38 | WILL_1 | 0.04 | 0.03 | 0 | 0
CE | Storage | 38 | WIMBN1 | 0.01 | 0.01 | 0 | 0
CE | Storage | 38 | WIMBS1 | 0.01 | 0.01 | 0 | 0
CE | Storage | 38 | WISH | 0.04 | 0.03 | 0 | 0
CE | Storage | 38 | WMEL_1 | 105.03 | 91.17 | 0 | 0
CE | Storage | 38 | WTHU31 | 0.01 | 0.01 | 0 | 0
CE | Storage | 38 | WWEY_1 | 0.01 | 0.01 | 0 | 0
CE | Storage | 38 | WYLF_1 | 0.15 | 0.13 | 0 | 0
CE | Storage | 38 | WYMOM_1 | 0.04 | 0.03 | 0 | 0
CE | Storage | 39 | ABHA1 | 20.08 | 17.43 | 0 | 0
CE | Storage | 39 | ABNE_P | 0.07 | 0.06 | 0 | 0
CE | Storage | 39 | ALNE_P | 0.06 | 0.05 | 0 | 0
CE | Storage | 39 | ALVE1 | 4.36 | 3.78 | 0 | 0
CE | Storage | 39 | ARDK_P | 0.02 | 0.02 | 0 | 0
CE | Storage | 39 | ARMO_P | 0.16 | 0.14 | 0 | 0
CE | Storage | 39 | AXMI1 | 15.61 | 13.55 | 0 | 0
CE | Storage | 39 | BAGA | 0.2 | 0.17 | 0 | 0
CE | Storage | 39 | BAIN | 0.07 | 0.06 | 0 | 0
CE | Storage | 39 | BARKC1 | 0.03 | 0.03 | 0 | 0
CE | Storage | 39 | BEDD_1 | 7.5 | 6.51 | 0 | 0
CE | Storage | 39 | BERW | 0.27 | 0.23 | 0 | 0
CE | Storage | 39 | BESW_1 | 20.02 | 17.38 | 0 | 0
CE | Storage | 39 | BICF_1 | 83.73 | 72.68 | 0 | 0
CE | Storage | 39 | BIRK_1 | 5 | 4.34 | 0 | 0
CE | Storage | 39 | BISW_1 | 19.61 | 17.02 | 0 | 0
CE | Storage | 39 | BLYTB1 | 0.15 | 0.13 | 0 | 0
CE | Storage | 39 | BLYTH132 | 0.3 | 0.26 | 0 | 0
CE | Storage | 39 | BOAG_P | 0.01 | 0.01 | 0 | 0
CE | Storage | 39 | BOLN_1 | 45.01 | 39.07 | 0 | 0
CE | Storage | 39 | BONN | 30.12 | 26.14 | 0 | 0
CE | Storage | 39 | BOTW_1 | 20.06 | 17.41 | 0 | 0
CE | Storage | 39 | BRAC_P | 10 | 8.68 | 0 | 0
CE | Storage | 39 | BRAI_1 | 79.73 | 69.21 | 0 | 0
CE | Storage | 39 | BRAW_1 | 2.05 | 1.78 | 0 | 0
CE | Storage | 39 | BRED_1 | 6 | 5.21 | 0 | 0
CE | Storage | 39 | BRFO_1 | 50.06 | 43.45 | 0 | 0
CE | Storage | 39 | BRIM_1 | 0.03 | 0.03 | 0 | 0
CE | Storage | 39 | BRLE_1 | 7.53 | 6.54 | 0 | 0
CE | Storage | 39 | BROX | 20.01 | 17.37 | 0 | 0
CE | Storage | 39 | BRWA1 | 0.12 | 0.1 | 0 | 0
CE | Storage | 39 | BURM_1 | 0.39 | 0.34 | 0 | 0
CE | Storage | 39 | BUSH_1 | 1.02 | 0.89 | 0 | 0
CE | Storage | 39 | BUST_1 | 0.02 | 0.02 | 0 | 0
CE | Storage | 39 | CAAD_P | 0.01 | 0.01 | 0 | 0
CE | Storage | 39 | CAFA | 0.01 | 0.01 | 0 | 0
CE | Storage | 39 | CAMB_01 | 0.01 | 0.01 | 0 | 0
CE | Storage | 39 | CANTN1 | 0.03 | 0.03 | 0 | 0
CE | Storage | 39 | CAPEA1 | 30 | 26.04 | 0 | 0
CE | Storage | 39 | CARE_1 | 0.01 | 0.01 | 0 | 0
CE | Storage | 39 | CARR_1 | 50 | 43.4 | 0 | 0
CE | Storage | 39 | CASS_P | 0.01 | 0.01 | 0 | 0
CE | Storage | 39 | CATY | 0.01 | 0.01 | 0 | 0
CE | Storage | 39 | CELL_1 | 65.04 | 56.45 | 0 | 0
CE | Storage | 39 | CHAP | 0.07 | 0.06 | 0 | 0
CE | Storage | 39 | CHAS | 0.01 | 0.01 | 0 | 0
CE | Storage | 39 | CHIC_1 | 0.11 | 0.1 | 0 | 0
CE | Storage | 39 | CHSI_1 | 6 | 5.21 | 0 | 0
CE | Storage | 39 | CHTE_1 | 33.64 | 29.2 | 0 | 0
CE | Storage | 39 | CLAC_P | 0.03 | 0.03 | 0 | 0
CE | Storage | 39 | CLT03 | 0.03 | 0.03 | 0 | 0
CE | Storage | 39 | CLYM | 0.01 | 0.01 | 0 | 0
CE | Storage | 39 | COAT | 0.01 | 0.01 | 0 | 0
CE | Storage | 39 | CONQA1 | 0.13 | 0.11 | 0 | 0
CE | Storage | 39 | COUA_P | 0.04 | 0.03 | 0 | 0
CE | Storage | 39 | COVE_1 | 25.06 | 21.75 | 0 | 0
CE | Storage | 39 | COWL_1 | 7.12 | 6.18 | 0 | 0
CE | Storage | 39 | COYL | 0.18 | 0.16 | 0 | 0
CE | Storage | 39 | CREB_1 | 177.87 | 154.39 | 0 | 0
CE | Storage | 39 | CUMB | 30.09 | 26.12 | 0 | 0
CE | Storage | 39 | CUPA | 0.07 | 0.06 | 0 | 0
CE | Storage | 39 | DALM3 | 0.01 | 0.01 | 0 | 0
CE | Storage | 39 | DEVM | 0.01 | 0.01 | 0 | 0
CE | Storage | 39 | DEVO | 0.25 | 0.22 | 0 | 0
CE | Storage | 39 | DOUN_P | 0.07 | 0.06 | 0 | 0
CE | Storage | 39 | DRAK_1 | 50.01 | 43.41 | 0 | 0
CE | Storage | 39 | DRAX_1 | 35.28 | 30.62 | 0 | 0
CE | Storage | 39 | DRCR | 30.12 | 26.14 | 0 | 0
CE | Storage | 39 | DUDH_P | 0.01 | 0.01 | 0 | 0
CE | Storage | 39 | DUGR_P | 0.01 | 0.01 | 0 | 0
CE | Storage | 39 | DUNB | 0.04 | 0.03 | 0 | 0
CE | Storage | 39 | DUNF | 0.07 | 0.06 | 0 | 0
CE | Storage | 39 | DUNO_P | 0.07 | 0.06 | 0 | 0
CE | Storage | 39 | DYCE_P | 0.1 | 0.09 | 0 | 0
CE | Storage | 39 | EASO_1 | 0.36 | 0.31 | 0 | 0
CE | Storage | 39 | EAST | 0.01 | 0.01 | 0 | 0
CE | Storage | 39 | ECCL | 0.08 | 0.07 | 0 | 0
CE | Storage | 39 | ECLA_1 | 30.06 | 26.09 | 0 | 0
CE | Storage | 39 | EKIL | 0.01 | 0.01 | 0 | 0
CE | Storage | 39 | EKIS | 0.18 | 0.16 | 0 | 0
CE | Storage | 39 | ELLA_1 | 0.02 | 0.02 | 0 | 0
CE | Storage | 39 | ENDE_1 | 56.06 | 48.66 | 0 | 0
CE | Storage | 39 | EXET1 | 21.08 | 18.3 | 0 | 0
CE | Storage | 39 | FASN_P | 0.01 | 0.01 | 0 | 0
CE | Storage | 39 | FAUG_P | 0.02 | 0.02 | 0 | 0
CE | Storage | 39 | FAWL_1 | 0.07 | 0.06 | 0 | 0
CE | Storage | 39 | FECK_6 | 19.08 | 16.56 | 0 | 0
CE | Storage | 39 | FERRA2 | 5.01 | 4.35 | 0 | 0
CE | Storage | 39 | FERRB1 | 0.01 | 0.01 | 0 | 0
CE | Storage | 39 | FIDD_P | 0.21 | 0.18 | 0 | 0
CE | Storage | 39 | FIDF_1 | 41.6 | 36.11 | 0 | 0
CE | Storage | 39 | FLEE_1 | 0.03 | 0.03 | 0 | 0
CE | Storage | 39 | FOUR_1 | 0.33 | 0.29 | 0 | 0
CE | Storage | 39 | FRAS_P | 0.01 | 0.01 | 0 | 0
CE | Storage | 39 | FROD_1 | 40.15 | 34.85 | 0 | 0
CE | Storage | 39 | FWIL_P | 0.08 | 0.07 | 0 | 0
CE | Storage | 39 | GALA | 0.05 | 0.04 | 0 | 0
CE | Storage | 39 | GIFF | 0.02 | 0.02 | 0 | 0
CE | Storage | 39 | GLLE | 0.01 | 0.01 | 0 | 0
CE | Storage | 39 | GLLU | 0.2 | 0.17 | 0 | 0
CE | Storage | 39 | GLNI | 0.16 | 0.14 | 0 | 0
CE | Storage | 39 | GLRO | 0.07 | 0.06 | 0 | 0
CE | Storage | 39 | GREN_1 | 21.74 | 18.87 | 0 | 0
CE | Storage | 39 | GRIW_1 | 53.26 | 46.23 | 0 | 0
CE | Storage | 39 | GRUB_P | 0.06 | 0.05 | 0 | 0
CE | Storage | 39 | G_EXTRA_11 | 0.06 | 0.05 | 0 | 0
CE | Storage | 39 | G_EXTRA_12 | 0.03 | 0.03 | 0 | 0
CE | Storage | 39 | G_EXTRA_2 | 0.05 | 0.04 | 0 | 0
CE | Storage | 39 | G_EXTRA_5 | 29.9 | 25.95 | 0 | 0
CE | Storage | 39 | G_EXTRA_9 | 0.26 | 0.23 | 0 | 0
CE | Storage | 39 | HAMHC1 | 0.02 | 0.02 | 0 | 0
CE | Storage | 39 | HARK_1 | 76.33 | 66.25 | 0 | 0
CE | Storage | 39 | HARM_6 | 0.08 | 0.07 | 0 | 0
CE | Storage | 39 | HAWI | 19.95 | 17.32 | 0 | 0
CE | Storage | 39 | HAWP_6 | 0.11 | 0.1 | 0 | 0
CE | Storage | 39 | HEYS1 | 0.02 | 0.02 | 0 | 0
CE | Storage | 39 | HEYS_1 | 0.19 | 0.16 | 0 | 0
CE | Storage | 39 | HUER | 0.01 | 0.01 | 0 | 0
CE | Storage | 39 | HUTT_1 | 0.28 | 0.24 | 0 | 0
CE | Storage | 39 | IMPK_1 | 0.09 | 0.08 | 0 | 0
CE | Storage | 39 | INDQ1 | 1.33 | 1.15 | 0 | 0
CE | Storage | 39 | INKE | 19.08 | 16.56 | 0 | 0
CE | Storage | 39 | INNE_P | 0.01 | 0.01 | 0 | 0
CE | Storage | 39 | IROA1 | 58.72 | 50.97 | 0 | 0
CE | Storage | 39 | IRONB1 | 0.04 | 0.03 | 0 | 0
CE | Storage | 39 | IVER_1 | 1 | 0.87 | 0 | 0
CE | Storage | 39 | JOHN | 0.01 | 0.01 | 0 | 0
CE | Storage | 39 | JORD_3 | 40.01 | 34.73 | 0 | 0
CE | Storage | 39 | KAIM | 0.09 | 0.08 | 0 | 0
CE | Storage | 39 | KEAD_1 | 0.37 | 0.32 | 0 | 0
CE | Storage | 39 | KEAR_3 | 25.6 | 22.22 | 0 | 0
CE | Storage | 39 | KEIT_P | 0.18 | 0.16 | 0 | 0
CE | Storage | 39 | KEMS_1 | 20.11 | 17.46 | 0 | 0
CE | Storage | 39 | KEOO | 0.01 | 0.01 | 0 | 0
CE | Storage | 39 | KIBY_1 | 90 | 78.12 | 0 | 0
CE | Storage | 39 | KIER | 0.07 | 0.06 | 0 | 0
CE | Storage | 39 | KIIN_P | 0.03 | 0.03 | 0 | 0
CE | Storage | 39 | KILS | 0.05 | 0.04 | 0 | 0
CE | Storage | 39 | KILT | 0.02 | 0.02 | 0 | 0
CE | Storage | 39 | KILW | 0.01 | 0.01 | 0 | 0
CE | Storage | 39 | KINO_1 | 78.93 | 68.51 | 0 | 0
CE | Storage | 39 | KINT_P | 0.16 | 0.14 | 0 | 0
CE | Storage | 39 | KIRKB1 | 0.05 | 0.04 | 0 | 0
CE | Storage | 39 | KITW_1 | 0.01 | 0.01 | 0 | 0
CE | Storage | 39 | KNAR | 16.01 | 13.9 | 0 | 0
CE | Storage | 39 | LACK_6 | 56.01 | 48.62 | 0 | 0
CE | Storage | 39 | LAIR_P | 0.05 | 0.04 | 0 | 0
CE | Storage | 39 | LAND1 | 22.6 | 19.62 | 0 | 0
CE | Storage | 39 | LEGA_1 | 0.03 | 0.03 | 0 | 0
CE | Storage | 39 | LEVE | 0.08 | 0.07 | 0 | 0
CE | Storage | 39 | LING | 0.12 | 0.1 | 0 | 0
CE | Storage | 39 | LINM | 0.22 | 0.19 | 0 | 0
CE | Storage | 39 | LISD_1 | 40.04 | 34.75 | 0 | 0
CE | Storage | 39 | LITT_J | 28 | 24.3 | 0 | 0
CE | Storage | 39 | LOVE_1 | 7.56 | 6.56 | 0 | 0
CE | Storage | 39 | LUNA_P | 10 | 8.68 | 0 | 0
CE | Storage | 39 | MACC_3 | 30.01 | 26.05 | 0 | 0
CE | Storage | 39 | MACD_P | 0.19 | 0.16 | 0 | 0
CE | Storage | 39 | MAGA_6 | 0.04 | 0.03 | 0 | 0
CE | Storage | 39 | MANN_1 | 27.61 | 23.97 | 0 | 0
CE | Storage | 39 | MAYB | 0.01 | 0.01 | 0 | 0
CE | Storage | 39 | MELK_1 | 130.1 | 112.93 | 0 | 0
CE | Storage | 39 | MILC_P | 0.05 | 0.04 | 0 | 0
CE | Storage | 39 | MITY_1 | 170.1 | 147.65 | 0 | 0
CE | Storage | 39 | MYBS_P | 0.15 | 0.13 | 0 | 0
CE | Storage | 39 | NEAR | 0.01 | 0.01 | 0 | 0
CE | Storage | 39 | NECE_1 | 0.02 | 0.02 | 0 | 0
CE | Storage | 39 | NEEP_3 | 40.06 | 34.77 | 0 | 0
CE | Storage | 39 | NETS | 0.01 | 0.01 | 0 | 0
CE | Storage | 39 | NEWX_6 | 2.01 | 1.74 | 0 | 0
CE | Storage | 39 | NFLE | 16.03 | 13.91 | 0 | 0
CE | Storage | 39 | NINF_1 | 38.54 | 33.45 | 0 | 0
CE | Storage | 39 | NORL_3 | 0.01 | 0.01 | 0 | 0
CE | Storage | 39 | NORM_1 | 40.27 | 34.95 | 0 | 0
CE | Storage | 39 | NORT_1 | 50.13 | 43.51 | 0 | 0
CE | Storage | 39 | NURS_1 | 72.1 | 62.58 | 0 | 0
CE | Storage | 39 | OCKH_1 | 0.01 | 0.01 | 0 | 0
CE | Storage | 39 | OFFE_3 | 0.02 | 0.02 | 0 | 0
CE | Storage | 39 | OLDB_1 | 0.01 | 0.01 | 0 | 0
CE | Storage | 39 | ORMO | 6 | 5.21 | 0 | 0
CE | Storage | 39 | OSBA_1 | 5.02 | 4.36 | 0 | 0
CE | Storage | 39 | PADIB1 | 0.16 | 0.14 | 0 | 0
CE | Storage | 39 | PEHS_P | 1 | 0.87 | 0 | 0
CE | Storage | 39 | PELH_1 | 50.03 | 43.43 | 0 | 0
CE | Storage | 39 | PEMB_1 | 0.16 | 0.14 | 0 | 0
CE | Storage | 39 | PENE_1 | 0.01 | 0.01 | 0 | 0
CE | Storage | 39 | PENN_1 | 97.9 | 84.98 | 0 | 0
CE | Storage | 39 | PENT_1 | 5.07 | 4.4 | 0 | 0
CE | Storage | 39 | PENW_1 | 57.2 | 49.65 | 0 | 0
CE | Storage | 39 | PERS_P | 0.04 | 0.03 | 0 | 0
CE | Storage | 39 | PITS_3 | 30.01 | 26.05 | 0 | 0
CE | Storage | 39 | POOB | 0.02 | 0.02 | 0 | 0
CE | Storage | 39 | POPP_3 | 40.01 | 34.73 | 0 | 0
CE | Storage | 39 | PORA_P | 0.13 | 0.11 | 0 | 0
CE | Storage | 39 | PORD | 0.07 | 0.06 | 0 | 0
CE | Storage | 39 | PYLE_1 | 4.36 | 3.78 | 0 | 0
CE | Storage | 39 | QUOI_P | 0.01 | 0.01 | 0 | 0
CE | Storage | 39 | RAIN_1 | 20 | 17.36 | 0 | 0
CE | Storage | 39 | RANN_P | 0.04 | 0.03 | 0 | 0
CE | Storage | 39 | RASS_1 | 0.13 | 0.11 | 0 | 0
CE | Storage | 39 | RATS_1 | 0.06 | 0.05 | 0 | 0
CE | Storage | 39 | RAYL_1 | 10.23 | 8.88 | 0 | 0
CE | Storage | 39 | REDH | 36.14 | 31.37 | 0 | 0
CE | Storage | 39 | REDM_P | 0.06 | 0.05 | 0 | 0
CE | Storage | 39 | RICH1 | 0.03 | 0.03 | 0 | 0
CE | Storage | 39 | ROCH_1 | 25.33 | 21.99 | 0 | 0
CE | Storage | 39 | RUGEB1 | 0.04 | 0.03 | 0 | 0
CE | Storage | 39 | RYEH_1 | 20.03 | 17.39 | 0 | 0
CE | Storage | 39 | SALH_1 | 0.06 | 0.05 | 0 | 0
CE | Storage | 39 | SALT_1 | 72.14 | 62.62 | 0 | 0
CE | Storage | 39 | SBAR | 39.63 | 34.4 | 0 | 0
CE | Storage | 39 | SEAB1 | 91.98 | 79.84 | 0 | 0
CE | Storage | 39 | SELL_1 | 0.24 | 0.21 | 0 | 0
CE | Storage | 39 | SFEG_P | 0.1 | 0.09 | 0 | 0
CE | Storage | 39 | SFIL_P | 0.02 | 0.02 | 0 | 0
CE | Storage | 39 | SHEC_3 | 0.01 | 0.01 | 0 | 0
CE | Storage | 39 | SHRW_1 | 0.22 | 0.19 | 0 | 0
CE | Storage | 39 | SIGH | 59.99 | 52.07 | 0 | 0
CE | Storage | 39 | SKLGB1 | 5.03 | 4.37 | 0 | 0
CE | Storage | 39 | SLOY_P | 0.01 | 0.01 | 0 | 0
CE | Storage | 39 | SMAN_1 | 49.99 | 43.39 | 0 | 0
CE | Storage | 39 | SPEN_1 | 21.72 | 18.85 | 0 | 0
CE | Storage | 39 | SSHI_3 | 35.01 | 30.39 | 0 | 0
CE | Storage | 39 | STAH_1 | 0.01 | 0.01 | 0 | 0
CE | Storage | 39 | STAL_1 | 6.01 | 5.22 | 0 | 0
CE | Storage | 39 | STAY_1 | 14.23 | 12.35 | 0 | 0
CE | Storage | 39 | STEN_1 | 50.01 | 43.41 | 0 | 0
CE | Storage | 39 | STES_1 | 0.1 | 0.09 | 0 | 0
CE | Storage | 39 | STHA | 0.1 | 0.09 | 0 | 0
CE | Storage | 39 | STIR | 0.13 | 0.11 | 0 | 0
CE | Storage | 39 | STLE | 0.07 | 0.06 | 0 | 0
CE | Storage | 39 | STRI_P | 0.13 | 0.11 | 0 | 0
CE | Storage | 39 | SUND_1 | 17.07 | 14.82 | 0 | 0
CE | Storage | 39 | SWAN_1 | 0.35 | 0.3 | 0 | 0
CE | Storage | 39 | TARL_P | 0.02 | 0.02 | 0 | 0
CE | Storage | 39 | TAUN1 | 1.03 | 0.89 | 0 | 0
CE | Storage | 39 | TAYN_P | 0.09 | 0.08 | 0 | 0
CE | Storage | 39 | TELR | 0.01 | 0.01 | 0 | 0
CE | Storage | 39 | TEMP_3 | 0.01 | 0.01 | 0 | 0
CE | Storage | 39 | THOM_6 | 45.19 | 39.22 | 0 | 0
CE | Storage | 39 | THSO_P | 2.28 | 1.98 | 0 | 0
CE | Storage | 39 | THUR_6 | 0.08 | 0.07 | 0 | 0
CE | Storage | 39 | TILBB_1 | 9.1 | 7.9 | 0 | 0
CE | Storage | 39 | TONG | 0.01 | 0.01 | 0 | 0
CE | Storage | 39 | TRAW_1 | 0.45 | 0.39 | 0 | 0
CE | Storage | 39 | TUMB_P | 0.02 | 0.02 | 0 | 0
CE | Storage | 39 | TYNE_1 | 0.01 | 0.01 | 0 | 0
CE | Storage | 39 | TYNE_2 | 0.01 | 0.01 | 0 | 0
CE | Storage | 39 | UPPB_1 | 0.22 | 0.19 | 0 | 0
CE | Storage | 39 | UPPB_3 | 0.08 | 0.07 | 0 | 0
CE | Storage | 39 | USKM_1 | 29.62 | 25.71 | 0 | 0
CE | Storage | 39 | WABO | 56 | 48.61 | 0 | 0
CE | Storage | 39 | WALH_1 | 76.6 | 66.49 | 0 | 0
CE | Storage | 39 | WALP_1 | 0.55 | 0.48 | 0 | 0
CE | Storage | 39 | WALP_B | 108.1 | 93.83 | 0 | 0
CE | Storage | 39 | WARL_1 | 59.57 | 51.71 | 0 | 0
CE | Storage | 39 | WASF_1 | 109.8 | 95.31 | 0 | 0
CE | Storage | 39 | WBOL_6 | 2.81 | 2.44 | 0 | 0
CE | Storage | 39 | WBUR_1 | 12.86 | 11.16 | 0 | 0
CE | Storage | 39 | WFIE | 0.12 | 0.1 | 0 | 0
CE | Storage | 39 | WHGA_1 | 42 | 36.46 | 0 | 0
CE | Storage | 39 | WIBA_3 | 0.01 | 0.01 | 0 | 0
CE | Storage | 39 | WIEN_1 | 48.01 | 41.67 | 0 | 0
CE | Storage | 39 | WILL_1 | 0.03 | 0.03 | 0 | 0
CE | Storage | 39 | WIMBN1 | 0.01 | 0.01 | 0 | 0
CE | Storage | 39 | WIMBS1 | 0.01 | 0.01 | 0 | 0
CE | Storage | 39 | WISH | 0.04 | 0.03 | 0 | 0
CE | Storage | 39 | WMEL_1 | 105.03 | 91.17 | 0 | 0
CE | Storage | 39 | WYLF_1 | 0.15 | 0.13 | 0 | 0
CE | Storage | 39 | WYMOM_1 | 0.03 | 0.03 | 0 | 0
CE | Storage | 40 | ABHA1 | 20.09 | 17.44 | 0 | 0
CE | Storage | 40 | ABNE_P | 0.05 | 0.04 | 0 | 0
CE | Storage | 40 | ABTH_1 | 0.01 | 0.01 | 0 | 0
CE | Storage | 40 | ALNE_P | 0.03 | 0.03 | 0 | 0
CE | Storage | 40 | ALST_3 | 0.01 | 0.01 | 0 | 0
CE | Storage | 40 | ALVE1 | 4.39 | 3.81 | 0 | 0
CE | Storage | 40 | ARDK_P | 0.01 | 0.01 | 0 | 0
CE | Storage | 40 | ARMO_P | 0.11 | 0.1 | 0 | 0
CE | Storage | 40 | AXMI1 | 15.62 | 13.56 | 0 | 0
CE | Storage | 40 | BAGA | 0.17 | 0.15 | 0 | 0
CE | Storage | 40 | BAIN | 0.03 | 0.03 | 0 | 0
CE | Storage | 40 | BARKC1 | 0.04 | 0.03 | 0 | 0
CE | Storage | 40 | BEDD_1 | 7.5 | 6.51 | 0 | 0
CE | Storage | 40 | BERW | 0.29 | 0.25 | 0 | 0
CE | Storage | 40 | BESW_1 | 20.02 | 17.38 | 0 | 0
CE | Storage | 40 | BICF_1 | 83.77 | 72.71 | 0 | 0
CE | Storage | 40 | BIRK_1 | 5.01 | 4.35 | 0 | 0
CE | Storage | 40 | BISW_1 | 19.61 | 17.02 | 0 | 0
CE | Storage | 40 | BLYTB1 | 0.17 | 0.15 | 0 | 0
CE | Storage | 40 | BLYTH132 | 0.33 | 0.29 | 0 | 0
CE | Storage | 40 | BOLN_1 | 45.02 | 39.08 | 0 | 0
CE | Storage | 40 | BONN | 30.08 | 26.11 | 0 | 0
CE | Storage | 40 | BOTW_1 | 20.07 | 17.42 | 0 | 0
CE | Storage | 40 | BRAC_P | 9.99 | 8.67 | 0 | 0
CE | Storage | 40 | BRAI_1 | 79.73 | 69.21 | 0 | 0
CE | Storage | 40 | BRAW_1 | 2.06 | 1.79 | 0 | 0
CE | Storage | 40 | BRED_1 | 6.01 | 5.22 | 0 | 0
CE | Storage | 40 | BRFO_1 | 50.07 | 43.46 | 0 | 0
CE | Storage | 40 | BRIM_1 | 0.03 | 0.03 | 0 | 0
CE | Storage | 40 | BRLE_1 | 7.54 | 6.54 | 0 | 0
CE | Storage | 40 | BROX | 20 | 17.36 | 0 | 0
CE | Storage | 40 | BRWA1 | 0.13 | 0.11 | 0 | 0
CE | Storage | 40 | BURM_1 | 0.44 | 0.38 | 0 | 0
CE | Storage | 40 | BUSH_1 | 1.02 | 0.89 | 0 | 0
CE | Storage | 40 | BUST_1 | 0.02 | 0.02 | 0 | 0
CE | Storage | 40 | CAMB_01 | 0.02 | 0.02 | 0 | 0
CE | Storage | 40 | CANTN1 | 0.04 | 0.03 | 0 | 0
CE | Storage | 40 | CAPEA1 | 30.01 | 26.05 | 0 | 0
CE | Storage | 40 | CARE_1 | 0.01 | 0.01 | 0 | 0
CE | Storage | 40 | CARR_1 | 50.01 | 43.41 | 0 | 0
CE | Storage | 40 | CASS_P | 0.01 | 0.01 | 0 | 0
CE | Storage | 40 | CELL_1 | 65.05 | 56.46 | 0 | 0
CE | Storage | 40 | CHAP | 0.07 | 0.06 | 0 | 0
CE | Storage | 40 | CHIC_1 | 0.12 | 0.1 | 0 | 0
CE | Storage | 40 | CHSI_1 | 6 | 5.21 | 0 | 0
CE | Storage | 40 | CHTE_1 | 33.65 | 29.21 | 0 | 0
CE | Storage | 40 | CLAC_P | 0.01 | 0.01 | 0 | 0
CE | Storage | 40 | CLT03 | 0.03 | 0.03 | 0 | 0
CE | Storage | 40 | CONQA1 | 0.14 | 0.12 | 0 | 0
CE | Storage | 40 | COUA_P | 0.03 | 0.03 | 0 | 0
CE | Storage | 40 | COVE_1 | 25.06 | 21.75 | 0 | 0
CE | Storage | 40 | COWL_1 | 27.13 | 23.55 | 0 | 0
CE | Storage | 40 | COYL | 0.19 | 0.16 | 0 | 0
CE | Storage | 40 | CREB_1 | 177.91 | 154.43 | 0 | 0
CE | Storage | 40 | CUMB | 30.05 | 26.08 | 0 | 0
CE | Storage | 40 | CUPA | 0.03 | 0.03 | 0 | 0
CE | Storage | 40 | DEVO | 0.23 | 0.2 | 0 | 0
CE | Storage | 40 | DOUN_P | 0.05 | 0.04 | 0 | 0
CE | Storage | 40 | DRAK_1 | 50.01 | 43.41 | 0 | 0
CE | Storage | 40 | DRAX_1 | 35.31 | 30.65 | 0 | 0
CE | Storage | 40 | DRCR | 30.09 | 26.12 | 0 | 0
CE | Storage | 40 | DUNB | 0.04 | 0.03 | 0 | 0
CE | Storage | 40 | DUNF | 0.03 | 0.03 | 0 | 0
CE | Storage | 40 | DUNO_P | 0.03 | 0.03 | 0 | 0
CE | Storage | 40 | DYCE_P | 0.07 | 0.06 | 0 | 0
CE | Storage | 40 | EASO_1 | 0.4 | 0.35 | 0 | 0
CE | Storage | 40 | ECCL | 0.09 | 0.08 | 0 | 0
CE | Storage | 40 | ECLA_1 | 30.07 | 26.1 | 0 | 0
CE | Storage | 40 | EKIS | 0.2 | 0.17 | 0 | 0
CE | Storage | 40 | ELLA_1 | 0.03 | 0.03 | 0 | 0
CE | Storage | 40 | ENDE_1 | 56.08 | 48.68 | 0 | 0
CE | Storage | 40 | EXET1 | 21.09 | 18.31 | 0 | 0
CE | Storage | 40 | FAUG_P | 0.01 | 0.01 | 0 | 0
CE | Storage | 40 | FAWL_1 | 0.07 | 0.06 | 0 | 0
CE | Storage | 40 | FECK_6 | 23.12 | 20.07 | 0 | 0
CE | Storage | 40 | FERRA2 | 5.02 | 4.36 | 0 | 0
CE | Storage | 40 | FERRB1 | 0.02 | 0.02 | 0 | 0
CE | Storage | 40 | FIDD_P | 0.17 | 0.15 | 0 | 0
CE | Storage | 40 | FIDF_1 | 41.6 | 36.11 | 0 | 0
CE | Storage | 40 | FLEE_1 | 0.03 | 0.03 | 0 | 0
CE | Storage | 40 | FOUR_1 | 0.36 | 0.31 | 0 | 0
CE | Storage | 40 | FRAS_P | 0.01 | 0.01 | 0 | 0
CE | Storage | 40 | FROD_1 | 40.16 | 34.86 | 0 | 0
CE | Storage | 40 | FWIL_P | 0.04 | 0.03 | 0 | 0
CE | Storage | 40 | GALA | 0.05 | 0.04 | 0 | 0
CE | Storage | 40 | GIFF | 0.02 | 0.02 | 0 | 0
CE | Storage | 40 | GLLU | 0.21 | 0.18 | 0 | 0
CE | Storage | 40 | GLNI | 0.13 | 0.11 | 0 | 0
CE | Storage | 40 | GLRO | 0.03 | 0.03 | 0 | 0
CE | Storage | 40 | GREN_1 | 21.81 | 18.93 | 0 | 0
CE | Storage | 40 | GRIW_1 | 73.28 | 63.61 | 0 | 0
CE | Storage | 40 | GRUB_P | 0.03 | 0.03 | 0 | 0
CE | Storage | 40 | G_EXTRA_11 | 0.06 | 0.05 | 0 | 0
CE | Storage | 40 | G_EXTRA_12 | 0.03 | 0.03 | 0 | 0
CE | Storage | 40 | G_EXTRA_2 | 0.06 | 0.05 | 0 | 0
CE | Storage | 40 | G_EXTRA_5 | 29.9 | 25.95 | 0 | 0
CE | Storage | 40 | G_EXTRA_9 | 0.28 | 0.24 | 0 | 0
CE | Storage | 40 | HAMHC1 | 0.02 | 0.02 | 0 | 0
CE | Storage | 40 | HARK_1 | 76.35 | 66.27 | 0 | 0
CE | Storage | 40 | HARM_6 | 0.08 | 0.07 | 0 | 0
CE | Storage | 40 | HAWI | 19.95 | 17.32 | 0 | 0
CE | Storage | 40 | HAWP_6 | 0.11 | 0.1 | 0 | 0
CE | Storage | 40 | HEYS1 | 0.02 | 0.02 | 0 | 0
CE | Storage | 40 | HEYS_1 | 0.21 | 0.18 | 0 | 0
CE | Storage | 40 | HUTT_1 | 0.31 | 0.27 | 0 | 0
CE | Storage | 40 | IMPK_1 | 0.1 | 0.09 | 0 | 0
CE | Storage | 40 | INDQ1 | 1.37 | 1.19 | 0 | 0
CE | Storage | 40 | INKE | 19.04 | 16.53 | 0 | 0
CE | Storage | 40 | INNE_P | 0.01 | 0.01 | 0 | 0
CE | Storage | 40 | IROA1 | 58.74 | 50.99 | 0 | 0
CE | Storage | 40 | IRONB1 | 0.05 | 0.04 | 0 | 0
CE | Storage | 40 | IVER_1 | 1 | 0.87 | 0 | 0
CE | Storage | 40 | JORD_3 | 40.01 | 34.73 | 0 | 0
CE | Storage | 40 | KAIM | 0.09 | 0.08 | 0 | 0
CE | Storage | 40 | KEAD_1 | 0.41 | 0.36 | 0 | 0
CE | Storage | 40 | KEAR_3 | 55.6 | 48.26 | 0 | 0
CE | Storage | 40 | KEIT_P | 0.12 | 0.1 | 0 | 0
CE | Storage | 40 | KEMS_1 | 20.12 | 17.46 | 0 | 0
CE | Storage | 40 | KIBY_1 | 90 | 78.12 | 0 | 0
CE | Storage | 40 | KIER | 0.03 | 0.03 | 0 | 0
CE | Storage | 40 | KIIN_P | 0.02 | 0.02 | 0 | 0
CE | Storage | 40 | KILS | 0.04 | 0.03 | 0 | 0
CE | Storage | 40 | KILT | 0.02 | 0.02 | 0 | 0
CE | Storage | 40 | KINO_1 | 78.94 | 68.52 | 0 | 0
CE | Storage | 40 | KINT_P | 0.12 | 0.1 | 0 | 0
CE | Storage | 40 | KIRKB1 | 0.05 | 0.04 | 0 | 0
CE | Storage | 40 | KITW_1 | 0.01 | 0.01 | 0 | 0
CE | Storage | 40 | KNAR | 16.01 | 13.9 | 0 | 0
CE | Storage | 40 | LACK_6 | 56.01 | 48.62 | 0 | 0
CE | Storage | 40 | LAIR_P | 0.04 | 0.03 | 0 | 0
CE | Storage | 40 | LAND1 | 32.61 | 28.31 | 0 | 0
CE | Storage | 40 | LEGA_1 | 0.03 | 0.03 | 0 | 0
CE | Storage | 40 | LEVE | 6.04 | 5.24 | 0 | 0
CE | Storage | 40 | LING | 0.12 | 0.1 | 0 | 0
CE | Storage | 40 | LINM | 0.23 | 0.2 | 0 | 0
CE | Storage | 40 | LISD_1 | 40.04 | 34.75 | 0 | 0
CE | Storage | 40 | LITT_J | 28 | 24.3 | 0 | 0
CE | Storage | 40 | LOVE_1 | 7.57 | 6.57 | 0 | 0
CE | Storage | 40 | LUNA_P | 10 | 8.68 | 0 | 0
CE | Storage | 40 | MACC_3 | 30.02 | 26.06 | 0 | 0
CE | Storage | 40 | MACD_P | 0.14 | 0.12 | 0 | 0
CE | Storage | 40 | MAGA_6 | 0.04 | 0.03 | 0 | 0
CE | Storage | 40 | MANN_1 | 27.62 | 23.97 | 0 | 0
CE | Storage | 40 | MELK_1 | 130.12 | 112.94 | 0 | 0
CE | Storage | 40 | MILC_P | 0.03 | 0.03 | 0 | 0
CE | Storage | 40 | MITY_1 | 170.12 | 147.66 | 0 | 0
CE | Storage | 40 | MYBS_P | 0.11 | 0.1 | 0 | 0
CE | Storage | 40 | NEAR | 0.01 | 0.01 | 0 | 0
CE | Storage | 40 | NECE_1 | 0.02 | 0.02 | 0 | 0
CE | Storage | 40 | NEEP_3 | 40.07 | 34.78 | 0 | 0
CE | Storage | 40 | NEWX_6 | 2.01 | 1.74 | 0 | 0
CE | Storage | 40 | NFLE | 16.04 | 13.92 | 0 | 0
CE | Storage | 40 | NINF_1 | 38.54 | 33.45 | 0 | 0
CE | Storage | 40 | NORL_3 | 0.01 | 0.01 | 0 | 0
CE | Storage | 40 | NORM_1 | 40.31 | 34.99 | 0 | 0
CE | Storage | 40 | NORT_1 | 50.15 | 43.53 | 0 | 0
CE | Storage | 40 | NURS_1 | 72.11 | 62.59 | 0 | 0
CE | Storage | 40 | OCKH_1 | 0.01 | 0.01 | 0 | 0
CE | Storage | 40 | OFFE_3 | 0.02 | 0.02 | 0 | 0
CE | Storage | 40 | OLDB_1 | 0.01 | 0.01 | 0 | 0
CE | Storage | 40 | ORMO | 6 | 5.21 | 0 | 0
CE | Storage | 40 | OSBA_1 | 5.02 | 4.36 | 0 | 0
CE | Storage | 40 | PADIB1 | 0.18 | 0.16 | 0 | 0
CE | Storage | 40 | PEHS_P | 1 | 0.87 | 0 | 0
CE | Storage | 40 | PELH_1 | 50.03 | 43.43 | 0 | 0
CE | Storage | 40 | PEMB_1 | 0.18 | 0.16 | 0 | 0
CE | Storage | 40 | PENE_1 | 0.02 | 0.02 | 0 | 0
CE | Storage | 40 | PENN_1 | 97.9 | 84.98 | 0 | 0
CE | Storage | 40 | PENT_1 | 5.08 | 4.41 | 0 | 0
CE | Storage | 40 | PENW_1 | 57.21 | 49.66 | 0 | 0
CE | Storage | 40 | PERS_P | 0.02 | 0.02 | 0 | 0
CE | Storage | 40 | PITS_3 | 30.01 | 26.05 | 0 | 0
CE | Storage | 40 | POOB | 0.02 | 0.02 | 0 | 0
CE | Storage | 40 | POPP_3 | 40.01 | 34.73 | 0 | 0
CE | Storage | 40 | PORA_P | 0.09 | 0.08 | 0 | 0
CE | Storage | 40 | PORD | 0.03 | 0.03 | 0 | 0
CE | Storage | 40 | PYLE_1 | 14.39 | 12.49 | 0 | 0
CE | Storage | 40 | RAIN_1 | 20 | 17.36 | 0 | 0
CE | Storage | 40 | RANN_P | 0.02 | 0.02 | 0 | 0
CE | Storage | 40 | RASS_1 | 0.14 | 0.12 | 0 | 0
CE | Storage | 40 | RATS_1 | 0.07 | 0.06 | 0 | 0
CE | Storage | 40 | RAYL_1 | 10.26 | 8.91 | 0 | 0
CE | Storage | 40 | REDH | 36.11 | 31.34 | 0 | 0
CE | Storage | 40 | REDM_P | 0.05 | 0.04 | 0 | 0
CE | Storage | 40 | RICH1 | 0.04 | 0.03 | 0 | 0
CE | Storage | 40 | ROCH_1 | 25.36 | 22.01 | 0 | 0
CE | Storage | 40 | RUGEB1 | 0.05 | 0.04 | 0 | 0
CE | Storage | 40 | RYEH_1 | 20.03 | 17.39 | 0 | 0
CE | Storage | 40 | SALH_1 | 0.07 | 0.06 | 0 | 0
CE | Storage | 40 | SALT_1 | 72.16 | 62.63 | 0 | 0
CE | Storage | 40 | SBAR | 39.64 | 34.41 | 0 | 0
CE | Storage | 40 | SEAB1 | 91.99 | 79.85 | 0 | 0
CE | Storage | 40 | SELL_1 | 0.26 | 0.23 | 0 | 0
CE | Storage | 40 | SFEG_P | 0.08 | 0.07 | 0 | 0
CE | Storage | 40 | SFIL_P | 0.01 | 0.01 | 0 | 0
CE | Storage | 40 | SHEC_3 | 0.01 | 0.01 | 0 | 0
CE | Storage | 40 | SHRW_1 | 0.25 | 0.22 | 0 | 0
CE | Storage | 40 | SIGH | 59.98 | 52.06 | 0 | 0
CE | Storage | 40 | SKLGB1 | 5.04 | 4.37 | 0 | 0
CE | Storage | 40 | SMAN_1 | 50 | 43.4 | 0 | 0
CE | Storage | 40 | SPEN_1 | 21.73 | 18.86 | 0 | 0
CE | Storage | 40 | SSHI_3 | 35.01 | 30.39 | 0 | 0
CE | Storage | 40 | STAH_1 | 0.02 | 0.02 | 0 | 0
CE | Storage | 40 | STAL_1 | 6.02 | 5.23 | 0 | 0
CE | Storage | 40 | STAY_1 | 14.26 | 12.38 | 0 | 0
CE | Storage | 40 | STEN_1 | 50.02 | 43.42 | 0 | 0
CE | Storage | 40 | STES_1 | 0.1 | 0.09 | 0 | 0
CE | Storage | 40 | STHA | 0.1 | 0.09 | 0 | 0
CE | Storage | 40 | STIR | 0.09 | 0.08 | 0 | 0
CE | Storage | 40 | STLE | 0.03 | 0.03 | 0 | 0
CE | Storage | 40 | STRI_P | 0.09 | 0.08 | 0 | 0
CE | Storage | 40 | SUND_1 | 17.08 | 14.83 | 0 | 0
CE | Storage | 40 | SWAN_1 | 0.39 | 0.34 | 0 | 0
CE | Storage | 40 | TARL_P | 0.02 | 0.02 | 0 | 0
CE | Storage | 40 | TAUN1 | 1.03 | 0.89 | 0 | 0
CE | Storage | 40 | TAYN_P | 0.05 | 0.04 | 0 | 0
CE | Storage | 40 | TEMP_3 | 0.01 | 0.01 | 0 | 0
CE | Storage | 40 | THOM_6 | 45.21 | 39.24 | 0 | 0
CE | Storage | 40 | THSO_P | 2.2 | 1.91 | 0 | 0
CE | Storage | 40 | THUR_6 | 0.09 | 0.08 | 0 | 0
CE | Storage | 40 | TILBB_1 | 9.11 | 7.91 | 0 | 0
CE | Storage | 40 | TRAW_1 | 0.5 | 0.43 | 0 | 0
CE | Storage | 40 | TUMB_P | 0.01 | 0.01 | 0 | 0
CE | Storage | 40 | TYNE_1 | 0.01 | 0.01 | 0 | 0
CE | Storage | 40 | TYNE_2 | 0.01 | 0.01 | 0 | 0
CE | Storage | 40 | UPPB_1 | 0.24 | 0.21 | 0 | 0
CE | Storage | 40 | UPPB_3 | 0.09 | 0.08 | 0 | 0
CE | Storage | 40 | USKM_1 | 29.62 | 25.71 | 0 | 0
CE | Storage | 40 | WABO | 56 | 48.61 | 0 | 0
CE | Storage | 40 | WALH_1 | 76.61 | 66.5 | 0 | 0
CE | Storage | 40 | WALP_1 | 2.61 | 2.27 | 0 | 0
CE | Storage | 40 | WALP_B | 108.12 | 93.85 | 0 | 0
CE | Storage | 40 | WARL_1 | 59.58 | 51.72 | 0 | 0
CE | Storage | 40 | WASF_1 | 109.8 | 95.31 | 0 | 0
CE | Storage | 40 | WBOL_6 | 2.81 | 2.44 | 0 | 0
CE | Storage | 40 | WBUR_1 | 12.87 | 11.17 | 0 | 0
CE | Storage | 40 | WFIE | 0.08 | 0.07 | 0 | 0
CE | Storage | 40 | WHGA_1 | 42 | 36.46 | 0 | 0
CE | Storage | 40 | WIBA_3 | 0.01 | 0.01 | 0 | 0
CE | Storage | 40 | WIEN_1 | 48.01 | 41.67 | 0 | 0
CE | Storage | 40 | WILL_1 | 0.03 | 0.03 | 0 | 0
CE | Storage | 40 | WIMBN1 | 0.01 | 0.01 | 0 | 0
CE | Storage | 40 | WIMBS1 | 0.01 | 0.01 | 0 | 0
CE | Storage | 40 | WISH | 0.04 | 0.03 | 0 | 0
CE | Storage | 40 | WMEL_1 | 105.03 | 91.17 | 0 | 0
CE | Storage | 40 | WYLF_1 | 0.17 | 0.15 | 0 | 0
CE | Storage | 40 | WYMOM_1 | 0.03 | 0.03 | 0 | 0
CR | Storage | 17 | CELL_1 | 20.27 | 17.59 | 0 | 0
CR | Storage | 17 | CHTE_1 | 1.62 | 1.41 | 0 | 0
CR | Storage | 17 | FECK_6 | 7.76 | 6.74 | 0 | 0
CR | Storage | 17 | GREN_1 | 1.11 | 0.96 | 0 | 0
CR | Storage | 17 | HARK_1 | 9.73 | 8.45 | 0 | 0
CR | Storage | 17 | INDQ1 | 1.01 | 0.88 | 0 | 0
CR | Storage | 17 | NINF_1 | 39.02 | 33.87 | 0 | 0
CR | Storage | 17 | PELH_1 | 50.67 | 43.98 | 0 | 0
CR | Storage | 17 | PENW_1 | 1.22 | 1.06 | 0 | 0
CR | Storage | 17 | ROCH_1 | 5.07 | 4.4 | 0 | 0
CR | Storage | 17 | SBAR | 9.73 | 8.45 | 0 | 0
CR | Storage | 17 | SEAB1 | 15.2 | 13.19 | 0 | 0
CR | Storage | 17 | SUND_1 | 12.16 | 10.55 | 0 | 0
CR | Storage | 17 | THSO_P | 2.03 | 1.76 | 0 | 0
CR | Storage | 17 | WBUR_1 | 9.93 | 8.62 | 0 | 0
CR | Storage | 17 | WIEN_1 | 2.03 | 1.76 | 0 | 0
CR | Storage | 18 | ABHA1 | 0.09 | 0.08 | 0 | 0
CR | Storage | 18 | ABNE_P | 0.02 | 0.02 | 0 | 0
CR | Storage | 18 | ABTH_1 | 0.07 | 0.06 | 0 | 0
CR | Storage | 18 | ALVE1 | 4.28 | 3.72 | 0 | 0
CR | Storage | 18 | AMEM_1 | 0.04 | 0.03 | 0 | 0
CR | Storage | 18 | ARBR_P | 0.03 | 0.03 | 0 | 0
CR | Storage | 18 | ARMO_P | 0.01 | 0.01 | 0 | 0
CR | Storage | 18 | AXMI1 | 0.1 | 0.09 | 0 | 0
CR | Storage | 18 | BAGA | 0.02 | 0.02 | 0 | 0
CR | Storage | 18 | BARKC1 | 0.01 | 0.01 | 0 | 0
CR | Storage | 18 | BEDD_1 | 7.5 | 6.51 | 0 | 0
CR | Storage | 18 | BERW | 0.03 | 0.03 | 0 | 0
CR | Storage | 18 | BESW_1 | 0.05 | 0.04 | 0 | 0
CR | Storage | 18 | BICF_1 | 0.2 | 0.17 | 0 | 0
CR | Storage | 18 | BISW_1 | 0.02 | 0.02 | 0 | 0
CR | Storage | 18 | BLYTB1 | 0.03 | 0.03 | 0 | 0
CR | Storage | 18 | BLYTH132 | 0.07 | 0.06 | 0 | 0
CR | Storage | 18 | BOLN_1 | 0.07 | 0.06 | 0 | 0
CR | Storage | 18 | BONN | 0.01 | 0.01 | 0 | 0
CR | Storage | 18 | BOTW_1 | 0.06 | 0.05 | 0 | 0
CR | Storage | 18 | BRAI_1 | 26.81 | 23.27 | 0 | 0
CR | Storage | 18 | BRAW_1 | 0.01 | 0.01 | 0 | 0
CR | Storage | 18 | BRFO_1 | 0.16 | 0.14 | 0 | 0
CR | Storage | 18 | BRLE_1 | 0.07 | 0.06 | 0 | 0
CR | Storage | 18 | BROX | 20 | 17.36 | 0 | 0
CR | Storage | 18 | BRWA1 | 0.26 | 0.23 | 0 | 0
CR | Storage | 18 | BURM_1 | 0.36 | 0.31 | 0 | 0
CR | Storage | 18 | BUSH_1 | 0.02 | 0.02 | 0 | 0
CR | Storage | 18 | CAMB_01 | 0.02 | 0.02 | 0 | 0
CR | Storage | 18 | CANTN1 | 0.12 | 0.1 | 0 | 0
CR | Storage | 18 | CAPEA1 | 0.01 | 0.01 | 0 | 0
CR | Storage | 18 | CARE_1 | 0.02 | 0.02 | 0 | 0
CR | Storage | 18 | CELL_1 | 20.03 | 17.39 | 0 | 0
CR | Storage | 18 | CHAP | 0.01 | 0.01 | 0 | 0
CR | Storage | 18 | CHIC_1 | 0.07 | 0.06 | 0 | 0
CR | Storage | 18 | CHSI_1 | 6 | 5.21 | 0 | 0
CR | Storage | 18 | CHTE_1 | 1.76 | 1.53 | 0 | 0
CR | Storage | 18 | CONQA1 | 0.15 | 0.13 | 0 | 0
CR | Storage | 18 | COVE_1 | 0.02 | 0.02 | 0 | 0
CR | Storage | 18 | COWL_1 | 0.29 | 0.25 | 0 | 0
CR | Storage | 18 | COYL | 0.02 | 0.02 | 0 | 0
CR | Storage | 18 | CREB_1 | 8.1 | 7.03 | 0 | 0
CR | Storage | 18 | CUPA | 0.02 | 0.02 | 0 | 0
CR | Storage | 18 | DEVO | 0.04 | 0.03 | 0 | 0
CR | Storage | 18 | DOUN_P | 0.01 | 0.01 | 0 | 0
CR | Storage | 18 | DRAK_1 | 40.1 | 34.81 | 0 | 0
CR | Storage | 18 | DRAX_1 | 0.06 | 0.05 | 0 | 0
CR | Storage | 18 | DYCE_P | 0.01 | 0.01 | 0 | 0
CR | Storage | 18 | EASO_1 | 0.32 | 0.28 | 0 | 0
CR | Storage | 18 | ECCL | 0.01 | 0.01 | 0 | 0
CR | Storage | 18 | ECLA_1 | 0.13 | 0.11 | 0 | 0
CR | Storage | 18 | EKIS | 0.02 | 0.02 | 0 | 0
CR | Storage | 18 | ELLA_1 | 0.01 | 0.01 | 0 | 0
CR | Storage | 18 | ENDE_1 | 0.08 | 0.07 | 0 | 0
CR | Storage | 18 | EXET1 | 0.1 | 0.09 | 0 | 0
CR | Storage | 18 | FAWL_1 | 0.1 | 0.09 | 0 | 0
CR | Storage | 18 | FECK_6 | 7.81 | 6.78 | 0 | 0
CR | Storage | 18 | FERRA2 | 0.01 | 0.01 | 0 | 0
CR | Storage | 18 | FERRB1 | 0.01 | 0.01 | 0 | 0
CR | Storage | 18 | FIDD_P | 0.02 | 0.02 | 0 | 0
CR | Storage | 18 | FIDF_1 | 19.6 | 17.01 | 0 | 0
CR | Storage | 18 | FLEE_1 | 0.05 | 0.04 | 0 | 0
CR | Storage | 18 | FOUR_1 | 0.07 | 0.06 | 0 | 0
CR | Storage | 18 | FROD_1 | 0.04 | 0.03 | 0 | 0
CR | Storage | 18 | GALA | 0.01 | 0.01 | 0 | 0
CR | Storage | 18 | GLLU | 0.02 | 0.02 | 0 | 0
CR | Storage | 18 | GLNI | 0.01 | 0.01 | 0 | 0
CR | Storage | 18 | GREN_1 | 1.48 | 1.28 | 0 | 0
CR | Storage | 18 | GRIW_1 | 0.08 | 0.07 | 0 | 0
CR | Storage | 18 | G_EXTRA_11 | 0.01 | 0.01 | 0 | 0
CR | Storage | 18 | G_EXTRA_2 | 0.01 | 0.01 | 0 | 0
CR | Storage | 18 | G_EXTRA_9 | 0.03 | 0.03 | 0 | 0
CR | Storage | 18 | HAMHC1 | 0.03 | 0.03 | 0 | 0
CR | Storage | 18 | HARK_1 | 9.71 | 8.43 | 0 | 0
CR | Storage | 18 | HARM_6 | 0.02 | 0.02 | 0 | 0
CR | Storage | 18 | HAWI | 0.01 | 0.01 | 0 | 0
CR | Storage | 18 | HAWP_6 | 0.03 | 0.03 | 0 | 0
CR | Storage | 18 | HEYS_1 | 0.07 | 0.06 | 0 | 0
CR | Storage | 18 | HUTT_1 | 0.06 | 0.05 | 0 | 0
CR | Storage | 18 | IMPK_1 | 0.01 | 0.01 | 0 | 0
CR | Storage | 18 | INDQ1 | 1.43 | 1.24 | 0 | 0
CR | Storage | 18 | IROA1 | 0.12 | 0.1 | 0 | 0
CR | Storage | 18 | IRONB1 | 0.04 | 0.03 | 0 | 0
CR | Storage | 18 | KAIM | 0.01 | 0.01 | 0 | 0
CR | Storage | 18 | KEAD_1 | 0.14 | 0.12 | 0 | 0
CR | Storage | 18 | KEAR_3 | 0.01 | 0.01 | 0 | 0
CR | Storage | 18 | KEIT_P | 0.01 | 0.01 | 0 | 0
CR | Storage | 18 | KEMS_1 | 0.09 | 0.08 | 0 | 0
CR | Storage | 18 | KILW | 0.02 | 0.02 | 0 | 0
CR | Storage | 18 | KINO_1 | 29.02 | 25.19 | 0 | 0
CR | Storage | 18 | KINT_P | 0.01 | 0.01 | 0 | 0
CR | Storage | 18 | KIRKB1 | 0.01 | 0.01 | 0 | 0
CR | Storage | 18 | KNAR | 0.02 | 0.02 | 0 | 0
CR | Storage | 18 | LACK_6 | 0.01 | 0.01 | 0 | 0
CR | Storage | 18 | LALE1SG003 | 0.01 | 0.01 | 0 | 0
CR | Storage | 18 | LAND1 | 2.76 | 2.4 | 0 | 0
CR | Storage | 18 | LEGA_1 | 0.07 | 0.06 | 0 | 0
CR | Storage | 18 | LING | 0.01 | 0.01 | 0 | 0
CR | Storage | 18 | LINM | 0.03 | 0.03 | 0 | 0
CR | Storage | 18 | LISD_1 | 0.01 | 0.01 | 0 | 0
CR | Storage | 18 | LOVE_1 | 0.19 | 0.16 | 0 | 0
CR | Storage | 18 | MACC_3 | 0.01 | 0.01 | 0 | 0
CR | Storage | 18 | MACD_P | 0.02 | 0.02 | 0 | 0
CR | Storage | 18 | MAGA_6 | 0.04 | 0.03 | 0 | 0
CR | Storage | 18 | MANN_1 | 0.32 | 0.28 | 0 | 0
CR | Storage | 18 | MELK_1 | 0.31 | 0.27 | 0 | 0
CR | Storage | 18 | MILH_1 | 0.01 | 0.01 | 0 | 0
CR | Storage | 18 | MITY_1 | 0.57 | 0.49 | 0 | 0
CR | Storage | 18 | MYBS_P | 0.01 | 0.01 | 0 | 0
CR | Storage | 18 | NEEP_3 | 0.01 | 0.01 | 0 | 0
CR | Storage | 18 | NFLE | 0.05 | 0.04 | 0 | 0
CR | Storage | 18 | NINF_1 | 38.58 | 33.49 | 0 | 0
CR | Storage | 18 | NORM_1 | 0.34 | 0.3 | 0 | 0
CR | Storage | 18 | NORT_1 | 0.07 | 0.06 | 0 | 0
CR | Storage | 18 | NURS_1 | 0.22 | 0.19 | 0 | 0
CR | Storage | 18 | PADIB1 | 0.04 | 0.03 | 0 | 0
CR | Storage | 18 | PEHS_P | 1 | 0.87 | 0 | 0
CR | Storage | 18 | PELH_1 | 50.15 | 43.53 | 0 | 0
CR | Storage | 18 | PEMB_1 | 0.28 | 0.24 | 0 | 0
CR | Storage | 18 | PENN_1 | 0.01 | 0.01 | 0 | 0
CR | Storage | 18 | PENT_1 | 0.06 | 0.05 | 0 | 0
CR | Storage | 18 | PENW_1 | 1.25 | 1.09 | 0 | 0
CR | Storage | 18 | POPP_3 | 0.01 | 0.01 | 0 | 0
CR | Storage | 18 | PORA_P | 0.01 | 0.01 | 0 | 0
CR | Storage | 18 | PYLE_1 | 4.12 | 3.58 | 0 | 0
CR | Storage | 18 | RASS_1 | 0.05 | 0.04 | 0 | 0
CR | Storage | 18 | RATS_1 | 0.09 | 0.08 | 0 | 0
CR | Storage | 18 | RAYL_1 | 10.07 | 8.74 | 0 | 0
CR | Storage | 18 | REDH | 0.04 | 0.03 | 0 | 0
CR | Storage | 18 | RICH1 | 0.07 | 0.06 | 0 | 0
CR | Storage | 18 | ROCH_1 | 5.08 | 4.41 | 0 | 0
CR | Storage | 18 | RUGEB1 | 0.02 | 0.02 | 0 | 0
CR | Storage | 18 | SALH_1 | 0.02 | 0.02 | 0 | 0
CR | Storage | 18 | SALT_1 | 0.05 | 0.04 | 0 | 0
CR | Storage | 18 | SBAR | 31.65 | 27.47 | 0 | 0
CR | Storage | 18 | SEAB1 | 15.12 | 13.12 | 0 | 0
CR | Storage | 18 | SELL_1 | 0.09 | 0.08 | 0 | 0
CR | Storage | 18 | SFEG_P | 0.01 | 0.01 | 0 | 0
CR | Storage | 18 | SHRW_1 | 0.17 | 0.15 | 0 | 0
CR | Storage | 18 | SKLGB1 | 0.01 | 0.01 | 0 | 0
CR | Storage | 18 | SPEN_1 | 0.03 | 0.03 | 0 | 0
CR | Storage | 18 | SSHI_3 | 35 | 30.38 | 0 | 0
CR | Storage | 18 | STAH_1 | 0.01 | 0.01 | 0 | 0
CR | Storage | 18 | STAY_1 | 0.17 | 0.15 | 0 | 0
CR | Storage | 18 | STES_1 | 0.03 | 0.03 | 0 | 0
CR | Storage | 18 | STHA | 0.01 | 0.01 | 0 | 0
CR | Storage | 18 | STIR | 0.01 | 0.01 | 0 | 0
CR | Storage | 18 | STRI_P | 0.01 | 0.01 | 0 | 0
CR | Storage | 18 | SUND_1 | 12.06 | 10.47 | 0 | 0
CR | Storage | 18 | SWAN_1 | 0.19 | 0.16 | 0 | 0
CR | Storage | 18 | TARL_P | 0.01 | 0.01 | 0 | 0
CR | Storage | 18 | TAUN1 | 0.09 | 0.08 | 0 | 0
CR | Storage | 18 | THOM_6 | 0.05 | 0.04 | 0 | 0
CR | Storage | 18 | THSO_P | 2.02 | 1.75 | 0 | 0
CR | Storage | 18 | THUR_6 | 0.02 | 0.02 | 0 | 0
CR | Storage | 18 | TILBB_1 | 0.01 | 0.01 | 0 | 0
CR | Storage | 18 | TRAW_1 | 0.12 | 0.1 | 0 | 0
CR | Storage | 18 | UPPB_1 | 0.09 | 0.08 | 0 | 0
CR | Storage | 18 | UPPB_3 | 0.05 | 0.04 | 0 | 0
CR | Storage | 18 | USKM_1 | 20.05 | 17.4 | 0 | 0
CR | Storage | 18 | WALH_1 | 20.11 | 17.46 | 0 | 0
CR | Storage | 18 | WALP_1 | 0.14 | 0.12 | 0 | 0
CR | Storage | 18 | WALP_B | 0.23 | 0.2 | 0 | 0
CR | Storage | 18 | WARL_1 | 0.02 | 0.02 | 0 | 0
CR | Storage | 18 | WASF_1 | 0.01 | 0.01 | 0 | 0
CR | Storage | 18 | WBOL_6 | 2.81 | 2.44 | 0 | 0
CR | Storage | 18 | WBUR_1 | 9.92 | 8.61 | 0 | 0
CR | Storage | 18 | WFIE | 0.01 | 0.01 | 0 | 0
CR | Storage | 18 | WIEN_1 | 2 | 1.74 | 0 | 0
CR | Storage | 18 | WILL_1 | 0.06 | 0.05 | 0 | 0
CR | Storage | 18 | WMEL_1 | 0.01 | 0.01 | 0 | 0
CR | Storage | 18 | WYLF_1 | 0.03 | 0.03 | 0 | 0
CR | Storage | 18 | WYMOM_1 | 0.03 | 0.03 | 0 | 0
CR | Storage | 19 | ABHA1 | 20.08 | 17.43 | 0 | 0
CR | Storage | 19 | ABNE_P | 0.01 | 0.01 | 0 | 0
CR | Storage | 19 | ABTH_1 | 0.06 | 0.05 | 0 | 0
CR | Storage | 19 | ALVE1 | 4.29 | 3.72 | 0 | 0
CR | Storage | 19 | AMEM_1 | 0.04 | 0.03 | 0 | 0
CR | Storage | 19 | ARBR_P | 0.02 | 0.02 | 0 | 0
CR | Storage | 19 | ARMO_P | 0.01 | 0.01 | 0 | 0
CR | Storage | 19 | AXMI1 | 0.09 | 0.08 | 0 | 0
CR | Storage | 19 | BAGA | 0.01 | 0.01 | 0 | 0
CR | Storage | 19 | BARKC1 | 0.01 | 0.01 | 0 | 0
CR | Storage | 19 | BEDD_1 | 7.5 | 6.51 | 0 | 0
CR | Storage | 19 | BERW | 0.02 | 0.02 | 0 | 0
CR | Storage | 19 | BESW_1 | 0.04 | 0.03 | 0 | 0
CR | Storage | 19 | BICF_1 | 0.2 | 0.17 | 0 | 0
CR | Storage | 19 | BISW_1 | 0.02 | 0.02 | 0 | 0
CR | Storage | 19 | BLYTB1 | 0.05 | 0.04 | 0 | 0
CR | Storage | 19 | BLYTH132 | 0.11 | 0.1 | 0 | 0
CR | Storage | 19 | BOLN_1 | 10.06 | 8.73 | 0 | 0
CR | Storage | 19 | BOTW_1 | 0.05 | 0.04 | 0 | 0
CR | Storage | 19 | BRAI_1 | 36.79 | 31.93 | 0 | 0
CR | Storage | 19 | BRAW_1 | 0.02 | 0.02 | 0 | 0
CR | Storage | 19 | BRFO_1 | 0.15 | 0.13 | 0 | 0
CR | Storage | 19 | BRLE_1 | 0.06 | 0.05 | 0 | 0
CR | Storage | 19 | BROX | 20 | 17.36 | 0 | 0
CR | Storage | 19 | BRWA1 | 0.23 | 0.2 | 0 | 0
CR | Storage | 19 | BURM_1 | 0.33 | 0.29 | 0 | 0
CR | Storage | 19 | BUSH_1 | 0.02 | 0.02 | 0 | 0
CR | Storage | 19 | CAMB_01 | 0.02 | 0.02 | 0 | 0
CR | Storage | 19 | CANTN1 | 0.11 | 0.1 | 0 | 0
CR | Storage | 19 | CAPEA1 | 10.01 | 8.69 | 0 | 0
CR | Storage | 19 | CARE_1 | 0.02 | 0.02 | 0 | 0
CR | Storage | 19 | CARR_1 | 10 | 8.68 | 0 | 0
CR | Storage | 19 | CELL_1 | 20.03 | 17.39 | 0 | 0
CR | Storage | 19 | CHAP | 0.01 | 0.01 | 0 | 0
CR | Storage | 19 | CHIC_1 | 0.07 | 0.06 | 0 | 0
CR | Storage | 19 | CHSI_1 | 6 | 5.21 | 0 | 0
CR | Storage | 19 | CHTE_1 | 31.75 | 27.56 | 0 | 0
CR | Storage | 19 | CONQA1 | 0.15 | 0.13 | 0 | 0
CR | Storage | 19 | COVE_1 | 0.02 | 0.02 | 0 | 0
CR | Storage | 19 | COWL_1 | 0.26 | 0.23 | 0 | 0
CR | Storage | 19 | COYL | 0.02 | 0.02 | 0 | 0
CR | Storage | 19 | CREB_1 | 28.15 | 24.43 | 0 | 0
CR | Storage | 19 | CUPA | 0.01 | 0.01 | 0 | 0
CR | Storage | 19 | DEVO | 0.03 | 0.03 | 0 | 0
CR | Storage | 19 | DRAK_1 | 50.09 | 43.48 | 0 | 0
CR | Storage | 19 | DRAX_1 | 0.1 | 0.09 | 0 | 0
CR | Storage | 19 | DRCR | 30 | 26.04 | 0 | 0
CR | Storage | 19 | EASO_1 | 0.33 | 0.29 | 0 | 0
CR | Storage | 19 | ECCL | 0.01 | 0.01 | 0 | 0
CR | Storage | 19 | ECLA_1 | 0.12 | 0.1 | 0 | 0
CR | Storage | 19 | EKIS | 0.02 | 0.02 | 0 | 0
CR | Storage | 19 | ELLA_1 | 0.01 | 0.01 | 0 | 0
CR | Storage | 19 | ENDE_1 | 0.08 | 0.07 | 0 | 0
CR | Storage | 19 | EXET1 | 0.09 | 0.08 | 0 | 0
CR | Storage | 19 | FAWL_1 | 0.09 | 0.08 | 0 | 0
CR | Storage | 19 | FECK_6 | 7.8 | 6.77 | 0 | 0
CR | Storage | 19 | FERRA2 | 0.01 | 0.01 | 0 | 0
CR | Storage | 19 | FERRB1 | 0.01 | 0.01 | 0 | 0
CR | Storage | 19 | FIDD_P | 0.01 | 0.01 | 0 | 0
CR | Storage | 19 | FIDF_1 | 19.6 | 17.01 | 0 | 0
CR | Storage | 19 | FLEE_1 | 0.04 | 0.03 | 0 | 0
CR | Storage | 19 | FOUR_1 | 0.12 | 0.1 | 0 | 0
CR | Storage | 19 | FROD_1 | 0.06 | 0.05 | 0 | 0
CR | Storage | 19 | GLLU | 0.02 | 0.02 | 0 | 0
CR | Storage | 19 | GLNI | 0.01 | 0.01 | 0 | 0
CR | Storage | 19 | GREN_1 | 1.51 | 1.31 | 0 | 0
CR | Storage | 19 | GRIW_1 | 0.11 | 0.1 | 0 | 0
CR | Storage | 19 | G_EXTRA_11 | 0.01 | 0.01 | 0 | 0
CR | Storage | 19 | G_EXTRA_9 | 0.02 | 0.02 | 0 | 0
CR | Storage | 19 | HAMHC1 | 0.03 | 0.03 | 0 | 0
CR | Storage | 19 | HARK_1 | 9.73 | 8.45 | 0 | 0
CR | Storage | 19 | HARM_6 | 0.03 | 0.03 | 0 | 0
CR | Storage | 19 | HAWP_6 | 0.04 | 0.03 | 0 | 0
CR | Storage | 19 | HEYS_1 | 0.09 | 0.08 | 0 | 0
CR | Storage | 19 | HUTT_1 | 0.09 | 0.08 | 0 | 0
CR | Storage | 19 | IMPK_1 | 0.01 | 0.01 | 0 | 0
CR | Storage | 19 | INDQ1 | 1.42 | 1.23 | 0 | 0
CR | Storage | 19 | IROA1 | 0.11 | 0.1 | 0 | 0
CR | Storage | 19 | IRONB1 | 0.04 | 0.03 | 0 | 0
CR | Storage | 19 | KAIM | 0.01 | 0.01 | 0 | 0
CR | Storage | 19 | KEAD_1 | 0.18 | 0.16 | 0 | 0
CR | Storage | 19 | KEAR_3 | 19.61 | 17.02 | 0 | 0
CR | Storage | 19 | KEIT_P | 0.01 | 0.01 | 0 | 0
CR | Storage | 19 | KEMS_1 | 0.08 | 0.07 | 0 | 0
CR | Storage | 19 | KILW | 0.02 | 0.02 | 0 | 0
CR | Storage | 19 | KINO_1 | 29.02 | 25.19 | 0 | 0
CR | Storage | 19 | KINT_P | 0.01 | 0.01 | 0 | 0
CR | Storage | 19 | KIRKB1 | 0.02 | 0.02 | 0 | 0
CR | Storage | 19 | KNAR | 0.02 | 0.02 | 0 | 0
CR | Storage | 19 | LACK_6 | 6.01 | 5.22 | 0 | 0
CR | Storage | 19 | LALE1SG003 | 0.01 | 0.01 | 0 | 0
CR | Storage | 19 | LAND1 | 2.73 | 2.37 | 0 | 0
CR | Storage | 19 | LEGA_1 | 0.06 | 0.05 | 0 | 0
CR | Storage | 19 | LING | 0.01 | 0.01 | 0 | 0
CR | Storage | 19 | LINM | 0.02 | 0.02 | 0 | 0
CR | Storage | 19 | LISD_1 | 0.02 | 0.02 | 0 | 0
CR | Storage | 19 | LOVE_1 | 0.17 | 0.15 | 0 | 0
CR | Storage | 19 | MACC_3 | 0.01 | 0.01 | 0 | 0
CR | Storage | 19 | MACD_P | 0.01 | 0.01 | 0 | 0
CR | Storage | 19 | MAGA_6 | 0.04 | 0.03 | 0 | 0
CR | Storage | 19 | MANN_1 | 0.29 | 0.25 | 0 | 0
CR | Storage | 19 | MELK_1 | 0.27 | 0.23 | 0 | 0
CR | Storage | 19 | MILH_1 | 0.01 | 0.01 | 0 | 0
CR | Storage | 19 | MITY_1 | 50.5 | 43.83 | 0 | 0
CR | Storage | 19 | MYBS_P | 0.01 | 0.01 | 0 | 0
CR | Storage | 19 | NEEP_3 | 0.02 | 0.02 | 0 | 0
CR | Storage | 19 | NFLE | 0.04 | 0.03 | 0 | 0
CR | Storage | 19 | NINF_1 | 38.58 | 33.49 | 0 | 0
CR | Storage | 19 | NORM_1 | 0.32 | 0.28 | 0 | 0
CR | Storage | 19 | NORT_1 | 50.07 | 43.46 | 0 | 0
CR | Storage | 19 | NURS_1 | 0.19 | 0.16 | 0 | 0
CR | Storage | 19 | OFFE_3 | 0.01 | 0.01 | 0 | 0
CR | Storage | 19 | PADIB1 | 0.06 | 0.05 | 0 | 0
CR | Storage | 19 | PEHS_P | 1 | 0.87 | 0 | 0
CR | Storage | 19 | PELH_1 | 50.14 | 43.52 | 0 | 0
CR | Storage | 19 | PEMB_1 | 0.27 | 0.23 | 0 | 0
CR | Storage | 19 | PENN_1 | 48.01 | 41.67 | 0 | 0
CR | Storage | 19 | PENT_1 | 0.06 | 0.05 | 0 | 0
CR | Storage | 19 | PENW_1 | 1.24 | 1.08 | 0 | 0
CR | Storage | 19 | POPP_3 | 0.01 | 0.01 | 0 | 0
CR | Storage | 19 | PYLE_1 | 4.16 | 3.61 | 0 | 0
CR | Storage | 19 | RASS_1 | 0.05 | 0.04 | 0 | 0
CR | Storage | 19 | RATS_1 | 0.09 | 0.08 | 0 | 0
CR | Storage | 19 | RAYL_1 | 10.09 | 8.76 | 0 | 0
CR | Storage | 19 | REDH | 0.03 | 0.03 | 0 | 0
CR | Storage | 19 | RICH1 | 0.07 | 0.06 | 0 | 0
CR | Storage | 19 | ROCH_1 | 5.12 | 4.44 | 0 | 0
CR | Storage | 19 | RUGEB1 | 0.02 | 0.02 | 0 | 0
CR | Storage | 19 | SALH_1 | 0.03 | 0.03 | 0 | 0
CR | Storage | 19 | SALT_1 | 0.07 | 0.06 | 0 | 0
CR | Storage | 19 | SBAR | 31.65 | 27.47 | 0 | 0
CR | Storage | 19 | SEAB1 | 15.12 | 13.12 | 0 | 0
CR | Storage | 19 | SELL_1 | 0.11 | 0.1 | 0 | 0
CR | Storage | 19 | SHRW_1 | 0.18 | 0.16 | 0 | 0
CR | Storage | 19 | SKLGB1 | 0.02 | 0.02 | 0 | 0
CR | Storage | 19 | SPEN_1 | 0.04 | 0.03 | 0 | 0
CR | Storage | 19 | SSHI_3 | 35 | 30.38 | 0 | 0
CR | Storage | 19 | STAH_1 | 0.01 | 0.01 | 0 | 0
CR | Storage | 19 | STAY_1 | 0.17 | 0.15 | 0 | 0
CR | Storage | 19 | STES_1 | 0.04 | 0.03 | 0 | 0
CR | Storage | 19 | STHA | 0.01 | 0.01 | 0 | 0
CR | Storage | 19 | STRI_P | 0.01 | 0.01 | 0 | 0
CR | Storage | 19 | SUND_1 | 12.05 | 10.46 | 0 | 0
CR | Storage | 19 | SWAN_1 | 0.21 | 0.18 | 0 | 0
CR | Storage | 19 | TARL_P | 0.01 | 0.01 | 0 | 0
CR | Storage | 19 | TAUN1 | 0.08 | 0.07 | 0 | 0
CR | Storage | 19 | THOM_6 | 0.07 | 0.06 | 0 | 0
CR | Storage | 19 | THSO_P | 2.01 | 1.74 | 0 | 0
CR | Storage | 19 | THUR_6 | 0.03 | 0.03 | 0 | 0
CR | Storage | 19 | TILBB_1 | 0.01 | 0.01 | 0 | 0
CR | Storage | 19 | TRAW_1 | 0.18 | 0.16 | 0 | 0
CR | Storage | 19 | UPPB_1 | 0.11 | 0.1 | 0 | 0
CR | Storage | 19 | UPPB_3 | 0.06 | 0.05 | 0 | 0
CR | Storage | 19 | USKM_1 | 29.65 | 25.74 | 0 | 0
CR | Storage | 19 | WALH_1 | 20.1 | 17.45 | 0 | 0
CR | Storage | 19 | WALP_1 | 0.21 | 0.18 | 0 | 0
CR | Storage | 19 | WALP_B | 50.21 | 43.58 | 0 | 0
CR | Storage | 19 | WARL_1 | 0.02 | 0.02 | 0 | 0
CR | Storage | 19 | WASF_1 | 0.01 | 0.01 | 0 | 0
CR | Storage | 19 | WBOL_6 | 2.81 | 2.44 | 0 | 0
CR | Storage | 19 | WBUR_1 | 9.91 | 8.6 | 0 | 0
CR | Storage | 19 | WHGA_1 | 6 | 5.21 | 0 | 0
CR | Storage | 19 | WIEN_1 | 2 | 1.74 | 0 | 0
CR | Storage | 19 | WILL_1 | 0.06 | 0.05 | 0 | 0
CR | Storage | 19 | WMEL_1 | 0.01 | 0.01 | 0 | 0
CR | Storage | 19 | WYLF_1 | 0.04 | 0.03 | 0 | 0
CR | Storage | 19 | WYMOM_1 | 0.02 | 0.02 | 0 | 0
CR | Storage | 20 | ABHA1 | 20.15 | 17.49 | 0 | 0
CR | Storage | 20 | ABNE_P | 0.01 | 0.01 | 0 | 0
CR | Storage | 20 | ABTH_1 | 0.01 | 0.01 | 0 | 0
CR | Storage | 20 | ALST_3 | 0.01 | 0.01 | 0 | 0
CR | Storage | 20 | ALVE1 | 4.19 | 3.64 | 0 | 0
CR | Storage | 20 | AMEM_1 | 0.01 | 0.01 | 0 | 0
CR | Storage | 20 | ARMO_P | 0.01 | 0.01 | 0 | 0
CR | Storage | 20 | AXMI1 | 0.19 | 0.16 | 0 | 0
CR | Storage | 20 | BAGA | 0.02 | 0.02 | 0 | 0
CR | Storage | 20 | BARKC1 | 0.01 | 0.01 | 0 | 0
CR | Storage | 20 | BARKW3 | 0.01 | 0.01 | 0 | 0
CR | Storage | 20 | BEDDT1 | 0.01 | 0.01 | 0 | 0
CR | Storage | 20 | BEDD_1 | 7.51 | 6.52 | 0 | 0
CR | Storage | 20 | BERW | 0.04 | 0.03 | 0 | 0
CR | Storage | 20 | BESW_1 | 0.03 | 0.03 | 0 | 0
CR | Storage | 20 | BICF_1 | 20.39 | 17.7 | 0 | 0
CR | Storage | 20 | BIRK_1 | 0.01 | 0.01 | 0 | 0
CR | Storage | 20 | BISW_1 | 0.02 | 0.02 | 0 | 0
CR | Storage | 20 | BLYTB1 | 0.04 | 0.03 | 0 | 0
CR | Storage | 20 | BLYTH132 | 0.07 | 0.06 | 0 | 0
CR | Storage | 20 | BOLN_1 | 10.03 | 8.71 | 0 | 0
CR | Storage | 20 | BONN | 0.01 | 0.01 | 0 | 0
CR | Storage | 20 | BOTW_1 | 0.12 | 0.1 | 0 | 0
CR | Storage | 20 | BRAI_1 | 36.75 | 31.9 | 0 | 0
CR | Storage | 20 | BRAW_1 | 0.01 | 0.01 | 0 | 0
CR | Storage | 20 | BRED_1 | 0.01 | 0.01 | 0 | 0
CR | Storage | 20 | BRFO_1 | 0.05 | 0.04 | 0 | 0
CR | Storage | 20 | BRIM_1 | 0.05 | 0.04 | 0 | 0
CR | Storage | 20 | BRLE_1 | 0.05 | 0.04 | 0 | 0
CR | Storage | 20 | BROX | 20 | 17.36 | 0 | 0
CR | Storage | 20 | BRWA1 | 0.21 | 0.18 | 0 | 0
CR | Storage | 20 | BURM_1 | 0.59 | 0.51 | 0 | 0
CR | Storage | 20 | BUSH_1 | 0.02 | 0.02 | 0 | 0
CR | Storage | 20 | BUST_1 | 0.03 | 0.03 | 0 | 0
CR | Storage | 20 | CAMB_01 | 0.03 | 0.03 | 0 | 0
CR | Storage | 20 | CANTN1 | 0.06 | 0.05 | 0 | 0
CR | Storage | 20 | CAPEA1 | 10.01 | 8.69 | 0 | 0
CR | Storage | 20 | CARE_1 | 0.01 | 0.01 | 0 | 0
CR | Storage | 20 | CARR_1 | 10.01 | 8.69 | 0 | 0
CR | Storage | 20 | CELL_1 | 20.08 | 17.43 | 0 | 0
CR | Storage | 20 | CHAP | 0.01 | 0.01 | 0 | 0
CR | Storage | 20 | CHIC_1 | 0.19 | 0.16 | 0 | 0
CR | Storage | 20 | CHSI_1 | 6.01 | 5.22 | 0 | 0
CR | Storage | 20 | CHTE_1 | 31.62 | 27.45 | 0 | 0
CR | Storage | 20 | CLT03 | 0.05 | 0.04 | 0 | 0
CR | Storage | 20 | CONQA1 | 0.04 | 0.03 | 0 | 0
CR | Storage | 20 | COVE_1 | 0.04 | 0.03 | 0 | 0
CR | Storage | 20 | COWL_1 | 0.21 | 0.18 | 0 | 0
CR | Storage | 20 | COYL | 0.02 | 0.02 | 0 | 0
CR | Storage | 20 | CREB_1 | 28.08 | 24.37 | 0 | 0
CR | Storage | 20 | CUMB | 0.01 | 0.01 | 0 | 0
CR | Storage | 20 | DEVO | 0.03 | 0.03 | 0 | 0
CR | Storage | 20 | DOUN_P | 0.01 | 0.01 | 0 | 0
CR | Storage | 20 | DRAK_1 | 50.02 | 43.42 | 0 | 0
CR | Storage | 20 | DRAX_1 | 0.06 | 0.05 | 0 | 0
CR | Storage | 20 | DRCR | 30.01 | 26.05 | 0 | 0
CR | Storage | 20 | DUNB | 0.01 | 0.01 | 0 | 0
CR | Storage | 20 | DYCE_P | 0.01 | 0.01 | 0 | 0
CR | Storage | 20 | EASO_1 | 0.15 | 0.13 | 0 | 0
CR | Storage | 20 | ECCL | 0.01 | 0.01 | 0 | 0
CR | Storage | 20 | ECLA_1 | 0.11 | 0.1 | 0 | 0
CR | Storage | 20 | EKIS | 0.02 | 0.02 | 0 | 0
CR | Storage | 20 | ELLA_1 | 0.01 | 0.01 | 0 | 0
CR | Storage | 20 | ELST_1 | 0.01 | 0.01 | 0 | 0
CR | Storage | 20 | ENDE_1 | 0.07 | 0.06 | 0 | 0
CR | Storage | 20 | EXET1 | 0.15 | 0.13 | 0 | 0
CR | Storage | 20 | FAWL_1 | 0.12 | 0.1 | 0 | 0
CR | Storage | 20 | FECK_6 | 7.69 | 6.67 | 0 | 0
CR | Storage | 20 | FERRA2 | 0.03 | 0.03 | 0 | 0
CR | Storage | 20 | FERRB1 | 0.03 | 0.03 | 0 | 0
CR | Storage | 20 | FIDD_P | 0.02 | 0.02 | 0 | 0
CR | Storage | 20 | FIDF_1 | 19.6 | 17.01 | 0 | 0
CR | Storage | 20 | FLEE_1 | 0.05 | 0.04 | 0 | 0
CR | Storage | 20 | FOUR_1 | 0.08 | 0.07 | 0 | 0
CR | Storage | 20 | FROD_1 | 0.03 | 0.03 | 0 | 0
CR | Storage | 20 | GALA | 0.01 | 0.01 | 0 | 0
CR | Storage | 20 | GLLU | 0.03 | 0.03 | 0 | 0
CR | Storage | 20 | GLNI | 0.02 | 0.02 | 0 | 0
CR | Storage | 20 | GREN_1 | 1.49 | 1.29 | 0 | 0
CR | Storage | 20 | GRIW_1 | 0.11 | 0.1 | 0 | 0
CR | Storage | 20 | G_EXTRA_11 | 0.01 | 0.01 | 0 | 0
CR | Storage | 20 | G_EXTRA_2 | 0.01 | 0.01 | 0 | 0
CR | Storage | 20 | G_EXTRA_9 | 0.04 | 0.03 | 0 | 0
CR | Storage | 20 | HACK_1 | 0.01 | 0.01 | 0 | 0
CR | Storage | 20 | HACK_6 | 0.01 | 0.01 | 0 | 0
CR | Storage | 20 | HAMHC1 | 0.03 | 0.03 | 0 | 0
CR | Storage | 20 | HARK_1 | 9.67 | 8.39 | 0 | 0
CR | Storage | 20 | HARM_6 | 0.02 | 0.02 | 0 | 0
CR | Storage | 20 | HAWI | 0.01 | 0.01 | 0 | 0
CR | Storage | 20 | HAWP_6 | 0.02 | 0.02 | 0 | 0
CR | Storage | 20 | HEYS1 | 0.04 | 0.03 | 0 | 0
CR | Storage | 20 | HEYS_1 | 0.06 | 0.05 | 0 | 0
CR | Storage | 20 | HURS_1 | 0.01 | 0.01 | 0 | 0
CR | Storage | 20 | HUTT_1 | 0.14 | 0.12 | 0 | 0
CR | Storage | 20 | IMPK_1 | 0.16 | 0.14 | 0 | 0
CR | Storage | 20 | INDQ1 | 1.18 | 1.02 | 0 | 0
CR | Storage | 20 | INKE | 0.01 | 0.01 | 0 | 0
CR | Storage | 20 | IROA1 | 0.19 | 0.16 | 0 | 0
CR | Storage | 20 | IRONB1 | 0.08 | 0.07 | 0 | 0
CR | Storage | 20 | IVER_1 | 0.01 | 0.01 | 0 | 0
CR | Storage | 20 | IVER_6 | 0.01 | 0.01 | 0 | 0
CR | Storage | 20 | JORD_3 | 0.01 | 0.01 | 0 | 0
CR | Storage | 20 | KAIM | 0.01 | 0.01 | 0 | 0
CR | Storage | 20 | KEAD_1 | 0.08 | 0.07 | 0 | 0
CR | Storage | 20 | KEAR_1 | 0.01 | 0.01 | 0 | 0
CR | Storage | 20 | KEAR_3 | 19.61 | 17.02 | 0 | 0
CR | Storage | 20 | KEIT_P | 0.01 | 0.01 | 0 | 0
CR | Storage | 20 | KEMS_1 | 0.13 | 0.11 | 0 | 0
CR | Storage | 20 | KIBY_1 | 40 | 34.72 | 0 | 0
CR | Storage | 20 | KILS | 0.01 | 0.01 | 0 | 0
CR | Storage | 20 | KINO_1 | 29.06 | 25.22 | 0 | 0
CR | Storage | 20 | KINT_P | 0.01 | 0.01 | 0 | 0
CR | Storage | 20 | KIRKB1 | 0.01 | 0.01 | 0 | 0
CR | Storage | 20 | KITW_1 | 0.01 | 0.01 | 0 | 0
CR | Storage | 20 | KNAR | 0.01 | 0.01 | 0 | 0
CR | Storage | 20 | LACK_6 | 6.04 | 5.24 | 0 | 0
CR | Storage | 20 | LALE1SG003 | 0.01 | 0.01 | 0 | 0
CR | Storage | 20 | LAND1 | 2.65 | 2.3 | 0 | 0
CR | Storage | 20 | LEGA_1 | 0.05 | 0.04 | 0 | 0
CR | Storage | 20 | LEVE | 0.01 | 0.01 | 0 | 0
CR | Storage | 20 | LING | 0.02 | 0.02 | 0 | 0
CR | Storage | 20 | LINM | 0.03 | 0.03 | 0 | 0
CR | Storage | 20 | LISD_1 | 0.01 | 0.01 | 0 | 0
CR | Storage | 20 | LITT_C | 0.01 | 0.01 | 0 | 0
CR | Storage | 20 | LITT_J | 0.01 | 0.01 | 0 | 0
CR | Storage | 20 | LOUD_H | 0.01 | 0.01 | 0 | 0
CR | Storage | 20 | LOVE_1 | 0.12 | 0.1 | 0 | 0
CR | Storage | 20 | MACC_3 | 0.03 | 0.03 | 0 | 0
CR | Storage | 20 | MACD_P | 0.02 | 0.02 | 0 | 0
CR | Storage | 20 | MAGA_6 | 0.03 | 0.03 | 0 | 0
CR | Storage | 20 | MANN_1 | 0.19 | 0.16 | 0 | 0
CR | Storage | 20 | MELK_1 | 0.21 | 0.18 | 0 | 0
CR | Storage | 20 | MILH_1 | 0.01 | 0.01 | 0 | 0
CR | Storage | 20 | MITY_1 | 50.2 | 43.57 | 0 | 0
CR | Storage | 20 | MYBS_P | 0.01 | 0.01 | 0 | 0
CR | Storage | 20 | NECE_1 | 0.03 | 0.03 | 0 | 0
CR | Storage | 20 | NEEP_3 | 0.02 | 0.02 | 0 | 0
CR | Storage | 20 | NEWX_6 | 0.02 | 0.02 | 0 | 0
CR | Storage | 20 | NFLE | 0.06 | 0.05 | 0 | 0
CR | Storage | 20 | NHYD_6 | 0.01 | 0.01 | 0 | 0
CR | Storage | 20 | NINF_1 | 38.53 | 33.44 | 0 | 0
CR | Storage | 20 | NORL_3 | 0.01 | 0.01 | 0 | 0
CR | Storage | 20 | NORM_1 | 0.38 | 0.33 | 0 | 0
CR | Storage | 20 | NORT_1 | 50.02 | 43.42 | 0 | 0
CR | Storage | 20 | NURS_1 | 0.12 | 0.1 | 0 | 0
CR | Storage | 20 | OCKH_1 | 0.02 | 0.02 | 0 | 0
CR | Storage | 20 | OFFE_3 | 0.01 | 0.01 | 0 | 0
CR | Storage | 20 | OLDB_1 | 0.02 | 0.02 | 0 | 0
CR | Storage | 20 | OSBA_1 | 0.04 | 0.03 | 0 | 0
CR | Storage | 20 | PADIB1 | 0.05 | 0.04 | 0 | 0
CR | Storage | 20 | PEHS_P | 1 | 0.87 | 0 | 0
CR | Storage | 20 | PELH_1 | 50.05 | 43.44 | 0 | 0
CR | Storage | 20 | PEMB_1 | 0.17 | 0.15 | 0 | 0
CR | Storage | 20 | PENE_1 | 0.03 | 0.03 | 0 | 0
CR | Storage | 20 | PENN_1 | 48 | 41.66 | 0 | 0
CR | Storage | 20 | PENT_1 | 0.14 | 0.12 | 0 | 0
CR | Storage | 20 | PENW_1 | 1.23 | 1.07 | 0 | 0
CR | Storage | 20 | PITS_3 | 0.01 | 0.01 | 0 | 0
CR | Storage | 20 | POPP_3 | 0.01 | 0.01 | 0 | 0
CR | Storage | 20 | PORA_P | 0.01 | 0.01 | 0 | 0
CR | Storage | 20 | PYLE_1 | 4.07 | 3.53 | 0 | 0
CR | Storage | 20 | RASS_1 | 0.16 | 0.14 | 0 | 0
CR | Storage | 20 | RATS_1 | 0.06 | 0.05 | 0 | 0
CR | Storage | 20 | RAYL_1 | 10.15 | 8.81 | 0 | 0
CR | Storage | 20 | REBR_3 | 0.01 | 0.01 | 0 | 0
CR | Storage | 20 | REDH | 0.01 | 0.01 | 0 | 0
CR | Storage | 20 | RICH1 | 0.06 | 0.05 | 0 | 0
CR | Storage | 20 | ROCH_1 | 5.05 | 4.38 | 0 | 0
CR | Storage | 20 | RUGEB1 | 0.08 | 0.07 | 0 | 0
CR | Storage | 20 | RYEH_1 | 0.05 | 0.04 | 0 | 0
CR | Storage | 20 | SALH_1 | 0.04 | 0.03 | 0 | 0
CR | Storage | 20 | SALT_1 | 0.06 | 0.05 | 0 | 0
CR | Storage | 20 | SBAR | 31.65 | 27.47 | 0 | 0
CR | Storage | 20 | SEAB1 | 17.17 | 14.9 | 0 | 0
CR | Storage | 20 | SELL_1 | 0.15 | 0.13 | 0 | 0
CR | Storage | 20 | SFEG_P | 0.01 | 0.01 | 0 | 0
CR | Storage | 20 | SHEC_3 | 0.01 | 0.01 | 0 | 0
CR | Storage | 20 | SHRW_1 | 0.1 | 0.09 | 0 | 0
CR | Storage | 20 | SKLGB1 | 0.01 | 0.01 | 0 | 0
CR | Storage | 20 | SMAN_1 | 0.01 | 0.01 | 0 | 0
CR | Storage | 20 | SPEN_1 | 0.06 | 0.05 | 0 | 0
CR | Storage | 20 | SSHI_3 | 35.01 | 30.39 | 0 | 0
CR | Storage | 20 | STAH_1 | 0.03 | 0.03 | 0 | 0
CR | Storage | 20 | STAL_1 | 0.03 | 0.03 | 0 | 0
CR | Storage | 20 | STAY_1 | 0.28 | 0.24 | 0 | 0
CR | Storage | 20 | STEN_1 | 0.03 | 0.03 | 0 | 0
CR | Storage | 20 | STES_1 | 0.04 | 0.03 | 0 | 0
CR | Storage | 20 | STHA | 0.01 | 0.01 | 0 | 0
CR | Storage | 20 | STIR | 0.01 | 0.01 | 0 | 0
CR | Storage | 20 | STRI_P | 0.01 | 0.01 | 0 | 0
CR | Storage | 20 | SUND_1 | 12.11 | 10.51 | 0 | 0
CR | Storage | 20 | SWAN_1 | 0.19 | 0.16 | 0 | 0
CR | Storage | 20 | TAUN1 | 0.05 | 0.04 | 0 | 0
CR | Storage | 20 | TAYN_P | 0.01 | 0.01 | 0 | 0
CR | Storage | 20 | TEMP_3 | 0.01 | 0.01 | 0 | 0
CR | Storage | 20 | THOM_6 | 0.06 | 0.05 | 0 | 0
CR | Storage | 20 | THSO_P | 2.02 | 1.75 | 0 | 0
CR | Storage | 20 | THUR_6 | 0.02 | 0.02 | 0 | 0
CR | Storage | 20 | TILBB_1 | 0.13 | 0.11 | 0 | 0
CR | Storage | 20 | TOTT_1 | 0.01 | 0.01 | 0 | 0
CR | Storage | 20 | TRAW_1 | 0.09 | 0.08 | 0 | 0
CR | Storage | 20 | TYNE_1 | 0.01 | 0.01 | 0 | 0
CR | Storage | 20 | TYNE_2 | 0.01 | 0.01 | 0 | 0
CR | Storage | 20 | UPPB_1 | 0.04 | 0.03 | 0 | 0
CR | Storage | 20 | UPPB_3 | 0.02 | 0.02 | 0 | 0
CR | Storage | 20 | USKM_1 | 29.61 | 25.7 | 0 | 0
CR | Storage | 20 | WALH_1 | 20.13 | 17.47 | 0 | 0
CR | Storage | 20 | WALP_1 | 0.17 | 0.15 | 0 | 0
CR | Storage | 20 | WALP_B | 50.11 | 43.5 | 0 | 0
CR | Storage | 20 | WARL_1 | 0.13 | 0.11 | 0 | 0
CR | Storage | 20 | WATFS_1 | 0.01 | 0.01 | 0 | 0
CR | Storage | 20 | WBOL_6 | 2.81 | 2.44 | 0 | 0
CR | Storage | 20 | WBUR_1 | 9.91 | 8.6 | 0 | 0
CR | Storage | 20 | WFIE | 0.01 | 0.01 | 0 | 0
CR | Storage | 20 | WHAM_1 | 0.01 | 0.01 | 0 | 0
CR | Storage | 20 | WHGA_1 | 6.01 | 5.22 | 0 | 0
CR | Storage | 20 | WIBA_3 | 0.01 | 0.01 | 0 | 0
CR | Storage | 20 | WIEN_1 | 2.02 | 1.75 | 0 | 0
CR | Storage | 20 | WILL_1 | 0.03 | 0.03 | 0 | 0
CR | Storage | 20 | WIMBN1 | 0.02 | 0.02 | 0 | 0
CR | Storage | 20 | WIMBS1 | 0.02 | 0.02 | 0 | 0
CR | Storage | 20 | WISH | 0.01 | 0.01 | 0 | 0
CR | Storage | 20 | WMEL_1 | 0.01 | 0.01 | 0 | 0
CR | Storage | 20 | WTHU31 | 0.01 | 0.01 | 0 | 0
CR | Storage | 20 | WWEY_1 | 0.01 | 0.01 | 0 | 0
CR | Storage | 20 | WYLF_1 | 0.09 | 0.08 | 0 | 0
CR | Storage | 20 | WYMOM_1 | 0.05 | 0.04 | 0 | 0
CR | Storage | 21 | ABHA1 | 20.11 | 17.46 | 0 | 0
CR | Storage | 21 | ABNE_P | 0.01 | 0.01 | 0 | 0
CR | Storage | 21 | ABTH_1 | 0.01 | 0.01 | 0 | 0
CR | Storage | 21 | ALST_3 | 0.01 | 0.01 | 0 | 0
CR | Storage | 21 | ALVE1 | 4.18 | 3.63 | 0 | 0
CR | Storage | 21 | ARMO_P | 0.02 | 0.02 | 0 | 0
CR | Storage | 21 | AXMI1 | 3.64 | 3.16 | 0 | 0
CR | Storage | 21 | BAGA | 0.03 | 0.03 | 0 | 0
CR | Storage | 21 | BARKC1 | 0.01 | 0.01 | 0 | 0
CR | Storage | 21 | BEDDT1 | 0.01 | 0.01 | 0 | 0
CR | Storage | 21 | BEDD_1 | 7.51 | 6.52 | 0 | 0
CR | Storage | 21 | BERW | 0.06 | 0.05 | 0 | 0
CR | Storage | 21 | BESW_1 | 0.02 | 0.02 | 0 | 0
CR | Storage | 21 | BICF_1 | 20.71 | 17.98 | 0 | 0
CR | Storage | 21 | BIRK_1 | 0.39 | 0.34 | 0 | 0
CR | Storage | 21 | BISW_1 | 0.01 | 0.01 | 0 | 0
CR | Storage | 21 | BLYTB1 | 0.14 | 0.12 | 0 | 0
CR | Storage | 21 | BLYTH132 | 0.09 | 0.08 | 0 | 0
CR | Storage | 21 | BOLN_1 | 10.02 | 8.7 | 0 | 0
CR | Storage | 21 | BONN | 0.01 | 0.01 | 0 | 0
CR | Storage | 21 | BOTW_1 | 0.09 | 0.08 | 0 | 0
CR | Storage | 21 | BRAI_1 | 39.74 | 34.49 | 0 | 0
CR | Storage | 21 | BRAW_1 | 0.02 | 0.02 | 0 | 0
CR | Storage | 21 | BRED_1 | 0.01 | 0.01 | 0 | 0
CR | Storage | 21 | BRFO_1 | 0.07 | 0.06 | 0 | 0
CR | Storage | 21 | BRIM_1 | 0.04 | 0.03 | 0 | 0
CR | Storage | 21 | BRLE_1 | 0.04 | 0.03 | 0 | 0
CR | Storage | 21 | BROX | 20 | 17.36 | 0 | 0
CR | Storage | 21 | BRWA1 | 0.15 | 0.13 | 0 | 0
CR | Storage | 21 | BURM_1 | 0.44 | 0.38 | 0 | 0
CR | Storage | 21 | BUSH_1 | 0.01 | 0.01 | 0 | 0
CR | Storage | 21 | BUST_1 | 0.02 | 0.02 | 0 | 0
CR | Storage | 21 | CAMB_01 | 0.02 | 0.02 | 0 | 0
CR | Storage | 21 | CANTN1 | 0.35 | 0.3 | 0 | 0
CR | Storage | 21 | CAPEA1 | 10.01 | 8.69 | 0 | 0
CR | Storage | 21 | CARE_1 | 0.01 | 0.01 | 0 | 0
CR | Storage | 21 | CARR_1 | 10.01 | 8.69 | 0 | 0
CR | Storage | 21 | CELL_1 | 20.06 | 17.41 | 0 | 0
CR | Storage | 21 | CHAP | 0.02 | 0.02 | 0 | 0
CR | Storage | 21 | CHIC_1 | 0.14 | 0.12 | 0 | 0
CR | Storage | 21 | CHSI_1 | 6.01 | 5.22 | 0 | 0
CR | Storage | 21 | CHTE_1 | 31.62 | 27.45 | 0 | 0
CR | Storage | 21 | CLT03 | 0.03 | 0.03 | 0 | 0
CR | Storage | 21 | CONQA1 | 0.05 | 0.04 | 0 | 0
CR | Storage | 21 | COVE_1 | 0.03 | 0.03 | 0 | 0
CR | Storage | 21 | COWL_1 | 0.15 | 0.13 | 0 | 0
CR | Storage | 21 | COYL | 0.04 | 0.03 | 0 | 0
CR | Storage | 21 | CREB_1 | 28.11 | 24.4 | 0 | 0
CR | Storage | 21 | CUMB | 0.01 | 0.01 | 0 | 0
CR | Storage | 21 | DEVO | 0.05 | 0.04 | 0 | 0
CR | Storage | 21 | DOUN_P | 0.01 | 0.01 | 0 | 0
CR | Storage | 21 | DRAK_1 | 50.01 | 43.41 | 0 | 0
CR | Storage | 21 | DRAX_1 | 0.08 | 0.07 | 0 | 0
CR | Storage | 21 | DRCR | 30.02 | 26.06 | 0 | 0
CR | Storage | 21 | DUNB | 0.01 | 0.01 | 0 | 0
CR | Storage | 21 | DYCE_P | 0.01 | 0.01 | 0 | 0
CR | Storage | 21 | EASO_1 | 0.15 | 0.13 | 0 | 0
CR | Storage | 21 | ECCL | 0.02 | 0.02 | 0 | 0
CR | Storage | 21 | ECLA_1 | 0.08 | 0.07 | 0 | 0
CR | Storage | 21 | EKIS | 0.04 | 0.03 | 0 | 0
CR | Storage | 21 | ELLA_1 | 0.01 | 0.01 | 0 | 0
CR | Storage | 21 | ENDE_1 | 4.51 | 3.91 | 0 | 0
CR | Storage | 21 | EXET1 | 0.11 | 0.1 | 0 | 0
CR | Storage | 21 | FAWL_1 | 0.09 | 0.08 | 0 | 0
CR | Storage | 21 | FECK_6 | 7.68 | 6.67 | 0 | 0
CR | Storage | 21 | FERRA2 | 0.02 | 0.02 | 0 | 0
CR | Storage | 21 | FERRB1 | 0.02 | 0.02 | 0 | 0
CR | Storage | 21 | FIDD_P | 0.03 | 0.03 | 0 | 0
CR | Storage | 21 | FIDF_1 | 19.6 | 17.01 | 0 | 0
CR | Storage | 21 | FLEE_1 | 0.04 | 0.03 | 0 | 0
CR | Storage | 21 | FOUR_1 | 0.1 | 0.09 | 0 | 0
CR | Storage | 21 | FROD_1 | 0.04 | 0.03 | 0 | 0
CR | Storage | 21 | GALA | 0.01 | 0.01 | 0 | 0
CR | Storage | 21 | GLLU | 0.05 | 0.04 | 0 | 0
CR | Storage | 21 | GLNI | 0.03 | 0.03 | 0 | 0
CR | Storage | 21 | GREN_1 | 1.45 | 1.26 | 0 | 0
CR | Storage | 21 | GRIW_1 | 0.11 | 0.1 | 0 | 0
CR | Storage | 21 | G_EXTRA_11 | 0.01 | 0.01 | 0 | 0
CR | Storage | 21 | G_EXTRA_12 | 0.01 | 0.01 | 0 | 0
CR | Storage | 21 | G_EXTRA_2 | 0.01 | 0.01 | 0 | 0
CR | Storage | 21 | G_EXTRA_9 | 0.06 | 0.05 | 0 | 0
CR | Storage | 21 | HAMHC1 | 0.02 | 0.02 | 0 | 0
CR | Storage | 21 | HARK_1 | 9.68 | 8.4 | 0 | 0
CR | Storage | 21 | HARM_6 | 0.02 | 0.02 | 0 | 0
CR | Storage | 21 | HAWI | 0.01 | 0.01 | 0 | 0
CR | Storage | 21 | HAWP_6 | 0.03 | 0.03 | 0 | 0
CR | Storage | 21 | HEYS1 | 0.03 | 0.03 | 0 | 0
CR | Storage | 21 | HEYS_1 | 0.07 | 0.06 | 0 | 0
CR | Storage | 21 | HURS_1 | 0.01 | 0.01 | 0 | 0
CR | Storage | 21 | HUTT_1 | 0.13 | 0.11 | 0 | 0
CR | Storage | 21 | IMPK_1 | 0.11 | 0.1 | 0 | 0
CR | Storage | 21 | INDQ1 | 1.17 | 1.02 | 0 | 0
CR | Storage | 21 | INKE | 0.01 | 0.01 | 0 | 0
CR | Storage | 21 | IROA1 | 0.14 | 0.12 | 0 | 0
CR | Storage | 21 | IRONB1 | 0.06 | 0.05 | 0 | 0
CR | Storage | 21 | JORD_3 | 0.01 | 0.01 | 0 | 0
CR | Storage | 21 | KAIM | 0.02 | 0.02 | 0 | 0
CR | Storage | 21 | KEAD_1 | 0.11 | 0.1 | 0 | 0
CR | Storage | 21 | KEAR_3 | 19.6 | 17.01 | 0 | 0
CR | Storage | 21 | KEIT_P | 0.02 | 0.02 | 0 | 0
CR | Storage | 21 | KEMS_1 | 0.1 | 0.09 | 0 | 0
CR | Storage | 21 | KIBY_1 | 40 | 34.72 | 0 | 0
CR | Storage | 21 | KILS | 0.01 | 0.01 | 0 | 0
CR | Storage | 21 | KINO_1 | 29.05 | 25.22 | 0 | 0
CR | Storage | 21 | KINT_P | 0.02 | 0.02 | 0 | 0
CR | Storage | 21 | KIRKB1 | 0.02 | 0.02 | 0 | 0
CR | Storage | 21 | KITW_1 | 0.01 | 0.01 | 0 | 0
CR | Storage | 21 | KNAR | 0.01 | 0.01 | 0 | 0
CR | Storage | 21 | LACK_6 | 6.16 | 5.35 | 0 | 0
CR | Storage | 21 | LAIR_P | 0.01 | 0.01 | 0 | 0
CR | Storage | 21 | LAND1 | 2.61 | 2.27 | 0 | 0
CR | Storage | 21 | LEGA_1 | 0.04 | 0.03 | 0 | 0
CR | Storage | 21 | LEVE | 0.01 | 0.01 | 0 | 0
CR | Storage | 21 | LING | 0.03 | 0.03 | 0 | 0
CR | Storage | 21 | LINM | 0.05 | 0.04 | 0 | 0
CR | Storage | 21 | LISD_1 | 0.01 | 0.01 | 0 | 0
CR | Storage | 21 | LITT_C | 0.01 | 0.01 | 0 | 0
CR | Storage | 21 | LITT_J | 0.01 | 0.01 | 0 | 0
CR | Storage | 21 | LOVE_1 | 0.09 | 0.08 | 0 | 0
CR | Storage | 21 | MACC_3 | 0.02 | 0.02 | 0 | 0
CR | Storage | 21 | MACD_P | 0.02 | 0.02 | 0 | 0
CR | Storage | 21 | MAGA_6 | 0.02 | 0.02 | 0 | 0
CR | Storage | 21 | MANN_1 | 0.14 | 0.12 | 0 | 0
CR | Storage | 21 | MELK_1 | 10.15 | 8.81 | 0 | 0
CR | Storage | 21 | MITY_1 | 50.15 | 43.53 | 0 | 0
CR | Storage | 21 | MYBS_P | 0.02 | 0.02 | 0 | 0
CR | Storage | 21 | NECE_1 | 0.02 | 0.02 | 0 | 0
CR | Storage | 21 | NEEP_3 | 0.02 | 0.02 | 0 | 0
CR | Storage | 21 | NEWX_6 | 2.01 | 1.74 | 0 | 0
CR | Storage | 21 | NFLE | 0.05 | 0.04 | 0 | 0
CR | Storage | 21 | NINF_1 | 38.52 | 33.44 | 0 | 0
CR | Storage | 21 | NORL_3 | 0.01 | 0.01 | 0 | 0
CR | Storage | 21 | NORM_1 | 0.41 | 0.36 | 0 | 0
CR | Storage | 21 | NORT_1 | 50.03 | 43.43 | 0 | 0
CR | Storage | 21 | NURS_1 | 0.09 | 0.08 | 0 | 0
CR | Storage | 21 | OCKH_1 | 0.01 | 0.01 | 0 | 0
CR | Storage | 21 | OFFE_3 | 0.01 | 0.01 | 0 | 0
CR | Storage | 21 | OLDB_1 | 0.01 | 0.01 | 0 | 0
CR | Storage | 21 | OSBA_1 | 0.03 | 0.03 | 0 | 0
CR | Storage | 21 | PADIB1 | 0.05 | 0.04 | 0 | 0
CR | Storage | 21 | PEHS_P | 1 | 0.87 | 0 | 0
CR | Storage | 21 | PELH_1 | 50.04 | 43.43 | 0 | 0
CR | Storage | 21 | PEMB_1 | 0.13 | 0.11 | 0 | 0
CR | Storage | 21 | PENE_1 | 0.02 | 0.02 | 0 | 0
CR | Storage | 21 | PENN_1 | 97.9 | 84.98 | 0 | 0
CR | Storage | 21 | PENT_1 | 0.23 | 0.2 | 0 | 0
CR | Storage | 21 | PENW_1 | 1.22 | 1.06 | 0 | 0
CR | Storage | 21 | PITS_3 | 0.01 | 0.01 | 0 | 0
CR | Storage | 21 | POPP_3 | 0.01 | 0.01 | 0 | 0
CR | Storage | 21 | PORA_P | 0.01 | 0.01 | 0 | 0
CR | Storage | 21 | PYLE_1 | 4.1 | 3.56 | 0 | 0
CR | Storage | 21 | RASS_1 | 0.12 | 0.1 | 0 | 0
CR | Storage | 21 | RATS_1 | 0.05 | 0.04 | 0 | 0
CR | Storage | 21 | RAYL_1 | 10.13 | 8.79 | 0 | 0
CR | Storage | 21 | REDH | 0.02 | 0.02 | 0 | 0
CR | Storage | 21 | REDM_P | 0.01 | 0.01 | 0 | 0
CR | Storage | 21 | RICH1 | 0.05 | 0.04 | 0 | 0
CR | Storage | 21 | ROCH_1 | 5.08 | 4.41 | 0 | 0
CR | Storage | 21 | RUGEB1 | 0.06 | 0.05 | 0 | 0
CR | Storage | 21 | RYEH_1 | 0.04 | 0.03 | 0 | 0
CR | Storage | 21 | SALH_1 | 0.04 | 0.03 | 0 | 0
CR | Storage | 21 | SALT_1 | 0.07 | 0.06 | 0 | 0
CR | Storage | 21 | SBAR | 31.64 | 27.46 | 0 | 0
CR | Storage | 21 | SEAB1 | 48.84 | 42.39 | 0 | 0
CR | Storage | 21 | SELL_1 | 0.13 | 0.11 | 0 | 0
CR | Storage | 21 | SFEG_P | 0.01 | 0.01 | 0 | 0
CR | Storage | 21 | SHEC_3 | 0.01 | 0.01 | 0 | 0
CR | Storage | 21 | SHRW_1 | 0.1 | 0.09 | 0 | 0
CR | Storage | 21 | SIGH | 49.98 | 43.38 | 0 | 0
CR | Storage | 21 | SKLGB1 | 0.01 | 0.01 | 0 | 0
CR | Storage | 21 | SMAN_1 | 0.01 | 0.01 | 0 | 0
CR | Storage | 21 | SPEN_1 | 0.06 | 0.05 | 0 | 0
CR | Storage | 21 | SSHI_3 | 35.01 | 30.39 | 0 | 0
CR | Storage | 21 | STAH_1 | 0.02 | 0.02 | 0 | 0
CR | Storage | 21 | STAL_1 | 0.02 | 0.02 | 0 | 0
CR | Storage | 21 | STAY_1 | 0.21 | 0.18 | 0 | 0
CR | Storage | 21 | STEN_1 | 0.02 | 0.02 | 0 | 0
CR | Storage | 21 | STES_1 | 0.04 | 0.03 | 0 | 0
CR | Storage | 21 | STHA | 0.02 | 0.02 | 0 | 0
CR | Storage | 21 | STIR | 0.02 | 0.02 | 0 | 0
CR | Storage | 21 | STRI_P | 0.02 | 0.02 | 0 | 0
CR | Storage | 21 | SUND_1 | 12.08 | 10.49 | 0 | 0
CR | Storage | 21 | SWAN_1 | 0.18 | 0.16 | 0 | 0
CR | Storage | 21 | TAUN1 | 0.04 | 0.03 | 0 | 0
CR | Storage | 21 | TAYN_P | 0.01 | 0.01 | 0 | 0
CR | Storage | 21 | TEMP_3 | 0.01 | 0.01 | 0 | 0
CR | Storage | 21 | THOM_6 | 0.07 | 0.06 | 0 | 0
CR | Storage | 21 | THSO_P | 2.03 | 1.76 | 0 | 0
CR | Storage | 21 | THUR_6 | 0.03 | 0.03 | 0 | 0
CR | Storage | 21 | TILBB_1 | 9.1 | 7.9 | 0 | 0
CR | Storage | 21 | TRAW_1 | 0.12 | 0.1 | 0 | 0
CR | Storage | 21 | TYNE_1 | 0.01 | 0.01 | 0 | 0
CR | Storage | 21 | TYNE_2 | 0.01 | 0.01 | 0 | 0
CR | Storage | 21 | UPPB_1 | 0.06 | 0.05 | 0 | 0
CR | Storage | 21 | UPPB_3 | 0.02 | 0.02 | 0 | 0
CR | Storage | 21 | USKM_1 | 29.61 | 25.7 | 0 | 0
CR | Storage | 21 | WALH_1 | 20.1 | 17.45 | 0 | 0
CR | Storage | 21 | WALP_1 | 0.19 | 0.16 | 0 | 0
CR | Storage | 21 | WALP_B | 50.09 | 43.48 | 0 | 0
CR | Storage | 21 | WARL_1 | 10.09 | 8.76 | 0 | 0
CR | Storage | 21 | WBOL_6 | 2.81 | 2.44 | 0 | 0
CR | Storage | 21 | WBUR_1 | 9.88 | 8.58 | 0 | 0
CR | Storage | 21 | WFIE | 0.02 | 0.02 | 0 | 0
CR | Storage | 21 | WHGA_1 | 36 | 31.25 | 0 | 0
CR | Storage | 21 | WIBA_3 | 0.01 | 0.01 | 0 | 0
CR | Storage | 21 | WIEN_1 | 48.01 | 41.67 | 0 | 0
CR | Storage | 21 | WILL_1 | 0.03 | 0.03 | 0 | 0
CR | Storage | 21 | WIMBN1 | 0.01 | 0.01 | 0 | 0
CR | Storage | 21 | WIMBS1 | 0.01 | 0.01 | 0 | 0
CR | Storage | 21 | WISH | 0.01 | 0.01 | 0 | 0
CR | Storage | 21 | WMEL_1 | 0.01 | 0.01 | 0 | 0
CR | Storage | 21 | WWEY_1 | 0.01 | 0.01 | 0 | 0
CR | Storage | 21 | WYLF_1 | 0.08 | 0.07 | 0 | 0
CR | Storage | 21 | WYMOM_1 | 0.04 | 0.03 | 0 | 0
CR | Storage | 22 | ABHA1 | 20.12 | 17.46 | 0 | 0
CR | Storage | 22 | ABNE_P | 0.01 | 0.01 | 0 | 0
CR | Storage | 22 | ABTH_1 | 0.01 | 0.01 | 0 | 0
CR | Storage | 22 | ALST_3 | 0.01 | 0.01 | 0 | 0
CR | Storage | 22 | ALVE1 | 4.2 | 3.65 | 0 | 0
CR | Storage | 22 | ARMO_P | 0.02 | 0.02 | 0 | 0
CR | Storage | 22 | AXMI1 | 3.66 | 3.18 | 0 | 0
CR | Storage | 22 | BAGA | 0.04 | 0.03 | 0 | 0
CR | Storage | 22 | BARKC1 | 0.01 | 0.01 | 0 | 0
CR | Storage | 22 | BARKW3 | 0.01 | 0.01 | 0 | 0
CR | Storage | 22 | BEDDT1 | 0.01 | 0.01 | 0 | 0
CR | Storage | 22 | BEDD_1 | 7.51 | 6.52 | 0 | 0
CR | Storage | 22 | BERW | 0.07 | 0.06 | 0 | 0
CR | Storage | 22 | BESW_1 | 0.03 | 0.03 | 0 | 0
CR | Storage | 22 | BICF_1 | 40.34 | 35.02 | 0 | 0
CR | Storage | 22 | BIRK_1 | 0.01 | 0.01 | 0 | 0
CR | Storage | 22 | BISW_1 | 0.01 | 0.01 | 0 | 0
CR | Storage | 22 | BLYTB1 | 0.06 | 0.05 | 0 | 0
CR | Storage | 22 | BLYTH132 | 0.1 | 0.09 | 0 | 0
CR | Storage | 22 | BOLN_1 | 10.02 | 8.7 | 0 | 0
CR | Storage | 22 | BONN | 0.02 | 0.02 | 0 | 0
CR | Storage | 22 | BOTW_1 | 0.1 | 0.09 | 0 | 0
CR | Storage | 22 | BRAI_1 | 39.74 | 34.49 | 0 | 0
CR | Storage | 22 | BRAW_1 | 0.02 | 0.02 | 0 | 0
CR | Storage | 22 | BRED_1 | 0.01 | 0.01 | 0 | 0
CR | Storage | 22 | BRFO_1 | 0.05 | 0.04 | 0 | 0
CR | Storage | 22 | BRIM_1 | 0.04 | 0.03 | 0 | 0
CR | Storage | 22 | BRLE_1 | 0.05 | 0.04 | 0 | 0
CR | Storage | 22 | BROX | 20 | 17.36 | 0 | 0
CR | Storage | 22 | BRWA1 | 0.18 | 0.16 | 0 | 0
CR | Storage | 22 | BURM_1 | 0.51 | 0.44 | 0 | 0
CR | Storage | 22 | BUSH_1 | 0.02 | 0.02 | 0 | 0
CR | Storage | 22 | BUST_1 | 0.03 | 0.03 | 0 | 0
CR | Storage | 22 | CAMB_01 | 0.02 | 0.02 | 0 | 0
CR | Storage | 22 | CANTN1 | 0.05 | 0.04 | 0 | 0
CR | Storage | 22 | CAPEA1 | 10.01 | 8.69 | 0 | 0
CR | Storage | 22 | CARE_1 | 0.01 | 0.01 | 0 | 0
CR | Storage | 22 | CARR_1 | 10.01 | 8.69 | 0 | 0
CR | Storage | 22 | CELL_1 | 20.07 | 17.42 | 0 | 0
CR | Storage | 22 | CHAP | 0.02 | 0.02 | 0 | 0
CR | Storage | 22 | CHIC_1 | 0.16 | 0.14 | 0 | 0
CR | Storage | 22 | CHSI_1 | 6.01 | 5.22 | 0 | 0
CR | Storage | 22 | CHTE_1 | 31.62 | 27.45 | 0 | 0
CR | Storage | 22 | CLT03 | 0.04 | 0.03 | 0 | 0
CR | Storage | 22 | CONQA1 | 0.05 | 0.04 | 0 | 0
CR | Storage | 22 | COVE_1 | 0.04 | 0.03 | 0 | 0
CR | Storage | 22 | COWL_1 | 0.18 | 0.16 | 0 | 0
CR | Storage | 22 | COYL | 0.04 | 0.03 | 0 | 0
CR | Storage | 22 | CREB_1 | 28.12 | 24.41 | 0 | 0
CR | Storage | 22 | CUMB | 0.01 | 0.01 | 0 | 0
CR | Storage | 22 | DEVO | 0.05 | 0.04 | 0 | 0
CR | Storage | 22 | DOUN_P | 0.01 | 0.01 | 0 | 0
CR | Storage | 22 | DRAK_1 | 50.01 | 43.41 | 0 | 0
CR | Storage | 22 | DRAX_1 | 0.09 | 0.08 | 0 | 0
CR | Storage | 22 | DRCR | 30.02 | 26.06 | 0 | 0
CR | Storage | 22 | DUNB | 0.01 | 0.01 | 0 | 0
CR | Storage | 22 | DYCE_P | 0.01 | 0.01 | 0 | 0
CR | Storage | 22 | EASO_1 | 0.17 | 0.15 | 0 | 0
CR | Storage | 22 | ECCL | 0.02 | 0.02 | 0 | 0
CR | Storage | 22 | ECLA_1 | 0.09 | 0.08 | 0 | 0
CR | Storage | 22 | EKIS | 0.05 | 0.04 | 0 | 0
CR | Storage | 22 | ELLA_1 | 0.01 | 0.01 | 0 | 0
CR | Storage | 22 | ELST_1 | 0.01 | 0.01 | 0 | 0
CR | Storage | 22 | ENDE_1 | 4.52 | 3.92 | 0 | 0
CR | Storage | 22 | EXET1 | 0.12 | 0.1 | 0 | 0
CR | Storage | 22 | FAWL_1 | 0.1 | 0.09 | 0 | 0
CR | Storage | 22 | FECK_6 | 7.69 | 6.67 | 0 | 0
CR | Storage | 22 | FERRA2 | 0.02 | 0.02 | 0 | 0
CR | Storage | 22 | FERRB1 | 0.02 | 0.02 | 0 | 0
CR | Storage | 22 | FIDD_P | 0.03 | 0.03 | 0 | 0
CR | Storage | 22 | FIDF_1 | 19.6 | 17.01 | 0 | 0
CR | Storage | 22 | FLEE_1 | 0.04 | 0.03 | 0 | 0
CR | Storage | 22 | FOUR_1 | 0.11 | 0.1 | 0 | 0
CR | Storage | 22 | FROD_1 | 0.04 | 0.03 | 0 | 0
CR | Storage | 22 | GALA | 0.01 | 0.01 | 0 | 0
CR | Storage | 22 | GLLU | 0.05 | 0.04 | 0 | 0
CR | Storage | 22 | GLNI | 0.03 | 0.03 | 0 | 0
CR | Storage | 22 | GREN_1 | 1.5 | 1.3 | 0 | 0
CR | Storage | 22 | GRIW_1 | 3.12 | 2.71 | 0 | 0
CR | Storage | 22 | G_EXTRA_11 | 0.01 | 0.01 | 0 | 0
CR | Storage | 22 | G_EXTRA_12 | 0.01 | 0.01 | 0 | 0
CR | Storage | 22 | G_EXTRA_2 | 0.01 | 0.01 | 0 | 0
CR | Storage | 22 | G_EXTRA_9 | 0.07 | 0.06 | 0 | 0
CR | Storage | 22 | HACK_1 | 0.01 | 0.01 | 0 | 0
CR | Storage | 22 | HACK_6 | 0.01 | 0.01 | 0 | 0
CR | Storage | 22 | HAMHC1 | 0.03 | 0.03 | 0 | 0
CR | Storage | 22 | HARK_1 | 9.69 | 8.41 | 0 | 0
CR | Storage | 22 | HARM_6 | 0.03 | 0.03 | 0 | 0
CR | Storage | 22 | HAWI | 0.01 | 0.01 | 0 | 0
CR | Storage | 22 | HAWP_6 | 0.03 | 0.03 | 0 | 0
CR | Storage | 22 | HEYS1 | 0.03 | 0.03 | 0 | 0
CR | Storage | 22 | HEYS_1 | 0.08 | 0.07 | 0 | 0
CR | Storage | 22 | HURS_1 | 0.01 | 0.01 | 0 | 0
CR | Storage | 22 | HUTT_1 | 0.15 | 0.13 | 0 | 0
CR | Storage | 22 | IMPK_1 | 0.13 | 0.11 | 0 | 0
CR | Storage | 22 | INDQ1 | 1.19 | 1.03 | 0 | 0
CR | Storage | 22 | INKE | 0.01 | 0.01 | 0 | 0
CR | Storage | 22 | IROA1 | 0.16 | 0.14 | 0 | 0
CR | Storage | 22 | IRONB1 | 0.07 | 0.06 | 0 | 0
CR | Storage | 22 | IVER_1 | 1.01 | 0.88 | 0 | 0
CR | Storage | 22 | IVER_6 | 0.01 | 0.01 | 0 | 0
CR | Storage | 22 | JORD_3 | 0.01 | 0.01 | 0 | 0
CR | Storage | 22 | KAIM | 0.02 | 0.02 | 0 | 0
CR | Storage | 22 | KEAD_1 | 0.12 | 0.1 | 0 | 0
CR | Storage | 22 | KEAR_1 | 0.01 | 0.01 | 0 | 0
CR | Storage | 22 | KEAR_3 | 19.61 | 17.02 | 0 | 0
CR | Storage | 22 | KEIT_P | 0.02 | 0.02 | 0 | 0
CR | Storage | 22 | KEMS_1 | 0.12 | 0.1 | 0 | 0
CR | Storage | 22 | KIBY_1 | 40 | 34.72 | 0 | 0
CR | Storage | 22 | KILS | 0.01 | 0.01 | 0 | 0
CR | Storage | 22 | KINO_1 | 29.05 | 25.22 | 0 | 0
CR | Storage | 22 | KINT_P | 0.02 | 0.02 | 0 | 0
CR | Storage | 22 | KIRKB1 | 0.02 | 0.02 | 0 | 0
CR | Storage | 22 | KITW_1 | 0.01 | 0.01 | 0 | 0
CR | Storage | 22 | KNAR | 0.01 | 0.01 | 0 | 0
CR | Storage | 22 | LACK_6 | 6.03 | 5.23 | 0 | 0
CR | Storage | 22 | LAIR_P | 0.01 | 0.01 | 0 | 0
CR | Storage | 22 | LALE1SG003 | 0.01 | 0.01 | 0 | 0
CR | Storage | 22 | LAND1 | 2.63 | 2.28 | 0 | 0
CR | Storage | 22 | LEGA_1 | 0.04 | 0.03 | 0 | 0
CR | Storage | 22 | LEVE | 0.01 | 0.01 | 0 | 0
CR | Storage | 22 | LING | 0.03 | 0.03 | 0 | 0
CR | Storage | 22 | LINM | 0.05 | 0.04 | 0 | 0
CR | Storage | 22 | LISD_1 | 0.01 | 0.01 | 0 | 0
CR | Storage | 22 | LITT_C | 0.01 | 0.01 | 0 | 0
CR | Storage | 22 | LITT_J | 0.01 | 0.01 | 0 | 0
CR | Storage | 22 | LOUD_H | 0.01 | 0.01 | 0 | 0
CR | Storage | 22 | LOVE_1 | 7.6 | 6.6 | 0 | 0
CR | Storage | 22 | MACC_3 | 0.02 | 0.02 | 0 | 0
CR | Storage | 22 | MACD_P | 0.03 | 0.03 | 0 | 0
CR | Storage | 22 | MAGA_6 | 0.03 | 0.03 | 0 | 0
CR | Storage | 22 | MANN_1 | 7.66 | 6.65 | 0 | 0
CR | Storage | 22 | MELK_1 | 60.17 | 52.23 | 0 | 0
CR | Storage | 22 | MILH_1 | 0.01 | 0.01 | 0 | 0
CR | Storage | 22 | MITY_1 | 50.17 | 43.55 | 0 | 0
CR | Storage | 22 | MYBS_P | 0.02 | 0.02 | 0 | 0
CR | Storage | 22 | NECE_1 | 0.03 | 0.03 | 0 | 0
CR | Storage | 22 | NEEP_3 | 0.02 | 0.02 | 0 | 0
CR | Storage | 22 | NEWX_6 | 2.01 | 1.74 | 0 | 0
CR | Storage | 22 | NFLE | 0.05 | 0.04 | 0 | 0
CR | Storage | 22 | NHYD_6 | 0.01 | 0.01 | 0 | 0
CR | Storage | 22 | NINF_1 | 38.53 | 33.44 | 0 | 0
CR | Storage | 22 | NORL_3 | 0.01 | 0.01 | 0 | 0
CR | Storage | 22 | NORM_1 | 0.33 | 0.29 | 0 | 0
CR | Storage | 22 | NORT_1 | 50.03 | 43.43 | 0 | 0
CR | Storage | 22 | NURS_1 | 0.1 | 0.09 | 0 | 0
CR | Storage | 22 | OCKH_1 | 0.01 | 0.01 | 0 | 0
CR | Storage | 22 | OFFE_3 | 0.01 | 0.01 | 0 | 0
CR | Storage | 22 | OLDB_1 | 0.01 | 0.01 | 0 | 0
CR | Storage | 22 | OSBA_1 | 0.03 | 0.03 | 0 | 0
CR | Storage | 22 | PADIB1 | 0.06 | 0.05 | 0 | 0
CR | Storage | 22 | PEHS_P | 1 | 0.87 | 0 | 0
CR | Storage | 22 | PELH_1 | 50.04 | 43.43 | 0 | 0
CR | Storage | 22 | PEMB_1 | 0.15 | 0.13 | 0 | 0
CR | Storage | 22 | PENE_1 | 0.02 | 0.02 | 0 | 0
CR | Storage | 22 | PENN_1 | 97.9 | 84.98 | 0 | 0
CR | Storage | 22 | PENT_1 | 0.12 | 0.1 | 0 | 0
CR | Storage | 22 | PENW_1 | 1.22 | 1.06 | 0 | 0
CR | Storage | 22 | PITS_3 | 0.01 | 0.01 | 0 | 0
CR | Storage | 22 | POPP_3 | 0.01 | 0.01 | 0 | 0
CR | Storage | 22 | PORA_P | 0.01 | 0.01 | 0 | 0
CR | Storage | 22 | PYLE_1 | 4.11 | 3.57 | 0 | 0
CR | Storage | 22 | RASS_1 | 0.14 | 0.12 | 0 | 0
CR | Storage | 22 | RATS_1 | 0.05 | 0.04 | 0 | 0
CR | Storage | 22 | RAYL_1 | 10.15 | 8.81 | 0 | 0
CR | Storage | 22 | REBR_3 | 0.01 | 0.01 | 0 | 0
CR | Storage | 22 | REDH | 0.02 | 0.02 | 0 | 0
CR | Storage | 22 | REDM_P | 0.01 | 0.01 | 0 | 0
CR | Storage | 22 | RICH1 | 0.05 | 0.04 | 0 | 0
CR | Storage | 22 | ROCH_1 | 5.09 | 4.42 | 0 | 0
CR | Storage | 22 | RUGEB1 | 0.07 | 0.06 | 0 | 0
CR | Storage | 22 | RYEH_1 | 0.04 | 0.03 | 0 | 0
CR | Storage | 22 | SALH_1 | 0.04 | 0.03 | 0 | 0
CR | Storage | 22 | SALT_1 | 0.08 | 0.07 | 0 | 0
CR | Storage | 22 | SBAR | 31.65 | 27.47 | 0 | 0
CR | Storage | 22 | SEAB1 | 48.86 | 42.41 | 0 | 0
CR | Storage | 22 | SELL_1 | 0.15 | 0.13 | 0 | 0
CR | Storage | 22 | SFEG_P | 0.01 | 0.01 | 0 | 0
CR | Storage | 22 | SHEC_3 | 0.01 | 0.01 | 0 | 0
CR | Storage | 22 | SHRW_1 | 0.11 | 0.1 | 0 | 0
CR | Storage | 22 | SIGH | 49.98 | 43.38 | 0 | 0
CR | Storage | 22 | SKLGB1 | 0.01 | 0.01 | 0 | 0
CR | Storage | 22 | SMAN_1 | 0.01 | 0.01 | 0 | 0
CR | Storage | 22 | SPEN_1 | 0.07 | 0.06 | 0 | 0
CR | Storage | 22 | SSHI_3 | 35.01 | 30.39 | 0 | 0
CR | Storage | 22 | STAH_1 | 0.02 | 0.02 | 0 | 0
CR | Storage | 22 | STAL_1 | 0.02 | 0.02 | 0 | 0
CR | Storage | 22 | STAY_1 | 0.25 | 0.22 | 0 | 0
CR | Storage | 22 | STEN_1 | 0.02 | 0.02 | 0 | 0
CR | Storage | 22 | STES_1 | 0.04 | 0.03 | 0 | 0
CR | Storage | 22 | STHA | 0.02 | 0.02 | 0 | 0
CR | Storage | 22 | STIR | 0.02 | 0.02 | 0 | 0
CR | Storage | 22 | STRI_P | 0.02 | 0.02 | 0 | 0
CR | Storage | 22 | SUND_1 | 12.09 | 10.49 | 0 | 0
CR | Storage | 22 | SWAN_1 | 0.2 | 0.17 | 0 | 0
CR | Storage | 22 | TAUN1 | 0.04 | 0.03 | 0 | 0
CR | Storage | 22 | TAYN_P | 0.01 | 0.01 | 0 | 0
CR | Storage | 22 | TEMP_3 | 0.01 | 0.01 | 0 | 0
CR | Storage | 22 | THOM_6 | 0.08 | 0.07 | 0 | 0
CR | Storage | 22 | THSO_P | 2.04 | 1.77 | 0 | 0
CR | Storage | 22 | THUR_6 | 0.03 | 0.03 | 0 | 0
CR | Storage | 22 | TILBB_1 | 9.11 | 7.91 | 0 | 0
CR | Storage | 22 | TOTT_1 | 0.01 | 0.01 | 0 | 0
CR | Storage | 22 | TRAW_1 | 0.14 | 0.12 | 0 | 0
CR | Storage | 22 | TYNE_1 | 0.01 | 0.01 | 0 | 0
CR | Storage | 22 | TYNE_2 | 0.01 | 0.01 | 0 | 0
CR | Storage | 22 | UPPB_1 | 0.06 | 0.05 | 0 | 0
CR | Storage | 22 | UPPB_3 | 0.03 | 0.03 | 0 | 0
CR | Storage | 22 | USKM_1 | 29.61 | 25.7 | 0 | 0
CR | Storage | 22 | WALH_1 | 22.61 | 19.63 | 0 | 0
CR | Storage | 22 | WALP_1 | 0.22 | 0.19 | 0 | 0
CR | Storage | 22 | WALP_B | 50.1 | 43.49 | 0 | 0
CR | Storage | 22 | WARL_1 | 10.11 | 8.78 | 0 | 0
CR | Storage | 22 | WATFS_1 | 0.01 | 0.01 | 0 | 0
CR | Storage | 22 | WBOL_6 | 2.81 | 2.44 | 0 | 0
CR | Storage | 22 | WBUR_1 | 9.89 | 8.58 | 0 | 0
CR | Storage | 22 | WFIE | 0.02 | 0.02 | 0 | 0
CR | Storage | 22 | WHAM_1 | 0.01 | 0.01 | 0 | 0
CR | Storage | 22 | WHGA_1 | 36.01 | 31.26 | 0 | 0
CR | Storage | 22 | WIBA_3 | 0.01 | 0.01 | 0 | 0
CR | Storage | 22 | WIEN_1 | 48.01 | 41.67 | 0 | 0
CR | Storage | 22 | WILL_1 | 0.03 | 0.03 | 0 | 0
CR | Storage | 22 | WIMBN1 | 0.01 | 0.01 | 0 | 0
CR | Storage | 22 | WIMBS1 | 0.01 | 0.01 | 0 | 0
CR | Storage | 22 | WISH | 0.01 | 0.01 | 0 | 0
CR | Storage | 22 | WMEL_1 | 20.02 | 17.38 | 0 | 0
CR | Storage | 22 | WTHU31 | 0.01 | 0.01 | 0 | 0
CR | Storage | 22 | WWEY_1 | 0.01 | 0.01 | 0 | 0
CR | Storage | 22 | WYLF_1 | 0.09 | 0.08 | 0 | 0
CR | Storage | 22 | WYMOM_1 | 0.04 | 0.03 | 0 | 0
CR | Storage | 23 | ABHA1 | 20.13 | 17.47 | 0 | 0
CR | Storage | 23 | ABNE_P | 0.01 | 0.01 | 0 | 0
CR | Storage | 23 | ABTH_1 | 0.01 | 0.01 | 0 | 0
CR | Storage | 23 | ALST_3 | 0.01 | 0.01 | 0 | 0
CR | Storage | 23 | ALVE1 | 4.2 | 3.65 | 0 | 0
CR | Storage | 23 | AMEM_1 | 0.01 | 0.01 | 0 | 0
CR | Storage | 23 | ARMO_P | 0.02 | 0.02 | 0 | 0
CR | Storage | 23 | AXMI1 | 3.67 | 3.19 | 0 | 0
CR | Storage | 23 | BAGA | 0.03 | 0.03 | 0 | 0
CR | Storage | 23 | BARKC1 | 0.01 | 0.01 | 0 | 0
CR | Storage | 23 | BARKW3 | 0.01 | 0.01 | 0 | 0
CR | Storage | 23 | BEDDT1 | 0.01 | 0.01 | 0 | 0
CR | Storage | 23 | BEDD_1 | 7.51 | 6.52 | 0 | 0
CR | Storage | 23 | BERW | 0.06 | 0.05 | 0 | 0
CR | Storage | 23 | BESW_1 | 0.03 | 0.03 | 0 | 0
CR | Storage | 23 | BICF_1 | 40.36 | 35.03 | 0 | 0
CR | Storage | 23 | BIRK_1 | 0.01 | 0.01 | 0 | 0
CR | Storage | 23 | BISW_1 | 0.01 | 0.01 | 0 | 0
CR | Storage | 23 | BLYTB1 | 0.05 | 0.04 | 0 | 0
CR | Storage | 23 | BLYTH132 | 0.09 | 0.08 | 0 | 0
CR | Storage | 23 | BOLN_1 | 10.02 | 8.7 | 0 | 0
CR | Storage | 23 | BONN | 0.01 | 0.01 | 0 | 0
CR | Storage | 23 | BOTW_1 | 0.11 | 0.1 | 0 | 0
CR | Storage | 23 | BRAI_1 | 39.75 | 34.5 | 0 | 0
CR | Storage | 23 | BRAW_1 | 0.02 | 0.02 | 0 | 0
CR | Storage | 23 | BRED_1 | 0.01 | 0.01 | 0 | 0
CR | Storage | 23 | BRFO_1 | 0.05 | 0.04 | 0 | 0
CR | Storage | 23 | BRIM_1 | 0.05 | 0.04 | 0 | 0
CR | Storage | 23 | BRLE_1 | 0.05 | 0.04 | 0 | 0
CR | Storage | 23 | BROX | 20 | 17.36 | 0 | 0
CR | Storage | 23 | BRWA1 | 0.19 | 0.16 | 0 | 0
CR | Storage | 23 | BURM_1 | 0.54 | 0.47 | 0 | 0
CR | Storage | 23 | BUSH_1 | 0.02 | 0.02 | 0 | 0
CR | Storage | 23 | BUST_1 | 0.03 | 0.03 | 0 | 0
CR | Storage | 23 | CAMB_01 | 0.02 | 0.02 | 0 | 0
CR | Storage | 23 | CANTN1 | 0.06 | 0.05 | 0 | 0
CR | Storage | 23 | CAPEA1 | 10.01 | 8.69 | 0 | 0
CR | Storage | 23 | CARE_1 | 0.01 | 0.01 | 0 | 0
CR | Storage | 23 | CARR_1 | 10.01 | 8.69 | 0 | 0
CR | Storage | 23 | CELL_1 | 25.07 | 21.76 | 0 | 0
CR | Storage | 23 | CHAP | 0.01 | 0.01 | 0 | 0
CR | Storage | 23 | CHIC_1 | 0.17 | 0.15 | 0 | 0
CR | Storage | 23 | CHSI_1 | 6.01 | 5.22 | 0 | 0
CR | Storage | 23 | CHTE_1 | 31.62 | 27.45 | 0 | 0
CR | Storage | 23 | CLT03 | 0.04 | 0.03 | 0 | 0
CR | Storage | 23 | CONQA1 | 0.05 | 0.04 | 0 | 0
CR | Storage | 23 | COVE_1 | 0.04 | 0.03 | 0 | 0
CR | Storage | 23 | COWL_1 | 0.19 | 0.16 | 0 | 0
CR | Storage | 23 | COYL | 0.04 | 0.03 | 0 | 0
CR | Storage | 23 | CREB_1 | 28.11 | 24.4 | 0 | 0
CR | Storage | 23 | CUMB | 30.01 | 26.05 | 0 | 0
CR | Storage | 23 | DEVO | 0.04 | 0.03 | 0 | 0
CR | Storage | 23 | DOUN_P | 0.01 | 0.01 | 0 | 0
CR | Storage | 23 | DRAK_1 | 50.01 | 43.41 | 0 | 0
CR | Storage | 23 | DRAX_1 | 0.08 | 0.07 | 0 | 0
CR | Storage | 23 | DRCR | 30.02 | 26.06 | 0 | 0
CR | Storage | 23 | DUNB | 0.01 | 0.01 | 0 | 0
CR | Storage | 23 | DYCE_P | 0.01 | 0.01 | 0 | 0
CR | Storage | 23 | EASO_1 | 0.16 | 0.14 | 0 | 0
CR | Storage | 23 | ECCL | 0.02 | 0.02 | 0 | 0
CR | Storage | 23 | ECLA_1 | 0.1 | 0.09 | 0 | 0
CR | Storage | 23 | EKIS | 0.04 | 0.03 | 0 | 0
CR | Storage | 23 | ELLA_1 | 0.01 | 0.01 | 0 | 0
CR | Storage | 23 | ELST_1 | 0.01 | 0.01 | 0 | 0
CR | Storage | 23 | ENDE_1 | 4.52 | 3.92 | 0 | 0
CR | Storage | 23 | EXET1 | 0.13 | 0.11 | 0 | 0
CR | Storage | 23 | FAWL_1 | 0.11 | 0.1 | 0 | 0
CR | Storage | 23 | FECK_6 | 7.69 | 6.67 | 0 | 0
CR | Storage | 23 | FERRA2 | 0.02 | 0.02 | 0 | 0
CR | Storage | 23 | FERRB1 | 0.02 | 0.02 | 0 | 0
CR | Storage | 23 | FIDD_P | 0.03 | 0.03 | 0 | 0
CR | Storage | 23 | FIDF_1 | 19.6 | 17.01 | 0 | 0
CR | Storage | 23 | FLEE_1 | 0.05 | 0.04 | 0 | 0
CR | Storage | 23 | FOUR_1 | 0.1 | 0.09 | 0 | 0
CR | Storage | 23 | FROD_1 | 0.04 | 0.03 | 0 | 0
CR | Storage | 23 | GALA | 0.01 | 0.01 | 0 | 0
CR | Storage | 23 | GLLU | 0.04 | 0.03 | 0 | 0
CR | Storage | 23 | GLNI | 0.02 | 0.02 | 0 | 0
CR | Storage | 23 | GREN_1 | 1.5 | 1.3 | 0 | 0
CR | Storage | 23 | GRIW_1 | 53.12 | 46.11 | 0 | 0
CR | Storage | 23 | G_EXTRA_11 | 0.01 | 0.01 | 0 | 0
CR | Storage | 23 | G_EXTRA_12 | 0.01 | 0.01 | 0 | 0
CR | Storage | 23 | G_EXTRA_2 | 0.01 | 0.01 | 0 | 0
CR | Storage | 23 | G_EXTRA_9 | 0.06 | 0.05 | 0 | 0
CR | Storage | 23 | HACK_1 | 0.01 | 0.01 | 0 | 0
CR | Storage | 23 | HACK_6 | 0.01 | 0.01 | 0 | 0
CR | Storage | 23 | HAMHC1 | 0.03 | 0.03 | 0 | 0
CR | Storage | 23 | HARK_1 | 9.68 | 8.4 | 0 | 0
CR | Storage | 23 | HARM_6 | 0.02 | 0.02 | 0 | 0
CR | Storage | 23 | HAWI | 0.01 | 0.01 | 0 | 0
CR | Storage | 23 | HAWP_6 | 0.03 | 0.03 | 0 | 0
CR | Storage | 23 | HEYS1 | 0.04 | 0.03 | 0 | 0
CR | Storage | 23 | HEYS_1 | 0.07 | 0.06 | 0 | 0
CR | Storage | 23 | HURS_1 | 0.01 | 0.01 | 0 | 0
CR | Storage | 23 | HUTT_1 | 0.14 | 0.12 | 0 | 0
CR | Storage | 23 | IMPK_1 | 0.14 | 0.12 | 0 | 0
CR | Storage | 23 | INDQ1 | 1.19 | 1.03 | 0 | 0
CR | Storage | 23 | INKE | 0.01 | 0.01 | 0 | 0
CR | Storage | 23 | IROA1 | 0.17 | 0.15 | 0 | 0
CR | Storage | 23 | IRONB1 | 0.07 | 0.06 | 0 | 0
CR | Storage | 23 | IVER_1 | 1.01 | 0.88 | 0 | 0
CR | Storage | 23 | IVER_6 | 0.01 | 0.01 | 0 | 0
CR | Storage | 23 | JORD_3 | 0.01 | 0.01 | 0 | 0
CR | Storage | 23 | KAIM | 0.02 | 0.02 | 0 | 0
CR | Storage | 23 | KEAD_1 | 0.11 | 0.1 | 0 | 0
CR | Storage | 23 | KEAR_1 | 0.01 | 0.01 | 0 | 0
CR | Storage | 23 | KEAR_3 | 19.61 | 17.02 | 0 | 0
CR | Storage | 23 | KEIT_P | 0.02 | 0.02 | 0 | 0
CR | Storage | 23 | KEMS_1 | 0.12 | 0.1 | 0 | 0
CR | Storage | 23 | KIBY_1 | 40 | 34.72 | 0 | 0
CR | Storage | 23 | KILS | 0.01 | 0.01 | 0 | 0
CR | Storage | 23 | KINO_1 | 29.06 | 25.22 | 0 | 0
CR | Storage | 23 | KINT_P | 0.02 | 0.02 | 0 | 0
CR | Storage | 23 | KIRKB1 | 0.02 | 0.02 | 0 | 0
CR | Storage | 23 | KITW_1 | 0.01 | 0.01 | 0 | 0
CR | Storage | 23 | KNAR | 8.01 | 6.95 | 0 | 0
CR | Storage | 23 | LACK_6 | 6.04 | 5.24 | 0 | 0
CR | Storage | 23 | LAIR_P | 0.01 | 0.01 | 0 | 0
CR | Storage | 23 | LALE1SG003 | 0.01 | 0.01 | 0 | 0
CR | Storage | 23 | LAND1 | 2.64 | 2.29 | 0 | 0
CR | Storage | 23 | LEGA_1 | 0.05 | 0.04 | 0 | 0
CR | Storage | 23 | LING | 0.02 | 0.02 | 0 | 0
CR | Storage | 23 | LINM | 0.05 | 0.04 | 0 | 0
CR | Storage | 23 | LISD_1 | 0.01 | 0.01 | 0 | 0
CR | Storage | 23 | LITT_C | 0.01 | 0.01 | 0 | 0
CR | Storage | 23 | LITT_J | 0.01 | 0.01 | 0 | 0
CR | Storage | 23 | LOUD_H | 0.01 | 0.01 | 0 | 0
CR | Storage | 23 | LOVE_1 | 7.61 | 6.61 | 0 | 0
CR | Storage | 23 | MACC_3 | 0.02 | 0.02 | 0 | 0
CR | Storage | 23 | MACD_P | 0.02 | 0.02 | 0 | 0
CR | Storage | 23 | MAGA_6 | 0.03 | 0.03 | 0 | 0
CR | Storage | 23 | MANN_1 | 7.67 | 6.66 | 0 | 0
CR | Storage | 23 | MELK_1 | 60.18 | 52.24 | 0 | 0
CR | Storage | 23 | MILH_1 | 0.01 | 0.01 | 0 | 0
CR | Storage | 23 | MITY_1 | 50.18 | 43.56 | 0 | 0
CR | Storage | 23 | MYBS_P | 0.02 | 0.02 | 0 | 0
CR | Storage | 23 | NECE_1 | 0.03 | 0.03 | 0 | 0
CR | Storage | 23 | NEEP_3 | 0.02 | 0.02 | 0 | 0
CR | Storage | 23 | NEWX_6 | 2.02 | 1.75 | 0 | 0
CR | Storage | 23 | NFLE | 0.06 | 0.05 | 0 | 0
CR | Storage | 23 | NHYD_6 | 0.01 | 0.01 | 0 | 0
CR | Storage | 23 | NINF_1 | 38.53 | 33.44 | 0 | 0
CR | Storage | 23 | NORL_3 | 0.01 | 0.01 | 0 | 0
CR | Storage | 23 | NORM_1 | 0.35 | 0.3 | 0 | 0
CR | Storage | 23 | NORT_1 | 50.03 | 43.43 | 0 | 0
CR | Storage | 23 | NURS_1 | 0.11 | 0.1 | 0 | 0
CR | Storage | 23 | OCKH_1 | 0.01 | 0.01 | 0 | 0
CR | Storage | 23 | OFFE_3 | 0.01 | 0.01 | 0 | 0
CR | Storage | 23 | OLDB_1 | 0.01 | 0.01 | 0 | 0
CR | Storage | 23 | OSBA_1 | 5.03 | 4.37 | 0 | 0
CR | Storage | 23 | PADIB1 | 0.06 | 0.05 | 0 | 0
CR | Storage | 23 | PEHS_P | 1 | 0.87 | 0 | 0
CR | Storage | 23 | PELH_1 | 50.05 | 43.44 | 0 | 0
CR | Storage | 23 | PEMB_1 | 0.16 | 0.14 | 0 | 0
CR | Storage | 23 | PENE_1 | 0.02 | 0.02 | 0 | 0
CR | Storage | 23 | PENN_1 | 97.9 | 84.98 | 0 | 0
CR | Storage | 23 | PENT_1 | 0.13 | 0.11 | 0 | 0
CR | Storage | 23 | PENW_1 | 1.22 | 1.06 | 0 | 0
CR | Storage | 23 | PITS_3 | 0.01 | 0.01 | 0 | 0
CR | Storage | 23 | POPP_3 | 0.01 | 0.01 | 0 | 0
CR | Storage | 23 | PORA_P | 0.01 | 0.01 | 0 | 0
CR | Storage | 23 | PYLE_1 | 4.1 | 3.56 | 0 | 0
CR | Storage | 23 | RASS_1 | 0.15 | 0.13 | 0 | 0
CR | Storage | 23 | RATS_1 | 0.05 | 0.04 | 0 | 0
CR | Storage | 23 | RAYL_1 | 10.15 | 8.81 | 0 | 0
CR | Storage | 23 | REBR_3 | 0.01 | 0.01 | 0 | 0
CR | Storage | 23 | REDH | 0.02 | 0.02 | 0 | 0
CR | Storage | 23 | REDM_P | 0.01 | 0.01 | 0 | 0
CR | Storage | 23 | RICH1 | 0.06 | 0.05 | 0 | 0
CR | Storage | 23 | ROCH_1 | 5.08 | 4.41 | 0 | 0
CR | Storage | 23 | RUGEB1 | 0.07 | 0.06 | 0 | 0
CR | Storage | 23 | RYEH_1 | 0.05 | 0.04 | 0 | 0
CR | Storage | 23 | SALH_1 | 0.04 | 0.03 | 0 | 0
CR | Storage | 23 | SALT_1 | 0.07 | 0.06 | 0 | 0
CR | Storage | 23 | SBAR | 31.65 | 27.47 | 0 | 0
CR | Storage | 23 | SEAB1 | 48.87 | 42.42 | 0 | 0
CR | Storage | 23 | SELL_1 | 0.15 | 0.13 | 0 | 0
CR | Storage | 23 | SFEG_P | 0.01 | 0.01 | 0 | 0
CR | Storage | 23 | SHEC_3 | 0.01 | 0.01 | 0 | 0
CR | Storage | 23 | SHRW_1 | 0.11 | 0.1 | 0 | 0
CR | Storage | 23 | SIGH | 49.98 | 43.38 | 0 | 0
CR | Storage | 23 | SKLGB1 | 0.01 | 0.01 | 0 | 0
CR | Storage | 23 | SMAN_1 | 0.01 | 0.01 | 0 | 0
CR | Storage | 23 | SPEN_1 | 0.07 | 0.06 | 0 | 0
CR | Storage | 23 | SSHI_3 | 35.01 | 30.39 | 0 | 0
CR | Storage | 23 | STAH_1 | 0.02 | 0.02 | 0 | 0
CR | Storage | 23 | STAL_1 | 0.02 | 0.02 | 0 | 0
CR | Storage | 23 | STAY_1 | 0.26 | 0.23 | 0 | 0
CR | Storage | 23 | STEN_1 | 0.02 | 0.02 | 0 | 0
CR | Storage | 23 | STES_1 | 0.04 | 0.03 | 0 | 0
CR | Storage | 23 | STHA | 0.02 | 0.02 | 0 | 0
CR | Storage | 23 | STIR | 0.02 | 0.02 | 0 | 0
CR | Storage | 23 | STRI_P | 0.01 | 0.01 | 0 | 0
CR | Storage | 23 | SUND_1 | 12.1 | 10.5 | 0 | 0
CR | Storage | 23 | SWAN_1 | 0.2 | 0.17 | 0 | 0
CR | Storage | 23 | TAUN1 | 0.05 | 0.04 | 0 | 0
CR | Storage | 23 | TAYN_P | 0.01 | 0.01 | 0 | 0
CR | Storage | 23 | TEMP_3 | 0.01 | 0.01 | 0 | 0
CR | Storage | 23 | THOM_6 | 0.07 | 0.06 | 0 | 0
CR | Storage | 23 | THSO_P | 2.03 | 1.76 | 0 | 0
CR | Storage | 23 | THUR_6 | 0.03 | 0.03 | 0 | 0
CR | Storage | 23 | TILBB_1 | 9.12 | 7.92 | 0 | 0
CR | Storage | 23 | TOTT_1 | 0.01 | 0.01 | 0 | 0
CR | Storage | 23 | TRAW_1 | 0.12 | 0.1 | 0 | 0
CR | Storage | 23 | TYNE_1 | 0.01 | 0.01 | 0 | 0
CR | Storage | 23 | TYNE_2 | 0.01 | 0.01 | 0 | 0
CR | Storage | 23 | UPPB_1 | 0.05 | 0.04 | 0 | 0
CR | Storage | 23 | UPPB_3 | 0.02 | 0.02 | 0 | 0
CR | Storage | 23 | USKM_1 | 29.61 | 25.7 | 0 | 0
CR | Storage | 23 | WALH_1 | 22.62 | 19.63 | 0 | 0
CR | Storage | 23 | WALP_1 | 0.2 | 0.17 | 0 | 0
CR | Storage | 23 | WALP_B | 50.1 | 43.49 | 0 | 0
CR | Storage | 23 | WARL_1 | 10.11 | 8.78 | 0 | 0
CR | Storage | 23 | WATFS_1 | 0.01 | 0.01 | 0 | 0
CR | Storage | 23 | WBOL_6 | 2.81 | 2.44 | 0 | 0
CR | Storage | 23 | WBUR_1 | 9.89 | 8.58 | 0 | 0
CR | Storage | 23 | WFIE | 0.01 | 0.01 | 0 | 0
CR | Storage | 23 | WHAM_1 | 0.01 | 0.01 | 0 | 0
CR | Storage | 23 | WHGA_1 | 36.01 | 31.26 | 0 | 0
CR | Storage | 23 | WIBA_3 | 0.01 | 0.01 | 0 | 0
CR | Storage | 23 | WIEN_1 | 48.01 | 41.67 | 0 | 0
CR | Storage | 23 | WILL_1 | 0.03 | 0.03 | 0 | 0
CR | Storage | 23 | WIMBN1 | 0.02 | 0.02 | 0 | 0
CR | Storage | 23 | WIMBS1 | 0.02 | 0.02 | 0 | 0
CR | Storage | 23 | WISH | 0.01 | 0.01 | 0 | 0
CR | Storage | 23 | WMEL_1 | 20.01 | 17.37 | 0 | 0
CR | Storage | 23 | WTHU31 | 0.01 | 0.01 | 0 | 0
CR | Storage | 23 | WWEY_1 | 0.01 | 0.01 | 0 | 0
CR | Storage | 23 | WYLF_1 | 0.09 | 0.08 | 0 | 0
CR | Storage | 23 | WYMOM_1 | 0.05 | 0.04 | 0 | 0
CR | Storage | 24 | ABHA1 | 20.13 | 17.47 | 0 | 0
CR | Storage | 24 | ABNE_P | 0.01 | 0.01 | 0 | 0
CR | Storage | 24 | ABTH_1 | 0.01 | 0.01 | 0 | 0
CR | Storage | 24 | ALST_3 | 0.01 | 0.01 | 0 | 0
CR | Storage | 24 | ALVE1 | 4.2 | 3.65 | 0 | 0
CR | Storage | 24 | AMEM_1 | 0.01 | 0.01 | 0 | 0
CR | Storage | 24 | ARMO_P | 0.02 | 0.02 | 0 | 0
CR | Storage | 24 | AXMI1 | 3.67 | 3.19 | 0 | 0
CR | Storage | 24 | BAGA | 0.03 | 0.03 | 0 | 0
CR | Storage | 24 | BARKC1 | 0.01 | 0.01 | 0 | 0
CR | Storage | 24 | BARKW3 | 0.01 | 0.01 | 0 | 0
CR | Storage | 24 | BEDDT1 | 0.01 | 0.01 | 0 | 0
CR | Storage | 24 | BEDD_1 | 7.51 | 6.52 | 0 | 0
CR | Storage | 24 | BERW | 0.06 | 0.05 | 0 | 0
CR | Storage | 24 | BESW_1 | 0.03 | 0.03 | 0 | 0
CR | Storage | 24 | BICF_1 | 64.35 | 55.86 | 0 | 0
CR | Storage | 24 | BIRK_1 | 0.01 | 0.01 | 0 | 0
CR | Storage | 24 | BISW_1 | 0.01 | 0.01 | 0 | 0
CR | Storage | 24 | BLYTB1 | 0.06 | 0.05 | 0 | 0
CR | Storage | 24 | BLYTH132 | 0.09 | 0.08 | 0 | 0
CR | Storage | 24 | BOLN_1 | 10.02 | 8.7 | 0 | 0
CR | Storage | 24 | BONN | 0.01 | 0.01 | 0 | 0
CR | Storage | 24 | BOTW_1 | 0.1 | 0.09 | 0 | 0
CR | Storage | 24 | BRAI_1 | 39.75 | 34.5 | 0 | 0
CR | Storage | 24 | BRAW_1 | 2.02 | 1.75 | 0 | 0
CR | Storage | 24 | BRED_1 | 0.01 | 0.01 | 0 | 0
CR | Storage | 24 | BRFO_1 | 50.04 | 43.43 | 0 | 0
CR | Storage | 24 | BRIM_1 | 0.05 | 0.04 | 0 | 0
CR | Storage | 24 | BRLE_1 | 0.05 | 0.04 | 0 | 0
CR | Storage | 24 | BROX | 20 | 17.36 | 0 | 0
CR | Storage | 24 | BRWA1 | 0.19 | 0.16 | 0 | 0
CR | Storage | 24 | BURM_1 | 0.53 | 0.46 | 0 | 0
CR | Storage | 24 | BUSH_1 | 1.02 | 0.89 | 0 | 0
CR | Storage | 24 | BUST_1 | 0.03 | 0.03 | 0 | 0
CR | Storage | 24 | CAMB_01 | 0.02 | 0.02 | 0 | 0
CR | Storage | 24 | CANTN1 | 0.06 | 0.05 | 0 | 0
CR | Storage | 24 | CAPEA1 | 10.01 | 8.69 | 0 | 0
CR | Storage | 24 | CARE_1 | 0.01 | 0.01 | 0 | 0
CR | Storage | 24 | CARR_1 | 10.01 | 8.69 | 0 | 0
CR | Storage | 24 | CELL_1 | 25.07 | 21.76 | 0 | 0
CR | Storage | 24 | CHAP | 0.02 | 0.02 | 0 | 0
CR | Storage | 24 | CHIC_1 | 0.17 | 0.15 | 0 | 0
CR | Storage | 24 | CHSI_1 | 6.01 | 5.22 | 0 | 0
CR | Storage | 24 | CHTE_1 | 33.62 | 29.18 | 0 | 0
CR | Storage | 24 | CLT03 | 0.04 | 0.03 | 0 | 0
CR | Storage | 24 | CONQA1 | 0.05 | 0.04 | 0 | 0
CR | Storage | 24 | COVE_1 | 0.04 | 0.03 | 0 | 0
CR | Storage | 24 | COWL_1 | 0.19 | 0.16 | 0 | 0
CR | Storage | 24 | COYL | 0.04 | 0.03 | 0 | 0
CR | Storage | 24 | CREB_1 | 28.12 | 24.41 | 0 | 0
CR | Storage | 24 | CUMB | 30.01 | 26.05 | 0 | 0
CR | Storage | 24 | DEVO | 0.05 | 0.04 | 0 | 0
CR | Storage | 24 | DOUN_P | 0.01 | 0.01 | 0 | 0
CR | Storage | 24 | DRAK_1 | 50.01 | 43.41 | 0 | 0
CR | Storage | 24 | DRAX_1 | 0.09 | 0.08 | 0 | 0
CR | Storage | 24 | DRCR | 30.02 | 26.06 | 0 | 0
CR | Storage | 24 | DUNB | 0.01 | 0.01 | 0 | 0
CR | Storage | 24 | DYCE_P | 0.01 | 0.01 | 0 | 0
CR | Storage | 24 | EASO_1 | 0.16 | 0.14 | 0 | 0
CR | Storage | 24 | ECCL | 0.02 | 0.02 | 0 | 0
CR | Storage | 24 | ECLA_1 | 0.09 | 0.08 | 0 | 0
CR | Storage | 24 | EKIS | 0.04 | 0.03 | 0 | 0
CR | Storage | 24 | ELLA_1 | 0.01 | 0.01 | 0 | 0
CR | Storage | 24 | ELST_1 | 0.01 | 0.01 | 0 | 0
CR | Storage | 24 | ENDE_1 | 4.52 | 3.92 | 0 | 0
CR | Storage | 24 | EXET1 | 0.13 | 0.11 | 0 | 0
CR | Storage | 24 | FAWL_1 | 0.1 | 0.09 | 0 | 0
CR | Storage | 24 | FECK_6 | 7.69 | 6.67 | 0 | 0
CR | Storage | 24 | FERRA2 | 0.02 | 0.02 | 0 | 0
CR | Storage | 24 | FERRB1 | 0.02 | 0.02 | 0 | 0
CR | Storage | 24 | FIDD_P | 0.03 | 0.03 | 0 | 0
CR | Storage | 24 | FIDF_1 | 19.6 | 17.01 | 0 | 0
CR | Storage | 24 | FLEE_1 | 0.05 | 0.04 | 0 | 0
CR | Storage | 24 | FOUR_1 | 0.11 | 0.1 | 0 | 0
CR | Storage | 24 | FROD_1 | 20.04 | 17.39 | 0 | 0
CR | Storage | 24 | GALA | 0.01 | 0.01 | 0 | 0
CR | Storage | 24 | GLLU | 0.05 | 0.04 | 0 | 0
CR | Storage | 24 | GLNI | 0.02 | 0.02 | 0 | 0
CR | Storage | 24 | GREN_1 | 1.5 | 1.3 | 0 | 0
CR | Storage | 24 | GRIW_1 | 53.12 | 46.11 | 0 | 0
CR | Storage | 24 | G_EXTRA_11 | 0.01 | 0.01 | 0 | 0
CR | Storage | 24 | G_EXTRA_12 | 0.01 | 0.01 | 0 | 0
CR | Storage | 24 | G_EXTRA_2 | 0.01 | 0.01 | 0 | 0
CR | Storage | 24 | G_EXTRA_9 | 0.06 | 0.05 | 0 | 0
CR | Storage | 24 | HACK_1 | 0.01 | 0.01 | 0 | 0
CR | Storage | 24 | HACK_6 | 0.01 | 0.01 | 0 | 0
CR | Storage | 24 | HAMHC1 | 0.03 | 0.03 | 0 | 0
CR | Storage | 24 | HARK_1 | 9.68 | 8.4 | 0 | 0
CR | Storage | 24 | HARM_6 | 0.03 | 0.03 | 0 | 0
CR | Storage | 24 | HAWI | 0.01 | 0.01 | 0 | 0
CR | Storage | 24 | HAWP_6 | 0.03 | 0.03 | 0 | 0
CR | Storage | 24 | HEYS1 | 0.03 | 0.03 | 0 | 0
CR | Storage | 24 | HEYS_1 | 0.07 | 0.06 | 0 | 0
CR | Storage | 24 | HURS_1 | 0.01 | 0.01 | 0 | 0
CR | Storage | 24 | HUTT_1 | 0.14 | 0.12 | 0 | 0
CR | Storage | 24 | IMPK_1 | 0.14 | 0.12 | 0 | 0
CR | Storage | 24 | INDQ1 | 1.19 | 1.03 | 0 | 0
CR | Storage | 24 | IROA1 | 0.17 | 0.15 | 0 | 0
CR | Storage | 24 | IRONB1 | 0.07 | 0.06 | 0 | 0
CR | Storage | 24 | IVER_1 | 1.01 | 0.88 | 0 | 0
CR | Storage | 24 | IVER_6 | 0.01 | 0.01 | 0 | 0
CR | Storage | 24 | JORD_3 | 0.01 | 0.01 | 0 | 0
CR | Storage | 24 | KAIM | 0.02 | 0.02 | 0 | 0
CR | Storage | 24 | KEAD_1 | 0.11 | 0.1 | 0 | 0
CR | Storage | 24 | KEAR_1 | 0.01 | 0.01 | 0 | 0
CR | Storage | 24 | KEAR_3 | 19.61 | 17.02 | 0 | 0
CR | Storage | 24 | KEIT_P | 0.02 | 0.02 | 0 | 0
CR | Storage | 24 | KEMS_1 | 0.12 | 0.1 | 0 | 0
CR | Storage | 24 | KIBY_1 | 40 | 34.72 | 0 | 0
CR | Storage | 24 | KILS | 0.01 | 0.01 | 0 | 0
CR | Storage | 24 | KINO_1 | 78.96 | 68.54 | 0 | 0
CR | Storage | 24 | KINT_P | 0.02 | 0.02 | 0 | 0
CR | Storage | 24 | KIRKB1 | 0.02 | 0.02 | 0 | 0
CR | Storage | 24 | KITW_1 | 0.01 | 0.01 | 0 | 0
CR | Storage | 24 | KNAR | 8.01 | 6.95 | 0 | 0
CR | Storage | 24 | LACK_6 | 6.03 | 5.23 | 0 | 0
CR | Storage | 24 | LAIR_P | 0.01 | 0.01 | 0 | 0
CR | Storage | 24 | LALE1SG003 | 0.01 | 0.01 | 0 | 0
CR | Storage | 24 | LAND1 | 22.63 | 19.64 | 0 | 0
CR | Storage | 24 | LEGA_1 | 0.05 | 0.04 | 0 | 0
CR | Storage | 24 | LING | 0.03 | 0.03 | 0 | 0
CR | Storage | 24 | LINM | 0.05 | 0.04 | 0 | 0
CR | Storage | 24 | LISD_1 | 0.01 | 0.01 | 0 | 0
CR | Storage | 24 | LITT_C | 0.01 | 0.01 | 0 | 0
CR | Storage | 24 | LITT_J | 8.01 | 6.95 | 0 | 0
CR | Storage | 24 | LOUD_H | 0.01 | 0.01 | 0 | 0
CR | Storage | 24 | LOVE_1 | 7.6 | 6.6 | 0 | 0
CR | Storage | 24 | MACC_3 | 0.02 | 0.02 | 0 | 0
CR | Storage | 24 | MACD_P | 0.02 | 0.02 | 0 | 0
CR | Storage | 24 | MAGA_6 | 0.03 | 0.03 | 0 | 0
CR | Storage | 24 | MANN_1 | 7.67 | 6.66 | 0 | 0
CR | Storage | 24 | MELK_1 | 80.18 | 69.6 | 0 | 0
CR | Storage | 24 | MILH_1 | 0.01 | 0.01 | 0 | 0
CR | Storage | 24 | MITY_1 | 50.18 | 43.56 | 0 | 0
CR | Storage | 24 | MYBS_P | 0.02 | 0.02 | 0 | 0
CR | Storage | 24 | NECE_1 | 0.03 | 0.03 | 0 | 0
CR | Storage | 24 | NEEP_3 | 0.02 | 0.02 | 0 | 0
CR | Storage | 24 | NEWX_6 | 2.02 | 1.75 | 0 | 0
CR | Storage | 24 | NFLE | 5.06 | 4.39 | 0 | 0
CR | Storage | 24 | NHYD_6 | 0.01 | 0.01 | 0 | 0
CR | Storage | 24 | NINF_1 | 38.53 | 33.44 | 0 | 0
CR | Storage | 24 | NORL_3 | 0.01 | 0.01 | 0 | 0
CR | Storage | 24 | NORM_1 | 0.34 | 0.3 | 0 | 0
CR | Storage | 24 | NORT_1 | 50.03 | 43.43 | 0 | 0
CR | Storage | 24 | NURS_1 | 0.1 | 0.09 | 0 | 0
CR | Storage | 24 | OCKH_1 | 0.01 | 0.01 | 0 | 0
CR | Storage | 24 | OFFE_3 | 0.01 | 0.01 | 0 | 0
CR | Storage | 24 | OLDB_1 | 0.01 | 0.01 | 0 | 0
CR | Storage | 24 | OSBA_1 | 5.03 | 4.37 | 0 | 0
CR | Storage | 24 | PADIB1 | 0.06 | 0.05 | 0 | 0
CR | Storage | 24 | PEHS_P | 1 | 0.87 | 0 | 0
CR | Storage | 24 | PELH_1 | 50.05 | 43.44 | 0 | 0
CR | Storage | 24 | PEMB_1 | 0.16 | 0.14 | 0 | 0
CR | Storage | 24 | PENE_1 | 0.02 | 0.02 | 0 | 0
CR | Storage | 24 | PENN_1 | 97.9 | 84.98 | 0 | 0
CR | Storage | 24 | PENT_1 | 5.08 | 4.41 | 0 | 0
CR | Storage | 24 | PENW_1 | 1.22 | 1.06 | 0 | 0
CR | Storage | 24 | PITS_3 | 0.01 | 0.01 | 0 | 0
CR | Storage | 24 | POPP_3 | 20.01 | 17.37 | 0 | 0
CR | Storage | 24 | PORA_P | 0.01 | 0.01 | 0 | 0
CR | Storage | 24 | PYLE_1 | 4.1 | 3.56 | 0 | 0
CR | Storage | 24 | RASS_1 | 0.15 | 0.13 | 0 | 0
CR | Storage | 24 | RATS_1 | 0.05 | 0.04 | 0 | 0
CR | Storage | 24 | RAYL_1 | 10.15 | 8.81 | 0 | 0
CR | Storage | 24 | REBR_3 | 0.01 | 0.01 | 0 | 0
CR | Storage | 24 | REDH | 0.02 | 0.02 | 0 | 0
CR | Storage | 24 | REDM_P | 0.01 | 0.01 | 0 | 0
CR | Storage | 24 | RICH1 | 0.06 | 0.05 | 0 | 0
CR | Storage | 24 | ROCH_1 | 5.08 | 4.41 | 0 | 0
CR | Storage | 24 | RUGEB1 | 0.07 | 0.06 | 0 | 0
CR | Storage | 24 | RYEH_1 | 0.05 | 0.04 | 0 | 0
CR | Storage | 24 | SALH_1 | 0.04 | 0.03 | 0 | 0
CR | Storage | 24 | SALT_1 | 20.07 | 17.42 | 0 | 0
CR | Storage | 24 | SBAR | 31.65 | 27.47 | 0 | 0
CR | Storage | 24 | SEAB1 | 68.87 | 59.78 | 0 | 0
CR | Storage | 24 | SELL_1 | 0.15 | 0.13 | 0 | 0
CR | Storage | 24 | SFEG_P | 0.01 | 0.01 | 0 | 0
CR | Storage | 24 | SHEC_3 | 0.01 | 0.01 | 0 | 0
CR | Storage | 24 | SHRW_1 | 0.11 | 0.1 | 0 | 0
CR | Storage | 24 | SIGH | 49.98 | 43.38 | 0 | 0
CR | Storage | 24 | SKLGB1 | 0.01 | 0.01 | 0 | 0
CR | Storage | 24 | SMAN_1 | 0.01 | 0.01 | 0 | 0
CR | Storage | 24 | SPEN_1 | 0.07 | 0.06 | 0 | 0
CR | Storage | 24 | SSHI_3 | 35.01 | 30.39 | 0 | 0
CR | Storage | 24 | STAH_1 | 0.02 | 0.02 | 0 | 0
CR | Storage | 24 | STAL_1 | 0.02 | 0.02 | 0 | 0
CR | Storage | 24 | STAY_1 | 0.25 | 0.22 | 0 | 0
CR | Storage | 24 | STEN_1 | 0.02 | 0.02 | 0 | 0
CR | Storage | 24 | STES_1 | 0.04 | 0.03 | 0 | 0
CR | Storage | 24 | STHA | 0.02 | 0.02 | 0 | 0
CR | Storage | 24 | STIR | 0.02 | 0.02 | 0 | 0
CR | Storage | 24 | STRI_P | 0.02 | 0.02 | 0 | 0
CR | Storage | 24 | SUND_1 | 17.1 | 14.84 | 0 | 0
CR | Storage | 24 | SWAN_1 | 0.2 | 0.17 | 0 | 0
CR | Storage | 24 | TAUN1 | 0.05 | 0.04 | 0 | 0
CR | Storage | 24 | TAYN_P | 0.01 | 0.01 | 0 | 0
CR | Storage | 24 | TEMP_3 | 0.01 | 0.01 | 0 | 0
CR | Storage | 24 | THOM_6 | 0.07 | 0.06 | 0 | 0
CR | Storage | 24 | THSO_P | 2.03 | 1.76 | 0 | 0
CR | Storage | 24 | THUR_6 | 0.03 | 0.03 | 0 | 0
CR | Storage | 24 | TILBB_1 | 9.12 | 7.92 | 0 | 0
CR | Storage | 24 | TOTT_1 | 0.01 | 0.01 | 0 | 0
CR | Storage | 24 | TRAW_1 | 0.13 | 0.11 | 0 | 0
CR | Storage | 24 | TYNE_1 | 0.01 | 0.01 | 0 | 0
CR | Storage | 24 | TYNE_2 | 0.01 | 0.01 | 0 | 0
CR | Storage | 24 | UPPB_1 | 0.06 | 0.05 | 0 | 0
CR | Storage | 24 | UPPB_3 | 0.03 | 0.03 | 0 | 0
CR | Storage | 24 | USKM_1 | 29.61 | 25.7 | 0 | 0
CR | Storage | 24 | WALH_1 | 29.65 | 25.74 | 0 | 0
CR | Storage | 24 | WALP_1 | 0.21 | 0.18 | 0 | 0
CR | Storage | 24 | WALP_B | 50.1 | 43.49 | 0 | 0
CR | Storage | 24 | WARL_1 | 10.11 | 8.78 | 0 | 0
CR | Storage | 24 | WASF_1 | 59.99 | 52.07 | 0 | 0
CR | Storage | 24 | WATFS_1 | 0.01 | 0.01 | 0 | 0
CR | Storage | 24 | WBOL_6 | 2.81 | 2.44 | 0 | 0
CR | Storage | 24 | WBUR_1 | 9.89 | 8.58 | 0 | 0
CR | Storage | 24 | WFIE | 0.01 | 0.01 | 0 | 0
CR | Storage | 24 | WHAM_1 | 0.01 | 0.01 | 0 | 0
CR | Storage | 24 | WHGA_1 | 36.01 | 31.26 | 0 | 0
CR | Storage | 24 | WIBA_3 | 0.01 | 0.01 | 0 | 0
CR | Storage | 24 | WIEN_1 | 48.01 | 41.67 | 0 | 0
CR | Storage | 24 | WILL_1 | 0.03 | 0.03 | 0 | 0
CR | Storage | 24 | WIMBN1 | 0.02 | 0.02 | 0 | 0
CR | Storage | 24 | WIMBS1 | 0.02 | 0.02 | 0 | 0
CR | Storage | 24 | WISH | 0.01 | 0.01 | 0 | 0
CR | Storage | 24 | WMEL_1 | 20.01 | 17.37 | 0 | 0
CR | Storage | 24 | WTHU31 | 0.01 | 0.01 | 0 | 0
CR | Storage | 24 | WWEY_1 | 0.01 | 0.01 | 0 | 0
CR | Storage | 24 | WYLF_1 | 0.09 | 0.08 | 0 | 0
CR | Storage | 24 | WYMOM_1 | 0.05 | 0.04 | 0 | 0
CR | Storage | 25 | ABHA1 | 20.12 | 17.46 | 0 | 0
CR | Storage | 25 | ABNE_P | 0.01 | 0.01 | 0 | 0
CR | Storage | 25 | ABTH_1 | 0.01 | 0.01 | 0 | 0
CR | Storage | 25 | ALST_3 | 0.01 | 0.01 | 0 | 0
CR | Storage | 25 | ALVE1 | 4.22 | 3.66 | 0 | 0
CR | Storage | 25 | ARMO_P | 0.01 | 0.01 | 0 | 0
CR | Storage | 25 | AXMI1 | 3.66 | 3.18 | 0 | 0
CR | Storage | 25 | BAGA | 0.02 | 0.02 | 0 | 0
CR | Storage | 25 | BARKC1 | 0.02 | 0.02 | 0 | 0
CR | Storage | 25 | BARKW3 | 0.01 | 0.01 | 0 | 0
CR | Storage | 25 | BEDDT1 | 0.01 | 0.01 | 0 | 0
CR | Storage | 25 | BEDD_1 | 7.51 | 6.52 | 0 | 0
CR | Storage | 25 | BERW | 0.04 | 0.03 | 0 | 0
CR | Storage | 25 | BESW_1 | 15.02 | 13.04 | 0 | 0
CR | Storage | 25 | BICF_1 | 64.35 | 55.86 | 0 | 0
CR | Storage | 25 | BIRK_1 | 0.01 | 0.01 | 0 | 0
CR | Storage | 25 | BISW_1 | 0.01 | 0.01 | 0 | 0
CR | Storage | 25 | BLYTB1 | 0.07 | 0.06 | 0 | 0
CR | Storage | 25 | BLYTH132 | 0.12 | 0.1 | 0 | 0
CR | Storage | 25 | BOLN_1 | 10.02 | 8.7 | 0 | 0
CR | Storage | 25 | BONN | 0.01 | 0.01 | 0 | 0
CR | Storage | 25 | BOTW_1 | 0.1 | 0.09 | 0 | 0
CR | Storage | 25 | BRAI_1 | 39.74 | 34.49 | 0 | 0
CR | Storage | 25 | BRAW_1 | 2.02 | 1.75 | 0 | 0
CR | Storage | 25 | BRED_1 | 0.01 | 0.01 | 0 | 0
CR | Storage | 25 | BRFO_1 | 50.04 | 43.43 | 0 | 0
CR | Storage | 25 | BRIM_1 | 0.04 | 0.03 | 0 | 0
CR | Storage | 25 | BRLE_1 | 0.05 | 0.04 | 0 | 0
CR | Storage | 25 | BROX | 20 | 17.36 | 0 | 0
CR | Storage | 25 | BRWA1 | 0.17 | 0.15 | 0 | 0
CR | Storage | 25 | BURM_1 | 0.5 | 0.43 | 0 | 0
CR | Storage | 25 | BUSH_1 | 1.02 | 0.89 | 0 | 0
CR | Storage | 25 | BUST_1 | 0.02 | 0.02 | 0 | 0
CR | Storage | 25 | CAMB_01 | 0.02 | 0.02 | 0 | 0
CR | Storage | 25 | CANTN1 | 0.05 | 0.04 | 0 | 0
CR | Storage | 25 | CAPEA1 | 10.01 | 8.69 | 0 | 0
CR | Storage | 25 | CARE_1 | 0.01 | 0.01 | 0 | 0
CR | Storage | 25 | CARR_1 | 30.01 | 26.05 | 0 | 0
CR | Storage | 25 | CELL_1 | 25.07 | 21.76 | 0 | 0
CR | Storage | 25 | CHAP | 0.01 | 0.01 | 0 | 0
CR | Storage | 25 | CHIC_1 | 0.16 | 0.14 | 0 | 0
CR | Storage | 25 | CHSI_1 | 6.01 | 5.22 | 0 | 0
CR | Storage | 25 | CHTE_1 | 33.62 | 29.18 | 0 | 0
CR | Storage | 25 | CLT03 | 0.04 | 0.03 | 0 | 0
CR | Storage | 25 | CONQA1 | 0.06 | 0.05 | 0 | 0
CR | Storage | 25 | COVE_1 | 0.04 | 0.03 | 0 | 0
CR | Storage | 25 | COWL_1 | 7.17 | 6.22 | 0 | 0
CR | Storage | 25 | COYL | 0.03 | 0.03 | 0 | 0
CR | Storage | 25 | CREB_1 | 28.15 | 24.43 | 0 | 0
CR | Storage | 25 | CUMB | 30.01 | 26.05 | 0 | 0
CR | Storage | 25 | DEVO | 0.03 | 0.03 | 0 | 0
CR | Storage | 25 | DOUN_P | 0.01 | 0.01 | 0 | 0
CR | Storage | 25 | DRAK_1 | 50.01 | 43.41 | 0 | 0
CR | Storage | 25 | DRAX_1 | 0.11 | 0.1 | 0 | 0
CR | Storage | 25 | DRCR | 30.01 | 26.05 | 0 | 0
CR | Storage | 25 | DUNB | 0.01 | 0.01 | 0 | 0
CR | Storage | 25 | DYCE_P | 0.01 | 0.01 | 0 | 0
CR | Storage | 25 | EASO_1 | 0.19 | 0.16 | 0 | 0
CR | Storage | 25 | ECCL | 0.01 | 0.01 | 0 | 0
CR | Storage | 25 | ECLA_1 | 0.09 | 0.08 | 0 | 0
CR | Storage | 25 | EKIS | 0.03 | 0.03 | 0 | 0
CR | Storage | 25 | ELLA_1 | 0.01 | 0.01 | 0 | 0
CR | Storage | 25 | ENDE_1 | 4.52 | 3.92 | 0 | 0
CR | Storage | 25 | EXET1 | 0.12 | 0.1 | 0 | 0
CR | Storage | 25 | FAWL_1 | 0.1 | 0.09 | 0 | 0
CR | Storage | 25 | FECK_6 | 7.69 | 6.67 | 0 | 0
CR | Storage | 25 | FERRA2 | 5.02 | 4.36 | 0 | 0
CR | Storage | 25 | FERRB1 | 0.02 | 0.02 | 0 | 0
CR | Storage | 25 | FIDD_P | 0.02 | 0.02 | 0 | 0
CR | Storage | 25 | FIDF_1 | 19.6 | 17.01 | 0 | 0
CR | Storage | 25 | FLEE_1 | 0.04 | 0.03 | 0 | 0
CR | Storage | 25 | FOUR_1 | 0.13 | 0.11 | 0 | 0
CR | Storage | 25 | FROD_1 | 30.05 | 26.08 | 0 | 0
CR | Storage | 25 | GALA | 0.01 | 0.01 | 0 | 0
CR | Storage | 25 | GLLU | 0.03 | 0.03 | 0 | 0
CR | Storage | 25 | GLNI | 0.02 | 0.02 | 0 | 0
CR | Storage | 25 | GREN_1 | 1.52 | 1.32 | 0 | 0
CR | Storage | 25 | GRIW_1 | 53.13 | 46.12 | 0 | 0
CR | Storage | 25 | G_EXTRA_11 | 0.01 | 0.01 | 0 | 0
CR | Storage | 25 | G_EXTRA_2 | 0.01 | 0.01 | 0 | 0
CR | Storage | 25 | G_EXTRA_9 | 0.04 | 0.03 | 0 | 0
CR | Storage | 25 | HACK_1 | 0.01 | 0.01 | 0 | 0
CR | Storage | 25 | HACK_6 | 0.01 | 0.01 | 0 | 0
CR | Storage | 25 | HAMHC1 | 0.02 | 0.02 | 0 | 0
CR | Storage | 25 | HARK_1 | 17.7 | 15.36 | 0 | 0
CR | Storage | 25 | HARM_6 | 0.03 | 0.03 | 0 | 0
CR | Storage | 25 | HAWI | 0.01 | 0.01 | 0 | 0
CR | Storage | 25 | HAWP_6 | 0.04 | 0.03 | 0 | 0
CR | Storage | 25 | HEYS1 | 0.03 | 0.03 | 0 | 0
CR | Storage | 25 | HEYS_1 | 0.09 | 0.08 | 0 | 0
CR | Storage | 25 | HURS_1 | 0.01 | 0.01 | 0 | 0
CR | Storage | 25 | HUTT_1 | 0.16 | 0.14 | 0 | 0
CR | Storage | 25 | IMPK_1 | 0.13 | 0.11 | 0 | 0
CR | Storage | 25 | INDQ1 | 1.2 | 1.04 | 0 | 0
CR | Storage | 25 | IROA1 | 10.16 | 8.82 | 0 | 0
CR | Storage | 25 | IRONB1 | 0.07 | 0.06 | 0 | 0
CR | Storage | 25 | IVER_1 | 1 | 0.87 | 0 | 0
CR | Storage | 25 | JORD_3 | 0.01 | 0.01 | 0 | 0
CR | Storage | 25 | KAIM | 0.01 | 0.01 | 0 | 0
CR | Storage | 25 | KEAD_1 | 0.14 | 0.12 | 0 | 0
CR | Storage | 25 | KEAR_1 | 0.01 | 0.01 | 0 | 0
CR | Storage | 25 | KEAR_3 | 19.61 | 17.02 | 0 | 0
CR | Storage | 25 | KEIT_P | 0.01 | 0.01 | 0 | 0
CR | Storage | 25 | KEMS_1 | 0.12 | 0.1 | 0 | 0
CR | Storage | 25 | KIBY_1 | 40 | 34.72 | 0 | 0
CR | Storage | 25 | KILS | 0.01 | 0.01 | 0 | 0
CR | Storage | 25 | KINO_1 | 78.95 | 68.53 | 0 | 0
CR | Storage | 25 | KINT_P | 0.01 | 0.01 | 0 | 0
CR | Storage | 25 | KIRKB1 | 0.02 | 0.02 | 0 | 0
CR | Storage | 25 | KITW_1 | 0.01 | 0.01 | 0 | 0
CR | Storage | 25 | KNAR | 8.01 | 6.95 | 0 | 0
CR | Storage | 25 | LACK_6 | 6.03 | 5.23 | 0 | 0
CR | Storage | 25 | LAND1 | 22.63 | 19.64 | 0 | 0
CR | Storage | 25 | LEGA_1 | 0.04 | 0.03 | 0 | 0
CR | Storage | 25 | LING | 0.02 | 0.02 | 0 | 0
CR | Storage | 25 | LINM | 0.03 | 0.03 | 0 | 0
CR | Storage | 25 | LISD_1 | 0.01 | 0.01 | 0 | 0
CR | Storage | 25 | LITT_C | 0.01 | 0.01 | 0 | 0
CR | Storage | 25 | LITT_J | 28.01 | 24.31 | 0 | 0
CR | Storage | 25 | LOVE_1 | 7.6 | 6.6 | 0 | 0
CR | Storage | 25 | MACC_3 | 10.02 | 8.7 | 0 | 0
CR | Storage | 25 | MACD_P | 0.02 | 0.02 | 0 | 0
CR | Storage | 25 | MAGA_6 | 0.03 | 0.03 | 0 | 0
CR | Storage | 25 | MANN_1 | 7.66 | 6.65 | 0 | 0
CR | Storage | 25 | MELK_1 | 80.17 | 69.59 | 0 | 0
CR | Storage | 25 | MITY_1 | 50.17 | 43.55 | 0 | 0
CR | Storage | 25 | MYBS_P | 0.01 | 0.01 | 0 | 0
CR | Storage | 25 | NECE_1 | 0.02 | 0.02 | 0 | 0
CR | Storage | 25 | NEEP_3 | 0.03 | 0.03 | 0 | 0
CR | Storage | 25 | NEWX_6 | 2.01 | 1.74 | 0 | 0
CR | Storage | 25 | NFLE | 5.05 | 4.38 | 0 | 0
CR | Storage | 25 | NINF_1 | 38.53 | 33.44 | 0 | 0
CR | Storage | 25 | NORL_3 | 0.01 | 0.01 | 0 | 0
CR | Storage | 25 | NORM_1 | 40.33 | 35.01 | 0 | 0
CR | Storage | 25 | NORT_1 | 50.04 | 43.43 | 0 | 0
CR | Storage | 25 | NURS_1 | 0.1 | 0.09 | 0 | 0
CR | Storage | 25 | OCKH_1 | 0.01 | 0.01 | 0 | 0
CR | Storage | 25 | OFFE_3 | 0.01 | 0.01 | 0 | 0
CR | Storage | 25 | OLDB_1 | 0.01 | 0.01 | 0 | 0
CR | Storage | 25 | OSBA_1 | 5.03 | 4.37 | 0 | 0
CR | Storage | 25 | PADIB1 | 0.07 | 0.06 | 0 | 0
CR | Storage | 25 | PEHS_P | 1 | 0.87 | 0 | 0
CR | Storage | 25 | PELH_1 | 50.04 | 43.43 | 0 | 0
CR | Storage | 25 | PEMB_1 | 0.16 | 0.14 | 0 | 0
CR | Storage | 25 | PENE_1 | 0.02 | 0.02 | 0 | 0
CR | Storage | 25 | PENN_1 | 97.9 | 84.98 | 0 | 0
CR | Storage | 25 | PENT_1 | 5.07 | 4.4 | 0 | 0
CR | Storage | 25 | PENW_1 | 51.21 | 44.45 | 0 | 0
CR | Storage | 25 | PITS_3 | 0.01 | 0.01 | 0 | 0
CR | Storage | 25 | POPP_3 | 20.01 | 17.37 | 0 | 0
CR | Storage | 25 | PORA_P | 0.01 | 0.01 | 0 | 0
CR | Storage | 25 | PYLE_1 | 4.13 | 3.58 | 0 | 0
CR | Storage | 25 | RASS_1 | 0.14 | 0.12 | 0 | 0
CR | Storage | 25 | RATS_1 | 0.05 | 0.04 | 0 | 0
CR | Storage | 25 | RAYL_1 | 10.16 | 8.82 | 0 | 0
CR | Storage | 25 | REBR_3 | 0.01 | 0.01 | 0 | 0
CR | Storage | 25 | REDH | 0.01 | 0.01 | 0 | 0
CR | Storage | 25 | REDM_P | 0.01 | 0.01 | 0 | 0
CR | Storage | 25 | RICH1 | 0.05 | 0.04 | 0 | 0
CR | Storage | 25 | ROCH_1 | 5.11 | 4.44 | 0 | 0
CR | Storage | 25 | RUGEB1 | 0.07 | 0.06 | 0 | 0
CR | Storage | 25 | RYEH_1 | 20.04 | 17.39 | 0 | 0
CR | Storage | 25 | SALH_1 | 0.05 | 0.04 | 0 | 0
CR | Storage | 25 | SALT_1 | 70.04 | 60.79 | 0 | 0
CR | Storage | 25 | SBAR | 31.64 | 27.46 | 0 | 0
CR | Storage | 25 | SEAB1 | 68.87 | 59.78 | 0 | 0
CR | Storage | 25 | SELL_1 | 0.16 | 0.14 | 0 | 0
CR | Storage | 25 | SFEG_P | 0.01 | 0.01 | 0 | 0
CR | Storage | 25 | SHEC_3 | 0.01 | 0.01 | 0 | 0
CR | Storage | 25 | SHRW_1 | 0.12 | 0.1 | 0 | 0
CR | Storage | 25 | SIGH | 49.98 | 43.38 | 0 | 0
CR | Storage | 25 | SKLGB1 | 0.01 | 0.01 | 0 | 0
CR | Storage | 25 | SMAN_1 | 50 | 43.4 | 0 | 0
CR | Storage | 25 | SPEN_1 | 21.67 | 18.81 | 0 | 0
CR | Storage | 25 | SSHI_3 | 35.01 | 30.39 | 0 | 0
CR | Storage | 25 | STAH_1 | 0.02 | 0.02 | 0 | 0
CR | Storage | 25 | STAL_1 | 0.02 | 0.02 | 0 | 0
CR | Storage | 25 | STAY_1 | 0.25 | 0.22 | 0 | 0
CR | Storage | 25 | STEN_1 | 50.02 | 43.42 | 0 | 0
CR | Storage | 25 | STES_1 | 0.05 | 0.04 | 0 | 0
CR | Storage | 25 | STHA | 0.02 | 0.02 | 0 | 0
CR | Storage | 25 | STIR | 0.01 | 0.01 | 0 | 0
CR | Storage | 25 | STRI_P | 0.01 | 0.01 | 0 | 0
CR | Storage | 25 | SUND_1 | 17.09 | 14.83 | 0 | 0
CR | Storage | 25 | SWAN_1 | 0.22 | 0.19 | 0 | 0
CR | Storage | 25 | TAUN1 | 0.04 | 0.03 | 0 | 0
CR | Storage | 25 | TAYN_P | 0.01 | 0.01 | 0 | 0
CR | Storage | 25 | TEMP_3 | 0.01 | 0.01 | 0 | 0
CR | Storage | 25 | THOM_6 | 0.09 | 0.08 | 0 | 0
CR | Storage | 25 | THSO_P | 2.02 | 1.75 | 0 | 0
CR | Storage | 25 | THUR_6 | 0.03 | 0.03 | 0 | 0
CR | Storage | 25 | TILBB_1 | 9.11 | 7.91 | 0 | 0
CR | Storage | 25 | TOTT_1 | 0.01 | 0.01 | 0 | 0
CR | Storage | 25 | TRAW_1 | 0.16 | 0.14 | 0 | 0
CR | Storage | 25 | TYNE_1 | 0.01 | 0.01 | 0 | 0
CR | Storage | 25 | TYNE_2 | 0.01 | 0.01 | 0 | 0
CR | Storage | 25 | UPPB_1 | 0.08 | 0.07 | 0 | 0
CR | Storage | 25 | UPPB_3 | 0.03 | 0.03 | 0 | 0
CR | Storage | 25 | USKM_1 | 29.61 | 25.7 | 0 | 0
CR | Storage | 25 | WALH_1 | 49.64 | 43.09 | 0 | 0
CR | Storage | 25 | WALP_1 | 0.25 | 0.22 | 0 | 0
CR | Storage | 25 | WALP_B | 50.1 | 43.49 | 0 | 0
CR | Storage | 25 | WARL_1 | 10.11 | 8.78 | 0 | 0
CR | Storage | 25 | WASF_1 | 59.99 | 52.07 | 0 | 0
CR | Storage | 25 | WBOL_6 | 2.81 | 2.44 | 0 | 0
CR | Storage | 25 | WBUR_1 | 9.89 | 8.58 | 0 | 0
CR | Storage | 25 | WFIE | 0.01 | 0.01 | 0 | 0
CR | Storage | 25 | WHAM_1 | 0.01 | 0.01 | 0 | 0
CR | Storage | 25 | WHGA_1 | 36.01 | 31.26 | 0 | 0
CR | Storage | 25 | WIBA_3 | 0.01 | 0.01 | 0 | 0
CR | Storage | 25 | WIEN_1 | 48.01 | 41.67 | 0 | 0
CR | Storage | 25 | WILL_1 | 0.03 | 0.03 | 0 | 0
CR | Storage | 25 | WIMBN1 | 0.01 | 0.01 | 0 | 0
CR | Storage | 25 | WIMBS1 | 0.01 | 0.01 | 0 | 0
CR | Storage | 25 | WISH | 0.01 | 0.01 | 0 | 0
CR | Storage | 25 | WMEL_1 | 20.02 | 17.38 | 0 | 0
CR | Storage | 25 | WTHU31 | 0.01 | 0.01 | 0 | 0
CR | Storage | 25 | WWEY_1 | 0.01 | 0.01 | 0 | 0
CR | Storage | 25 | WYLF_1 | 0.1 | 0.09 | 0 | 0
CR | Storage | 25 | WYMOM_1 | 0.04 | 0.03 | 0 | 0
CR | Storage | 26 | ABHA1 | 20.1 | 17.45 | 0 | 0
CR | Storage | 26 | ABNE_P | 0.01 | 0.01 | 0 | 0
CR | Storage | 26 | ABTH_1 | 0.01 | 0.01 | 0 | 0
CR | Storage | 26 | ALST_3 | 0.01 | 0.01 | 0 | 0
CR | Storage | 26 | ALVE1 | 4.22 | 3.66 | 0 | 0
CR | Storage | 26 | ARMO_P | 0.02 | 0.02 | 0 | 0
CR | Storage | 26 | AXMI1 | 3.64 | 3.16 | 0 | 0
CR | Storage | 26 | BAGA | 0.04 | 0.03 | 0 | 0
CR | Storage | 26 | BAIN | 0.01 | 0.01 | 0 | 0
CR | Storage | 26 | BARKC1 | 0.02 | 0.02 | 0 | 0
CR | Storage | 26 | BEDDT1 | 0.01 | 0.01 | 0 | 0
CR | Storage | 26 | BEDD_1 | 7.51 | 6.52 | 0 | 0
CR | Storage | 26 | BERW | 0.07 | 0.06 | 0 | 0
CR | Storage | 26 | BESW_1 | 15.02 | 13.04 | 0 | 0
CR | Storage | 26 | BICF_1 | 64.32 | 55.83 | 0 | 0
CR | Storage | 26 | BIRK_1 | 0.01 | 0.01 | 0 | 0
CR | Storage | 26 | BISW_1 | 0.01 | 0.01 | 0 | 0
CR | Storage | 26 | BLYTB1 | 0.07 | 0.06 | 0 | 0
CR | Storage | 26 | BLYTH132 | 0.14 | 0.12 | 0 | 0
CR | Storage | 26 | BOLN_1 | 45.02 | 39.08 | 0 | 0
CR | Storage | 26 | BONN | 0.02 | 0.02 | 0 | 0
CR | Storage | 26 | BOTW_1 | 0.09 | 0.08 | 0 | 0
CR | Storage | 26 | BRAI_1 | 39.74 | 34.49 | 0 | 0
CR | Storage | 26 | BRAW_1 | 2.03 | 1.76 | 0 | 0
CR | Storage | 26 | BRED_1 | 6.01 | 5.22 | 0 | 0
CR | Storage | 26 | BRFO_1 | 50.04 | 43.43 | 0 | 0
CR | Storage | 26 | BRIM_1 | 0.04 | 0.03 | 0 | 0
CR | Storage | 26 | BRLE_1 | 0.04 | 0.03 | 0 | 0
CR | Storage | 26 | BROX | 20 | 17.36 | 0 | 0
CR | Storage | 26 | BRWA1 | 0.15 | 0.13 | 0 | 0
CR | Storage | 26 | BURM_1 | 0.45 | 0.39 | 0 | 0
CR | Storage | 26 | BUSH_1 | 1.02 | 0.89 | 0 | 0
CR | Storage | 26 | BUST_1 | 0.02 | 0.02 | 0 | 0
CR | Storage | 26 | CAMB_01 | 0.02 | 0.02 | 0 | 0
CR | Storage | 26 | CANTN1 | 0.05 | 0.04 | 0 | 0
CR | Storage | 26 | CAPEA1 | 20.01 | 17.37 | 0 | 0
CR | Storage | 26 | CARE_1 | 0.01 | 0.01 | 0 | 0
CR | Storage | 26 | CARR_1 | 30.01 | 26.05 | 0 | 0
CR | Storage | 26 | CELL_1 | 25.06 | 21.75 | 0 | 0
CR | Storage | 26 | CHAP | 0.02 | 0.02 | 0 | 0
CR | Storage | 26 | CHIC_1 | 0.14 | 0.12 | 0 | 0
CR | Storage | 26 | CHSI_1 | 6.01 | 5.22 | 0 | 0
CR | Storage | 26 | CHTE_1 | 33.62 | 29.18 | 0 | 0
CR | Storage | 26 | CLT03 | 0.03 | 0.03 | 0 | 0
CR | Storage | 26 | CONQA1 | 0.06 | 0.05 | 0 | 0
CR | Storage | 26 | COVE_1 | 0.04 | 0.03 | 0 | 0
CR | Storage | 26 | COWL_1 | 7.15 | 6.21 | 0 | 0
CR | Storage | 26 | COYL | 0.04 | 0.03 | 0 | 0
CR | Storage | 26 | CREB_1 | 78.16 | 67.84 | 0 | 0
CR | Storage | 26 | CUMB | 30.01 | 26.05 | 0 | 0
CR | Storage | 26 | CUPA | 0.01 | 0.01 | 0 | 0
CR | Storage | 26 | DEVO | 0.05 | 0.04 | 0 | 0
CR | Storage | 26 | DOUN_P | 0.01 | 0.01 | 0 | 0
CR | Storage | 26 | DRAK_1 | 50.01 | 43.41 | 0 | 0
CR | Storage | 26 | DRAX_1 | 0.13 | 0.11 | 0 | 0
CR | Storage | 26 | DRCR | 30.02 | 26.06 | 0 | 0
CR | Storage | 26 | DUNB | 0.01 | 0.01 | 0 | 0
CR | Storage | 26 | DUNF | 0.01 | 0.01 | 0 | 0
CR | Storage | 26 | DUNO_P | 0.01 | 0.01 | 0 | 0
CR | Storage | 26 | DYCE_P | 0.01 | 0.01 | 0 | 0
CR | Storage | 26 | EASO_1 | 0.2 | 0.17 | 0 | 0
CR | Storage | 26 | ECCL | 0.02 | 0.02 | 0 | 0
CR | Storage | 26 | ECLA_1 | 0.08 | 0.07 | 0 | 0
CR | Storage | 26 | EKIS | 0.04 | 0.03 | 0 | 0
CR | Storage | 26 | ELLA_1 | 0.01 | 0.01 | 0 | 0
CR | Storage | 26 | ENDE_1 | 4.53 | 3.93 | 0 | 0
CR | Storage | 26 | EXET1 | 0.1 | 0.09 | 0 | 0
CR | Storage | 26 | FAWL_1 | 0.09 | 0.08 | 0 | 0
CR | Storage | 26 | FECK_6 | 9.08 | 7.88 | 0 | 0
CR | Storage | 26 | FERRA2 | 5.02 | 4.36 | 0 | 0
CR | Storage | 26 | FERRB1 | 0.02 | 0.02 | 0 | 0
CR | Storage | 26 | FIDD_P | 0.03 | 0.03 | 0 | 0
CR | Storage | 26 | FIDF_1 | 19.6 | 17.01 | 0 | 0
CR | Storage | 26 | FLEE_1 | 0.04 | 0.03 | 0 | 0
CR | Storage | 26 | FOUR_1 | 0.15 | 0.13 | 0 | 0
CR | Storage | 26 | FROD_1 | 30.06 | 26.09 | 0 | 0
CR | Storage | 26 | GALA | 0.01 | 0.01 | 0 | 0
CR | Storage | 26 | GLLU | 0.05 | 0.04 | 0 | 0
CR | Storage | 26 | GLNI | 0.03 | 0.03 | 0 | 0
CR | Storage | 26 | GLRO | 0.01 | 0.01 | 0 | 0
CR | Storage | 26 | GREN_1 | 1.52 | 1.32 | 0 | 0
CR | Storage | 26 | GRIW_1 | 73.14 | 63.49 | 0 | 0
CR | Storage | 26 | G_EXTRA_11 | 0.01 | 0.01 | 0 | 0
CR | Storage | 26 | G_EXTRA_12 | 0.01 | 0.01 | 0 | 0
CR | Storage | 26 | G_EXTRA_2 | 0.01 | 0.01 | 0 | 0
CR | Storage | 26 | G_EXTRA_9 | 0.07 | 0.06 | 0 | 0
CR | Storage | 26 | HAMHC1 | 0.02 | 0.02 | 0 | 0
CR | Storage | 26 | HARK_1 | 26.21 | 22.75 | 0 | 0
CR | Storage | 26 | HARM_6 | 0.04 | 0.03 | 0 | 0
CR | Storage | 26 | HAWI | 0.01 | 0.01 | 0 | 0
CR | Storage | 26 | HAWP_6 | 0.05 | 0.04 | 0 | 0
CR | Storage | 26 | HEYS1 | 0.03 | 0.03 | 0 | 0
CR | Storage | 26 | HEYS_1 | 0.1 | 0.09 | 0 | 0
CR | Storage | 26 | HURS_1 | 0.01 | 0.01 | 0 | 0
CR | Storage | 26 | HUTT_1 | 0.17 | 0.15 | 0 | 0
CR | Storage | 26 | IMPK_1 | 0.11 | 0.1 | 0 | 0
CR | Storage | 26 | INDQ1 | 1.21 | 1.05 | 0 | 0
CR | Storage | 26 | INKE | 0.01 | 0.01 | 0 | 0
CR | Storage | 26 | IROA1 | 19.74 | 17.13 | 0 | 0
CR | Storage | 26 | IRONB1 | 0.06 | 0.05 | 0 | 0
CR | Storage | 26 | IVER_1 | 1 | 0.87 | 0 | 0
CR | Storage | 26 | JORD_3 | 18.01 | 15.63 | 0 | 0
CR | Storage | 26 | KAIM | 0.02 | 0.02 | 0 | 0
CR | Storage | 26 | KEAD_1 | 0.17 | 0.15 | 0 | 0
CR | Storage | 26 | KEAR_3 | 19.6 | 17.01 | 0 | 0
CR | Storage | 26 | KEIT_P | 0.02 | 0.02 | 0 | 0
CR | Storage | 26 | KEMS_1 | 0.11 | 0.1 | 0 | 0
CR | Storage | 26 | KIBY_1 | 90 | 78.12 | 0 | 0
CR | Storage | 26 | KIER | 0.01 | 0.01 | 0 | 0
CR | Storage | 26 | KILS | 0.01 | 0.01 | 0 | 0
CR | Storage | 26 | KINO_1 | 78.95 | 68.53 | 0 | 0
CR | Storage | 26 | KINT_P | 0.02 | 0.02 | 0 | 0
CR | Storage | 26 | KIRKB1 | 0.02 | 0.02 | 0 | 0
CR | Storage | 26 | KITW_1 | 0.01 | 0.01 | 0 | 0
CR | Storage | 26 | KNAR | 8.01 | 6.95 | 0 | 0
CR | Storage | 26 | LACK_6 | 6.03 | 5.23 | 0 | 0
CR | Storage | 26 | LAIR_P | 0.01 | 0.01 | 0 | 0
CR | Storage | 26 | LAND1 | 22.61 | 19.63 | 0 | 0
CR | Storage | 26 | LEGA_1 | 0.04 | 0.03 | 0 | 0
CR | Storage | 26 | LEVE | 0.01 | 0.01 | 0 | 0
CR | Storage | 26 | LING | 0.03 | 0.03 | 0 | 0
CR | Storage | 26 | LINM | 0.05 | 0.04 | 0 | 0
CR | Storage | 26 | LISD_1 | 0.02 | 0.02 | 0 | 0
CR | Storage | 26 | LITT_C | 0.01 | 0.01 | 0 | 0
CR | Storage | 26 | LITT_J | 28.01 | 24.31 | 0 | 0
CR | Storage | 26 | LOVE_1 | 7.59 | 6.59 | 0 | 0
CR | Storage | 26 | MACC_3 | 10.02 | 8.7 | 0 | 0
CR | Storage | 26 | MACD_P | 0.02 | 0.02 | 0 | 0
CR | Storage | 26 | MAGA_6 | 0.03 | 0.03 | 0 | 0
CR | Storage | 26 | MANN_1 | 7.64 | 6.63 | 0 | 0
CR | Storage | 26 | MELK_1 | 130.13 | 112.95 | 0 | 0
CR | Storage | 26 | MITY_1 | 150.13 | 130.31 | 0 | 0
CR | Storage | 26 | MYBS_P | 0.02 | 0.02 | 0 | 0
CR | Storage | 26 | NECE_1 | 0.02 | 0.02 | 0 | 0
CR | Storage | 26 | NEEP_3 | 40.03 | 34.75 | 0 | 0
CR | Storage | 26 | NEWX_6 | 2.01 | 1.74 | 0 | 0
CR | Storage | 26 | NFLE | 5.05 | 4.38 | 0 | 0
CR | Storage | 26 | NINF_1 | 38.53 | 33.44 | 0 | 0
CR | Storage | 26 | NORL_3 | 0.01 | 0.01 | 0 | 0
CR | Storage | 26 | NORM_1 | 40.29 | 34.97 | 0 | 0
CR | Storage | 26 | NORT_1 | 50.05 | 43.44 | 0 | 0
CR | Storage | 26 | NURS_1 | 10.09 | 8.76 | 0 | 0
CR | Storage | 26 | OCKH_1 | 0.01 | 0.01 | 0 | 0
CR | Storage | 26 | OFFE_3 | 0.01 | 0.01 | 0 | 0
CR | Storage | 26 | OLDB_1 | 0.01 | 0.01 | 0 | 0
CR | Storage | 26 | OSBA_1 | 5.03 | 4.37 | 0 | 0
CR | Storage | 26 | PADIB1 | 0.08 | 0.07 | 0 | 0
CR | Storage | 26 | PEHS_P | 1 | 0.87 | 0 | 0
CR | Storage | 26 | PELH_1 | 50.04 | 43.43 | 0 | 0
CR | Storage | 26 | PEMB_1 | 0.15 | 0.13 | 0 | 0
CR | Storage | 26 | PENE_1 | 0.02 | 0.02 | 0 | 0
CR | Storage | 26 | PENN_1 | 97.9 | 84.98 | 0 | 0
CR | Storage | 26 | PENT_1 | 5.06 | 4.39 | 0 | 0
CR | Storage | 26 | PENW_1 | 51.21 | 44.45 | 0 | 0
CR | Storage | 26 | PITS_3 | 30.01 | 26.05 | 0 | 0
CR | Storage | 26 | POPP_3 | 20.01 | 17.37 | 0 | 0
CR | Storage | 26 | PORA_P | 0.01 | 0.01 | 0 | 0
CR | Storage | 26 | PORD | 0.01 | 0.01 | 0 | 0
CR | Storage | 26 | PYLE_1 | 4.16 | 3.61 | 0 | 0
CR | Storage | 26 | RAIN_1 | 20 | 17.36 | 0 | 0
CR | Storage | 26 | RASS_1 | 0.13 | 0.11 | 0 | 0
CR | Storage | 26 | RATS_1 | 0.05 | 0.04 | 0 | 0
CR | Storage | 26 | RAYL_1 | 10.16 | 8.82 | 0 | 0
CR | Storage | 26 | REDH | 0.02 | 0.02 | 0 | 0
CR | Storage | 26 | REDM_P | 0.01 | 0.01 | 0 | 0
CR | Storage | 26 | RICH1 | 0.05 | 0.04 | 0 | 0
CR | Storage | 26 | ROCH_1 | 5.14 | 4.46 | 0 | 0
CR | Storage | 26 | RUGEB1 | 0.06 | 0.05 | 0 | 0
CR | Storage | 26 | RYEH_1 | 20.04 | 17.39 | 0 | 0
CR | Storage | 26 | SALH_1 | 0.04 | 0.03 | 0 | 0
CR | Storage | 26 | SALT_1 | 70.05 | 60.8 | 0 | 0
CR | Storage | 26 | SBAR | 39.64 | 34.41 | 0 | 0
CR | Storage | 26 | SEAB1 | 68.86 | 59.77 | 0 | 0
CR | Storage | 26 | SELL_1 | 0.16 | 0.14 | 0 | 0
CR | Storage | 26 | SFEG_P | 0.01 | 0.01 | 0 | 0
CR | Storage | 26 | SHEC_3 | 0.01 | 0.01 | 0 | 0
CR | Storage | 26 | SHRW_1 | 0.13 | 0.11 | 0 | 0
CR | Storage | 26 | SIGH | 59.98 | 52.06 | 0 | 0
CR | Storage | 26 | SKLGB1 | 0.02 | 0.02 | 0 | 0
CR | Storage | 26 | SMAN_1 | 50 | 43.4 | 0 | 0
CR | Storage | 26 | SPEN_1 | 21.67 | 18.81 | 0 | 0
CR | Storage | 26 | SSHI_3 | 35.01 | 30.39 | 0 | 0
CR | Storage | 26 | STAH_1 | 0.02 | 0.02 | 0 | 0
CR | Storage | 26 | STAL_1 | 0.02 | 0.02 | 0 | 0
CR | Storage | 26 | STAY_1 | 0.22 | 0.19 | 0 | 0
CR | Storage | 26 | STEN_1 | 50.02 | 43.42 | 0 | 0
CR | Storage | 26 | STES_1 | 0.05 | 0.04 | 0 | 0
CR | Storage | 26 | STHA | 0.02 | 0.02 | 0 | 0
CR | Storage | 26 | STIR | 0.02 | 0.02 | 0 | 0
CR | Storage | 26 | STLE | 0.01 | 0.01 | 0 | 0
CR | Storage | 26 | STRI_P | 0.02 | 0.02 | 0 | 0
CR | Storage | 26 | SUND_1 | 17.08 | 14.83 | 0 | 0
CR | Storage | 26 | SWAN_1 | 0.22 | 0.19 | 0 | 0
CR | Storage | 26 | TAUN1 | 0.04 | 0.03 | 0 | 0
CR | Storage | 26 | TAYN_P | 0.01 | 0.01 | 0 | 0
CR | Storage | 26 | TEMP_3 | 0.01 | 0.01 | 0 | 0
CR | Storage | 26 | THOM_6 | 0.1 | 0.09 | 0 | 0
CR | Storage | 26 | THSO_P | 2.03 | 1.76 | 0 | 0
CR | Storage | 26 | THUR_6 | 0.04 | 0.03 | 0 | 0
CR | Storage | 26 | TILBB_1 | 9.1 | 7.9 | 0 | 0
CR | Storage | 26 | TRAW_1 | 0.2 | 0.17 | 0 | 0
CR | Storage | 26 | TYNE_1 | 0.01 | 0.01 | 0 | 0
CR | Storage | 26 | TYNE_2 | 0.01 | 0.01 | 0 | 0
CR | Storage | 26 | UPPB_1 | 0.09 | 0.08 | 0 | 0
CR | Storage | 26 | UPPB_3 | 0.04 | 0.03 | 0 | 0
CR | Storage | 26 | USKM_1 | 29.61 | 25.7 | 0 | 0
CR | Storage | 26 | WALH_1 | 49.63 | 43.08 | 0 | 0
CR | Storage | 26 | WALP_1 | 0.28 | 0.24 | 0 | 0
CR | Storage | 26 | WALP_B | 50.09 | 43.48 | 0 | 0
CR | Storage | 26 | WARL_1 | 10.09 | 8.76 | 0 | 0
CR | Storage | 26 | WASF_1 | 59.99 | 52.07 | 0 | 0
CR | Storage | 26 | WBOL_6 | 2.81 | 2.44 | 0 | 0
CR | Storage | 26 | WBUR_1 | 9.88 | 8.58 | 0 | 0
CR | Storage | 26 | WFIE | 0.02 | 0.02 | 0 | 0
CR | Storage | 26 | WHGA_1 | 36 | 31.25 | 0 | 0
CR | Storage | 26 | WIBA_3 | 0.01 | 0.01 | 0 | 0
CR | Storage | 26 | WIEN_1 | 48.01 | 41.67 | 0 | 0
CR | Storage | 26 | WILL_1 | 0.03 | 0.03 | 0 | 0
CR | Storage | 26 | WIMBN1 | 0.01 | 0.01 | 0 | 0
CR | Storage | 26 | WIMBS1 | 0.01 | 0.01 | 0 | 0
CR | Storage | 26 | WISH | 0.01 | 0.01 | 0 | 0
CR | Storage | 26 | WMEL_1 | 20.02 | 17.38 | 0 | 0
CR | Storage | 26 | WWEY_1 | 0.01 | 0.01 | 0 | 0
CR | Storage | 26 | WYLF_1 | 0.1 | 0.09 | 0 | 0
CR | Storage | 26 | WYMOM_1 | 0.04 | 0.03 | 0 | 0
CR | Storage | 27 | ABHA1 | 20.09 | 17.44 | 0 | 0
CR | Storage | 27 | ABNE_P | 0.01 | 0.01 | 0 | 0
CR | Storage | 27 | ABTH_1 | 0.01 | 0.01 | 0 | 0
CR | Storage | 27 | ALST_3 | 0.01 | 0.01 | 0 | 0
CR | Storage | 27 | ALVE1 | 4.23 | 3.67 | 0 | 0
CR | Storage | 27 | ARMO_P | 0.02 | 0.02 | 0 | 0
CR | Storage | 27 | AXMI1 | 3.62 | 3.14 | 0 | 0
CR | Storage | 27 | BAGA | 0.05 | 0.04 | 0 | 0
CR | Storage | 27 | BAIN | 0.01 | 0.01 | 0 | 0
CR | Storage | 27 | BARKC1 | 0.02 | 0.02 | 0 | 0
CR | Storage | 27 | BEDD_1 | 7.5 | 6.51 | 0 | 0
CR | Storage | 27 | BERW | 0.08 | 0.07 | 0 | 0
CR | Storage | 27 | BESW_1 | 20.02 | 17.38 | 0 | 0
CR | Storage | 27 | BICF_1 | 64.29 | 55.8 | 0 | 0
CR | Storage | 27 | BIRK_1 | 0.01 | 0.01 | 0 | 0
CR | Storage | 27 | BISW_1 | 19.61 | 17.02 | 0 | 0
CR | Storage | 27 | BLYTB1 | 0.08 | 0.07 | 0 | 0
CR | Storage | 27 | BLYTH132 | 0.15 | 0.13 | 0 | 0
CR | Storage | 27 | BOLN_1 | 45.02 | 39.08 | 0 | 0
CR | Storage | 27 | BONN | 0.02 | 0.02 | 0 | 0
CR | Storage | 27 | BOTW_1 | 0.08 | 0.07 | 0 | 0
CR | Storage | 27 | BRAC_P | 9.99 | 8.67 | 0 | 0
CR | Storage | 27 | BRAI_1 | 39.73 | 34.49 | 0 | 0
CR | Storage | 27 | BRAW_1 | 2.03 | 1.76 | 0 | 0
CR | Storage | 27 | BRED_1 | 6.01 | 5.22 | 0 | 0
CR | Storage | 27 | BRFO_1 | 50.04 | 43.43 | 0 | 0
CR | Storage | 27 | BRIM_1 | 0.03 | 0.03 | 0 | 0
CR | Storage | 27 | BRLE_1 | 0.04 | 0.03 | 0 | 0
CR | Storage | 27 | BROX | 20 | 17.36 | 0 | 0
CR | Storage | 27 | BRWA1 | 0.14 | 0.12 | 0 | 0
CR | Storage | 27 | BURM_1 | 0.41 | 0.36 | 0 | 0
CR | Storage | 27 | BUSH_1 | 1.01 | 0.88 | 0 | 0
CR | Storage | 27 | BUST_1 | 0.02 | 0.02 | 0 | 0
CR | Storage | 27 | CAMB_01 | 0.02 | 0.02 | 0 | 0
CR | Storage | 27 | CANTN1 | 0.04 | 0.03 | 0 | 0
CR | Storage | 27 | CAPEA1 | 20.01 | 17.37 | 0 | 0
CR | Storage | 27 | CARE_1 | 0.01 | 0.01 | 0 | 0
CR | Storage | 27 | CARR_1 | 30.01 | 26.05 | 0 | 0
CR | Storage | 27 | CELL_1 | 25.05 | 21.74 | 0 | 0
CR | Storage | 27 | CHAP | 0.02 | 0.02 | 0 | 0
CR | Storage | 27 | CHIC_1 | 0.12 | 0.1 | 0 | 0
CR | Storage | 27 | CHSI_1 | 6 | 5.21 | 0 | 0
CR | Storage | 27 | CHTE_1 | 33.62 | 29.18 | 0 | 0
CR | Storage | 27 | CLT03 | 0.03 | 0.03 | 0 | 0
CR | Storage | 27 | CONQA1 | 0.07 | 0.06 | 0 | 0
CR | Storage | 27 | COUA_P | 0.01 | 0.01 | 0 | 0
CR | Storage | 27 | COVE_1 | 5.04 | 4.37 | 0 | 0
CR | Storage | 27 | COWL_1 | 7.14 | 6.2 | 0 | 0
CR | Storage | 27 | COYL | 0.05 | 0.04 | 0 | 0
CR | Storage | 27 | CREB_1 | 78.18 | 67.86 | 0 | 0
CR | Storage | 27 | CUMB | 30.01 | 26.05 | 0 | 0
CR | Storage | 27 | CUPA | 0.01 | 0.01 | 0 | 0
CR | Storage | 27 | DEVO | 0.07 | 0.06 | 0 | 0
CR | Storage | 27 | DOUN_P | 0.01 | 0.01 | 0 | 0
CR | Storage | 27 | DRAK_1 | 50.01 | 43.41 | 0 | 0
CR | Storage | 27 | DRAX_1 | 0.14 | 0.12 | 0 | 0
CR | Storage | 27 | DRCR | 30.03 | 26.07 | 0 | 0
CR | Storage | 27 | DUNB | 0.01 | 0.01 | 0 | 0
CR | Storage | 27 | DUNF | 0.01 | 0.01 | 0 | 0
CR | Storage | 27 | DUNO_P | 0.01 | 0.01 | 0 | 0
CR | Storage | 27 | DYCE_P | 0.02 | 0.02 | 0 | 0
CR | Storage | 27 | EASO_1 | 0.2 | 0.17 | 0 | 0
CR | Storage | 27 | ECCL | 0.02 | 0.02 | 0 | 0
CR | Storage | 27 | ECLA_1 | 0.07 | 0.06 | 0 | 0
CR | Storage | 27 | EKIS | 0.06 | 0.05 | 0 | 0
CR | Storage | 27 | ELLA_1 | 0.01 | 0.01 | 0 | 0
CR | Storage | 27 | ENDE_1 | 54.52 | 47.32 | 0 | 0
CR | Storage | 27 | EXET1 | 1.09 | 0.95 | 0 | 0
CR | Storage | 27 | FAWL_1 | 0.08 | 0.07 | 0 | 0
CR | Storage | 27 | FECK_6 | 9.08 | 7.88 | 0 | 0
CR | Storage | 27 | FERRA2 | 5.02 | 4.36 | 0 | 0
CR | Storage | 27 | FERRB1 | 0.02 | 0.02 | 0 | 0
CR | Storage | 27 | FIDD_P | 0.04 | 0.03 | 0 | 0
CR | Storage | 27 | FIDF_1 | 19.6 | 17.01 | 0 | 0
CR | Storage | 27 | FLEE_1 | 0.03 | 0.03 | 0 | 0
CR | Storage | 27 | FOUR_1 | 0.16 | 0.14 | 0 | 0
CR | Storage | 27 | FROD_1 | 30.07 | 26.1 | 0 | 0
CR | Storage | 27 | GALA | 0.02 | 0.02 | 0 | 0
CR | Storage | 27 | GLLU | 0.06 | 0.05 | 0 | 0
CR | Storage | 27 | GLNI | 0.04 | 0.03 | 0 | 0
CR | Storage | 27 | GLRO | 0.01 | 0.01 | 0 | 0
CR | Storage | 27 | GREN_1 | 1.52 | 1.32 | 0 | 0
CR | Storage | 27 | GRIW_1 | 73.15 | 63.49 | 0 | 0
CR | Storage | 27 | G_EXTRA_11 | 0.02 | 0.02 | 0 | 0
CR | Storage | 27 | G_EXTRA_12 | 0.01 | 0.01 | 0 | 0
CR | Storage | 27 | G_EXTRA_2 | 0.02 | 0.02 | 0 | 0
CR | Storage | 27 | G_EXTRA_9 | 0.08 | 0.07 | 0 | 0
CR | Storage | 27 | HAMHC1 | 0.02 | 0.02 | 0 | 0
CR | Storage | 27 | HARK_1 | 26.22 | 22.76 | 0 | 0
CR | Storage | 27 | HARM_6 | 0.04 | 0.03 | 0 | 0
CR | Storage | 27 | HAWI | 0.01 | 0.01 | 0 | 0
CR | Storage | 27 | HAWP_6 | 0.05 | 0.04 | 0 | 0
CR | Storage | 27 | HEYS1 | 0.03 | 0.03 | 0 | 0
CR | Storage | 27 | HEYS_1 | 0.1 | 0.09 | 0 | 0
CR | Storage | 27 | HUTT_1 | 0.17 | 0.15 | 0 | 0
CR | Storage | 27 | IMPK_1 | 0.1 | 0.09 | 0 | 0
CR | Storage | 27 | INDQ1 | 1.21 | 1.05 | 0 | 0
CR | Storage | 27 | INKE | 0.01 | 0.01 | 0 | 0
CR | Storage | 27 | IROA1 | 48.73 | 42.3 | 0 | 0
CR | Storage | 27 | IRONB1 | 0.05 | 0.04 | 0 | 0
CR | Storage | 27 | IVER_1 | 1 | 0.87 | 0 | 0
CR | Storage | 27 | JORD_3 | 40.01 | 34.73 | 0 | 0
CR | Storage | 27 | KAIM | 0.03 | 0.03 | 0 | 0
CR | Storage | 27 | KEAD_1 | 0.18 | 0.16 | 0 | 0
CR | Storage | 27 | KEAR_3 | 19.6 | 17.01 | 0 | 0
CR | Storage | 27 | KEIT_P | 0.02 | 0.02 | 0 | 0
CR | Storage | 27 | KEMS_1 | 0.1 | 0.09 | 0 | 0
CR | Storage | 27 | KIBY_1 | 90 | 78.12 | 0 | 0
CR | Storage | 27 | KIER | 0.01 | 0.01 | 0 | 0
CR | Storage | 27 | KILS | 0.01 | 0.01 | 0 | 0
CR | Storage | 27 | KILT | 0.01 | 0.01 | 0 | 0
CR | Storage | 27 | KINO_1 | 78.94 | 68.52 | 0 | 0
CR | Storage | 27 | KINT_P | 0.02 | 0.02 | 0 | 0
CR | Storage | 27 | KIRKB1 | 0.02 | 0.02 | 0 | 0
CR | Storage | 27 | KITW_1 | 0.01 | 0.01 | 0 | 0
CR | Storage | 27 | KNAR | 8.01 | 6.95 | 0 | 0
CR | Storage | 27 | LACK_6 | 6.03 | 5.23 | 0 | 0
CR | Storage | 27 | LAIR_P | 0.01 | 0.01 | 0 | 0
CR | Storage | 27 | LAND1 | 22.6 | 19.62 | 0 | 0
CR | Storage | 27 | LEGA_1 | 0.03 | 0.03 | 0 | 0
CR | Storage | 27 | LEVE | 0.01 | 0.01 | 0 | 0
CR | Storage | 27 | LING | 0.03 | 0.03 | 0 | 0
CR | Storage | 27 | LINM | 0.07 | 0.06 | 0 | 0
CR | Storage | 27 | LISD_1 | 20.02 | 17.38 | 0 | 0
CR | Storage | 27 | LITT_J | 28 | 24.3 | 0 | 0
CR | Storage | 27 | LOVE_1 | 7.58 | 6.58 | 0 | 0
CR | Storage | 27 | MACC_3 | 10.02 | 8.7 | 0 | 0
CR | Storage | 27 | MACD_P | 0.03 | 0.03 | 0 | 0
CR | Storage | 27 | MAGA_6 | 0.03 | 0.03 | 0 | 0
CR | Storage | 27 | MANN_1 | 7.62 | 6.61 | 0 | 0
CR | Storage | 27 | MELK_1 | 130.12 | 112.94 | 0 | 0
CR | Storage | 27 | MITY_1 | 150.11 | 130.3 | 0 | 0
CR | Storage | 27 | MYBS_P | 0.02 | 0.02 | 0 | 0
CR | Storage | 27 | NECE_1 | 0.02 | 0.02 | 0 | 0
CR | Storage | 27 | NEEP_3 | 40.03 | 34.75 | 0 | 0
CR | Storage | 27 | NEWX_6 | 2.01 | 1.74 | 0 | 0
CR | Storage | 27 | NFLE | 5.04 | 4.37 | 0 | 0
CR | Storage | 27 | NINF_1 | 38.53 | 33.44 | 0 | 0
CR | Storage | 27 | NORL_3 | 0.01 | 0.01 | 0 | 0
CR | Storage | 27 | NORM_1 | 40.27 | 34.95 | 0 | 0
CR | Storage | 27 | NORT_1 | 50.06 | 43.45 | 0 | 0
CR | Storage | 27 | NURS_1 | 62.11 | 53.91 | 0 | 0
CR | Storage | 27 | OCKH_1 | 0.01 | 0.01 | 0 | 0
CR | Storage | 27 | OFFE_3 | 0.01 | 0.01 | 0 | 0
CR | Storage | 27 | OLDB_1 | 0.01 | 0.01 | 0 | 0
CR | Storage | 27 | OSBA_1 | 5.02 | 4.36 | 0 | 0
CR | Storage | 27 | PADIB1 | 0.08 | 0.07 | 0 | 0
CR | Storage | 27 | PEHS_P | 1 | 0.87 | 0 | 0
CR | Storage | 27 | PELH_1 | 50.03 | 43.43 | 0 | 0
CR | Storage | 27 | PEMB_1 | 0.14 | 0.12 | 0 | 0
CR | Storage | 27 | PENE_1 | 0.02 | 0.02 | 0 | 0
CR | Storage | 27 | PENN_1 | 97.9 | 84.98 | 0 | 0
CR | Storage | 27 | PENT_1 | 5.05 | 4.38 | 0 | 0
CR | Storage | 27 | PENW_1 | 51.21 | 44.45 | 0 | 0
CR | Storage | 27 | PITS_3 | 30.01 | 26.05 | 0 | 0
CR | Storage | 27 | POOB | 0.01 | 0.01 | 0 | 0
CR | Storage | 27 | POPP_3 | 20.01 | 17.37 | 0 | 0
CR | Storage | 27 | PORA_P | 0.01 | 0.01 | 0 | 0
CR | Storage | 27 | PORD | 0.01 | 0.01 | 0 | 0
CR | Storage | 27 | PYLE_1 | 4.17 | 3.62 | 0 | 0
CR | Storage | 27 | RAIN_1 | 20 | 17.36 | 0 | 0
CR | Storage | 27 | RASS_1 | 0.12 | 0.1 | 0 | 0
CR | Storage | 27 | RATS_1 | 0.05 | 0.04 | 0 | 0
CR | Storage | 27 | RAYL_1 | 10.16 | 8.82 | 0 | 0
CR | Storage | 27 | REDH | 0.03 | 0.03 | 0 | 0
CR | Storage | 27 | REDM_P | 0.01 | 0.01 | 0 | 0
CR | Storage | 27 | RICH1 | 0.04 | 0.03 | 0 | 0
CR | Storage | 27 | ROCH_1 | 5.15 | 4.47 | 0 | 0
CR | Storage | 27 | RUGEB1 | 0.05 | 0.04 | 0 | 0
CR | Storage | 27 | RYEH_1 | 20.03 | 17.39 | 0 | 0
CR | Storage | 27 | SALH_1 | 0.04 | 0.03 | 0 | 0
CR | Storage | 27 | SALT_1 | 70.05 | 60.8 | 0 | 0
CR | Storage | 27 | SBAR | 39.64 | 34.41 | 0 | 0
CR | Storage | 27 | SEAB1 | 91.95 | 79.81 | 0 | 0
CR | Storage | 27 | SELL_1 | 0.16 | 0.14 | 0 | 0
CR | Storage | 27 | SFEG_P | 0.02 | 0.02 | 0 | 0
CR | Storage | 27 | SHEC_3 | 0.01 | 0.01 | 0 | 0
CR | Storage | 27 | SHRW_1 | 0.13 | 0.11 | 0 | 0
CR | Storage | 27 | SIGH | 59.98 | 52.06 | 0 | 0
CR | Storage | 27 | SKLGB1 | 0.02 | 0.02 | 0 | 0
CR | Storage | 27 | SMAN_1 | 50 | 43.4 | 0 | 0
CR | Storage | 27 | SPEN_1 | 21.67 | 18.81 | 0 | 0
CR | Storage | 27 | SSHI_3 | 35.01 | 30.39 | 0 | 0
CR | Storage | 27 | STAH_1 | 0.02 | 0.02 | 0 | 0
CR | Storage | 27 | STAL_1 | 0.02 | 0.02 | 0 | 0
CR | Storage | 27 | STAY_1 | 14.21 | 12.33 | 0 | 0
CR | Storage | 27 | STEN_1 | 50.02 | 43.42 | 0 | 0
CR | Storage | 27 | STES_1 | 0.05 | 0.04 | 0 | 0
CR | Storage | 27 | STHA | 0.03 | 0.03 | 0 | 0
CR | Storage | 27 | STIR | 0.03 | 0.03 | 0 | 0
CR | Storage | 27 | STLE | 0.01 | 0.01 | 0 | 0
CR | Storage | 27 | STRI_P | 0.02 | 0.02 | 0 | 0
CR | Storage | 27 | SUND_1 | 17.07 | 14.82 | 0 | 0
CR | Storage | 27 | SWAN_1 | 0.22 | 0.19 | 0 | 0
CR | Storage | 27 | TAUN1 | 0.03 | 0.03 | 0 | 0
CR | Storage | 27 | TAYN_P | 0.01 | 0.01 | 0 | 0
CR | Storage | 27 | TEMP_3 | 0.01 | 0.01 | 0 | 0
CR | Storage | 27 | THOM_6 | 10.1 | 8.77 | 0 | 0
CR | Storage | 27 | THSO_P | 2.04 | 1.77 | 0 | 0
CR | Storage | 27 | THUR_6 | 0.04 | 0.03 | 0 | 0
CR | Storage | 27 | TILBB_1 | 9.09 | 7.89 | 0 | 0
CR | Storage | 27 | TRAW_1 | 0.21 | 0.18 | 0 | 0
CR | Storage | 27 | TYNE_1 | 0.01 | 0.01 | 0 | 0
CR | Storage | 27 | TYNE_2 | 0.01 | 0.01 | 0 | 0
CR | Storage | 27 | UPPB_1 | 0.1 | 0.09 | 0 | 0
CR | Storage | 27 | UPPB_3 | 0.04 | 0.03 | 0 | 0
CR | Storage | 27 | USKM_1 | 29.61 | 25.7 | 0 | 0
CR | Storage | 27 | WALH_1 | 49.62 | 43.07 | 0 | 0
CR | Storage | 27 | WALP_1 | 0.29 | 0.25 | 0 | 0
CR | Storage | 27 | WALP_B | 50.09 | 43.48 | 0 | 0
CR | Storage | 27 | WARL_1 | 10.08 | 8.75 | 0 | 0
CR | Storage | 27 | WASF_1 | 59.99 | 52.07 | 0 | 0
CR | Storage | 27 | WBOL_6 | 2.81 | 2.44 | 0 | 0
CR | Storage | 27 | WBUR_1 | 12.87 | 11.17 | 0 | 0
CR | Storage | 27 | WFIE | 0.02 | 0.02 | 0 | 0
CR | Storage | 27 | WHGA_1 | 36 | 31.25 | 0 | 0
CR | Storage | 27 | WIBA_3 | 0.01 | 0.01 | 0 | 0
CR | Storage | 27 | WIEN_1 | 48.01 | 41.67 | 0 | 0
CR | Storage | 27 | WILL_1 | 0.03 | 0.03 | 0 | 0
CR | Storage | 27 | WIMBN1 | 0.01 | 0.01 | 0 | 0
CR | Storage | 27 | WIMBS1 | 0.01 | 0.01 | 0 | 0
CR | Storage | 27 | WISH | 0.01 | 0.01 | 0 | 0
CR | Storage | 27 | WMEL_1 | 20.02 | 17.38 | 0 | 0
CR | Storage | 27 | WYLF_1 | 0.1 | 0.09 | 0 | 0
CR | Storage | 27 | WYMOM_1 | 0.03 | 0.03 | 0 | 0
CR | Storage | 28 | ABHA1 | 20.09 | 17.44 | 0 | 0
CR | Storage | 28 | ABNE_P | 0.01 | 0.01 | 0 | 0
CR | Storage | 28 | ABTH_1 | 0.01 | 0.01 | 0 | 0
CR | Storage | 28 | ALST_3 | 0.01 | 0.01 | 0 | 0
CR | Storage | 28 | ALVE1 | 4.23 | 3.67 | 0 | 0
CR | Storage | 28 | ARMO_P | 0.02 | 0.02 | 0 | 0
CR | Storage | 28 | AXMI1 | 15.62 | 13.56 | 0 | 0
CR | Storage | 28 | BAGA | 0.05 | 0.04 | 0 | 0
CR | Storage | 28 | BAIN | 0.01 | 0.01 | 0 | 0
CR | Storage | 28 | BARKC1 | 0.02 | 0.02 | 0 | 0
CR | Storage | 28 | BEDD_1 | 7.5 | 6.51 | 0 | 0
CR | Storage | 28 | BERW | 0.09 | 0.08 | 0 | 0
CR | Storage | 28 | BESW_1 | 20.02 | 17.38 | 0 | 0
CR | Storage | 28 | BICF_1 | 64.29 | 55.8 | 0 | 0
CR | Storage | 28 | BIRK_1 | 0.01 | 0.01 | 0 | 0
CR | Storage | 28 | BISW_1 | 19.61 | 17.02 | 0 | 0
CR | Storage | 28 | BLYTB1 | 0.08 | 0.07 | 0 | 0
CR | Storage | 28 | BLYTH132 | 0.15 | 0.13 | 0 | 0
CR | Storage | 28 | BOLN_1 | 45.02 | 39.08 | 0 | 0
CR | Storage | 28 | BONN | 0.02 | 0.02 | 0 | 0
CR | Storage | 28 | BOTW_1 | 20.07 | 17.42 | 0 | 0
CR | Storage | 28 | BRAC_P | 9.99 | 8.67 | 0 | 0
CR | Storage | 28 | BRAI_1 | 39.73 | 34.49 | 0 | 0
CR | Storage | 28 | BRAW_1 | 2.03 | 1.76 | 0 | 0
CR | Storage | 28 | BRED_1 | 6.01 | 5.22 | 0 | 0
CR | Storage | 28 | BRFO_1 | 50.04 | 43.43 | 0 | 0
CR | Storage | 28 | BRIM_1 | 0.03 | 0.03 | 0 | 0
CR | Storage | 28 | BRLE_1 | 0.04 | 0.03 | 0 | 0
CR | Storage | 28 | BROX | 20 | 17.36 | 0 | 0
CR | Storage | 28 | BRWA1 | 0.13 | 0.11 | 0 | 0
CR | Storage | 28 | BURM_1 | 0.39 | 0.34 | 0 | 0
CR | Storage | 28 | BUSH_1 | 1.01 | 0.88 | 0 | 0
CR | Storage | 28 | BUST_1 | 0.02 | 0.02 | 0 | 0
CR | Storage | 28 | CAMB_01 | 0.02 | 0.02 | 0 | 0
CR | Storage | 28 | CANTN1 | 0.04 | 0.03 | 0 | 0
CR | Storage | 28 | CAPEA1 | 30.01 | 26.05 | 0 | 0
CR | Storage | 28 | CARE_1 | 0.01 | 0.01 | 0 | 0
CR | Storage | 28 | CARR_1 | 30.01 | 26.05 | 0 | 0
CR | Storage | 28 | CELL_1 | 25.05 | 21.74 | 0 | 0
CR | Storage | 28 | CHAP | 0.02 | 0.02 | 0 | 0
CR | Storage | 28 | CHIC_1 | 0.12 | 0.1 | 0 | 0
CR | Storage | 28 | CHSI_1 | 6 | 5.21 | 0 | 0
CR | Storage | 28 | CHTE_1 | 33.62 | 29.18 | 0 | 0
CR | Storage | 28 | CLT03 | 0.03 | 0.03 | 0 | 0
CR | Storage | 28 | CONQA1 | 0.07 | 0.06 | 0 | 0
CR | Storage | 28 | COUA_P | 0.01 | 0.01 | 0 | 0
CR | Storage | 28 | COVE_1 | 25.04 | 21.73 | 0 | 0
CR | Storage | 28 | COWL_1 | 7.13 | 6.19 | 0 | 0
CR | Storage | 28 | COYL | 0.06 | 0.05 | 0 | 0
CR | Storage | 28 | CREB_1 | 78.18 | 67.86 | 0 | 0
CR | Storage | 28 | CUMB | 30.01 | 26.05 | 0 | 0
CR | Storage | 28 | CUPA | 0.01 | 0.01 | 0 | 0
CR | Storage | 28 | DEVO | 0.07 | 0.06 | 0 | 0
CR | Storage | 28 | DOUN_P | 0.01 | 0.01 | 0 | 0
CR | Storage | 28 | DRAK_1 | 50.01 | 43.41 | 0 | 0
CR | Storage | 28 | DRAX_1 | 0.14 | 0.12 | 0 | 0
CR | Storage | 28 | DRCR | 30.03 | 26.07 | 0 | 0
CR | Storage | 28 | DUNB | 0.01 | 0.01 | 0 | 0
CR | Storage | 28 | DUNF | 0.01 | 0.01 | 0 | 0
CR | Storage | 28 | DUNO_P | 0.01 | 0.01 | 0 | 0
CR | Storage | 28 | DYCE_P | 0.02 | 0.02 | 0 | 0
CR | Storage | 28 | EASO_1 | 0.21 | 0.18 | 0 | 0
CR | Storage | 28 | ECCL | 0.03 | 0.03 | 0 | 0
CR | Storage | 28 | ECLA_1 | 30.07 | 26.1 | 0 | 0
CR | Storage | 28 | EKIS | 0.06 | 0.05 | 0 | 0
CR | Storage | 28 | ELLA_1 | 0.01 | 0.01 | 0 | 0
CR | Storage | 28 | ENDE_1 | 54.52 | 47.32 | 0 | 0
CR | Storage | 28 | EXET1 | 1.09 | 0.95 | 0 | 0
CR | Storage | 28 | FAWL_1 | 0.07 | 0.06 | 0 | 0
CR | Storage | 28 | FECK_6 | 19.08 | 16.56 | 0 | 0
CR | Storage | 28 | FERRA2 | 5.02 | 4.36 | 0 | 0
CR | Storage | 28 | FERRB1 | 0.02 | 0.02 | 0 | 0
CR | Storage | 28 | FIDD_P | 0.04 | 0.03 | 0 | 0
CR | Storage | 28 | FIDF_1 | 41.6 | 36.11 | 0 | 0
CR | Storage | 28 | FLEE_1 | 0.03 | 0.03 | 0 | 0
CR | Storage | 28 | FOUR_1 | 0.17 | 0.15 | 0 | 0
CR | Storage | 28 | FROD_1 | 30.07 | 26.1 | 0 | 0
CR | Storage | 28 | GALA | 0.02 | 0.02 | 0 | 0
CR | Storage | 28 | GIFF | 0.01 | 0.01 | 0 | 0
CR | Storage | 28 | GLLU | 0.07 | 0.06 | 0 | 0
CR | Storage | 28 | GLNI | 0.04 | 0.03 | 0 | 0
CR | Storage | 28 | GLRO | 0.01 | 0.01 | 0 | 0
CR | Storage | 28 | GREN_1 | 21.52 | 18.68 | 0 | 0
CR | Storage | 28 | GRIW_1 | 73.15 | 63.49 | 0 | 0
CR | Storage | 28 | G_EXTRA_11 | 0.02 | 0.02 | 0 | 0
CR | Storage | 28 | G_EXTRA_12 | 0.01 | 0.01 | 0 | 0
CR | Storage | 28 | G_EXTRA_2 | 0.02 | 0.02 | 0 | 0
CR | Storage | 28 | G_EXTRA_9 | 0.09 | 0.08 | 0 | 0
CR | Storage | 28 | HAMHC1 | 0.02 | 0.02 | 0 | 0
CR | Storage | 28 | HARK_1 | 26.22 | 22.76 | 0 | 0
CR | Storage | 28 | HARM_6 | 0.04 | 0.03 | 0 | 0
CR | Storage | 28 | HAWI | 0.02 | 0.02 | 0 | 0
CR | Storage | 28 | HAWP_6 | 0.05 | 0.04 | 0 | 0
CR | Storage | 28 | HEYS1 | 0.02 | 0.02 | 0 | 0
CR | Storage | 28 | HEYS_1 | 0.1 | 0.09 | 0 | 0
CR | Storage | 28 | HUTT_1 | 0.17 | 0.15 | 0 | 0
CR | Storage | 28 | IMPK_1 | 0.1 | 0.09 | 0 | 0
CR | Storage | 28 | INDQ1 | 1.21 | 1.05 | 0 | 0
CR | Storage | 28 | INKE | 0.01 | 0.01 | 0 | 0
CR | Storage | 28 | IROA1 | 58.72 | 50.97 | 0 | 0
CR | Storage | 28 | IRONB1 | 0.05 | 0.04 | 0 | 0
CR | Storage | 28 | IVER_1 | 1 | 0.87 | 0 | 0
CR | Storage | 28 | JORD_3 | 40.01 | 34.73 | 0 | 0
CR | Storage | 28 | KAIM | 0.03 | 0.03 | 0 | 0
CR | Storage | 28 | KEAD_1 | 0.19 | 0.16 | 0 | 0
CR | Storage | 28 | KEAR_3 | 19.6 | 17.01 | 0 | 0
CR | Storage | 28 | KEIT_P | 0.02 | 0.02 | 0 | 0
CR | Storage | 28 | KEMS_1 | 0.1 | 0.09 | 0 | 0
CR | Storage | 28 | KIBY_1 | 90 | 78.12 | 0 | 0
CR | Storage | 28 | KIER | 0.01 | 0.01 | 0 | 0
CR | Storage | 28 | KILS | 0.01 | 0.01 | 0 | 0
CR | Storage | 28 | KILT | 0.01 | 0.01 | 0 | 0
CR | Storage | 28 | KINO_1 | 78.94 | 68.52 | 0 | 0
CR | Storage | 28 | KINT_P | 0.03 | 0.03 | 0 | 0
CR | Storage | 28 | KIRKB1 | 0.03 | 0.03 | 0 | 0
CR | Storage | 28 | KITW_1 | 0.01 | 0.01 | 0 | 0
CR | Storage | 28 | KNAR | 16.01 | 13.9 | 0 | 0
CR | Storage | 28 | LACK_6 | 6.02 | 5.23 | 0 | 0
CR | Storage | 28 | LAIR_P | 0.01 | 0.01 | 0 | 0
CR | Storage | 28 | LAND1 | 22.6 | 19.62 | 0 | 0
CR | Storage | 28 | LEGA_1 | 0.03 | 0.03 | 0 | 0
CR | Storage | 28 | LEVE | 0.01 | 0.01 | 0 | 0
CR | Storage | 28 | LING | 0.04 | 0.03 | 0 | 0
CR | Storage | 28 | LINM | 0.07 | 0.06 | 0 | 0
CR | Storage | 28 | LISD_1 | 20.02 | 17.38 | 0 | 0
CR | Storage | 28 | LITT_J | 28 | 24.3 | 0 | 0
CR | Storage | 28 | LOVE_1 | 7.57 | 6.57 | 0 | 0
CR | Storage | 28 | MACC_3 | 30.02 | 26.06 | 0 | 0
CR | Storage | 28 | MACD_P | 0.03 | 0.03 | 0 | 0
CR | Storage | 28 | MAGA_6 | 0.03 | 0.03 | 0 | 0
CR | Storage | 28 | MANN_1 | 7.62 | 6.61 | 0 | 0
CR | Storage | 28 | MELK_1 | 130.11 | 112.94 | 0 | 0
CR | Storage | 28 | MITY_1 | 150.11 | 130.3 | 0 | 0
CR | Storage | 28 | MYBS_P | 0.02 | 0.02 | 0 | 0
CR | Storage | 28 | NECE_1 | 0.02 | 0.02 | 0 | 0
CR | Storage | 28 | NEEP_3 | 40.03 | 34.75 | 0 | 0
CR | Storage | 28 | NEWX_6 | 2.01 | 1.74 | 0 | 0
CR | Storage | 28 | NFLE | 16.04 | 13.92 | 0 | 0
CR | Storage | 28 | NINF_1 | 38.53 | 33.44 | 0 | 0
CR | Storage | 28 | NORL_3 | 0.01 | 0.01 | 0 | 0
CR | Storage | 28 | NORM_1 | 40.26 | 34.95 | 0 | 0
CR | Storage | 28 | NORT_1 | 50.06 | 43.45 | 0 | 0
CR | Storage | 28 | NURS_1 | 72.11 | 62.59 | 0 | 0
CR | Storage | 28 | OCKH_1 | 0.01 | 0.01 | 0 | 0
CR | Storage | 28 | OFFE_3 | 0.01 | 0.01 | 0 | 0
CR | Storage | 28 | OLDB_1 | 0.01 | 0.01 | 0 | 0
CR | Storage | 28 | OSBA_1 | 5.02 | 4.36 | 0 | 0
CR | Storage | 28 | PADIB1 | 0.09 | 0.08 | 0 | 0
CR | Storage | 28 | PEHS_P | 1 | 0.87 | 0 | 0
CR | Storage | 28 | PELH_1 | 50.03 | 43.43 | 0 | 0
CR | Storage | 28 | PEMB_1 | 0.14 | 0.12 | 0 | 0
CR | Storage | 28 | PENE_1 | 0.02 | 0.02 | 0 | 0
CR | Storage | 28 | PENN_1 | 97.9 | 84.98 | 0 | 0
CR | Storage | 28 | PENT_1 | 5.05 | 4.38 | 0 | 0
CR | Storage | 28 | PENW_1 | 51.21 | 44.45 | 0 | 0
CR | Storage | 28 | PITS_3 | 30.01 | 26.05 | 0 | 0
CR | Storage | 28 | POOB | 0.01 | 0.01 | 0 | 0
CR | Storage | 28 | POPP_3 | 20.01 | 17.37 | 0 | 0
CR | Storage | 28 | PORA_P | 0.02 | 0.02 | 0 | 0
CR | Storage | 28 | PORD | 0.01 | 0.01 | 0 | 0
CR | Storage | 28 | PYLE_1 | 4.18 | 3.63 | 0 | 0
CR | Storage | 28 | RAIN_1 | 20 | 17.36 | 0 | 0
CR | Storage | 28 | RASS_1 | 0.12 | 0.1 | 0 | 0
CR | Storage | 28 | RATS_1 | 0.05 | 0.04 | 0 | 0
CR | Storage | 28 | RAYL_1 | 10.16 | 8.82 | 0 | 0
CR | Storage | 28 | REDH | 20.03 | 17.39 | 0 | 0
CR | Storage | 28 | REDM_P | 0.01 | 0.01 | 0 | 0
CR | Storage | 28 | RICH1 | 0.04 | 0.03 | 0 | 0
CR | Storage | 28 | ROCH_1 | 5.16 | 4.48 | 0 | 0
CR | Storage | 28 | RUGEB1 | 0.05 | 0.04 | 0 | 0
CR | Storage | 28 | RYEH_1 | 20.03 | 17.39 | 0 | 0
CR | Storage | 28 | SALH_1 | 0.04 | 0.03 | 0 | 0
CR | Storage | 28 | SALT_1 | 70.05 | 60.8 | 0 | 0
CR | Storage | 28 | SBAR | 39.63 | 34.4 | 0 | 0
CR | Storage | 28 | SEAB1 | 91.95 | 79.81 | 0 | 0
CR | Storage | 28 | SELL_1 | 0.16 | 0.14 | 0 | 0
CR | Storage | 28 | SFEG_P | 0.02 | 0.02 | 0 | 0
CR | Storage | 28 | SHEC_3 | 0.01 | 0.01 | 0 | 0
CR | Storage | 28 | SHRW_1 | 0.13 | 0.11 | 0 | 0
CR | Storage | 28 | SIGH | 59.98 | 52.06 | 0 | 0
CR | Storage | 28 | SKLGB1 | 0.02 | 0.02 | 0 | 0
CR | Storage | 28 | SMAN_1 | 50 | 43.4 | 0 | 0
CR | Storage | 28 | SPEN_1 | 21.68 | 18.82 | 0 | 0
CR | Storage | 28 | SSHI_3 | 35.01 | 30.39 | 0 | 0
CR | Storage | 28 | STAH_1 | 0.02 | 0.02 | 0 | 0
CR | Storage | 28 | STAL_1 | 0.02 | 0.02 | 0 | 0
CR | Storage | 28 | STAY_1 | 14.2 | 12.33 | 0 | 0
CR | Storage | 28 | STEN_1 | 50.02 | 43.42 | 0 | 0
CR | Storage | 28 | STES_1 | 0.05 | 0.04 | 0 | 0
CR | Storage | 28 | STHA | 0.03 | 0.03 | 0 | 0
CR | Storage | 28 | STIR | 0.03 | 0.03 | 0 | 0
CR | Storage | 28 | STLE | 0.01 | 0.01 | 0 | 0
CR | Storage | 28 | STRI_P | 0.02 | 0.02 | 0 | 0
CR | Storage | 28 | SUND_1 | 17.07 | 14.82 | 0 | 0
CR | Storage | 28 | SWAN_1 | 0.22 | 0.19 | 0 | 0
CR | Storage | 28 | TAUN1 | 0.03 | 0.03 | 0 | 0
CR | Storage | 28 | TAYN_P | 0.01 | 0.01 | 0 | 0
CR | Storage | 28 | TEMP_3 | 0.01 | 0.01 | 0 | 0
CR | Storage | 28 | THOM_6 | 30.1 | 26.13 | 0 | 0
CR | Storage | 28 | THSO_P | 2.04 | 1.77 | 0 | 0
CR | Storage | 28 | THUR_6 | 0.04 | 0.03 | 0 | 0
CR | Storage | 28 | TILBB_1 | 9.09 | 7.89 | 0 | 0
CR | Storage | 28 | TRAW_1 | 0.22 | 0.19 | 0 | 0
CR | Storage | 28 | TYNE_1 | 0.01 | 0.01 | 0 | 0
CR | Storage | 28 | TYNE_2 | 0.01 | 0.01 | 0 | 0
CR | Storage | 28 | UPPB_1 | 0.11 | 0.1 | 0 | 0
CR | Storage | 28 | UPPB_3 | 0.04 | 0.03 | 0 | 0
CR | Storage | 28 | USKM_1 | 29.61 | 25.7 | 0 | 0
CR | Storage | 28 | WABO | 50 | 43.4 | 0 | 0
CR | Storage | 28 | WALH_1 | 49.61 | 43.06 | 0 | 0
CR | Storage | 28 | WALP_1 | 0.3 | 0.26 | 0 | 0
CR | Storage | 28 | WALP_B | 50.09 | 43.48 | 0 | 0
CR | Storage | 28 | WARL_1 | 59.58 | 51.72 | 0 | 0
CR | Storage | 28 | WASF_1 | 109.79 | 95.3 | 0 | 0
CR | Storage | 28 | WBOL_6 | 2.81 | 2.44 | 0 | 0
CR | Storage | 28 | WBUR_1 | 12.87 | 11.17 | 0 | 0
CR | Storage | 28 | WFIE | 0.03 | 0.03 | 0 | 0
CR | Storage | 28 | WHGA_1 | 42 | 36.46 | 0 | 0
CR | Storage | 28 | WIBA_3 | 0.01 | 0.01 | 0 | 0
CR | Storage | 28 | WIEN_1 | 48.01 | 41.67 | 0 | 0
CR | Storage | 28 | WILL_1 | 0.03 | 0.03 | 0 | 0
CR | Storage | 28 | WIMBN1 | 0.01 | 0.01 | 0 | 0
CR | Storage | 28 | WIMBS1 | 0.01 | 0.01 | 0 | 0
CR | Storage | 28 | WISH | 0.01 | 0.01 | 0 | 0
CR | Storage | 28 | WMEL_1 | 55.02 | 47.76 | 0 | 0
CR | Storage | 28 | WYLF_1 | 0.1 | 0.09 | 0 | 0
CR | Storage | 28 | WYMOM_1 | 0.03 | 0.03 | 0 | 0
CR | Storage | 29 | ABHA1 | 20.09 | 17.44 | 0 | 0
CR | Storage | 29 | ABNE_P | 0.01 | 0.01 | 0 | 0
CR | Storage | 29 | ABTH_1 | 0.01 | 0.01 | 0 | 0
CR | Storage | 29 | ALNE_P | 0.01 | 0.01 | 0 | 0
CR | Storage | 29 | ALST_3 | 0.01 | 0.01 | 0 | 0
CR | Storage | 29 | ALVE1 | 4.23 | 3.67 | 0 | 0
CR | Storage | 29 | ARMO_P | 0.02 | 0.02 | 0 | 0
CR | Storage | 29 | AXMI1 | 15.62 | 13.56 | 0 | 0
CR | Storage | 29 | BAGA | 0.05 | 0.04 | 0 | 0
CR | Storage | 29 | BAIN | 0.01 | 0.01 | 0 | 0
CR | Storage | 29 | BARKC1 | 0.02 | 0.02 | 0 | 0
CR | Storage | 29 | BEDD_1 | 7.5 | 6.51 | 0 | 0
CR | Storage | 29 | BERW | 0.09 | 0.08 | 0 | 0
CR | Storage | 29 | BESW_1 | 20.02 | 17.38 | 0 | 0
CR | Storage | 29 | BICF_1 | 73.68 | 63.95 | 0 | 0
CR | Storage | 29 | BIRK_1 | 5.01 | 4.35 | 0 | 0
CR | Storage | 29 | BISW_1 | 19.61 | 17.02 | 0 | 0
CR | Storage | 29 | BLYTB1 | 0.08 | 0.07 | 0 | 0
CR | Storage | 29 | BLYTH132 | 0.16 | 0.14 | 0 | 0
CR | Storage | 29 | BOLN_1 | 45.02 | 39.08 | 0 | 0
CR | Storage | 29 | BONN | 0.02 | 0.02 | 0 | 0
CR | Storage | 29 | BOTW_1 | 20.07 | 17.42 | 0 | 0
CR | Storage | 29 | BRAC_P | 9.99 | 8.67 | 0 | 0
CR | Storage | 29 | BRAI_1 | 39.73 | 34.49 | 0 | 0
CR | Storage | 29 | BRAW_1 | 2.03 | 1.76 | 0 | 0
CR | Storage | 29 | BRED_1 | 6.01 | 5.22 | 0 | 0
CR | Storage | 29 | BRFO_1 | 50.04 | 43.43 | 0 | 0
CR | Storage | 29 | BRIM_1 | 0.03 | 0.03 | 0 | 0
CR | Storage | 29 | BRLE_1 | 0.03 | 0.03 | 0 | 0
CR | Storage | 29 | BROX | 20 | 17.36 | 0 | 0
CR | Storage | 29 | BRWA1 | 0.13 | 0.11 | 0 | 0
CR | Storage | 29 | BURM_1 | 0.39 | 0.34 | 0 | 0
CR | Storage | 29 | BUSH_1 | 1.01 | 0.88 | 0 | 0
CR | Storage | 29 | BUST_1 | 0.02 | 0.02 | 0 | 0
CR | Storage | 29 | CAMB_01 | 0.02 | 0.02 | 0 | 0
CR | Storage | 29 | CANTN1 | 0.04 | 0.03 | 0 | 0
CR | Storage | 29 | CAPEA1 | 30.01 | 26.05 | 0 | 0
CR | Storage | 29 | CARE_1 | 0.01 | 0.01 | 0 | 0
CR | Storage | 29 | CARR_1 | 30.01 | 26.05 | 0 | 0
CR | Storage | 29 | CELL_1 | 25.05 | 21.74 | 0 | 0
CR | Storage | 29 | CHAP | 0.02 | 0.02 | 0 | 0
CR | Storage | 29 | CHIC_1 | 0.12 | 0.1 | 0 | 0
CR | Storage | 29 | CHSI_1 | 6 | 5.21 | 0 | 0
CR | Storage | 29 | CHTE_1 | 33.62 | 29.18 | 0 | 0
CR | Storage | 29 | CLT03 | 0.03 | 0.03 | 0 | 0
CR | Storage | 29 | CONQA1 | 0.07 | 0.06 | 0 | 0
CR | Storage | 29 | COUA_P | 0.01 | 0.01 | 0 | 0
CR | Storage | 29 | COVE_1 | 25.04 | 21.73 | 0 | 0
CR | Storage | 29 | COWL_1 | 7.13 | 6.19 | 0 | 0
CR | Storage | 29 | COYL | 0.06 | 0.05 | 0 | 0
CR | Storage | 29 | CREB_1 | 78.19 | 67.87 | 0 | 0
CR | Storage | 29 | CUMB | 30.01 | 26.05 | 0 | 0
CR | Storage | 29 | CUPA | 0.01 | 0.01 | 0 | 0
CR | Storage | 29 | DEVO | 0.07 | 0.06 | 0 | 0
CR | Storage | 29 | DOUN_P | 0.01 | 0.01 | 0 | 0
CR | Storage | 29 | DRAK_1 | 50.01 | 43.41 | 0 | 0
CR | Storage | 29 | DRAX_1 | 35.14 | 30.5 | 0 | 0
CR | Storage | 29 | DRCR | 30.03 | 26.07 | 0 | 0
CR | Storage | 29 | DUNB | 0.01 | 0.01 | 0 | 0
CR | Storage | 29 | DUNF | 0.01 | 0.01 | 0 | 0
CR | Storage | 29 | DUNO_P | 0.01 | 0.01 | 0 | 0
CR | Storage | 29 | DYCE_P | 0.02 | 0.02 | 0 | 0
CR | Storage | 29 | EASO_1 | 0.21 | 0.18 | 0 | 0
CR | Storage | 29 | ECCL | 0.03 | 0.03 | 0 | 0
CR | Storage | 29 | ECLA_1 | 30.07 | 26.1 | 0 | 0
CR | Storage | 29 | EKIS | 0.06 | 0.05 | 0 | 0
CR | Storage | 29 | ELLA_1 | 0.01 | 0.01 | 0 | 0
CR | Storage | 29 | ENDE_1 | 54.52 | 47.32 | 0 | 0
CR | Storage | 29 | ERSK | 30 | 26.04 | 0 | 0
CR | Storage | 29 | EXET1 | 1.09 | 0.95 | 0 | 0
CR | Storage | 29 | FAWL_1 | 0.07 | 0.06 | 0 | 0
CR | Storage | 29 | FECK_6 | 19.08 | 16.56 | 0 | 0
CR | Storage | 29 | FERRA2 | 5.02 | 4.36 | 0 | 0
CR | Storage | 29 | FERRB1 | 0.02 | 0.02 | 0 | 0
CR | Storage | 29 | FIDD_P | 0.04 | 0.03 | 0 | 0
CR | Storage | 29 | FIDF_1 | 41.6 | 36.11 | 0 | 0
CR | Storage | 29 | FLEE_1 | 0.03 | 0.03 | 0 | 0
CR | Storage | 29 | FOUR_1 | 0.17 | 0.15 | 0 | 0
CR | Storage | 29 | FROD_1 | 40.07 | 34.78 | 0 | 0
CR | Storage | 29 | GALA | 0.02 | 0.02 | 0 | 0
CR | Storage | 29 | GIFF | 0.01 | 0.01 | 0 | 0
CR | Storage | 29 | GLLU | 0.07 | 0.06 | 0 | 0
CR | Storage | 29 | GLNI | 0.04 | 0.03 | 0 | 0
CR | Storage | 29 | GLRO | 0.01 | 0.01 | 0 | 0
CR | Storage | 29 | GREN_1 | 21.52 | 18.68 | 0 | 0
CR | Storage | 29 | GRIW_1 | 73.15 | 63.49 | 0 | 0
CR | Storage | 29 | G_EXTRA_11 | 0.02 | 0.02 | 0 | 0
CR | Storage | 29 | G_EXTRA_12 | 0.01 | 0.01 | 0 | 0
CR | Storage | 29 | G_EXTRA_2 | 0.02 | 0.02 | 0 | 0
CR | Storage | 29 | G_EXTRA_9 | 0.09 | 0.08 | 0 | 0
CR | Storage | 29 | HAMHC1 | 0.02 | 0.02 | 0 | 0
CR | Storage | 29 | HARK_1 | 76.23 | 66.17 | 0 | 0
CR | Storage | 29 | HARM_6 | 0.04 | 0.03 | 0 | 0
CR | Storage | 29 | HAWI | 0.02 | 0.02 | 0 | 0
CR | Storage | 29 | HAWP_6 | 0.05 | 0.04 | 0 | 0
CR | Storage | 29 | HEYS1 | 0.02 | 0.02 | 0 | 0
CR | Storage | 29 | HEYS_1 | 0.11 | 0.1 | 0 | 0
CR | Storage | 29 | HUTT_1 | 0.17 | 0.15 | 0 | 0
CR | Storage | 29 | IMPK_1 | 0.1 | 0.09 | 0 | 0
CR | Storage | 29 | INDQ1 | 1.21 | 1.05 | 0 | 0
CR | Storage | 29 | INKE | 19.01 | 16.5 | 0 | 0
CR | Storage | 29 | IROA1 | 58.72 | 50.97 | 0 | 0
CR | Storage | 29 | IRONB1 | 0.05 | 0.04 | 0 | 0
CR | Storage | 29 | IVER_1 | 1 | 0.87 | 0 | 0
CR | Storage | 29 | JORD_3 | 40.01 | 34.73 | 0 | 0
CR | Storage | 29 | KAIM | 0.03 | 0.03 | 0 | 0
CR | Storage | 29 | KEAD_1 | 0.19 | 0.16 | 0 | 0
CR | Storage | 29 | KEAR_3 | 19.6 | 17.01 | 0 | 0
CR | Storage | 29 | KEIT_P | 0.02 | 0.02 | 0 | 0
CR | Storage | 29 | KEMS_1 | 0.09 | 0.08 | 0 | 0
CR | Storage | 29 | KIBY_1 | 90 | 78.12 | 0 | 0
CR | Storage | 29 | KIER | 0.01 | 0.01 | 0 | 0
CR | Storage | 29 | KILS | 0.01 | 0.01 | 0 | 0
CR | Storage | 29 | KILT | 0.01 | 0.01 | 0 | 0
CR | Storage | 29 | KINO_1 | 78.94 | 68.52 | 0 | 0
CR | Storage | 29 | KINT_P | 0.03 | 0.03 | 0 | 0
CR | Storage | 29 | KIRKB1 | 0.03 | 0.03 | 0 | 0
CR | Storage | 29 | KITW_1 | 0.01 | 0.01 | 0 | 0
CR | Storage | 29 | KNAR | 16.01 | 13.9 | 0 | 0
CR | Storage | 29 | LACK_6 | 6.02 | 5.23 | 0 | 0
CR | Storage | 29 | LAIR_P | 0.01 | 0.01 | 0 | 0
CR | Storage | 29 | LAND1 | 22.6 | 19.62 | 0 | 0
CR | Storage | 29 | LEGA_1 | 0.03 | 0.03 | 0 | 0
CR | Storage | 29 | LEVE | 0.01 | 0.01 | 0 | 0
CR | Storage | 29 | LING | 0.04 | 0.03 | 0 | 0
CR | Storage | 29 | LINM | 0.07 | 0.06 | 0 | 0
CR | Storage | 29 | LISD_1 | 40.02 | 34.74 | 0 | 0
CR | Storage | 29 | LITT_J | 28 | 24.3 | 0 | 0
CR | Storage | 29 | LOVE_1 | 7.57 | 6.57 | 0 | 0
CR | Storage | 29 | MACC_3 | 30.02 | 26.06 | 0 | 0
CR | Storage | 29 | MACD_P | 0.03 | 0.03 | 0 | 0
CR | Storage | 29 | MAGA_6 | 0.03 | 0.03 | 0 | 0
CR | Storage | 29 | MANN_1 | 7.62 | 6.61 | 0 | 0
CR | Storage | 29 | MELK_1 | 130.11 | 112.94 | 0 | 0
CR | Storage | 29 | MITY_1 | 170.11 | 147.66 | 0 | 0
CR | Storage | 29 | MYBS_P | 0.02 | 0.02 | 0 | 0
CR | Storage | 29 | NECE_1 | 0.02 | 0.02 | 0 | 0
CR | Storage | 29 | NEEP_3 | 40.03 | 34.75 | 0 | 0
CR | Storage | 29 | NEWX_6 | 2.01 | 1.74 | 0 | 0
CR | Storage | 29 | NFLE | 16.04 | 13.92 | 0 | 0
CR | Storage | 29 | NINF_1 | 38.53 | 33.44 | 0 | 0
CR | Storage | 29 | NORL_3 | 0.01 | 0.01 | 0 | 0
CR | Storage | 29 | NORM_1 | 40.26 | 34.95 | 0 | 0
CR | Storage | 29 | NORT_1 | 50.06 | 43.45 | 0 | 0
CR | Storage | 29 | NURS_1 | 72.1 | 62.58 | 0 | 0
CR | Storage | 29 | OCKH_1 | 0.01 | 0.01 | 0 | 0
CR | Storage | 29 | OFFE_3 | 0.01 | 0.01 | 0 | 0
CR | Storage | 29 | OLDB_1 | 0.01 | 0.01 | 0 | 0
CR | Storage | 29 | OSBA_1 | 5.02 | 4.36 | 0 | 0
CR | Storage | 29 | PADIB1 | 0.09 | 0.08 | 0 | 0
CR | Storage | 29 | PEHS_P | 1 | 0.87 | 0 | 0
CR | Storage | 29 | PELH_1 | 50.03 | 43.43 | 0 | 0
CR | Storage | 29 | PEMB_1 | 0.13 | 0.11 | 0 | 0
CR | Storage | 29 | PENE_1 | 0.02 | 0.02 | 0 | 0
CR | Storage | 29 | PENN_1 | 97.9 | 84.98 | 0 | 0
CR | Storage | 29 | PENT_1 | 5.05 | 4.38 | 0 | 0
CR | Storage | 29 | PENW_1 | 51.21 | 44.45 | 0 | 0
CR | Storage | 29 | PITS_3 | 30.01 | 26.05 | 0 | 0
CR | Storage | 29 | POOB | 0.01 | 0.01 | 0 | 0
CR | Storage | 29 | POPP_3 | 40.01 | 34.73 | 0 | 0
CR | Storage | 29 | PORA_P | 0.02 | 0.02 | 0 | 0
CR | Storage | 29 | PORD | 0.01 | 0.01 | 0 | 0
CR | Storage | 29 | PYLE_1 | 4.18 | 3.63 | 0 | 0
CR | Storage | 29 | RAIN_1 | 20 | 17.36 | 0 | 0
CR | Storage | 29 | RASS_1 | 0.11 | 0.1 | 0 | 0
CR | Storage | 29 | RATS_1 | 0.05 | 0.04 | 0 | 0
CR | Storage | 29 | RAYL_1 | 10.16 | 8.82 | 0 | 0
CR | Storage | 29 | REDH | 20.03 | 17.39 | 0 | 0
CR | Storage | 29 | REDM_P | 0.01 | 0.01 | 0 | 0
CR | Storage | 29 | RICH1 | 0.04 | 0.03 | 0 | 0
CR | Storage | 29 | ROCH_1 | 5.16 | 4.48 | 0 | 0
CR | Storage | 29 | RUGEB1 | 0.05 | 0.04 | 0 | 0
CR | Storage | 29 | RYEH_1 | 20.03 | 17.39 | 0 | 0
CR | Storage | 29 | SALH_1 | 0.04 | 0.03 | 0 | 0
CR | Storage | 29 | SALT_1 | 70.06 | 60.81 | 0 | 0
CR | Storage | 29 | SBAR | 39.63 | 34.4 | 0 | 0
CR | Storage | 29 | SEAB1 | 91.94 | 79.8 | 0 | 0
CR | Storage | 29 | SELL_1 | 0.16 | 0.14 | 0 | 0
CR | Storage | 29 | SFEG_P | 0.02 | 0.02 | 0 | 0
CR | Storage | 29 | SHEC_3 | 0.01 | 0.01 | 0 | 0
CR | Storage | 29 | SHRW_1 | 0.14 | 0.12 | 0 | 0
CR | Storage | 29 | SIGH | 59.98 | 52.06 | 0 | 0
CR | Storage | 29 | SKLGB1 | 0.02 | 0.02 | 0 | 0
CR | Storage | 29 | SMAN_1 | 50 | 43.4 | 0 | 0
CR | Storage | 29 | SPEN_1 | 21.68 | 18.82 | 0 | 0
CR | Storage | 29 | SSHI_3 | 35.01 | 30.39 | 0 | 0
CR | Storage | 29 | STAH_1 | 0.02 | 0.02 | 0 | 0
CR | Storage | 29 | STAL_1 | 0.02 | 0.02 | 0 | 0
CR | Storage | 29 | STAY_1 | 14.2 | 12.33 | 0 | 0
CR | Storage | 29 | STEN_1 | 50.02 | 43.42 | 0 | 0
CR | Storage | 29 | STES_1 | 0.06 | 0.05 | 0 | 0
CR | Storage | 29 | STHA | 0.03 | 0.03 | 0 | 0
CR | Storage | 29 | STIR | 0.03 | 0.03 | 0 | 0
CR | Storage | 29 | STLE | 0.01 | 0.01 | 0 | 0
CR | Storage | 29 | STRI_P | 0.02 | 0.02 | 0 | 0
CR | Storage | 29 | SUND_1 | 17.07 | 14.82 | 0 | 0
CR | Storage | 29 | SWAN_1 | 0.22 | 0.19 | 0 | 0
CR | Storage | 29 | TAUN1 | 0.03 | 0.03 | 0 | 0
CR | Storage | 29 | TAYN_P | 0.01 | 0.01 | 0 | 0
CR | Storage | 29 | TEMP_3 | 0.01 | 0.01 | 0 | 0
CR | Storage | 29 | THOM_6 | 30.1 | 26.13 | 0 | 0
CR | Storage | 29 | THSO_P | 2.05 | 1.78 | 0 | 0
CR | Storage | 29 | THUR_6 | 0.04 | 0.03 | 0 | 0
CR | Storage | 29 | TILBB_1 | 9.09 | 7.89 | 0 | 0
CR | Storage | 29 | TRAW_1 | 0.23 | 0.2 | 0 | 0
CR | Storage | 29 | TYNE_1 | 0.01 | 0.01 | 0 | 0
CR | Storage | 29 | TYNE_2 | 0.01 | 0.01 | 0 | 0
CR | Storage | 29 | UPPB_1 | 0.11 | 0.1 | 0 | 0
CR | Storage | 29 | UPPB_3 | 0.04 | 0.03 | 0 | 0
CR | Storage | 29 | USKM_1 | 29.61 | 25.7 | 0 | 0
CR | Storage | 29 | WABO | 56 | 48.61 | 0 | 0
CR | Storage | 29 | WALH_1 | 49.61 | 43.06 | 0 | 0
CR | Storage | 29 | WALP_1 | 0.3 | 0.26 | 0 | 0
CR | Storage | 29 | WALP_B | 50.09 | 43.48 | 0 | 0
CR | Storage | 29 | WARL_1 | 59.58 | 51.72 | 0 | 0
CR | Storage | 29 | WASF_1 | 109.79 | 95.3 | 0 | 0
CR | Storage | 29 | WBOL_6 | 2.81 | 2.44 | 0 | 0
CR | Storage | 29 | WBUR_1 | 12.86 | 11.16 | 0 | 0
CR | Storage | 29 | WFIE | 0.03 | 0.03 | 0 | 0
CR | Storage | 29 | WHGA_1 | 42 | 36.46 | 0 | 0
CR | Storage | 29 | WIBA_3 | 0.01 | 0.01 | 0 | 0
CR | Storage | 29 | WIEN_1 | 48.01 | 41.67 | 0 | 0
CR | Storage | 29 | WILL_1 | 0.03 | 0.03 | 0 | 0
CR | Storage | 29 | WIMBN1 | 0.01 | 0.01 | 0 | 0
CR | Storage | 29 | WIMBS1 | 0.01 | 0.01 | 0 | 0
CR | Storage | 29 | WISH | 0.01 | 0.01 | 0 | 0
CR | Storage | 29 | WMEL_1 | 105.02 | 91.16 | 0 | 0
CR | Storage | 29 | WYLF_1 | 0.1 | 0.09 | 0 | 0
CR | Storage | 29 | WYMOM_1 | 0.03 | 0.03 | 0 | 0
CR | Storage | 30 | ABHA1 | 20.09 | 17.44 | 0 | 0
CR | Storage | 30 | ABNE_P | 0.01 | 0.01 | 0 | 0
CR | Storage | 30 | ABTH_1 | 0.01 | 0.01 | 0 | 0
CR | Storage | 30 | ALNE_P | 0.01 | 0.01 | 0 | 0
CR | Storage | 30 | ALST_3 | 0.01 | 0.01 | 0 | 0
CR | Storage | 30 | ALVE1 | 4.23 | 3.67 | 0 | 0
CR | Storage | 30 | ARMO_P | 0.03 | 0.03 | 0 | 0
CR | Storage | 30 | AXMI1 | 15.62 | 13.56 | 0 | 0
CR | Storage | 30 | BAGA | 0.05 | 0.04 | 0 | 0
CR | Storage | 30 | BAIN | 0.01 | 0.01 | 0 | 0
CR | Storage | 30 | BARKC1 | 0.02 | 0.02 | 0 | 0
CR | Storage | 30 | BEDD_1 | 7.5 | 6.51 | 0 | 0
CR | Storage | 30 | BERW | 0.09 | 0.08 | 0 | 0
CR | Storage | 30 | BESW_1 | 20.02 | 17.38 | 0 | 0
CR | Storage | 30 | BICF_1 | 73.69 | 63.96 | 0 | 0
CR | Storage | 30 | BIRK_1 | 5.01 | 4.35 | 0 | 0
CR | Storage | 30 | BISW_1 | 19.61 | 17.02 | 0 | 0
CR | Storage | 30 | BLYTB1 | 0.08 | 0.07 | 0 | 0
CR | Storage | 30 | BLYTH132 | 0.15 | 0.13 | 0 | 0
CR | Storage | 30 | BOLN_1 | 45.02 | 39.08 | 0 | 0
CR | Storage | 30 | BONN | 0.02 | 0.02 | 0 | 0
CR | Storage | 30 | BOTW_1 | 20.07 | 17.42 | 0 | 0
CR | Storage | 30 | BRAC_P | 9.99 | 8.67 | 0 | 0
CR | Storage | 30 | BRAI_1 | 39.73 | 34.49 | 0 | 0
CR | Storage | 30 | BRAW_1 | 2.03 | 1.76 | 0 | 0
CR | Storage | 30 | BRED_1 | 6.01 | 5.22 | 0 | 0
CR | Storage | 30 | BRFO_1 | 50.04 | 43.43 | 0 | 0
CR | Storage | 30 | BRIM_1 | 0.03 | 0.03 | 0 | 0
CR | Storage | 30 | BRLE_1 | 0.04 | 0.03 | 0 | 0
CR | Storage | 30 | BROX | 20 | 17.36 | 0 | 0
CR | Storage | 30 | BRWA1 | 0.13 | 0.11 | 0 | 0
CR | Storage | 30 | BURM_1 | 0.4 | 0.35 | 0 | 0
CR | Storage | 30 | BUSH_1 | 1.01 | 0.88 | 0 | 0
CR | Storage | 30 | BUST_1 | 0.02 | 0.02 | 0 | 0
CR | Storage | 30 | CAMB_01 | 0.02 | 0.02 | 0 | 0
CR | Storage | 30 | CANTN1 | 0.04 | 0.03 | 0 | 0
CR | Storage | 30 | CAPEA1 | 30.01 | 26.05 | 0 | 0
CR | Storage | 30 | CARE_1 | 0.01 | 0.01 | 0 | 0
CR | Storage | 30 | CARR_1 | 30.01 | 26.05 | 0 | 0
CR | Storage | 30 | CELL_1 | 25.05 | 21.74 | 0 | 0
CR | Storage | 30 | CHAP | 0.02 | 0.02 | 0 | 0
CR | Storage | 30 | CHIC_1 | 0.12 | 0.1 | 0 | 0
CR | Storage | 30 | CHSI_1 | 6 | 5.21 | 0 | 0
CR | Storage | 30 | CHTE_1 | 33.62 | 29.18 | 0 | 0
CR | Storage | 30 | CLT03 | 0.03 | 0.03 | 0 | 0
CR | Storage | 30 | CONQA1 | 0.07 | 0.06 | 0 | 0
CR | Storage | 30 | COUA_P | 0.01 | 0.01 | 0 | 0
CR | Storage | 30 | COVE_1 | 25.04 | 21.73 | 0 | 0
CR | Storage | 30 | COWL_1 | 7.13 | 6.19 | 0 | 0
CR | Storage | 30 | COYL | 0.06 | 0.05 | 0 | 0
CR | Storage | 30 | CREB_1 | 128.18 | 111.26 | 0 | 0
CR | Storage | 30 | CUMB | 30.01 | 26.05 | 0 | 0
CR | Storage | 30 | CUPA | 0.01 | 0.01 | 0 | 0
CR | Storage | 30 | DEVO | 0.07 | 0.06 | 0 | 0
CR | Storage | 30 | DOUN_P | 0.01 | 0.01 | 0 | 0
CR | Storage | 30 | DRAK_1 | 50.01 | 43.41 | 0 | 0
CR | Storage | 30 | DRAX_1 | 35.14 | 30.5 | 0 | 0
CR | Storage | 30 | DRCR | 30.02 | 26.06 | 0 | 0
CR | Storage | 30 | DUNB | 0.01 | 0.01 | 0 | 0
CR | Storage | 30 | DUNF | 0.01 | 0.01 | 0 | 0
CR | Storage | 30 | DUNO_P | 0.01 | 0.01 | 0 | 0
CR | Storage | 30 | DYCE_P | 0.02 | 0.02 | 0 | 0
CR | Storage | 30 | EASO_1 | 0.21 | 0.18 | 0 | 0
CR | Storage | 30 | ECCL | 0.03 | 0.03 | 0 | 0
CR | Storage | 30 | ECLA_1 | 30.07 | 26.1 | 0 | 0
CR | Storage | 30 | EKIS | 0.06 | 0.05 | 0 | 0
CR | Storage | 30 | ELLA_1 | 0.01 | 0.01 | 0 | 0
CR | Storage | 30 | ENDE_1 | 54.52 | 47.32 | 0 | 0
CR | Storage | 30 | ERSK | 30 | 26.04 | 0 | 0
CR | Storage | 30 | EXET1 | 1.09 | 0.95 | 0 | 0
CR | Storage | 30 | FAWL_1 | 0.07 | 0.06 | 0 | 0
CR | Storage | 30 | FECK_6 | 19.08 | 16.56 | 0 | 0
CR | Storage | 30 | FERRA2 | 5.02 | 4.36 | 0 | 0
CR | Storage | 30 | FERRB1 | 0.02 | 0.02 | 0 | 0
CR | Storage | 30 | FIDD_P | 0.05 | 0.04 | 0 | 0
CR | Storage | 30 | FIDF_1 | 41.6 | 36.11 | 0 | 0
CR | Storage | 30 | FLEE_1 | 0.03 | 0.03 | 0 | 0
CR | Storage | 30 | FOUR_1 | 0.17 | 0.15 | 0 | 0
CR | Storage | 30 | FROD_1 | 40.07 | 34.78 | 0 | 0
CR | Storage | 30 | FWIL_P | 0.01 | 0.01 | 0 | 0
CR | Storage | 30 | GALA | 0.02 | 0.02 | 0 | 0
CR | Storage | 30 | GLLU | 0.06 | 0.05 | 0 | 0
CR | Storage | 30 | GLNI | 0.04 | 0.03 | 0 | 0
CR | Storage | 30 | GLRO | 0.01 | 0.01 | 0 | 0
CR | Storage | 30 | GREN_1 | 21.52 | 18.68 | 0 | 0
CR | Storage | 30 | GRIW_1 | 73.15 | 63.49 | 0 | 0
CR | Storage | 30 | G_EXTRA_11 | 0.02 | 0.02 | 0 | 0
CR | Storage | 30 | G_EXTRA_12 | 0.01 | 0.01 | 0 | 0
CR | Storage | 30 | G_EXTRA_2 | 0.02 | 0.02 | 0 | 0
CR | Storage | 30 | G_EXTRA_9 | 0.09 | 0.08 | 0 | 0
CR | Storage | 30 | HAMHC1 | 0.02 | 0.02 | 0 | 0
CR | Storage | 30 | HARK_1 | 76.22 | 66.16 | 0 | 0
CR | Storage | 30 | HARM_6 | 0.04 | 0.03 | 0 | 0
CR | Storage | 30 | HAWI | 0.01 | 0.01 | 0 | 0
CR | Storage | 30 | HAWP_6 | 0.05 | 0.04 | 0 | 0
CR | Storage | 30 | HEYS1 | 0.02 | 0.02 | 0 | 0
CR | Storage | 30 | HEYS_1 | 0.1 | 0.09 | 0 | 0
CR | Storage | 30 | HUTT_1 | 0.17 | 0.15 | 0 | 0
CR | Storage | 30 | IMPK_1 | 0.1 | 0.09 | 0 | 0
CR | Storage | 30 | INDQ1 | 1.21 | 1.05 | 0 | 0
CR | Storage | 30 | INKE | 19.01 | 16.5 | 0 | 0
CR | Storage | 30 | IROA1 | 58.72 | 50.97 | 0 | 0
CR | Storage | 30 | IRONB1 | 0.05 | 0.04 | 0 | 0
CR | Storage | 30 | IVER_1 | 1 | 0.87 | 0 | 0
CR | Storage | 30 | JORD_3 | 40.01 | 34.73 | 0 | 0
CR | Storage | 30 | KAIM | 0.03 | 0.03 | 0 | 0
CR | Storage | 30 | KEAD_1 | 0.19 | 0.16 | 0 | 0
CR | Storage | 30 | KEAR_3 | 19.6 | 17.01 | 0 | 0
CR | Storage | 30 | KEIT_P | 0.03 | 0.03 | 0 | 0
CR | Storage | 30 | KEMS_1 | 0.1 | 0.09 | 0 | 0
CR | Storage | 30 | KIBY_1 | 90 | 78.12 | 0 | 0
CR | Storage | 30 | KIER | 0.01 | 0.01 | 0 | 0
CR | Storage | 30 | KILS | 0.01 | 0.01 | 0 | 0
CR | Storage | 30 | KILT | 0.01 | 0.01 | 0 | 0
CR | Storage | 30 | KINO_1 | 78.94 | 68.52 | 0 | 0
CR | Storage | 30 | KINT_P | 0.03 | 0.03 | 0 | 0
CR | Storage | 30 | KIRKB1 | 0.03 | 0.03 | 0 | 0
CR | Storage | 30 | KITW_1 | 0.01 | 0.01 | 0 | 0
CR | Storage | 30 | KNAR | 16.01 | 13.9 | 0 | 0
CR | Storage | 30 | LACK_6 | 6.02 | 5.23 | 0 | 0
CR | Storage | 30 | LAIR_P | 0.01 | 0.01 | 0 | 0
CR | Storage | 30 | LAND1 | 22.6 | 19.62 | 0 | 0
CR | Storage | 30 | LEGA_1 | 0.03 | 0.03 | 0 | 0
CR | Storage | 30 | LEVE | 0.01 | 0.01 | 0 | 0
CR | Storage | 30 | LING | 0.04 | 0.03 | 0 | 0
CR | Storage | 30 | LINM | 0.07 | 0.06 | 0 | 0
CR | Storage | 30 | LISD_1 | 40.02 | 34.74 | 0 | 0
CR | Storage | 30 | LITT_J | 28 | 24.3 | 0 | 0
CR | Storage | 30 | LOVE_1 | 7.57 | 6.57 | 0 | 0
CR | Storage | 30 | MACC_3 | 30.02 | 26.06 | 0 | 0
CR | Storage | 30 | MACD_P | 0.04 | 0.03 | 0 | 0
CR | Storage | 30 | MAGA_6 | 0.03 | 0.03 | 0 | 0
CR | Storage | 30 | MANN_1 | 27.62 | 23.97 | 0 | 0
CR | Storage | 30 | MELK_1 | 130.11 | 112.94 | 0 | 0
CR | Storage | 30 | MILC_P | 0.01 | 0.01 | 0 | 0
CR | Storage | 30 | MITY_1 | 170.11 | 147.66 | 0 | 0
CR | Storage | 30 | MYBS_P | 0.03 | 0.03 | 0 | 0
CR | Storage | 30 | NECE_1 | 0.02 | 0.02 | 0 | 0
CR | Storage | 30 | NEEP_3 | 40.03 | 34.75 | 0 | 0
CR | Storage | 30 | NEWX_6 | 2.01 | 1.74 | 0 | 0
CR | Storage | 30 | NFLE | 16.04 | 13.92 | 0 | 0
CR | Storage | 30 | NINF_1 | 38.53 | 33.44 | 0 | 0
CR | Storage | 30 | NORL_3 | 0.01 | 0.01 | 0 | 0
CR | Storage | 30 | NORM_1 | 40.26 | 34.95 | 0 | 0
CR | Storage | 30 | NORT_1 | 50.06 | 43.45 | 0 | 0
CR | Storage | 30 | NURS_1 | 72.11 | 62.59 | 0 | 0
CR | Storage | 30 | OCKH_1 | 0.01 | 0.01 | 0 | 0
CR | Storage | 30 | OFFE_3 | 0.01 | 0.01 | 0 | 0
CR | Storage | 30 | OLDB_1 | 0.01 | 0.01 | 0 | 0
CR | Storage | 30 | OSBA_1 | 5.02 | 4.36 | 0 | 0
CR | Storage | 30 | PADIB1 | 0.09 | 0.08 | 0 | 0
CR | Storage | 30 | PEHS_P | 1 | 0.87 | 0 | 0
CR | Storage | 30 | PELH_1 | 50.03 | 43.43 | 0 | 0
CR | Storage | 30 | PEMB_1 | 0.14 | 0.12 | 0 | 0
CR | Storage | 30 | PENE_1 | 0.02 | 0.02 | 0 | 0
CR | Storage | 30 | PENN_1 | 97.9 | 84.98 | 0 | 0
CR | Storage | 30 | PENT_1 | 5.05 | 4.38 | 0 | 0
CR | Storage | 30 | PENW_1 | 51.21 | 44.45 | 0 | 0
CR | Storage | 30 | PITS_3 | 30.01 | 26.05 | 0 | 0
CR | Storage | 30 | POOB | 0.01 | 0.01 | 0 | 0
CR | Storage | 30 | POPP_3 | 40.01 | 34.73 | 0 | 0
CR | Storage | 30 | PORA_P | 0.02 | 0.02 | 0 | 0
CR | Storage | 30 | PORD | 0.01 | 0.01 | 0 | 0
CR | Storage | 30 | PYLE_1 | 4.18 | 3.63 | 0 | 0
CR | Storage | 30 | RAIN_1 | 20 | 17.36 | 0 | 0
CR | Storage | 30 | RASS_1 | 0.12 | 0.1 | 0 | 0
CR | Storage | 30 | RATS_1 | 0.05 | 0.04 | 0 | 0
CR | Storage | 30 | RAYL_1 | 10.16 | 8.82 | 0 | 0
CR | Storage | 30 | REDH | 36.03 | 31.27 | 0 | 0
CR | Storage | 30 | REDM_P | 0.01 | 0.01 | 0 | 0
CR | Storage | 30 | RICH1 | 0.04 | 0.03 | 0 | 0
CR | Storage | 30 | ROCH_1 | 25.15 | 21.83 | 0 | 0
CR | Storage | 30 | RUGEB1 | 0.05 | 0.04 | 0 | 0
CR | Storage | 30 | RYEH_1 | 20.03 | 17.39 | 0 | 0
CR | Storage | 30 | SALH_1 | 0.04 | 0.03 | 0 | 0
CR | Storage | 30 | SALT_1 | 72.05 | 62.54 | 0 | 0
CR | Storage | 30 | SBAR | 39.63 | 34.4 | 0 | 0
CR | Storage | 30 | SEAB1 | 91.95 | 79.81 | 0 | 0
CR | Storage | 30 | SELL_1 | 0.16 | 0.14 | 0 | 0
CR | Storage | 30 | SFEG_P | 0.02 | 0.02 | 0 | 0
CR | Storage | 30 | SHEC_3 | 0.01 | 0.01 | 0 | 0
CR | Storage | 30 | SHRW_1 | 0.13 | 0.11 | 0 | 0
CR | Storage | 30 | SIGH | 59.98 | 52.06 | 0 | 0
CR | Storage | 30 | SKLGB1 | 0.02 | 0.02 | 0 | 0
CR | Storage | 30 | SMAN_1 | 50 | 43.4 | 0 | 0
CR | Storage | 30 | SPEN_1 | 21.67 | 18.81 | 0 | 0
CR | Storage | 30 | SSHI_3 | 35.01 | 30.39 | 0 | 0
CR | Storage | 30 | STAH_1 | 0.02 | 0.02 | 0 | 0
CR | Storage | 30 | STAL_1 | 0.02 | 0.02 | 0 | 0
CR | Storage | 30 | STAY_1 | 14.2 | 12.33 | 0 | 0
CR | Storage | 30 | STEN_1 | 50.02 | 43.42 | 0 | 0
CR | Storage | 30 | STES_1 | 0.05 | 0.04 | 0 | 0
CR | Storage | 30 | STHA | 0.03 | 0.03 | 0 | 0
CR | Storage | 30 | STIR | 0.03 | 0.03 | 0 | 0
CR | Storage | 30 | STLE | 0.01 | 0.01 | 0 | 0
CR | Storage | 30 | STRI_P | 0.02 | 0.02 | 0 | 0
CR | Storage | 30 | SUND_1 | 17.07 | 14.82 | 0 | 0
CR | Storage | 30 | SWAN_1 | 0.22 | 0.19 | 0 | 0
CR | Storage | 30 | TAUN1 | 1.03 | 0.89 | 0 | 0
CR | Storage | 30 | TAYN_P | 0.01 | 0.01 | 0 | 0
CR | Storage | 30 | TEMP_3 | 0.01 | 0.01 | 0 | 0
CR | Storage | 30 | THOM_6 | 30.1 | 26.13 | 0 | 0
CR | Storage | 30 | THSO_P | 2.05 | 1.78 | 0 | 0
CR | Storage | 30 | THUR_6 | 0.04 | 0.03 | 0 | 0
CR | Storage | 30 | TILBB_1 | 9.09 | 7.89 | 0 | 0
CR | Storage | 30 | TRAW_1 | 0.22 | 0.19 | 0 | 0
CR | Storage | 30 | TYNE_1 | 0.01 | 0.01 | 0 | 0
CR | Storage | 30 | TYNE_2 | 0.01 | 0.01 | 0 | 0
CR | Storage | 30 | UPPB_1 | 0.1 | 0.09 | 0 | 0
CR | Storage | 30 | UPPB_3 | 0.04 | 0.03 | 0 | 0
CR | Storage | 30 | USKM_1 | 29.61 | 25.7 | 0 | 0
CR | Storage | 30 | WABO | 56 | 48.61 | 0 | 0
CR | Storage | 30 | WALH_1 | 69.61 | 60.42 | 0 | 0
CR | Storage | 30 | WALP_1 | 0.3 | 0.26 | 0 | 0
CR | Storage | 30 | WALP_B | 100.09 | 86.88 | 0 | 0
CR | Storage | 30 | WARL_1 | 59.58 | 51.72 | 0 | 0
CR | Storage | 30 | WASF_1 | 109.79 | 95.3 | 0 | 0
CR | Storage | 30 | WBOL_6 | 2.81 | 2.44 | 0 | 0
CR | Storage | 30 | WBUR_1 | 12.87 | 11.17 | 0 | 0
CR | Storage | 30 | WFIE | 0.02 | 0.02 | 0 | 0
CR | Storage | 30 | WHGA_1 | 42 | 36.46 | 0 | 0
CR | Storage | 30 | WIBA_3 | 0.01 | 0.01 | 0 | 0
CR | Storage | 30 | WIEN_1 | 48.01 | 41.67 | 0 | 0
CR | Storage | 30 | WILL_1 | 0.03 | 0.03 | 0 | 0
CR | Storage | 30 | WIMBN1 | 0.01 | 0.01 | 0 | 0
CR | Storage | 30 | WIMBS1 | 0.01 | 0.01 | 0 | 0
CR | Storage | 30 | WISH | 0.01 | 0.01 | 0 | 0
CR | Storage | 30 | WMEL_1 | 105.02 | 91.16 | 0 | 0
CR | Storage | 30 | WYLF_1 | 0.1 | 0.09 | 0 | 0
CR | Storage | 30 | WYMOM_1 | 0.03 | 0.03 | 0 | 0
CR | Storage | 31 | ABHA1 | 20.1 | 17.45 | 0 | 0
CR | Storage | 31 | ABNE_P | 0.01 | 0.01 | 0 | 0
CR | Storage | 31 | ABTH_1 | 0.01 | 0.01 | 0 | 0
CR | Storage | 31 | ALNE_P | 0.01 | 0.01 | 0 | 0
CR | Storage | 31 | ALST_3 | 0.01 | 0.01 | 0 | 0
CR | Storage | 31 | ALVE1 | 4.22 | 3.66 | 0 | 0
CR | Storage | 31 | AMEM_1 | 5 | 4.34 | 0 | 0
CR | Storage | 31 | ARMO_P | 0.03 | 0.03 | 0 | 0
CR | Storage | 31 | AXMI1 | 15.64 | 13.58 | 0 | 0
CR | Storage | 31 | BAGA | 0.04 | 0.03 | 0 | 0
CR | Storage | 31 | BAIN | 0.01 | 0.01 | 0 | 0
CR | Storage | 31 | BARKC1 | 0.02 | 0.02 | 0 | 0
CR | Storage | 31 | BEDDT1 | 0.01 | 0.01 | 0 | 0
CR | Storage | 31 | BEDD_1 | 7.51 | 6.52 | 0 | 0
CR | Storage | 31 | BERW | 0.07 | 0.06 | 0 | 0
CR | Storage | 31 | BESW_1 | 20.02 | 17.38 | 0 | 0
CR | Storage | 31 | BICF_1 | 73.71 | 63.98 | 0 | 0
CR | Storage | 31 | BIRK_1 | 5.01 | 4.35 | 0 | 0
CR | Storage | 31 | BISW_1 | 19.61 | 17.02 | 0 | 0
CR | Storage | 31 | BLYTB1 | 0.07 | 0.06 | 0 | 0
CR | Storage | 31 | BLYTH132 | 0.13 | 0.11 | 0 | 0
CR | Storage | 31 | BOLN_1 | 45.02 | 39.08 | 0 | 0
CR | Storage | 31 | BONN | 0.02 | 0.02 | 0 | 0
CR | Storage | 31 | BOTW_1 | 20.08 | 17.43 | 0 | 0
CR | Storage | 31 | BRAC_P | 9.99 | 8.67 | 0 | 0
CR | Storage | 31 | BRAI_1 | 39.74 | 34.49 | 0 | 0
CR | Storage | 31 | BRAW_1 | 2.02 | 1.75 | 0 | 0
CR | Storage | 31 | BRED_1 | 6.01 | 5.22 | 0 | 0
CR | Storage | 31 | BRFO_1 | 80.04 | 69.47 | 0 | 0
CR | Storage | 31 | BRIM_1 | 0.04 | 0.03 | 0 | 0
CR | Storage | 31 | BRLE_1 | 7.54 | 6.54 | 0 | 0
CR | Storage | 31 | BROX | 20 | 17.36 | 0 | 0
CR | Storage | 31 | BRWA1 | 0.15 | 0.13 | 0 | 0
CR | Storage | 31 | BURM_1 | 0.44 | 0.38 | 0 | 0
CR | Storage | 31 | BUSH_1 | 1.02 | 0.89 | 0 | 0
CR | Storage | 31 | BUST_1 | 0.02 | 0.02 | 0 | 0