## Admin
Model: ETYS Spatial Model
Display of spatial data for SO Strategy customers, provided by National Grid's Energy Insights team
Key
| Data comes from another sheet or goes to another sheet | Blue Text
| Calculation/text/label | Black Text
| Key output | Purple Background
| Pasted / Manually input | Yellow Background
| Key data / warning | Red Text
| Input pending | Orange background
| Admin | Black Tab
| Data | Green Tab
| Data (NEEDS UPDATE) | Yellow Tab
| Calculations | Grey Tab
| Outputs | Purple Tab
Update Log
| Activities completed on the workbook | Worksheet | Date | Who | Version
FES 2016
| Admin Sheet | Admin |  | Kein-Arn Ong | 1
| Update Sources: Updates supply data | Update Sources |  |  | 1
| Alignment: Aligns Minor FLOPS | Alignment |  |  | 1
| Active: (FES) Gross GB demands (no interconnectors or pumping) | Active |  |  | 1
| Micro: Microgeneration | Micro |  |  | 1
| Reactive inc LV gain | Reactive inc LV gain |  |  | 1
| Reactive exc LV Gain | Reactive exc LV Gain |  |  | 1
| Load Factor: DG Load Factors | Load Factor |  |  | 1
| Embedded: Embedded Gen | Embedded |  |  | 1
| Controls: Vlookup controls | Controls |  |  | 1
| Check Embedded vs Load Factor: Check Sheet to ensure data aligned | Check Embedded vs Load Factor |  |  | 1
| Check Demands: Used to check alignment of vlookups | Check Demand |  |  | 1
| Year sheets containing spatial splits for years | 14-40 |  |  | 2
| Added 12 DG worksheets: [NG xx], [SP xx], [SH xx] | Peak | 2016-04-01 | Janet Coley | 3
|  | Min AM |  |  | 3
|  | Min PM |  |  | 3
|  | Capacity |  |  | 3
| Updated look-ups in [Controls] | Controls | 2016-04-01 | Janet Coley | 3
| Added extra columns for DG technologies | [15] | 2016-04-01 | Janet Coley | 3
| Sheets modified to take into account different study periods AM/PM/Peak | Active | 2016-04-02 | Kein-Arn Ong | 2_Demand_Mod
| Sheets modified to take into account different study periods AM/PM/Peak | Reactive inc LV Gain | 2016-04-02 | Kein-Arn Ong | 2_Demand_Mod
| Sheets modified to take into account different study periods AM/PM/Peak | Reactive Exc LV Gain | 2016-04-02 | Kein-Arn Ong | 2_Demand_Mod
| Merged v2_Demand_Mod with v3 = v4 | Various | 2016-04-02 | Janet Coley | 4
| Rename [15] to [Analysis Year] | 15/Analysis Year | 2016-04-02 | Janet Coley | 5
| Updated formulae in cols AL:AO | Analysis Year | 2016-04-02 | Janet Coley | 5
| Tidied up look-ups in [Controls] | Controls | 2016-04-02 | Janet Coley | 5
| Renamed 'Micro' to '<1MW' | Various | 2016-04-02 | Janet Coley | 5
Live links to:
| 1. 2016 Distributed Generation NGET Spatial Projections.xlsm |  | 2016-04-02 | Janet Coley | 5
| 2. 2016 Distributed Generation SPT Spatial Projections.xlsm |  | 2016-04-02 | Janet Coley | 5
| 3. 2016 Distributed Generation SHETL Spatial Projections.xlsm |  | 2016-04-02 | Janet Coley | 5
| Renumbered versions from 5 to 0.5, 6 to 0.6 |  | 2015-04-04 | Kein-Arn Ong | 0.6
| Modifed micro load factors in Analysis Year Sheet |  | 2015-04-04 | Kein-Arn Ong | 0.6
| Total formulae modified. Addition of Micro Other. Linking of load factors |  | 2016-04-05 | Kein-Arn Ong | 0.7
| Automated [Active] | Active | 2016-04-13 | Janet Coley | 0.9x
| Rename [Analysis Year] to [MAIN DATA] | Analysis Year/MAIN DATA | 2016-04-14 | Janet Coley | 0.9x
| Added calculations for Scottish Minor FLOP zones | [SP xx], [SH xx]
Controls, Main Data
Automated the following in [MAIN DATA]:
| Col D:G | MAIN DATA | 2016-04-14 | Janet Coley | 0.94
| Q inc LV Gain |  |  |  | now v1
Q exc LV Gain
Tx Battery Capacity
Tx CAES Capacity
Col AF:AM
<1MW CHP Capacity
<1MW Solar Capacity
<1MW Battery Capacity
<1MW I&C Microgen
<1MW CHP LF
<1MW Solar LF
<1MW Battery LF
<1MW I&C Microgen
Post C&R
| Updated SHET's GSP list as per Malcolm's email using “SHET GSP List + Flop Zone (as in 2016) - FINAL.xlsx” on Friday 17:00. | Alignment | 2016-04-24 | Janet Coley | v2
|  | MAIN DATA: | 2016-04-24 | Janet Coley | v2 sent out to SPT, SHE-T
| Added Totals for capacity or Averages for LFs; by TOs, GB, FLOP Zones S & T | Rows 10:15 |  |  | v2b sent out to NETSO, ETAM
| SHET GSP list has been updated using “SHET GSP List + Flop Zone (as in 2016) - FINAL.xlsx” as per Malcolm’s email on Friday 17:00. | Column A
| P(Gross) now returns 0 instead of “”, if look-up value cannot be found (i.e. no demand in particular GSP). This removes the error in the Net Demands in cols (AW:AX) | Column B
| Irrelevant cells are greyed out {cosmetic} | Cols H:AF
| DG Output (using Average Wind Load Factors) have been added (column AQ) | Column AQ
| DG Output (using 70% Wind LF) {% can be changed in cell AR5} has been corrected (DG capacity x DG LF) and is still linked to P(Economy Net Demand) | Column AR
| DG Output (using 0% Wind LF) {% can be changed in cell AS5} has been corrected (DG capacity x DG LF) and is still linked to P(Security Net Demand) | Column AS
| Sub-1MW Output including storage has been added | Column AU
| Embedded Generation (EG) Output total has been added. | Column AV
| P(Economy) & P(Security) now have the option to include or exclude storage (storage as generation and storage as demand) using cell AX3. | Cols AY:AZ
| Added GSP List from Richard Proctor for comparison on GSP Lists | Alignment | 2016-04-28
| Updated SPT GSP List | Alignment | 2016-05-05 | Janet Coley | Live
| Replaced S1, S2 with Z6, Z5 | All SPT, SHETL sheets, MAIN DATA | 2016-05-05 | Janet Coley | Live
| Refreshed Links to DG Spatial Models (NGET, SPT, SHETL) | All DG Input sheets | 2016-05-05 | Janet Coley | Live
| Inserted two columns in Sub1MW area to allow for the categories SPT, SHE-T wanted (Wind, Solar, Hydro, Other, Battery) | MAIN DATA | 2016-05-05 | Janet Coley | Live
| Added comments on renaming the current Sub1MW categories |  |  | (Changes made by Kein but they were updated in his own version (v2c) rather than Live version so Janet's "transferred" the changes)
| Edited the categores to reflect SPT, SHE-T's categories | Sub-1MW |  | Need to be checked by Kein
| Added Hydro to Sub1MW | Sub-1MW
| Added Data in Columns BC:BJ | MAIN DATA
| Updated LFs in Sub1MW LF | Sub-1MWLF | 2016-05-07 | Janet Coley
| Updated categories in Sub-1MW | Sub-1MW
| Updated Sub1MW look-ups in [Controls] to reflect new categories | Controls | 2016-05-07 | Janet Coley | Live
| Updated SPT GSP List | Alignment
| Renamed ALIGNMENT to Ctrl_Zones | Ctrl_Zones
| Updated/links added to look up relevant category/technology for Sub1MW for MW and LF% | MAIN DATA
| Updated look-ups in Sub-1MW to the correct category | MAIN DATA
| Deleted redundant column C 'Battery' in MAIN DATA | MAIN DATA
| Updated various output columns | MAIN DATA
| Added Shetland as a GSP to account for a DG capacity in Shetland | Ctrl_Zones, MAIN DATA
| Changed Z5, Z6 to S5, S6 | Ctrl_Zones, Controls | 2016-05-10 | Janet Coley
| Added SPT and SHET data in Active | Active | 2016-05-10 | Janet Coley
| Added SPT and SHET data in Reactive | Reactive INC LV gain | 2016-05-10 | Janet Coley
| Updated GSP list for SPT and SHET in Reactive excluding LV gain | Reactive EXC LV gain | 2016-05-10 | Janet Coley
| Updated NGET data for <1MW for Others, Hydro, Wind, Solar, Batteries | Sub-1MW | 2016-05-10 | Janet Coley
| Updated SPT data for <1MW for Others, Hydro, Wind, Solar | Sub-1MW | 2016-05-10 | Janet Coley
| Updated SHET data for <1MW for Others, Hydro, Wind, Solar | Sub-1MW | 2016-05-10 | Janet Coley
| Added FLOP total for FLOP Ss and FLOP Ts to bottom of minor FLOP zone list | Sub-1MW | 2016-05-10 | Janet Coley
| Need to update 'Others' LFs in Sub-1MWLF |  |  | Kein-Arn Ong
Post v3
| Updated Wind LFs formulae for Sub1MW to look up the maximum of DG Wind LFs | MAIN DATA | 2016-05-18 | Janet Coley
| Updated formula for Carradale, Clay Hill, Dunoon in Peak, AM, PM | [SH xx] | 2016-05-18 | Janet Coley
| Updated formula for Clay Hill, Dunoon in Peak, AM, PM for Slow Progression | [SH xx] | 2016-05-18 | Janet Coley
| Updated formula for Coupar Angus - capacity for solar | [SH xx] | 2016-05-18 | Janet Coley
| Dunoon moved to SPT area | MAIN DATA | 2016-05-18 | KAO
| Strathleven SHET demand zeroed to avoid duplication | MAIN DATA | 2016-05-18 | KAO
| Strathleven SHET FLOP changed to T3 (SPT left as T5) | MAIN DATA | 2016-05-18 | KAO
| SHET: St Fergus Compressor, St Fergus Mobil, Lunanhead Kirriemuir added in | MAIN DATA | 2016-05-18 | KAO
| Scottish FLOPS: Capacity and Demands: Formulae changed to sumifs | MAIN DATA | 2016-05-18 | KAO
| Scottish FLOPS: Load Factors: New composite load facts calculated | MAIN DATA | 2016-05-18 | KAO
| Microgen load factors: All "other" summer load factors picking up 2010. Corrected | MAIN DATA | 2016-05-18 | KAO | Now =v4
Post v4 (sent out to customers on 18/05/16)
| Corrected/refreshed links to NGET Spatial (which has been updated today) | NG Min AM | 2016-05-24 | Janet Coley
NG Min PM
| Corrected Sub1MW Wind LFs | Sub-1MWLF
MAIN DATA
| Updated LFs by minor FLOPs in rows 800:850 | [SP xx], [SH xx] | 2016-06-21 | Janet Coley
| Added new load factor worksheets | Load Factors GB | 2016-06-09 | Janet Coley
Ranges Peak
Ranges AM
Ranges PM
| Added formulae to flex LFs | MAIN DATA
| Correction to thermal LFs in NGET for Gone Green | NG Peak | 2016-06-30 | Janet Coley | v5
| Correction to Other Renewable LF in NGET for No Progression for Q8 | NG Min AM
NG Min PM
MAIN DATA
| Updated Reactive Power incl LV gain for No Progression (double-counted GSP super groups) | Reactive INC LV Gain | 2016-06-30 | Kein-Arn Ong
MAIN DATA
FES 2017
| Unlinked and removed Ctrl_Zones sheet. This is in MAIN DATA and should be driven from there. | Ctrl_Zones | 2017-03-17 | Rob | 5.0.1
| Updated DG and Sub1MW data plus linked to Main Data. Removed old DG sheets and functions. | DG, Sub1MW,Main Data | 2017-04-12 | Rob | 5.0.2
| Added mBattery and linked in to MAIN DATA | mBattery | 2017-04-13 | Rob | 5.0.3
| Added TxStorage and removed old Tx Batter and Batter LF worksheets | TxStorage | 2017-04-15 | Rob | 5.0.4
| Added DG storgae generation and linked it in. | DG, Sub1MW,Main Data | 2017-04-15 | Rob | 5.1.0
| Adjusted DG and Sub1MW sheets so as to speed up formulas. Cleaned LV Gain sheet. | DG, Sub1MW, LV Gain | 2017-04-25 | Rob | 5.1.1
| Replace "Clydes' Mill" with "Clyde's Mill". Embedded generation moved from Westburn Raod to Cyle's Mill (same site, two names). Removed Westburn Road from MAIN DATA sheet. | MAIN DATA (+ data) | 2017-04-26 | Rob | 5.1.2
| Dunlaw removed and EG moved to Kaimes GSP (as per DNO LTDS data). Removed from MAIN DATA rows. | MAIN DATA (+ data) | 2017-04-28 | Rob | 5.1.3
| Scorrodale removed (EG moved to Thurso), Loch Carnen removed (EG moved to Ardmore. At request of SHETL | MAIN DATA (+ data) | 2017-04-28 | Rob | 5.1.4
| Updated micro, dx storage, & dg | Sub1MW | 2017-05-03 | Rob | 5.1.5
| Added reactive power LV gain | LV Gain (+data) | 2017-05-04 | Angeliki | 5.1.6
| Updated demands (ACS Winter Peak, Normal Weather for Summer AM/PM and reactive power (2016 method) | Active, Main | 2017-05-05 | Kein-Arn Ong | 5.1.7
| Final SSE Edits. This version issued | Active, Main | 2017-05-08 | Kein-Arn Ong | 5.1.8
| This version not issued: Reactive inc LV gain relabelled | Main, Reactive inc LV Gain | 2017-05-10 | Kein-Arn Ong | 5.1.9
| AM and PM storage load factors changed, AWS for Summer PM | Active, Main, Reactive, Storage, Battery | 2017-05-12 | KO/RN | 5.1.10
| Scottish P and Q changes. 57.4MW wind moved from Dunbar to Berwick GSP (both S6) | Active, Reactive | 2017-05-24 | KO/AG/RN | 5.1.12 (v12)
FES 2018
| Created template ready for new GSP and Direct Connect level data. | MAIN DATA, Controls | 2018-04-17 | Rob | 6.0.1
| Draft release of all scenarios. | <All> | 2018-04-19 | Rob | 6.0.2
| Fixed a P Gross over statement issue (too much DG assigned). | Main Data, <Demand sheets> | 2018-04-24 | Rob | 6.0.3
| Added missing flop zones (for direct connects). Added new DCs. Data refresh | <All> | 2018-05-03 | Rob | 6.0.4
| Data refresh (Thurso, SPT DG locations, reactive power) | <All> | 2018-05-08 | Rob/Angeliki | 6.0.5
| Updated DG, Sub1MW, mBattery & DxStorage tabs with new Summer data. | DG, Sub1MW, mBattery, DXStorage | 2018-06-13 | Rob | 7.0.0
| Updated Active and Gross Reactive tabs with new Summer data. | Main Data, <Demand sheets> | 2018-06-15 | Angeliki | 7.0.1
| Updated MAIN DATA tab (columns Pnet and Psecurity) so that the total sums include (rows 10 to 13) also the Direct Connects Demands. | Main Data | 2018-06-15 | Angeliki | 7.0.2
| Updated Net Reactive tab with new Summer data | Main Data, Net Reactive | 2018-06-18 | Angeliki | 7.0.3
| Updated DSR output for summer | Main Data, | 2018-06-18 | Angeliki | 7.0.3
| Updated Active and Reactive demands for final summer minimums dataset | Main Data, <Demand sheets> | 2018-07-05 | Angeliki | 7.0.4
| Updated active demands, with the additional EV commercial demands and District Heating | Main Data, <Demand sheets> | 2018-10-29 | Angeliki | 8.0.1
| Updated active demands, with the additional EV commercial demands and District Heating | Main Data, <Demand sheets> | 2018-10-29 | Angeliki | 8.0.2
| Updated demand sub-components following revision of the initial dataset | Main Data, <Demand sheets> | 2018-11-07 | Angeliki | 8.0.3
| Added GSP info sheet. | GSP info | 2018-11-07 | Rob | 8.0.4
FES 2019
| New Active MW tab added and old ones removed. | Active, MAIN DATA | 2019-04-01 | Rob | 8.0.5
| Data for FES 2019 added (excluding LV Gain for QNET). |  | 2019-04-11 | Rob | 8.0.6
Note on F149: Nickerson, Rob: FES 2017 draft release.

## Background info
Key Definitions for FES
Winter peak: | It refers to the highest peak demand for the whole GB (not highest GSP demand)
Summer am: | It refers to the lowest GB demand in summer am periods (not the lowest GSP demand)
Summer pm: | It refers to the lowest GB demand in summer pm periods (not the lowest GSP demand)
P Gross in each GSP - winter peak: | Total demand at GSP (net demand + Distributed generation demand) at time of GB winter peak demand.
P Gross in each GSP - summer am: | Total demand at GSP (net demand + Distributed generation demand) at time of GB summer am minimums.
P Gross in each GSP- summer pm: | Total demand at GSP (net demand + Distributed generation demand) at time of GB summen pm minimums.
Q net: | This is the net reactive power demand that we see at transmission level. For 17/18 net demands the NDD has been used for NGET areas and week24 for SHET and SPT GSPs.
Qgross: | This is the total reactive power demand including LV gain and losses (including DNOs network)
P(Economy Net Demand): | P(Gross) plus all storage demands, minus the "EG Output (70% wind) incl Storage
P(Security Net Demand): | P(Gross) plus all storage demands, minus the "EG Output (0% wind) incl Storage
Key assumptions/inputs for FES
Direct Connects: | The total demand for Direct Connects is assumed to be 1GW for the whole GB and same across the years
AM/PM ratio (SHET and SPT only): | Week24 provides only am values for summer minimums at GSP level. To estimate the pm summer minimum value for SHET and SPT we apply the am/pm ratio to the whole TO area as this is submitted in week24 (schedule 10c)
Demand Components modelling: | Detailed description of how we etsimated the demand component in each GSP is provided in the ETYS Spatial Summary Document. Please note that demand component behaviour in each GSP is different for winter peaks, summer am and summer pm and has been adjusted so that the total trends align with FES trends in each time period. For example, FES GB residential demand consists the 37% of resi and I&C demand at winter peak, and 24% of resi and I&C demand in summer am. If you require more details, please contact Angeliki.Gkogka@nationalgrid.com
Power Factors for Qgross: | The power factors that have been used for calculating the Qgross are provided below. If you require more details on how these power factors were calculated please contact Angeliki.Gkogka@nationalgrid.com Please note that these power factors were not used to calculate the absolute and final value of Qgross based on Pgross, but the trend of the Qgross in the coming years. For more details, please refer to the methodology document.
| 16/17 | 17/18 | 18/19 | 19/20 | 20/21 | 21/22 | 22/23 | 23/24 | 24/25 | 25/26 | 26/27 | 27/28 | 28/29 | 29/30 | 30/31 | 31/32 | 32/33 | 33/34 | 34/35 | 35/36 | 36/37 | 37/38 | 38/39 | 39/40 | 40/41 | 41/42 | 42/43 | 43/44 | 44/45 | 45/46 | 46/47 | 47/48 | 48/49 | 49/50 | 50/51
Power Factor of Residential Demand exclunding resistive heating
TD | 0.7838 | 0.78313 | 0.78346 | 0.78333 | 0.78309 | 0.78184 | 0.77975 | 0.77844 | 0.77835 | 0.77906 | 0.77957 | 0.77969 | 0.7796 | 0.77951 | 0.77996 | 0.78033 | 0.78077 | 0.78144 | 0.78199 | 0.78253 | 0.78293 | 0.78286 | 0.78287 | 0.78289 | 0.78264 | 0.78252 | 0.78199 | 0.78143 | 0.78088 | 0.78067 | 0.78082 | 0.78101 | 0.78123 | 0.7817 | 0.7824
CR | 0.7838 | 0.78313 | 0.78348 | 0.78337 | 0.78316 | 0.78192 | 0.77983 | 0.77852 | 0.77841 | 0.77911 | 0.7796 | 0.77971 | 0.77961 | 0.77947 | 0.77993 | 0.78034 | 0.78087 | 0.7816 | 0.78235 | 0.7831 | 0.78392 | 0.7844 | 0.78482 | 0.78522 | 0.78562 | 0.78591 | 0.78616 | 0.78637 | 0.78663 | 0.78708 | 0.78756 | 0.78807 | 0.7886 | 0.78915 | 0.78959
SP | 0.7838 | 0.78313 | 0.78376 | 0.78395 | 0.78395 | 0.78404 | 0.78435 | 0.7848 | 0.78548 | 0.7861 | 0.78671 | 0.78743 | 0.7871 | 0.78731 | 0.78784 | 0.78792 | 0.78794 | 0.78798 | 0.78807 | 0.78806 | 0.78802 | 0.78798 | 0.78795 | 0.7879 | 0.78784 | 0.78777 | 0.7877 | 0.78763 | 0.78755 | 0.78747 | 0.78735 | 0.78723 | 0.78711 | 0.78698 | 0.78684
CE | 0.7838 | 0.78313 | 0.78377 | 0.78396 | 0.78396 | 0.78406 | 0.78437 | 0.78483 | 0.78551 | 0.78611 | 0.78671 | 0.7874 | 0.78705 | 0.78725 | 0.78775 | 0.78782 | 0.78782 | 0.78785 | 0.78795 | 0.78795 | 0.78791 | 0.78786 | 0.78782 | 0.78775 | 0.78768 | 0.7876 | 0.78752 | 0.78745 | 0.78735 | 0.78726 | 0.78712 | 0.78698 | 0.78685 | 0.7867 | 0.78655
Power Factor of Commercial Demand
TD | 0.93423 | 0.93463 | 0.93487 | 0.93521 | 0.93303 | 0.92697 | 0.91646 | 0.90607 | 0.89864 | 0.89514 | 0.89391 | 0.89372 | 0.89386 | 0.89388 | 0.89388 | 0.89349 | 0.89319 | 0.89345 | 0.89377 | 0.89415 | 0.89459 | 0.8951 | 0.8958 | 0.89656 | 0.89749 | 0.89837 | 0.8994 | 0.90018 | 0.9002 | 0.9002 | 0.90022 | 0.90023 | 0.90024 | 0.90026 | 0.90026
CR | 0.93423 | 0.93463 | 0.93487 | 0.93521 | 0.93303 | 0.92697 | 0.91646 | 0.90607 | 0.89864 | 0.89514 | 0.89391 | 0.89372 | 0.89386 | 0.89388 | 0.89388 | 0.89349 | 0.89319 | 0.89345 | 0.89377 | 0.89415 | 0.89459 | 0.8951 | 0.8958 | 0.89656 | 0.89749 | 0.89837 | 0.8994 | 0.90018 | 0.9002 | 0.9002 | 0.90022 | 0.90023 | 0.90024 | 0.90026 | 0.90026
SP | 0.93423 | 0.93463 | 0.93492 | 0.93526 | 0.93557 | 0.93586 | 0.93596 | 0.93597 | 0.93597 | 0.93603 | 0.93609 | 0.93614 | 0.9362 | 0.93625 | 0.93631 | 0.93636 | 0.93642 | 0.93647 | 0.93652 | 0.93658 | 0.93664 | 0.9367 | 0.93676 | 0.93683 | 0.93689 | 0.93696 | 0.93703 | 0.9371 | 0.93718 | 0.93726 | 0.93734 | 0.93742 | 0.9375 | 0.9376 | 0.93769
CE | 0.93423 | 0.93463 | 0.93492 | 0.93526 | 0.93557 | 0.93586 | 0.93596 | 0.93597 | 0.93597 | 0.93603 | 0.93609 | 0.93614 | 0.9362 | 0.93625 | 0.93631 | 0.93636 | 0.93642 | 0.93647 | 0.93652 | 0.93658 | 0.93664 | 0.9367 | 0.93676 | 0.93683 | 0.93689 | 0.93696 | 0.93703 | 0.9371 | 0.93718 | 0.93726 | 0.93734 | 0.93742 | 0.9375 | 0.9376 | 0.93769
Industrial Power Factor | The power factors that have been used for calculating the Qgross are provided below. If you require more details on how these power factors were calculated please contact Angeliki.Gkogka@nationalgrid.com Please note that these power factors were not used to calculate the absolute and final value of Qgross based on Pgross, but the trend of the Qgross in the coming years. For more details, please refer to the methodology document. 16/17: 0.96
EV power factor - for residential chargers | The power factors that have been used for calculating the Qgross are provided below. If you require more details on how these power factors were calculated please contact Angeliki.Gkogka@nationalgrid.com Please note that these power factors were not used to calculate the absolute and final value of Qgross based on Pgross, but the trend of the Qgross in the coming years. For more details, please refer to the methodology document. 16/17: 0.99
Heat Pumps Power Factor | The power factors that have been used for calculating the Qgross are provided below. If you require more details on how these power factors were calculated please contact Angeliki.Gkogka@nationalgrid.com Please note that these power factors were not used to calculate the absolute and final value of Qgross based on Pgross, but the trend of the Qgross in the coming years. For more details, please refer to the methodology document. 16/17: 0.90336
DH Power Factor | The power factors that have been used for calculating the Qgross are provided below. If you require more details on how these power factors were calculated please contact Angeliki.Gkogka@nationalgrid.com Please note that these power factors were not used to calculate the absolute and final value of Qgross based on Pgross, but the trend of the Qgross in the coming years. For more details, please refer to the methodology document. 16/17: 0.96
SMR Plants | The power factors that have been used for calculating the Qgross are provided below. If you require more details on how these power factors were calculated please contact Angeliki.Gkogka@nationalgrid.com Please note that these power factors were not used to calculate the absolute and final value of Qgross based on Pgross, but the trend of the Qgross in the coming years. For more details, please refer to the methodology document. 16/17: 0.96

## GSP info
GSP info
The following table gives the location and GSP Group (DNO Licence area) for each Grid Supply Point.
| GSP ID | GSP Group | Minor FLOP | Name | Latitude | Longitude | Comments
| ABNE_P | _P | T4 | Abernethy | 56.3395 | -3.2938
| ABTH_1 | _K | H2 | Aberthaw | 51.3852 | -3.4033
| ABHA1 | _L | F6 | Abham | 50.4716 | -3.7295
| ACTL_C | _C | A7 | Acton Lane 22kV | 51.535 | -0.25705
| ACTL_2 | _H | A7 | Acton Lane 66kV | 51.535 | -0.25705
| ALNE_P | _P | T5 | Alness | 57.7081 | -4.2742
| ALST_3 | _K | H2 | Alpha Steel (Uskmouth) | 51.5487 | -2.9755
| ALVE1 | _L | F6 | Alverdiscott | 51.0057 | -4.1375
| AMEM_1 | _A | A6 | Amersham Main | 51.6642 | -0.65512
| ARBR_P | _P | T4 | Arbroath | 56.5639 | -2.619
| ARDK_P | _P | T3 | Ardkinglas | 56.2872 | -4.9555
| ARMO_P | _P | T1 | Ardmore | 57.5544 | -6.645
| AXMI1 | _L | E1 | Axminster | 50.7871 | -2.9244
| AYRR | _N | S6 | Ayr | 55.4569 | -4.5874
| BAIN | _N | S5 | Bainsford | 56.0138 | -3.7677
| BARKC1 | _C | A1 | Barking | 51.5182 | 0.11316
| BARKW3 | _C | A1 | Barking West | 51.5165 | 0.10696
| BAGA | _N | S5 | Bathgate | 55.9004 | -3.6739
| BEAU_P | _P | T1 | Beauly | 57.4676 | -4.4898
| BEDDT1 | _C | A8 | Beddington (_C) | 51.374 | -0.12918
| BEDD_1 | _J | A8 | Beddington (_J) | 51.374 | -0.12918
| BESW_1 | _B | L3 | Berkswell | 52.3866 | -1.6139
| BERB_P | _P | T1 | Berryburn | 57.5041 | -3.5994
| BERW | _N | S6 | Berwick | 55.7774 | -2.0787
| BICF_1 | _B | K4 | Bicker Fen | 52.9308 | -0.22116
| BIRK_1 | _D | N3 | Birkenhead | 53.3659 | -3.0613
| BISW_1 | _E | L2 | Bishops Wood | 52.3125 | -2.2427
| BLYTB1 | _F | Q6 | Blyth 66kV | 55.1411 | -1.5307
| BLYTH132 | _F | Q6 | Blyth 132kV | 55.1411 | -1.5307
| BOAG_P | _P | T1 | Boat of Garten | 57.2493 | -3.723
| BOLN_1 | _J | B1 | Bolney | 50.9744 | -0.23649
| BONN | _N | S5 | Bonnybridge | 56.0071 | -3.8603
| BOTW_1 | _H | B2 | Botley Wood | 50.885 | -1.233
| BRAC_P | _P | T4 | Braco West | 56.2761 | -3.8777
| BRAW_1 | _M | P1 | Bradford West | 53.8101 | -1.867
| BRAP | _N | S6 | Braehead Park | 55.8807 | -4.381
| BRAI_1 | _A | J8 | Braintree | 51.8654 | 0.57604
| BRFO_1 | _A | J5 | Bramford | 52.0702 | 1.0628
| BRLE_1 | _H | B4 | Bramley | 51.3355 | -1.077
| BRED_1 | _G | N2 | Bredbury | 53.4152 | -2.1313
| BRID_P | _P | T4 | Bridge of Dun | 56.7204 | -2.5566
| BRWA1 | _L | E7 | Bridgewater | 51.1173 | -2.9688
| BRIM_1 | _A | A3 | Brimsdown | 51.6635 | -0.024885
| BROA_P | _P | T1 | Broadford | 57.2479 | -5.9358
| BROR_P | _P | T5 | Brora | 58.0199 | -3.8747
| BROX | _N | S6 | Broxburn | 55.9193 | -3.4534
| BUMU_P | _P | T4 | Burghmuir | 56.3967 | -3.4875
| BURM_1 | _A | J7 | Burwell Main | 52.2801 | 0.31206
| BUSH_1 | _E | L2 | Bushbury | 52.6362 | -2.1148
| BUST_1 | _E | L3 | Bustleholme | 52.553 | -1.964
| CAIF_P | _P | T2 | Cairnford | 57.4517 | -2.8497
| CAMB_01 | _M | P4 | Camblesforth | 53.7295 | -1.0008
| CBNK_H | _H | A7 | Canal Bank | 51.535 | -0.25705
| CANTN1 | _J | C7 | Canterbury | 51.2923 | 1.0942
| CAPEA1 | _D | N3 | Capenhurst | 53.2662 | -2.948
| CARE_1 | _K | H2 | Cardiff East | 51.4955 | -3.1447
| CATY | _N | S6 | Carntyne | 55.857 | -4.1966
| CAAD_P | _P | T3 | Carradale | 55.5903 | -5.5023
| CARR_1 | _G | N2 | Carrington | 53.4349 | -2.4003
| CAFA | _N | S6 | Carsfad | 55.1435 | -4.1893
| CASS_P | _P | T5 | Cassley | 56.5421 | -4.5167
| CEAN_P | _P | T1 | Ceannacroc | 57.154 | -4.9367
| CELL_1 | _E | L5 | Cellarhead | 53.0411 | -2.0858
| CHAP | _N | S6 | Chapelcross | 55.0135 | -3.2211
| CHAR_P | _P | T4 | Charleston | 56.4738 | -3.0448
| CHAS | _N | S6 | Charlotte Street | 55.8551 | -4.239
| CHSI_1 | _J | A8 | Chessington | 51.3434 | -0.32335
| CHTE_1 | _B | P3 | Chesterfield | 53.2243 | -1.3875
| CHIC_1 | _H | E1 | Chickerell | 50.6244 | -2.4893
| CITR_1 | _C | A7 | City Road | 51.5307 | -0.0958
| CLAC_P | _P | T3 | Clachan | 56.2771 | -4.922
| CLT03 | _A | J5 | Clacton | 51.826 | 1.1794
| CLAY_P | _P | T2 | Clayhills | 57.1402 | -2.0986
| CLYM | _N | S6 | Clyde’s Mill | 55.8224 | -4.1493
| COAT | _N | S6 | Coatbridge | 55.8514 | -4.0134
| COCK | _N | S6 | Cockenzie | 55.9666 | -2.967
| CONQA1 | _D | M5 | Connah's Quay | 53.2275 | -3.0727
| COUA_P | _P | T4 | Coupar Angus | 56.5381 | -3.273
| COVE_1 | _B | L3 | Coventry | 52.4555 | -1.464
| COWL_1 | _H | D6 | Cowley | 51.7103 | -1.1909
| COYL | _N | S6 | Coylton | 55.4471 | -4.429
| CRAI_P | _P | T2 | Craigiebuckler | 57.1311 | -2.153
| CREB_1 | _M | P8 | Creyke Beck | 53.801 | -0.41449
| CUMB | _N | S5 | Cumbernauld | 55.947 | -3.9638
| CUPA | _N | S5 | Cupar | 56.3142 | -3.035
| CURR | _N | S6 | Currie | 55.9022 | -3.3087
| DALL_P | _P | T1 | Dallas | 57.5568 | -3.4205
| DALM3 | _N | S6 | Dalmarnock | 55.8353 | -4.2035
| DEVM | _N | S6 | Devol Moor | 55.9274 | -4.6768
| DEVO | _N | S5 | Devonside | 56.1373 | -3.7792
| DEWP | _N | S6 | Dewar Place | 55.9472 | -3.209
| DOUN_P | _P | T5 | Dounreay | 58.5759 | -3.7535
| DRAK_1 | _B | L2 | Drakelow | 52.7732 | -1.6495
| DRAX_1 | _M | P4 | Drax | 53.7325 | -0.99257
| DRUM | _N | S5 | Drumchapel | 55.9157 | -4.3489
| DRCR | _N | S5 | Drumcross | 55.9065 | -3.5876
| DUDH_P | _P | T4 | Dudhope | 56.4617 | -2.95
| DUNB | _N | S6 | Dunbar | 55.9766 | -2.5727
| DUBE_P | _P | T5 | Dunbeath | 58.2529 | -3.4298
| DUNF | _N | S5 | Dunfermline | 56.0896 | -3.4489
| DUNO_P | _P | S5 | Dunoon | 55.9746 | -4.94
| DUGR_P | _P | T1 | Dunvegan | 57.4279 | -6.531
| DYCE_P | _P | T2 | Dyce | 57.2114 | -2.181
| EALI_6 | _H | A7 | Ealing | 51.5016 | -0.29676
| EAST | _N | S6 | Earlstoun | 55.1102 | -4.1693
| ECLA_1 | _B | D4 | East Claydon | 51.9272 | -0.90826
| EKIL | _N | S6 | East Kilbride | 55.7849 | -4.1916
| EKIS | _N | S6 | East Kilbride South | 55.7395 | -4.1611
| EERH | _N | S6 | Easterhouse | 55.8786 | -4.073
| EASO_1 | _A | J4 | Eaton Socon | 52.2149 | -0.30253
| ECCL | _N | S6 | Eccles | 55.6681 | -2.3277
| ELDE | _N | S6 | Elderslie | 55.8395 | -4.4629
| ELGI_P | _P | T1 | Elgin | 57.6623 | -3.3172
| ELLA_1 | _M | P1 | Elland | 53.6949 | -1.8226
| ELST_1 | _A | A6 | Elstree | 51.66 | -0.3423
| ENDE_1 | _B | L8 | Enderby | 52.5981 | -1.2148
| ERSK | _N | S6 | Erskine | 55.9036 | -4.481
| EXET1 | _L | F6 | Exeter | 50.7665 | -3.4059
| FASN_P | _P | T1 | Fasnakyle | 57.3228 | -4.7894
| FAWL_1 | _H | B2 | Fawley | 50.821 | -1.3297
| FECK_6 | _E | L3 | Feckenham | 52.2524 | -1.9721
| FERRA2 | _M | P5 | Ferrybridge A | 53.7201 | -1.2726
| FERRB1 | _F | P5 | Ferrybridge B | 53.7221 | -1.2782
| FETT_P | _P | T2 | Fetteresso | 56.9646 | -2.3474
| FIDD_P | _P | T2 | Fiddes | 56.921 | -2.292
| FIDF_1 | _D | N1 | Fiddlers Ferry | 53.3716 | -2.6883
| FINN | _N | S5 | Finnieston | 55.8634 | -4.2861
| FLEE_1 | _H | B3 | Fleet | 51.2502 | -0.88103
| FAUG_P | _P | T1 | Fort Augustus | 57.1366 | -4.7145
| FWIL_P | _P | T1 | Fort William | 56.8193 | -5.0743
| FOUR_1 | _F | Q8 | Fourstones | 55.0123 | -2.1634
| FRAS_P | _P | T2 | Fraserburgh | 57.6862 | -2.024
| FROD_1 | _D | N3 | Frodsham | 53.3094 | -2.7173
| GALA | _N | S6 | Galashiels | 55.6078 | -2.7665
| GIFF | _N | S6 | Giffnock | 55.798 | -4.2977
| GLEF_P | _P | T1 | Glenfarclas | 57.416 | -3.316
| GLLE | _N | S6 | Glenlee | 55.0972 | -4.181
| GLLU | _N | S6 | Glenluce | 54.8766 | -4.798
| GLNI | _N | S5 | Glenniston | 56.1084 | -3.2671
| GLRO | _N | S5 | Glenrothes | 56.204 | -3.1963
| GORG | _N | S6 | Gorgie | 55.935 | -3.2348
| GOVA | _N | S6 | Govan | 55.8535 | -4.3142
| GREE_H | _H | A7 | Greenford | 51.535 | -0.25705
| GREN_1 | _B | J6 | Grendon | 52.2434 | -0.72568
| GRIW_1 | _M | P7 | Grimsby West | 53.566 | -0.15076
| GRUB_P | _P | T1 | Grudie Bridge | 57.6145 | -4.8299
| HACK_1 | _C | A1 | Hackney 132kV | 51.5595 | -0.040784
| HACK_6 | _C | A1 | Hackney 66kV | 51.5595 | -0.044431
| HAGR | _N | S6 | Haggs Road | 55.83 | -4.2965
| HAMHC1 | _E | L3 | Hams Hall | 52.5287 | -1.7087
| HARK_1 | _G | Q8 | Harker | 54.9415 | -2.9644
| HARM_6 | _F | Q4 | Hart Moor | 54.7012 | -1.2906
| HAWI | _N | S6 | Hawick | 55.4282 | -2.791
| HAWP_6 | _F | Q4 | Hawthorn Pit | 54.8063 | -1.4016
| HELE | _N | S5 | Helensburgh | 56.0199 | -4.701
| HEYS_1 | _G | R5 | Heysham (HEYS_1) | 54.0327 | -2.889
| HEYS1 | _G | R5 | Heysham (HEYS1) | 54.0327 | -2.889
| HUER | _N | S6 | Hunterston Farm | 55.7432 | -4.8635
| HURS_1 | _C | A8 | Hurst | 51.4358 | 0.15361
| HUTT_1 | _G | R6 | Hutton | 54.2978 | -2.6721
| IMPK_1 | _D | H6 | Imperial Park | 51.5474 | -3.0315
| INDQ1 | _L | F6 | Indian Queens | 50.3949 | -4.9008
| INKE | _N | S5 | Inverkeithing | 56.0422 | -3.3895
| INNE_P | _P | T1 | Inverness | 57.452 | -4.2414
| IROA1 | _L | G5 | Iron Acton | 51.569 | -2.4813
| IRONB1 | _E | L5 | Ironbridge | 52.6325 | -2.51
| IVER_1 | _H | A6 | Iver 132kV | 51.5418 | -0.49764
| IVER_6 | _H | A6 | Iver 66kV | 51.5413 | -0.49651
| JOHN | _N | S6 | Johnstone | 55.8443 | -4.5041
| JORD_3 | _M | P3 | Jordanthorpe | 53.3301 | -1.4534
| KAIM | _N | S6 | Kaimes | 55.8905 | -3.1634
| KEAD_1 | _M | P8 | Keadby | 53.5972 | -0.75792
| KEAR_1 | _G | N4 | Kearsley 132kV | 53.5382 | -2.359
| KEAR_3 | _G | N4 | Kearsley 33kV | 53.5382 | -2.359
| KEIT_P | _P | T1 | Keith | 57.5376 | -2.9327
| KEMS_1 | _J | C3 | Kemsley | 51.3673 | 0.74064
| KEOO | _N | S6 | Kendoon | 55.1608 | -4.1805
| KIER | _N | S5 | Killermont | 55.9033 | -4.3099
| KIIN_P | _P | T4 | Killin | 56.4754 | -4.3245
| KILS | _N | S6 | Kilmarnock South | 55.5796 | -4.456
| KILT | _N | S6 | Kilmarnock Town | 55.5931 | -4.487
| KILW | _N | S6 | Kilwinning | 55.664 | -4.6781
| KINO_1 | _J | C2 | Kingsnorth | 51.42 | 0.59622
| KINL_P | _P | T1 | Kinlochleven | 56.7136 | -4.95
| KINT_P | _P | T2 | Kintore | 57.2129 | -2.374
| KIBY_1 | _D | N1 | Kirkby (_D) | 53.4693 | -2.8495
| KIBY_G | _G | N1 | Kirkby (_G) | 53.4693 | -2.8495
| KIRKB1 | _M | P1 | Kirkstall B | 53.8058 | -1.5968
| KITW_1 | _E | L2 | Kitwell | 52.4313 | -2.0132
| KNAR | _F | P2 | Knaresborough | 54.0312 | -1.4878
| LACK_6 | _F | Q2 | Lackenby | 54.5677 | -1.1334
| LAIR_P | _P | T5 | Lairg | 58.0081 | -4.395
| LALE1SG003 | _H | A6 | Laleham | 51.4244 | -0.46938
| LAND1 | _L | F6 | Landulph | 50.4443 | -4.2421
| LEGA_1 | _D | M4 | Legacy | 53.0289 | -3.052
| LEVE | _N | S5 | Leven | 56.2078 | -2.9972
| LINM | _N | S6 | Linnmill | 55.9031 | -4.2568
| LISD_1 | _D | N1 | Lister Drive | 53.4194 | -2.9238
| LITT_C | _C | A8 | Littlebrook (_C) | 51.4606 | 0.24439
| LITT_J | _J | A8 | Littlebrook (_J) | 51.4606 | 0.24439
| LING | _N | S6 | Livingston East | 55.9074 | -3.5068
| LODR_6 | _C | A7 | Lodge Road | 51.5284 | -0.17053
| LOUD_H | _H | A6 | Loudwater | 51.6642 | -0.65512
| LOVE_1 | _H | B2 | Lovedean | 50.9162 | -1.0402
| LUNA_P | _P | T4 | Lunanhead | 56.6544 | -2.865
| LYND_P | _P | T4 | Lyndhurst | 56.4811 | -3.017
| MACC_3 | _G | N6 | Macclesfield | 53.2686 | -2.1206
| MACD_P | _P | T1 | Macduff | 57.6594 | -2.491
| MANN_1 | _H | E1 | Mannington | 50.8472 | -1.8948
| MAGA_6 | _K | H1 | Margam | 51.56 | -3.7541
| MAYB | _N | S6 | Maybole | 55.337 | -4.677
| MELK_1 | _H | G6 | Melksham | 51.3918 | -2.1504
| MILH_1 | _A | A6 | Mill Hill | 51.618 | -0.20954
| MILC_P | _P | T4 | Milton of Craigie | 56.4686 | -2.917
| MITY_1 | _H | G6 | Minety | 51.6075 | -2.0012
| MYBS_P | _P | T5 | Mybster | 58.4449 | -3.4219
| NAIR_P | _P | T1 | Nairn | 57.574 | -3.8445
| NECE_1 | _E | L3 | Nechells | 52.507 | -1.8512
| NEEP_3 | _M | P3 | Neepsend | 53.4061 | -1.4892
| NEWX_6 | _C | A4 | New Cross | 51.4838 | -0.06132
| NEAR | _N | S6 | Newarthill | 55.8213 | -3.936
| NETS | _N | S6 | Newton Stewart | 54.9484 | -4.491
| NINF_1 | _J | B1 | Ninfield | 50.8807 | 0.4495
| NHYD_6 | _H | A6 | North Hyde | 51.4992 | -0.41142
| NFLE | _J | C2 | Northfleet East | 51.428 | 0.32973
| NORT_1 | _F | Q4 | Norton | 54.5922 | -1.3628
| NORL_3 | _M | P3 | Norton Lees | 53.3499 | -1.4699
| NORM_1 | _A | J3 | Norwich Main | 52.5733 | 1.2718
| NURS_1 | _H | B2 | Nursling | 50.9409 | -1.4879
| OCKH_1 | _E | L2 | Ocker Hill | 52.541 | -2.0331
| OFFE_3 | _F | Q4 | Offerton | 54.8812 | -1.4576
| OLDB_1 | _E | L2 | Oldbury | 52.4985 | -2.0223
| ORMO | _G | R5 | Ormonde | 54.0327 | -2.889
| ORRI_P | _P | T1 | Orrin | 57.5537 | -4.6163
| OSBA_1 | _F | P6 | Osbaldwick | 53.9564 | -1.0243
| PADIB1 | _G | N5 | Padiham | 53.7945 | -2.3274
| PAIS | _N | S6 | Paisley | 55.8391 | -4.4107
| PART | _N | S5 | Partick | 55.8695 | -4.3161
| PELH_1 | _A | D5 | Pelham | 51.9351 | 0.11679
| PEMB_1 | _K | H6 | Pembroke | 51.6822 | -4.9873
| PENN_1 | _E | L1 | Penn | 52.5565 | -2.2083
| PENT_1 | _D | M6 | Pentir | 53.187 | -4.1596
| PENE_1 | _G | R4 | Penwortham East | 53.7443 | -2.7551
| PENW_1 | _G | R4 | Penwortham West | 53.7443 | -2.7551
| PERI_H | _H | A7 | Perivale | 51.535 | -0.25705
| PERS_P | _P | T2 | Persley | 57.1741 | -2.1384
| PEHG_P | _P | T2 | Peterhead Grange | 57.5046 | -1.7841
| PEHS_P | _P | T2 | Peterhead Shell | 57.5079 | -1.7843
| PITS_3 | _M | P3 | Pitsmoor | 53.3997 | -1.4463
| POPP_3 | _F | P2 | Poppleton | 53.9744 | -1.1329
| PORA_P | _P | T3 | Port Ann | 56.026 | -5.35
| PORD | _N | S5 | Port Dundas | 55.8731 | -4.2538
| POOB | _N | S6 | Portobello | 55.9523 | -3.1225
| PYLE_1 | _K | H1 | Pyle | 51.5358 | -3.6877
| QUOI_P | _P | T1 | Quoich | 57.0695 | -5.1077
| RAIN_1 | _D | N1 | Rainhill | 53.4211 | -2.7378
| RANN_P | _P | T4 | Rannoch | 56.6902 | -4.3987
| RASS_1 | _K | H6 | Rassau | 51.8087 | -3.2257
| RATS_1 | _B | L7 | Ratcliffe | 52.8633 | -1.2527
| RAVE | _N | S6 | Ravenscraig | 55.7642 | -3.9288
| RAYL_1 | _A | C5 | Rayleigh | 51.5936 | 0.56852
| REBR_3 | _C | A1 | Redbridge | 51.5892 | 0.04405
| REDH | _N | S5 | Redhouse | 56.1453 | -3.148
| REDM_P | _P | T2 | Redmoss | 57.1084 | -2.0916
| RICH1 | _J | C7 | Richborough | 51.3087 | 1.3459
| RRIG | _G | Q8 | Robin Rigg | 54.9415 | -2.9644
| ROCH_1 | _G | N4 | Rochdale | 53.6217 | -2.2155
| RUGEB1 | _E | L5 | Rugeley | 52.7538 | -1.9126
| RYEH_1 | _A | A9 | Rye House | 51.7581 | 0.0034608
| SALT_1 | _M | P8 | Saltend North | 53.7428 | -0.23808
| SALH_1 | _F | Q2 | Saltholme | 54.607 | -1.2383
| SEAB1 | _L | G7 | Seabank | 51.5363 | -2.6705
| SELL_1 | _J | C4 | Sellindge | 51.1062 | 0.97755
| SHEC_3 | _M | P3 | Sheffield City | 53.3753 | -1.4771
| SALL1 | _A | J3 | Sheringham Shoal | 52.5733 | 1.2718
| SHIN_P | _P | T5 | Shin | 57.9382 | -4.404
| SHRW_1 | _E | L5 | Shrewsbury | 52.7097 | -2.6927
| SHRU | _N | S6 | Shrubhill | 55.9653 | -3.1849
| SIGH | _N | S6 | Sighthill | 55.9257 | -3.3
| SKLGB1 | _M | P1 | Skelton Grange | 53.7756 | -1.4965
| SLOY_P | _P | T3 | Sloy | 56.2464 | -4.704
| SMAN_1 | _G | N2 | South Manchester | 53.4221 | -2.2751
| SSHI_3 | _F | Q4 | South Shields | 54.9733 | -1.4501
| SPAV | _N | S6 | Spango Valley | 55.9355 | -4.8113
| SPEN_1 | _F | Q7 | Spennymoor | 54.7048 | -1.5544
| SANX | _N | S6 | St Andrews Cross | 56.3407 | -2.7959
| SFEG_P | _P | T2 | St Fergus Gas Terminal | 57.5788 | -1.8413
| SFIL_P | _P | T4 | St Fillans | 56.4346 | -4.0653
| SJOW_1 | _C | A7 | St John's Wood | 51.5271 | -0.17175
| SASA | _D | M6 | St. Asaph | 53.2567 | -3.4691
| STAL_1 | _G | N7 | Stalybridge | 53.4922 | -2.0437
| STAH_1 | _G | R4 | Stanah | 53.8797 | -2.9898
| STAY_1 | _B | K5 | Staythorpe | 53.0775 | -0.86897
| STEN_1 | _F | Q5 | Stella North | 54.9781 | -1.7245
| STES_1 | _F | Q5 | Stella South | 54.9744 | -1.7325
| STIR | _N | S5 | Stirling | 56.1157 | -3.9146
| SBAR | _B | L7 | Stoke Bardolph | 52.9598 | -1.0506
| STHA | _N | S6 | Strathaven | 55.7526 | -4.0802
| STLE | _N | S5 | Strathleven | 55.9469 | -4.5761
| STRI_P | _P | T2 | Strichen | 57.5862 | -2.07
| SUND_1 | _A | D4 | Sundon | 51.9333 | -0.50157
| SWAN_1 | _K | H6 | Swansea North | 51.6827 | -3.961
| TARL_P | _P | T2 | Tarland | 57.1515 | -2.788
| TAUN1 | _L | E8 | Taunton | 51.0169 | -3.1528
| TAYN_P | _P | T3 | Taynuilt | 56.4301 | -5.214
| TELR | _N | S6 | Telford Road | 55.9615 | -3.2413
| TEMP_3 | _M | P3 | Templeborough | 53.4121 | -1.385
| THOM_6 | _M | P6 | Thorpe Marsh | 53.5792 | -1.087
| THUR_6 | _M | P3 | Thurcroft | 53.4048 | -1.2666
| THSO_P | _P | T5 | Thurso | 58.5722 | -3.5094
| TILBB_1 | _A | C1 | Tilbury | 51.4611 | 0.39161
| TONG | _N | S6 | Tongland | 54.8545 | -4.026
| TOTT_1 | _A | A1 | Tottenham | 51.6038 | -0.048684
| TOWH | _N | S5 | Townhill | 56.1628 | -3.2959
| TRAW_1 | _D | M7 | Trawsfynydd | 52.9289 | -3.9506
| TUMB_P | _P | T4 | Tummel Bridge | 56.7064 | -4.0162
| TYNE_1 | _F | Q4 | Tynemouth 1 | 55.0238 | -1.4993
| TYNE_2 | _F | Q4 | Tynemouth 2 | 55.0238 | -1.4993
| UPPB_1 | _K | H2 | Upper Boat 132kV | 51.5752 | -3.2975
| UPPB_3 | _K | H2 | Upper Boat 33kV | 51.5757 | -3.2996
| USKM_1 | _K | H2 | Uskmouth | 51.5487 | -2.9755
| WALH_1 | _E | G1 | Walham | 51.8716 | -2.2662
| WABO | _G | R4 | Walney 2 | 53.8797 | -2.9898
| WALP_1 | _A | J1 | Walpole (_A) | 52.7277 | 0.19893
| WALP_B | _B | J1 | Walpole (_B) | 52.7277 | 0.19893
| WARL_1 | _A | C6 | Warley | 51.553 | 0.30064
| WASF_1 | _G | N1 | Washway Farm | 53.5622 | -2.8197
| WATFS_1 | _A | A6 | Watford South | 51.6423 | -0.40509
| WBOL_6 | _F | Q4 | West Boldon | 54.9401 | -1.472
| WBUR_1 | _B | K6 | West Burton | 53.3604 | -0.80717
| WGEO | _N | S5 | West George Street | 55.8626 | -4.2641
| WHAM_1 | _C | A1 | West Ham | 51.5196 | 0.0018434
| WMEL_1 | _M | P3 | West Melton | 53.5019 | -1.3785
| WTHU31 | _A | A1 | West Thurrock | 51.4723 | 0.28938
| WWEY_1 | _J | A8 | West Weybridge | 51.348 | -0.48908
| WFIE | _N | S5 | Westfield | 56.1628 | -3.2959
| WHGA_1 | _G | N4 | Whitegate | 53.5296 | -2.1635
| WHHO | _N | S6 | Whitehouse | 55.9302 | -3.1994
| WIEN_1 | _E | L2 | Willenhall | 52.5768 | -2.0598
| WISD_1 | _C | A7 | Willesden 132kV | 51.5346 | -0.25715
| WISD_6 | _C | A7 | Willesden 66kV | 51.535 | -0.25705
| WILL_1 | _B | L3 | Willington | 52.8561 | -1.5488
| WIOW_P | _P | T2 | Willowdale | 57.1538 | -2.0971
| WIMBN1 | _C | A4 | Wimbledon North | 51.431 | -0.18803
| WIMBS1 | _C | A4 | Wimbledon South | 51.431 | -0.18803
| WIBA_3 | _M | P3 | Wincobank | 53.4133 | -1.4177
| WISH | _N | S6 | Wishaw | 55.7642 | -3.9288
| WOHI_P | _P | T2 | Woodhill | 57.1542 | -2.1463
| WYLF_1 | _D | M8 | Wylfa | 53.4136 | -4.4823
| WYMOM_1 | _A | D5 | Wymondley | 51.9285 | -0.25037
| G_EXTRA_1 | _N | S6 | Dumfries 11 | 55.0619 | -3.583 | GSP "DUMF" modelled as 3 parts (split busbar)
| G_EXTRA_2 | _N | S6 | Dumfries 33 | 55.0619 | -3.583 | GSP "DUMF" modelled as 3 parts (split busbar)
| G_EXTRA_3 | _N | S6 | Dumfries ICI | 55.0619 | -3.583 | GSP "DUMF" modelled as 3 parts (split busbar)
| G_EXTRA_4 | _N | S6 | Grangemouth A | 56.0018 | -3.6893 | GSP "GRMO" modelled as 2 parts (split busbar)
| G_EXTRA_5 | _N | S6 | Grangemouth C | 56.0018 | -3.6893 | GSP "GRMO" modelled as 2 parts (split busbar)
| G_EXTRA_6 | _N | S5 | Kilbowie 11 | 55.9047 | -4.4121 | GSP "KILB" modelled as 2 parts (split busbar)
| G_EXTRA_7 | _N | S5 | Kilbowie 33 | 55.9047 | -4.4121 | GSP "KILB" modelled as 2 parts (split busbar)
| G_EXTRA_8 | _N | S6 | Saltcoats A | 55.646 | -4.7938 | GSP "SACO" modelled as 2 parts (split busbar)
| G_EXTRA_9 | _N | S6 | Saltcoats B | 55.646 | -4.7938 | GSP "SACO" modelled as 2 parts (split busbar)
| G_EXTRA_10 | _N | S6 | Crookston A | 55.8211 | -4.3643 | GSP "CROO" modelled as 2 parts (split busbar)
| G_EXTRA_11 | _N | S6 | Crookston B | 55.8211 | -4.3643 | GSP "CROO" modelled as 2 parts (split busbar)
| G_EXTRA_12 | _P | #N/A | Shetland | 60.2758 | -1.2759 | Not included in this workbook. Strictly not a GSP.
| G_EXTRA_13 | _P | T2 | Rothienorman | Missing | Missing | Potential new build GSP within forecast.
| G_EXTRA_14 | _P | Missing | Finstown | Missing | Missing | Potential new build GSP within forecast.

## Controls
Updated by Rob Nickerson, 17/4/18
Look-up Control
1 | Year | 2017/18 | 2018/19 | 2019/20 | 2020/21 | 2021/22 | 2022/23 | 2023/24 | 2024/25 | 2025/26 | 2026/27 | 2027/28 | 2028/29 | 2029/30 | 2030/31 | 2031/32 | 2032/33 | 2033/34 | 2034/35 | 2035/36 | 2036/37 | 2037/38 | 2038/39 | 2039/40 | 2040/41
2 | Column | 1 | 2 | 3 | 4 | 5 | 6 | 7 | 8 | 9 | 10 | 11 | 12 | 13 | 14 | 15 | 16 | 17 | 18 | 19 | 20 | 21 | 22 | 23 | 24
3 | Original lookups | 5 | 6 | 7 | 8 | 9 | 10 | 11 | 12 | 13 | 14 | 15 | 16 | 17 | 18 | 19 | 20 | 21 | 22 | 23 | 24 | 25 | 26 | 27 | 28
| TO | 2018/19 2 6: Major FLOP Zones; 2020/21 4 8: Scenarios; 2022/23 6 10: Study Periods; 2023/24 7 11: Worksheet Names look-up for Study Periods (and Capacity); 2024/25 8 12: Demand Look-up
| NGET | 2018/19 2 6: A; 2020/21 4 8: Community Renewables; 2022/23 6 10: Winter Peak; 2023/24 7 11: Peak; 2024/25 8 12: Peak
| SPT | 2018/19 2 6: B; 2020/21 4 8: Two Degrees; 2022/23 6 10: Summer Minimum AM; 2023/24 7 11: Min AM; 2024/25 8 12: AM
| SHET | 2018/19 2 6: C; 2020/21 4 8: Steady Progression; 2022/23 6 10: Summer Minimum PM; 2023/24 7 11: Min PM; 2024/25 8 12: PM
|  |  | D |  | Consumer Evolution |  |  | Capacity
E
F
G
H
J
K
L
M
N
P
Q
R
S
T
ACTIVE LOOK-UPS
Worksheet [Active] Look-Up: these change according to Scenario and Study Period selected
|  | Winter Peak | Two Degrees | 5
Data Range
| Active | 2018/19 2 6: $A$3001:$AG$3286; 2020/21 4 8: 'Active'!$A$3001:$AG$3286
| Reactive inc LV Gain | 2018/19 2 6: $A$3001:$AG$3286; 2020/21 4 8: 'Reactive inc LV Gain'!$A$3001:$AG$3286
| Reactive INC LV Gain | 2018/19 2 6: $A$3001:$AG$3286; 2020/21 4 8: 'Reactive INC LV Gain'!$A$3001:$AG$3286
| LV Gain | 2018/19 2 6: $A$3001:$AG$3286; 2020/21 4 8: 'LV Gain'!$A$3001:$AG$3286
|  | Community Renewables | Steady Progression | Consumer Evolution | Two Degrees
| 1 | 2017/18 1 5: 2; 2018/19 2 6: 3; 2019/20 3 7: 4; 2020/21 4 8: 5
| Winter Peak | 2017/18 1 5: $A$400:$AG$685; 2018/19 2 6: $A$1267:$AG$1552; 2019/20 3 7: $A$2134:$AG$2419; 2020/21 4 8: $A$3001:$AG$3286
| Summer Minimum AM | 2017/18 1 5: $A$688:$AG$973; 2018/19 2 6: $A$1555:$AG$1840; 2019/20 3 7: $A$2422:$AG$2707; 2020/21 4 8: $A$3289:$AG$3574
| Summer Minimum PM | 2017/18 1 5: $A$976:$AG$1261; 2018/19 2 6: $A$1843:$AG$2128; 2019/20 3 7: $A$2710:$AG$2995; 2020/21 4 8: $A$3577:$AG$3862
| Scenarios | 2017/18 1 5: Winter Peak Active; 2018/19 2 6: In the model; 2019/20 3 7: in DSR MODEL
| Community Renewables Winter Peak | 2017/18 1 5: CR Peak; 2018/19 2 6: TD Peak; 2019/20 3 7: CR; 2020/21 4 8: TD
| Two Degrees Winter Peak | 2017/18 1 5: TD Peak; 2019/20 3 7: TD
| Steady Progression Winter Peak | 2017/18 1 5: SP Peak; 2019/20 3 7: SP
| Consumer Evolution Winter Peak | 2017/18 1 5: CE Peak; 2019/20 3 7: CE
| Community Renewables Summer Minimum AM | 2017/18 1 5: CR AM
| Two Degrees Summer Minimum AM | 2017/18 1 5: TD AM
| Steady Progression Summer Minimum AM | 2017/18 1 5: SP AM
| Consumer Evolution Summer Minimum AM | 2017/18 1 5: CE AM
| Community Renewables Summer Minimum PM | 2017/18 1 5: CR PM
| Two Degrees Summer Minimum PM | 2017/18 1 5: TD PM
| Steady Progression Summer Minimum PM | 2017/18 1 5: SP PM
| Consumer Evolution Summer Minimum PM | 2017/18 1 5: CE PM
Note on B12: janet.coley: Used by Demand

## Years (hidden)
2018/19
2019/20
2020/21
2021/22
2022/23
2023/24
2024/25
2025/26
2026/27
2027/28
2028/29
2029/30
2030/31
2031/32
2032/33
2033/34
2034/35
2035/36
2036/37
2037/38
2038/39
2039/40
2040/41
2041/42
2042/43
2043/44
2044/45
2045/46
2046/47
2047/48
2048/49
2049/50
2050/51

## MAIN DATA
DRAFT: Do not use in production systems or for analysis other than review and feedback to National Grid ESO.
Drop-Down Options:
Scenario | Two Degrees | [17 empty] | ETYS Wind Load Factor | ETYS Wind Load Factor
Study Period | Winter Peak | [5 empty] | Column assumes 70% Wind | Column assumes 0% Wind | [10 empty] | 70% | 0%
Analysis Year | 2018/19 |  |  |  | Original VLOOKUP | 6 | [12 empty] | Linked to P(Economy Net Demand) | Linked to P(Security Net Demand)
[5 empty] | Column Index | 2 |  |  | Embedded Data (DG + Sub1MW)
Wind Factor Option: see T5:U5 |  |  |  |  | TD | 18 | [8 empty] | 0
Total: FLOP A-R |  |  |  | #VALUE! | #VALUE! | #VALUE! | #VALUE! | #VALUE! | #VALUE! | #VALUE! | #VALUE! | #VALUE! | #VALUE! | [5 empty] | #VALUE! | #VALUE! |  |  |  |  | -947.3898
Total: FLOP T |  |  |  | #VALUE! | #VALUE! | #VALUE! | #VALUE! | #VALUE! | 0 | 0 | 0 | 0 | 0 | [5 empty] | #VALUE! | #VALUE! |  |  |  |  | -19.9084
Total: FLOP S |  |  |  | #VALUE! | #VALUE! | #VALUE! | #VALUE! | #VALUE! | 0 | 0 | 0 | 0 | 0 | [5 empty] | #VALUE! | #VALUE! |  |  |  | DSR (MW) | -54.0305
Total: GB |  |  |  | #VALUE! | #VALUE! | #VALUE! | #VALUE! | #VALUE! | #VALUE! | #VALUE! | #VALUE! | #VALUE! | #VALUE! | [5 empty] | #VALUE! | #VALUE! |  |  |  | #REF! | -1021.3288
Data includes Battery Demand (but not Tx storage)
Elexon ID | Name | Minor FLOP | Major FLOP | P(Gross) | Q Gross | Q net | P(Economy Net Demand) | P(Security Net Demand) | Embedded Storage | Embedded Solar | Embedded Wind | Embedded Hydro | Embedded Other | Embedded Storage | Embedded Solar | Embedded Wind | Embedded Hydro | Embedded Other | EG Output (70% Wind) incl Storage | EG Output (0% Wind) incl Storage | Dx Storage | Micro storage | Indicative DSR | Location Demand % | DSR
|  |  |  | MW | MVAR | MVAR | Demand (MW) | Demand (MW) | MW | MW | MW | MW | MW | LF% | LF% | LF% | LF% | LF% | Output (MW) | Output (MW) | Demand (MW) | Demand (MW) | Demand (MW) |  | Demand (MW)
BARKC1 | Barking | A1 | A | #VALUE! | #VALUE! | #VALUE! | #VALUE! | #VALUE! | #VALUE! | #VALUE! | #VALUE! | #VALUE! | #VALUE! | #VALUE! | #VALUE! | #VALUE! | #VALUE! | #VALUE! | #VALUE! | #VALUE! | #VALUE! | #VALUE! | #REF! | #VALUE! | -3.396
BARKW3 | Barking West | A1 | A | #VALUE! | #VALUE! | #VALUE! | #VALUE! | #VALUE! | #VALUE! | #VALUE! | #VALUE! | #VALUE! | #VALUE! | #VALUE! | #VALUE! | #VALUE! | #VALUE! | #VALUE! | #VALUE! | #VALUE! | #VALUE! | #VALUE! | #REF! | #VALUE! | -3.6402
HACK_1 | Hackney 132kV | A1 | A | #VALUE! | #VALUE! | #VALUE! | #VALUE! | #VALUE! | #VALUE! | #VALUE! | #VALUE! | #VALUE! | #VALUE! | #VALUE! | #VALUE! | #VALUE! | #VALUE! | #VALUE! | #VALUE! | #VALUE! | #VALUE! | #VALUE! | #REF! | #VALUE! | -2.5661
HACK_6 | Hackney 66kV | A1 | A | #VALUE! | #VALUE! | #VALUE! | #VALUE! | #VALUE! | #VALUE! | #VALUE! | #VALUE! | #VALUE! | #VALUE! | #VALUE! | #VALUE! | #VALUE! | #VALUE! | #VALUE! | #VALUE! | #VALUE! | #VALUE! | #VALUE! | #REF! | #VALUE! | -2.7106
REBR_3 | Redbridge | A1 | A | #VALUE! | #VALUE! | #VALUE! | #VALUE! | #VALUE! | #VALUE! | #VALUE! | #VALUE! | #VALUE! | #VALUE! | #VALUE! | #VALUE! | #VALUE! | #VALUE! | #VALUE! | #VALUE! | #VALUE! | #VALUE! | #VALUE! | #REF! | #VALUE! | -1.6653
TOTT_1 | Tottenham | A1 | A | #VALUE! | #VALUE! | #VALUE! | #VALUE! | #VALUE! | #VALUE! | #VALUE! | #VALUE! | #VALUE! | #VALUE! | #VALUE! | #VALUE! | #VALUE! | #VALUE! | #VALUE! | #VALUE! | #VALUE! | #VALUE! | #VALUE! | #REF! | #VALUE! | -4.8398
WHAM_1 | West Ham | A1 | A | #VALUE! | #VALUE! | #VALUE! | #VALUE! | #VALUE! | #VALUE! | #VALUE! | #VALUE! | #VALUE! | #VALUE! | #VALUE! | #VALUE! | #VALUE! | #VALUE! | #VALUE! | #VALUE! | #VALUE! | #VALUE! | #VALUE! | #REF! | #VALUE! | -10.6985
WTHU31 | West Thurrock | A1 | A | #VALUE! | #VALUE! | #VALUE! | #VALUE! | #VALUE! | #VALUE! | #VALUE! | #VALUE! | #VALUE! | #VALUE! | #VALUE! | #VALUE! | #VALUE! | #VALUE! | #VALUE! | #VALUE! | #VALUE! | #VALUE! | #VALUE! | #REF! | #VALUE! | -1.0044
BRIM_1 | Brimsdown | A3 | A | #VALUE! | #VALUE! | #VALUE! | #VALUE! | #VALUE! | #VALUE! | #VALUE! | #VALUE! | #VALUE! | #VALUE! | #VALUE! | #VALUE! | #VALUE! | #VALUE! | #VALUE! | #VALUE! | #VALUE! | #VALUE! | #VALUE! | #REF! | #VALUE! | -5.1379
NEWX_6 | New Cross | A4 | A | #VALUE! | #VALUE! | #VALUE! | #VALUE! | #VALUE! | #VALUE! | #VALUE! | #VALUE! | #VALUE! | #VALUE! | #VALUE! | #VALUE! | #VALUE! | #VALUE! | #VALUE! | #VALUE! | #VALUE! | #VALUE! | #VALUE! | #REF! | #VALUE! | -7.6839
WIMBN1 | Wimbledon North | A4 | A | #VALUE! | #VALUE! | #VALUE! | #VALUE! | #VALUE! | #VALUE! | #VALUE! | #VALUE! | #VALUE! | #VALUE! | #VALUE! | #VALUE! | #VALUE! | #VALUE! | #VALUE! | #VALUE! | #VALUE! | #VALUE! | #VALUE! | #REF! | #VALUE! | -1.4259
WIMBS1 | Wimbledon South | A4 | A | #VALUE! | #VALUE! | #VALUE! | #VALUE! | #VALUE! | #VALUE! | #VALUE! | #VALUE! | #VALUE! | #VALUE! | #VALUE! | #VALUE! | #VALUE! | #VALUE! | #VALUE! | #VALUE! | #VALUE! | #VALUE! | #VALUE! | #REF! | #VALUE! | -8.6411
AMEM_1 | Amersham Main | A6 | A | #VALUE! | #VALUE! | #VALUE! | #VALUE! | #VALUE! | #VALUE! | #VALUE! | #VALUE! | #VALUE! | #VALUE! | #VALUE! | #VALUE! | #VALUE! | #VALUE! | #VALUE! | #VALUE! | #VALUE! | #VALUE! | #VALUE! | #REF! | #VALUE! | -0.85754
ELST_1 | Elstree | A6 | A | #VALUE! | #VALUE! | #VALUE! | #VALUE! | #VALUE! | #VALUE! | #VALUE! | #VALUE! | #VALUE! | #VALUE! | #VALUE! | #VALUE! | #VALUE! | #VALUE! | #VALUE! | #VALUE! | #VALUE! | #VALUE! | #VALUE! | #REF! | #VALUE! | -7.1299
IVER_1 | Iver 132kV | A6 | A | #VALUE! | #VALUE! | #VALUE! | #VALUE! | #VALUE! | #VALUE! | #VALUE! | #VALUE! | #VALUE! | #VALUE! | #VALUE! | #VALUE! | #VALUE! | #VALUE! | #VALUE! | #VALUE! | #VALUE! | #VALUE! | #VALUE! | #REF! | #VALUE! | -8.1762
IVER_6 | Iver 66kV | A6 | A | #VALUE! | #VALUE! | #VALUE! | #VALUE! | #VALUE! | #VALUE! | #VALUE! | #VALUE! | #VALUE! | #VALUE! | #VALUE! | #VALUE! | #VALUE! | #VALUE! | #VALUE! | #VALUE! | #VALUE! | #VALUE! | #VALUE! | #REF! | #VALUE! | -2.6073
LALE1SG003 | Laleham | A6 | A | #VALUE! | #VALUE! | #VALUE! | #VALUE! | #VALUE! | #VALUE! | #VALUE! | #VALUE! | #VALUE! | #VALUE! | #VALUE! | #VALUE! | #VALUE! | #VALUE! | #VALUE! | #VALUE! | #VALUE! | #VALUE! | #VALUE! | #REF! | #VALUE! | -5.276
LOUD_H | Loudwater | A6 | A | #VALUE! | #VALUE! | #VALUE! | #VALUE! | #VALUE! | #VALUE! | #VALUE! | #VALUE! | #VALUE! | #VALUE! | #VALUE! | #VALUE! | #VALUE! | #VALUE! | #VALUE! | #VALUE! | #VALUE! | #VALUE! | #VALUE! | #REF! | #VALUE! | -0.80416
MILH_1 | Mill Hill | A6 | A | #VALUE! | #VALUE! | #VALUE! | #VALUE! | #VALUE! | #VALUE! | #VALUE! | #VALUE! | #VALUE! | #VALUE! | #VALUE! | #VALUE! | #VALUE! | #VALUE! | #VALUE! | #VALUE! | #VALUE! | #VALUE! | #VALUE! | #REF! | #VALUE! | -2.3109
NHYD_6 | North Hyde | A6 | A | #VALUE! | #VALUE! | #VALUE! | #VALUE! | #VALUE! | #VALUE! | #VALUE! | #VALUE! | #VALUE! | #VALUE! | #VALUE! | #VALUE! | #VALUE! | #VALUE! | #VALUE! | #VALUE! | #VALUE! | #VALUE! | #VALUE! | #REF! | #VALUE! | -2.9045
WATFS_1 | Watford South | A6 | A | #VALUE! | #VALUE! | #VALUE! | #VALUE! | #VALUE! | #VALUE! | #VALUE! | #VALUE! | #VALUE! | #VALUE! | #VALUE! | #VALUE! | #VALUE! | #VALUE! | #VALUE! | #VALUE! | #VALUE! | #VALUE! | #VALUE! | #REF! | #VALUE! | -4.5397
ACTL_C | Acton Lane 22kV | A7 | A | #VALUE! | #VALUE! | #VALUE! | #VALUE! | #VALUE! | #VALUE! | #VALUE! | #VALUE! | #VALUE! | #VALUE! | #VALUE! | #VALUE! | #VALUE! | #VALUE! | #VALUE! | #VALUE! | #VALUE! | #VALUE! | #VALUE! | #REF! | #VALUE! | -0.69149
ACTL_2 | Acton Lane 66kV | A7 | A | #VALUE! | #VALUE! | #VALUE! | #VALUE! | #VALUE! | #VALUE! | #VALUE! | #VALUE! | #VALUE! | #VALUE! | #VALUE! | #VALUE! | #VALUE! | #VALUE! | #VALUE! | #VALUE! | #VALUE! | #VALUE! | #VALUE! | #REF! | #VALUE! | -0.46725
CBNK_H | Canal Bank | A7 | A | #VALUE! | #VALUE! | #VALUE! | #VALUE! | #VALUE! | #VALUE! | #VALUE! | #VALUE! | #VALUE! | #VALUE! | #VALUE! | #VALUE! | #VALUE! | #VALUE! | #VALUE! | #VALUE! | #VALUE! | #VALUE! | #VALUE! | #REF! | #VALUE! | -0.44796
CITR_1 | City Road | A7 | A | #VALUE! | #VALUE! | #VALUE! | #VALUE! | #VALUE! | #VALUE! | #VALUE! | #VALUE! | #VALUE! | #VALUE! | #VALUE! | #VALUE! | #VALUE! | #VALUE! | #VALUE! | #VALUE! | #VALUE! | #VALUE! | #VALUE! | #REF! | #VALUE! | -18.0198
EALI_6 | Ealing | A7 | A | #VALUE! | #VALUE! | #VALUE! | #VALUE! | #VALUE! | #VALUE! | #VALUE! | #VALUE! | #VALUE! | #VALUE! | #VALUE! | #VALUE! | #VALUE! | #VALUE! | #VALUE! | #VALUE! | #VALUE! | #VALUE! | #VALUE! | #REF! | #VALUE! | -4.008
GREE_H | Greenford | A7 | A | #VALUE! | #VALUE! | #VALUE! | #VALUE! | #VALUE! | #VALUE! | #VALUE! | #VALUE! | #VALUE! | #VALUE! | #VALUE! | #VALUE! | #VALUE! | #VALUE! | #VALUE! | #VALUE! | #VALUE! | #VALUE! | #VALUE! | #REF! | #VALUE! | -0.63411
LODR_6 | Lodge Road | A7 | A | #VALUE! | #VALUE! | #VALUE! | #VALUE! | #VALUE! | #VALUE! | #VALUE! | #VALUE! | #VALUE! | #VALUE! | #VALUE! | #VALUE! | #VALUE! | #VALUE! | #VALUE! | #VALUE! | #VALUE! | #VALUE! | #VALUE! | #REF! | #VALUE! | -9.0292
PERI_H | Perivale | A7 | A | #VALUE! | #VALUE! | #VALUE! | #VALUE! | #VALUE! | #VALUE! | #VALUE! | #VALUE! | #VALUE! | #VALUE! | #VALUE! | #VALUE! | #VALUE! | #VALUE! | #VALUE! | #VALUE! | #VALUE! | #VALUE! | #VALUE! | #REF! | #VALUE! | -0.60575
SJOW_1 | St John's Wood | A7 | A | #VALUE! | #VALUE! | #VALUE! | #VALUE! | #VALUE! | #VALUE! | #VALUE! | #VALUE! | #VALUE! | #VALUE! | #VALUE! | #VALUE! | #VALUE! | #VALUE! | #VALUE! | #VALUE! | #VALUE! | #VALUE! | #VALUE! | #REF! | #VALUE! | -15.8955
WISD_1 | Willesden 132kV | A7 | A | #VALUE! | #VALUE! | #VALUE! | #VALUE! | #VALUE! | #VALUE! | #VALUE! | #VALUE! | #VALUE! | #VALUE! | #VALUE! | #VALUE! | #VALUE! | #VALUE! | #VALUE! | #VALUE! | #VALUE! | #VALUE! | #VALUE! | #REF! | #VALUE! | -4.3619
WISD_6 | Willesden 66kV | A7 | A | #VALUE! | #VALUE! | #VALUE! | #VALUE! | #VALUE! | #VALUE! | #VALUE! | #VALUE! | #VALUE! | #VALUE! | #VALUE! | #VALUE! | #VALUE! | #VALUE! | #VALUE! | #VALUE! | #VALUE! | #VALUE! | #VALUE! | #REF! | #VALUE! | -1.2504
BEDDT1 | Beddington (_C) | A8 | A | #VALUE! | #VALUE! | #VALUE! | #VALUE! | #VALUE! | #VALUE! | #VALUE! | #VALUE! | #VALUE! | #VALUE! | #VALUE! | #VALUE! | #VALUE! | #VALUE! | #VALUE! | #VALUE! | #VALUE! | #VALUE! | #VALUE! | #REF! | #VALUE! | -1.9596
BEDD_1 | Beddington (_J) | A8 | A | #VALUE! | #VALUE! | #VALUE! | #VALUE! | #VALUE! | #VALUE! | #VALUE! | #VALUE! | #VALUE! | #VALUE! | #VALUE! | #VALUE! | #VALUE! | #VALUE! | #VALUE! | #VALUE! | #VALUE! | #VALUE! | #VALUE! | #REF! | #VALUE! | -6.9771
CHSI_1 | Chessington | A8 | A | #VALUE! | #VALUE! | #VALUE! | #VALUE! | #VALUE! | #VALUE! | #VALUE! | #VALUE! | #VALUE! | #VALUE! | #VALUE! | #VALUE! | #VALUE! | #VALUE! | #VALUE! | #VALUE! | #VALUE! | #VALUE! | #VALUE! | #REF! | #VALUE! | -5.3164
HURS_1 | Hurst | A8 | A | #VALUE! | #VALUE! | #VALUE! | #VALUE! | #VALUE! | #VALUE! | #VALUE! | #VALUE! | #VALUE! | #VALUE! | #VALUE! | #VALUE! | #VALUE! | #VALUE! | #VALUE! | #VALUE! | #VALUE! | #VALUE! | #VALUE! | #REF! | #VALUE! | -3.8955
LITT_C | Littlebrook (_C) | A8 | A | #VALUE! | #VALUE! | #VALUE! | #VALUE! | #VALUE! | #VALUE! | #VALUE! | #VALUE! | #VALUE! | #VALUE! | #VALUE! | #VALUE! | #VALUE! | #VALUE! | #VALUE! | #VALUE! | #VALUE! | #VALUE! | #VALUE! | #REF! | #VALUE! | -2.334
LITT_J | Littlebrook (_J) | A8 | A | #VALUE! | #VALUE! | #VALUE! | #VALUE! | #VALUE! | #VALUE! | #VALUE! | #VALUE! | #VALUE! | #VALUE! | #VALUE! | #VALUE! | #VALUE! | #VALUE! | #VALUE! | #VALUE! | #VALUE! | #VALUE! | #VALUE! | #REF! | #VALUE! | -0.28505
WWEY_1 | West Weybridge | A8 | A | #VALUE! | #VALUE! | #VALUE! | #VALUE! | #VALUE! | #VALUE! | #VALUE! | #VALUE! | #VALUE! | #VALUE! | #VALUE! | #VALUE! | #VALUE! | #VALUE! | #VALUE! | #VALUE! | #VALUE! | #VALUE! | #VALUE! | #REF! | #VALUE! | -5.888
RYEH_1 | Rye House | A9 | A | #VALUE! | #VALUE! | #VALUE! | #VALUE! | #VALUE! | #VALUE! | #VALUE! | #VALUE! | #VALUE! | #VALUE! | #VALUE! | #VALUE! | #VALUE! | #VALUE! | #VALUE! | #VALUE! | #VALUE! | #VALUE! | #VALUE! | #REF! | #VALUE! | -6.4988
BOLN_1 | Bolney | B1 | B | #VALUE! | #VALUE! | #VALUE! | #VALUE! | #VALUE! | #VALUE! | #VALUE! | #VALUE! | #VALUE! | #VALUE! | #VALUE! | #VALUE! | #VALUE! | #VALUE! | #VALUE! | #VALUE! | #VALUE! | #VALUE! | #VALUE! | #REF! | #VALUE! | -14.1314
NINF_1 | Ninfield | B1 | B | #VALUE! | #VALUE! | #VALUE! | #VALUE! | #VALUE! | #VALUE! | #VALUE! | #VALUE! | #VALUE! | #VALUE! | #VALUE! | #VALUE! | #VALUE! | #VALUE! | #VALUE! | #VALUE! | #VALUE! | #VALUE! | #VALUE! | #REF! | #VALUE! | -5.9864
BOTW_1 | Botley Wood | B2 | B | #VALUE! | #VALUE! | #VALUE! | #VALUE! | #VALUE! | #VALUE! | #VALUE! | #VALUE! | #VALUE! | #VALUE! | #VALUE! | #VALUE! | #VALUE! | #VALUE! | #VALUE! | #VALUE! | #VALUE! | #VALUE! | #VALUE! | #REF! | #VALUE! | -2.7693
FAWL_1 | Fawley | B2 | B | #VALUE! | #VALUE! | #VALUE! | #VALUE! | #VALUE! | #VALUE! | #VALUE! | #VALUE! | #VALUE! | #VALUE! | #VALUE! | #VALUE! | #VALUE! | #VALUE! | #VALUE! | #VALUE! | #VALUE! | #VALUE! | #VALUE! | #REF! | #VALUE! | -5.2359
LOVE_1 | Lovedean | B2 | B | #VALUE! | #VALUE! | #VALUE! | #VALUE! | #VALUE! | #VALUE! | #VALUE! | #VALUE! | #VALUE! | #VALUE! | #VALUE! | #VALUE! | #VALUE! | #VALUE! | #VALUE! | #VALUE! | #VALUE! | #VALUE! | #VALUE! | #REF! | #VALUE! | -10.5146
NURS_1 | Nursling | B2 | B | #VALUE! | #VALUE! | #VALUE! | #VALUE! | #VALUE! | #VALUE! | #VALUE! | #VALUE! | #VALUE! | #VALUE! | #VALUE! | #VALUE! | #VALUE! | #VALUE! | #VALUE! | #VALUE! | #VALUE! | #VALUE! | #VALUE! | #REF! | #VALUE! | -5.338
FLEE_1 | Fleet | B3 | B | #VALUE! | #VALUE! | #VALUE! | #VALUE! | #VALUE! | #VALUE! | #VALUE! | #VALUE! | #VALUE! | #VALUE! | #VALUE! | #VALUE! | #VALUE! | #VALUE! | #VALUE! | #VALUE! | #VALUE! | #VALUE! | #VALUE! | #REF! | #VALUE! | -11.7481
BRLE_1 | Bramley | B4 | B | #VALUE! | #VALUE! | #VALUE! | #VALUE! | #VALUE! | #VALUE! | #VALUE! | #VALUE! | #VALUE! | #VALUE! | #VALUE! | #VALUE! | #VALUE! | #VALUE! | #VALUE! | #VALUE! | #VALUE! | #VALUE! | #VALUE! | #REF! | #VALUE! | -11.4781
TILBB_1 | Tilbury | C1 | C | #VALUE! | #VALUE! | #VALUE! | #VALUE! | #VALUE! | #VALUE! | #VALUE! | #VALUE! | #VALUE! | #VALUE! | #VALUE! | #VALUE! | #VALUE! | #VALUE! | #VALUE! | #VALUE! | #VALUE! | #VALUE! | #VALUE! | #REF! | #VALUE! | -3.1714
KINO_1 | Kingsnorth | C2 | C | #VALUE! | #VALUE! | #VALUE! | #VALUE! | #VALUE! | #VALUE! | #VALUE! | #VALUE! | #VALUE! | #VALUE! | #VALUE! | #VALUE! | #VALUE! | #VALUE! | #VALUE! | #VALUE! | #VALUE! | #VALUE! | #VALUE! | #REF! | #VALUE! | -4.8333
NFLE | Northfleet East | C2 | C | #VALUE! | #VALUE! | #VALUE! | #VALUE! | #VALUE! | #VALUE! | #VALUE! | #VALUE! | #VALUE! | #VALUE! | #VALUE! | #VALUE! | #VALUE! | #VALUE! | #VALUE! | #VALUE! | #VALUE! | #VALUE! | #VALUE! | #REF! | #VALUE! | -6.5066
KEMS_1 | Kemsley | C3 | C | #VALUE! | #VALUE! | #VALUE! | #VALUE! | #VALUE! | #VALUE! | #VALUE! | #VALUE! | #VALUE! | #VALUE! | #VALUE! | #VALUE! | #VALUE! | #VALUE! | #VALUE! | #VALUE! | #VALUE! | #VALUE! | #VALUE! | #REF! | #VALUE! | -7.2329
SELL_1 | Sellindge | C4 | C | #VALUE! | #VALUE! | #VALUE! | #VALUE! | #VALUE! | #VALUE! | #VALUE! | #VALUE! | #VALUE! | #VALUE! | #VALUE! | #VALUE! | #VALUE! | #VALUE! | #VALUE! | #VALUE! | #VALUE! | #VALUE! | #VALUE! | #REF! | #VALUE! | -3.982
RAYL_1 | Rayleigh | C5 | C | #VALUE! | #VALUE! | #VALUE! | #VALUE! | #VALUE! | #VALUE! | #VALUE! | #VALUE! | #VALUE! | #VALUE! | #VALUE! | #VALUE! | #VALUE! | #VALUE! | #VALUE! | #VALUE! | #VALUE! | #VALUE! | #VALUE! | #REF! | #VALUE! | -7.2592
WARL_1 | Warley | C6 | C | #VALUE! | #VALUE! | #VALUE! | #VALUE! | #VALUE! | #VALUE! | #VALUE! | #VALUE! | #VALUE! | #VALUE! | #VALUE! | #VALUE! | #VALUE! | #VALUE! | #VALUE! | #VALUE! | #VALUE! | #VALUE! | #VALUE! | #REF! | #VALUE! | -3.0062
CANTN1 | Canterbury | C7 | C | #VALUE! | #VALUE! | #VALUE! | #VALUE! | #VALUE! | #VALUE! | #VALUE! | #VALUE! | #VALUE! | #VALUE! | #VALUE! | #VALUE! | #VALUE! | #VALUE! | #VALUE! | #VALUE! | #VALUE! | #VALUE! | #VALUE! | #REF! | #VALUE! | -5.4338
RICH1 | Richborough | C7 | C | #VALUE! | #VALUE! | #VALUE! | #VALUE! | #VALUE! | #VALUE! | #VALUE! | #VALUE! | #VALUE! | #VALUE! | #VALUE! | #VALUE! | #VALUE! | #VALUE! | #VALUE! | #VALUE! | #VALUE! | #VALUE! | #VALUE! | #REF! | #VALUE! | -0.39001
ECLA_1 | East Claydon | D4 | D | #VALUE! | #VALUE! | #VALUE! | #VALUE! | #VALUE! | #VALUE! | #VALUE! | #VALUE! | #VALUE! | #VALUE! | #VALUE! | #VALUE! | #VALUE! | #VALUE! | #VALUE! | #VALUE! | #VALUE! | #VALUE! | #VALUE! | #REF! | #VALUE! | -6.9695
SUND_1 | Sundon | D4 | D | #VALUE! | #VALUE! | #VALUE! | #VALUE! | #VALUE! | #VALUE! | #VALUE! | #VALUE! | #VALUE! | #VALUE! | #VALUE! | #VALUE! | #VALUE! | #VALUE! | #VALUE! | #VALUE! | #VALUE! | #VALUE! | #VALUE! | #REF! | #VALUE! | -9.5317
PELH_1 | Pelham | D5 | D | #VALUE! | #VALUE! | #VALUE! | #VALUE! | #VALUE! | #VALUE! | #VALUE! | #VALUE! | #VALUE! | #VALUE! | #VALUE! | #VALUE! | #VALUE! | #VALUE! | #VALUE! | #VALUE! | #VALUE! | #VALUE! | #VALUE! | #REF! | #VALUE! | -4.2202
WYMOM_1 | Wymondley | D5 | D | #VALUE! | #VALUE! | #VALUE! | #VALUE! | #VALUE! | #VALUE! | #VALUE! | #VALUE! | #VALUE! | #VALUE! | #VALUE! | #VALUE! | #VALUE! | #VALUE! | #VALUE! | #VALUE! | #VALUE! | #VALUE! | #VALUE! | #REF! | #VALUE! | -3.9899
COWL_1 | Cowley | D6 | D | #VALUE! | #VALUE! | #VALUE! | #VALUE! | #VALUE! | #VALUE! | #VALUE! | #VALUE! | #VALUE! | #VALUE! | #VALUE! | #VALUE! | #VALUE! | #VALUE! | #VALUE! | #VALUE! | #VALUE! | #VALUE! | #VALUE! | #REF! | #VALUE! | -11.0478
AXMI1 | Axminster | E1 | E | #VALUE! | #VALUE! | #VALUE! | #VALUE! | #VALUE! | #VALUE! | #VALUE! | #VALUE! | #VALUE! | #VALUE! | #VALUE! | #VALUE! | #VALUE! | #VALUE! | #VALUE! | #VALUE! | #VALUE! | #VALUE! | #VALUE! | #REF! | #VALUE! | -2.7145
CHIC_1 | Chickerell | E1 | E | #VALUE! | #VALUE! | #VALUE! | #VALUE! | #VALUE! | #VALUE! | #VALUE! | #VALUE! | #VALUE! | #VALUE! | #VALUE! | #VALUE! | #VALUE! | #VALUE! | #VALUE! | #VALUE! | #VALUE! | #VALUE! | #VALUE! | #REF! | #VALUE! | -1.6459
MANN_1 | Mannington | E1 | E | #VALUE! | #VALUE! | #VALUE! | #VALUE! | #VALUE! | #VALUE! | #VALUE! | #VALUE! | #VALUE! | #VALUE! | #VALUE! | #VALUE! | #VALUE! | #VALUE! | #VALUE! | #VALUE! | #VALUE! | #VALUE! | #VALUE! | #REF! | #VALUE! | -10.3049
BRWA1 | Bridgewater | E7 | E | #VALUE! | #VALUE! | #VALUE! | #VALUE! | #VALUE! | #VALUE! | #VALUE! | #VALUE! | #VALUE! | #VALUE! | #VALUE! | #VALUE! | #VALUE! | #VALUE! | #VALUE! | #VALUE! | #VALUE! | #VALUE! | #VALUE! | #REF! | #VALUE! | -2.7774
TAUN1 | Taunton | E8 | E | #VALUE! | #VALUE! | #VALUE! | #VALUE! | #VALUE! | #VALUE! | #VALUE! | #VALUE! | #VALUE! | #VALUE! | #VALUE! | #VALUE! | #VALUE! | #VALUE! | #VALUE! | #VALUE! | #VALUE! | #VALUE! | #VALUE! | #REF! | #VALUE! | -1.2674
ABHA1 | Abham | F6 | F | #VALUE! | #VALUE! | #VALUE! | #VALUE! | #VALUE! | #VALUE! | #VALUE! | #VALUE! | #VALUE! | #VALUE! | #VALUE! | #VALUE! | #VALUE! | #VALUE! | #VALUE! | #VALUE! | #VALUE! | #VALUE! | #VALUE! | #REF! | #VALUE! | -3.3286
ALVE1 | Alverdiscott | F6 | F | #VALUE! | #VALUE! | #VALUE! | #VALUE! | #VALUE! | #VALUE! | #VALUE! | #VALUE! | #VALUE! | #VALUE! | #VALUE! | #VALUE! | #VALUE! | #VALUE! | #VALUE! | #VALUE! | #VALUE! | #VALUE! | #VALUE! | #REF! | #VALUE! | -3.461
EXET1 | Exeter | F6 | F | #VALUE! | #VALUE! | #VALUE! | #VALUE! | #VALUE! | #VALUE! | #VALUE! | #VALUE! | #VALUE! | #VALUE! | #VALUE! | #VALUE! | #VALUE! | #VALUE! | #VALUE! | #VALUE! | #VALUE! | #VALUE! | #VALUE! | #REF! | #VALUE! | -5.5742
INDQ1 | Indian Queens | F6 | F | #VALUE! | #VALUE! | #VALUE! | #VALUE! | #VALUE! | #VALUE! | #VALUE! | #VALUE! | #VALUE! | #VALUE! | #VALUE! | #VALUE! | #VALUE! | #VALUE! | #VALUE! | #VALUE! | #VALUE! | #VALUE! | #VALUE! | #REF! | #VALUE! | -6.2098
LAND1 | Landulph | F6 | F | #VALUE! | #VALUE! | #VALUE! | #VALUE! | #VALUE! | #VALUE! | #VALUE! | #VALUE! | #VALUE! | #VALUE! | #VALUE! | #VALUE! | #VALUE! | #VALUE! | #VALUE! | #VALUE! | #VALUE! | #VALUE! | #VALUE! | #REF! | #VALUE! | -5.0248
WALH_1 | Walham | G1 | G | #VALUE! | #VALUE! | #VALUE! | #VALUE! | #VALUE! | #VALUE! | #VALUE! | #VALUE! | #VALUE! | #VALUE! | #VALUE! | #VALUE! | #VALUE! | #VALUE! | #VALUE! | #VALUE! | #VALUE! | #VALUE! | #VALUE! | #REF! | #VALUE! | -9.2235
IROA1 | Iron Acton | G5 | G | #VALUE! | #VALUE! | #VALUE! | #VALUE! | #VALUE! | #VALUE! | #VALUE! | #VALUE! | #VALUE! | #VALUE! | #VALUE! | #VALUE! | #VALUE! | #VALUE! | #VALUE! | #VALUE! | #VALUE! | #VALUE! | #VALUE! | #REF! | #VALUE! | -8.6309
MELK_1 | Melksham | G6 | G | #VALUE! | #VALUE! | #VALUE! | #VALUE! | #VALUE! | #VALUE! | #VALUE! | #VALUE! | #VALUE! | #VALUE! | #VALUE! | #VALUE! | #VALUE! | #VALUE! | #VALUE! | #VALUE! | #VALUE! | #VALUE! | #VALUE! | #REF! | #VALUE! | -7.312
MITY_1 | Minety | G6 | G | #VALUE! | #VALUE! | #VALUE! | #VALUE! | #VALUE! | #VALUE! | #VALUE! | #VALUE! | #VALUE! | #VALUE! | #VALUE! | #VALUE! | #VALUE! | #VALUE! | #VALUE! | #VALUE! | #VALUE! | #VALUE! | #VALUE! | #REF! | #VALUE! | -5.4678
SEAB1 | Seabank | G7 | G | #VALUE! | #VALUE! | #VALUE! | #VALUE! | #VALUE! | #VALUE! | #VALUE! | #VALUE! | #VALUE! | #VALUE! | #VALUE! | #VALUE! | #VALUE! | #VALUE! | #VALUE! | #VALUE! | #VALUE! | #VALUE! | #VALUE! | #REF! | #VALUE! | -8.5486
MAGA_6 | Margam | H1 | H | #VALUE! | #VALUE! | #VALUE! | #VALUE! | #VALUE! | #VALUE! | #VALUE! | #VALUE! | #VALUE! | #VALUE! | #VALUE! | #VALUE! | #VALUE! | #VALUE! | #VALUE! | #VALUE! | #VALUE! | #VALUE! | #VALUE! | #REF! | #VALUE! | -0.47818
PYLE_1 | Pyle | H1 | H | #VALUE! | #VALUE! | #VALUE! | #VALUE! | #VALUE! | #VALUE! | #VALUE! | #VALUE! | #VALUE! | #VALUE! | #VALUE! | #VALUE! | #VALUE! | #VALUE! | #VALUE! | #VALUE! | #VALUE! | #VALUE! | #VALUE! | #REF! | #VALUE! | -3.1114
ABTH_1 | Aberthaw | H2 | H | #VALUE! | #VALUE! | #VALUE! | #VALUE! | #VALUE! | #VALUE! | #VALUE! | #VALUE! | #VALUE! | #VALUE! | #VALUE! | #VALUE! | #VALUE! | #VALUE! | #VALUE! | #VALUE! | #VALUE! | #VALUE! | #VALUE! | #REF! | #VALUE! | -4.6509
ALST_3 | Alpha Steel (Uskmouth) | H2 | H | #VALUE! | #VALUE! | #VALUE! | #VALUE! | #VALUE! | #VALUE! | #VALUE! | #VALUE! | #VALUE! | #VALUE! | #VALUE! | #VALUE! | #VALUE! | #VALUE! | #VALUE! | #VALUE! | #VALUE! | #VALUE! | #VALUE! | #REF! | #VALUE! | -0.014229
CARE_1 | Cardiff East | H2 | H | #VALUE! | #VALUE! | #VALUE! | #VALUE! | #VALUE! | #VALUE! | #VALUE! | #VALUE! | #VALUE! | #VALUE! | #VALUE! | #VALUE! | #VALUE! | #VALUE! | #VALUE! | #VALUE! | #VALUE! | #VALUE! | #VALUE! | #REF! | #VALUE! | -3.5821
UPPB_1 | Upper Boat 132kV | H2 | H | #VALUE! | #VALUE! | #VALUE! | #VALUE! | #VALUE! | #VALUE! | #VALUE! | #VALUE! | #VALUE! | #VALUE! | #VALUE! | #VALUE! | #VALUE! | #VALUE! | #VALUE! | #VALUE! | #VALUE! | #VALUE! | #VALUE! | #REF! | #VALUE! | -3.2984
UPPB_3 | Upper Boat 33kV | H2 | H | #VALUE! | #VALUE! | #VALUE! | #VALUE! | #VALUE! | #VALUE! | #VALUE! | #VALUE! | #VALUE! | #VALUE! | #VALUE! | #VALUE! | #VALUE! | #VALUE! | #VALUE! | #VALUE! | #VALUE! | #VALUE! | #VALUE! | #REF! | #VALUE! | -1.6798
USKM_1 | Uskmouth | H2 | H | #VALUE! | #VALUE! | #VALUE! | #VALUE! | #VALUE! | #VALUE! | #VALUE! | #VALUE! | #VALUE! | #VALUE! | #VALUE! | #VALUE! | #VALUE! | #VALUE! | #VALUE! | #VALUE! | #VALUE! | #VALUE! | #VALUE! | #REF! | #VALUE! | -5.441
IMPK_1 | Imperial Park | H6 | H | #VALUE! | #VALUE! | #VALUE! | #VALUE! | #VALUE! | #VALUE! | #VALUE! | #VALUE! | #VALUE! | #VALUE! | #VALUE! | #VALUE! | #VALUE! | #VALUE! | #VALUE! | #VALUE! | #VALUE! | #VALUE! | #VALUE! | #REF! | #VALUE! | -0.14783
PEMB_1 | Pembroke | H6 | H | #VALUE! | #VALUE! | #VALUE! | #VALUE! | #VALUE! | #VALUE! | #VALUE! | #VALUE! | #VALUE! | #VALUE! | #VALUE! | #VALUE! | #VALUE! | #VALUE! | #VALUE! | #VALUE! | #VALUE! | #VALUE! | #VALUE! | #REF! | #VALUE! | -3.3253
RASS_1 | Rassau | H6 | H | #VALUE! | #VALUE! | #VALUE! | #VALUE! | #VALUE! | #VALUE! | #VALUE! | #VALUE! | #VALUE! | #VALUE! | #VALUE! | #VALUE! | #VALUE! | #VALUE! | #VALUE! | #VALUE! | #VALUE! | #VALUE! | #VALUE! | #REF! | #VALUE! | -5.0397
SWAN_1 | Swansea North | H6 | H | #VALUE! | #VALUE! | #VALUE! | #VALUE! | #VALUE! | #VALUE! | #VALUE! | #VALUE! | #VALUE! | #VALUE! | #VALUE! | #VALUE! | #VALUE! | #VALUE! | #VALUE! | #VALUE! | #VALUE! | #VALUE! | #VALUE! | #REF! | #VALUE! | -12.4052
WALP_1 | Walpole (_A) | J1 | J | #VALUE! | #VALUE! | #VALUE! | #VALUE! | #VALUE! | #VALUE! | #VALUE! | #VALUE! | #VALUE! | #VALUE! | #VALUE! | #VALUE! | #VALUE! | #VALUE! | #VALUE! | #VALUE! | #VALUE! | #VALUE! | #VALUE! | #REF! | #VALUE! | -13.49
WALP_B | Walpole (_B) | J1 | J | #VALUE! | #VALUE! | #VALUE! | #VALUE! | #VALUE! | #VALUE! | #VALUE! | #VALUE! | #VALUE! | #VALUE! | #VALUE! | #VALUE! | #VALUE! | #VALUE! | #VALUE! | #VALUE! | #VALUE! | #VALUE! | #VALUE! | #REF! | #VALUE! | -1.3083
NORM_1 | Norwich Main | J3 | J | #VALUE! | #VALUE! | #VALUE! | #VALUE! | #VALUE! | #VALUE! | #VALUE! | #VALUE! | #VALUE! | #VALUE! | #VALUE! | #VALUE! | #VALUE! | #VALUE! | #VALUE! | #VALUE! | #VALUE! | #VALUE! | #VALUE! | #REF! | #VALUE! | -10.6097
SALL1 | Sheringham Shoal | J3 | J | #VALUE! | #VALUE! | #VALUE! | #VALUE! | #VALUE! | #VALUE! | #VALUE! | #VALUE! | #VALUE! | #VALUE! | #VALUE! | #VALUE! | #VALUE! | #VALUE! | #VALUE! | #VALUE! | #VALUE! | #VALUE! | #VALUE! | #REF! | #VALUE! | -0.93776
EASO_1 | Eaton Socon | J4 | J | #VALUE! | #VALUE! | #VALUE! | #VALUE! | #VALUE! | #VALUE! | #VALUE! | #VALUE! | #VALUE! | #VALUE! | #VALUE! | #VALUE! | #VALUE! | #VALUE! | #VALUE! | #VALUE! | #VALUE! | #VALUE! | #VALUE! | #REF! | #VALUE! | -3.9697
BRFO_1 | Bramford | J5 | J | #VALUE! | #VALUE! | #VALUE! | #VALUE! | #VALUE! | #VALUE! | #VALUE! | #VALUE! | #VALUE! | #VALUE! | #VALUE! | #VALUE! | #VALUE! | #VALUE! | #VALUE! | #VALUE! | #VALUE! | #VALUE! | #VALUE! | #REF! | #VALUE! | -11.2987
CLT03 | Clacton | J5 | J | #VALUE! | #VALUE! | #VALUE! | #VALUE! | #VALUE! | #VALUE! | #VALUE! | #VALUE! | #VALUE! | #VALUE! | #VALUE! | #VALUE! | #VALUE! | #VALUE! | #VALUE! | #VALUE! | #VALUE! | #VALUE! | #VALUE! | #REF! | #VALUE! | -0.33256
GREN_1 | Grendon | J6 | J | #VALUE! | #VALUE! | #VALUE! | #VALUE! | #VALUE! | #VALUE! | #VALUE! | #VALUE! | #VALUE! | #VALUE! | #VALUE! | #VALUE! | #VALUE! | #VALUE! | #VALUE! | #VALUE! | #VALUE! | #VALUE! | #VALUE! | #REF! | #VALUE! | -14.298
BURM_1 | Burwell Main | J7 | J | #VALUE! | #VALUE! | #VALUE! | #VALUE! | #VALUE! | #VALUE! | #VALUE! | #VALUE! | #VALUE! | #VALUE! | #VALUE! | #VALUE! | #VALUE! | #VALUE! | #VALUE! | #VALUE! | #VALUE! | #VALUE! | #VALUE! | #REF! | #VALUE! | -9.3448
BRAI_1 | Braintree | J8 | J | #VALUE! | #VALUE! | #VALUE! | #VALUE! | #VALUE! | #VALUE! | #VALUE! | #VALUE! | #VALUE! | #VALUE! | #VALUE! | #VALUE! | #VALUE! | #VALUE! | #VALUE! | #VALUE! | #VALUE! | #VALUE! | #VALUE! | #REF! | #VALUE! | -3.9027
BICF_1 | Bicker Fen | K4 | K | #VALUE! | #VALUE! | #VALUE! | #VALUE! | #VALUE! | #VALUE! | #VALUE! | #VALUE! | #VALUE! | #VALUE! | #VALUE! | #VALUE! | #VALUE! | #VALUE! | #VALUE! | #VALUE! | #VALUE! | #VALUE! | #VALUE! | #REF! | #VALUE! | -5.0768
STAY_1 | Staythorpe | K5 | K | #VALUE! | #VALUE! | #VALUE! | #VALUE! | #VALUE! | #VALUE! | #VALUE! | #VALUE! | #VALUE! | #VALUE! | #VALUE! | #VALUE! | #VALUE! | #VALUE! | #VALUE! | #VALUE! | #VALUE! | #VALUE! | #VALUE! | #REF! | #VALUE! | -4.2993
WBUR_1 | West Burton | K6 | K | #VALUE! | #VALUE! | #VALUE! | #VALUE! | #VALUE! | #VALUE! | #VALUE! | #VALUE! | #VALUE! | #VALUE! | #VALUE! | #VALUE! | #VALUE! | #VALUE! | #VALUE! | #VALUE! | #VALUE! | #VALUE! | #VALUE! | #REF! | #VALUE! | -3.8419
PENN_1 | Penn | L1 | L | #VALUE! | #VALUE! | #VALUE! | #VALUE! | #VALUE! | #VALUE! | #VALUE! | #VALUE! | #VALUE! | #VALUE! | #VALUE! | #VALUE! | #VALUE! | #VALUE! | #VALUE! | #VALUE! | #VALUE! | #VALUE! | #VALUE! | #REF! | #VALUE! | -4.0513
BISW_1 | Bishops Wood | L2 | L | #VALUE! | #VALUE! | #VALUE! | #VALUE! | #VALUE! | #VALUE! | #VALUE! | #VALUE! | #VALUE! | #VALUE! | #VALUE! | #VALUE! | #VALUE! | #VALUE! | #VALUE! | #VALUE! | #VALUE! | #VALUE! | #VALUE! | #REF! | #VALUE! | -7.5614
BUSH_1 | Bushbury | L2 | L | #VALUE! | #VALUE! | #VALUE! | #VALUE! | #VALUE! | #VALUE! | #VALUE! | #VALUE! | #VALUE! | #VALUE! | #VALUE! | #VALUE! | #VALUE! | #VALUE! | #VALUE! | #VALUE! | #VALUE! | #VALUE! | #VALUE! | #REF! | #VALUE! | -2.5833
DRAK_1 | Drakelow | L2 | L | #VALUE! | #VALUE! | #VALUE! | #VALUE! | #VALUE! | #VALUE! | #VALUE! | #VALUE! | #VALUE! | #VALUE! | #VALUE! | #VALUE! | #VALUE! | #VALUE! | #VALUE! | #VALUE! | #VALUE! | #VALUE! | #VALUE! | #REF! | #VALUE! | -3.6244
KITW_1 | Kitwell | L2 | L | #VALUE! | #VALUE! | #VALUE! | #VALUE! | #VALUE! | #VALUE! | #VALUE! | #VALUE! | #VALUE! | #VALUE! | #VALUE! | #VALUE! | #VALUE! | #VALUE! | #VALUE! | #VALUE! | #VALUE! | #VALUE! | #VALUE! | #REF! | #VALUE! | -5.5394
OCKH_1 | Ocker Hill | L2 | L | #VALUE! | #VALUE! | #VALUE! | #VALUE! | #VALUE! | #VALUE! | #VALUE! | #VALUE! | #VALUE! | #VALUE! | #VALUE! | #VALUE! | #VALUE! | #VALUE! | #VALUE! | #VALUE! | #VALUE! | #VALUE! | #VALUE! | #REF! | #VALUE! | -1.6741
OLDB_1 | Oldbury | L2 | L | #VALUE! | #VALUE! | #VALUE! | #VALUE! | #VALUE! | #VALUE! | #VALUE! | #VALUE! | #VALUE! | #VALUE! | #VALUE! | #VALUE! | #VALUE! | #VALUE! | #VALUE! | #VALUE! | #VALUE! | #VALUE! | #VALUE! | #REF! | #VALUE! | -2.4906
WIEN_1 | Willenhall | L2 | L | #VALUE! | #VALUE! | #VALUE! | #VALUE! | #VALUE! | #VALUE! | #VALUE! | #VALUE! | #VALUE! | #VALUE! | #VALUE! | #VALUE! | #VALUE! | #VALUE! | #VALUE! | #VALUE! | #VALUE! | #VALUE! | #VALUE! | #REF! | #VALUE! | -2.6303
BESW_1 | Berkswell | L3 | L | #VALUE! | #VALUE! | #VALUE! | #VALUE! | #VALUE! | #VALUE! | #VALUE! | #VALUE! | #VALUE! | #VALUE! | #VALUE! | #VALUE! | #VALUE! | #VALUE! | #VALUE! | #VALUE! | #VALUE! | #VALUE! | #VALUE! | #REF! | #VALUE! | -5.8793
BUST_1 | Bustleholme | L3 | L | #VALUE! | #VALUE! | #VALUE! | #VALUE! | #VALUE! | #VALUE! | #VALUE! | #VALUE! | #VALUE! | #VALUE! | #VALUE! | #VALUE! | #VALUE! | #VALUE! | #VALUE! | #VALUE! | #VALUE! | #VALUE! | #VALUE! | #REF! | #VALUE! | -5.3447
COVE_1 | Coventry | L3 | L | #VALUE! | #VALUE! | #VALUE! | #VALUE! | #VALUE! | #VALUE! | #VALUE! | #VALUE! | #VALUE! | #VALUE! | #VALUE! | #VALUE! | #VALUE! | #VALUE! | #VALUE! | #VALUE! | #VALUE! | #VALUE! | #VALUE! | #REF! | #VALUE! | -9.0014
FECK_6 | Feckenham | L3 | L | #VALUE! | #VALUE! | #VALUE! | #VALUE! | #VALUE! | #VALUE! | #VALUE! | #VALUE! | #VALUE! | #VALUE! | #VALUE! | #VALUE! | #VALUE! | #VALUE! | #VALUE! | #VALUE! | #VALUE! | #VALUE! | #VALUE! | #REF! | #VALUE! | -5.3704
HAMHC1 | Hams Hall | L3 | L | #VALUE! | #VALUE! | #VALUE! | #VALUE! | #VALUE! | #VALUE! | #VALUE! | #VALUE! | #VALUE! | #VALUE! | #VALUE! | #VALUE! | #VALUE! | #VALUE! | #VALUE! | #VALUE! | #VALUE! | #VALUE! | #VALUE! | #REF! | #VALUE! | -8.4206
NECE_1 | Nechells | L3 | L | #VALUE! | #VALUE! | #VALUE! | #VALUE! | #VALUE! | #VALUE! | #VALUE! | #VALUE! | #VALUE! | #VALUE! | #VALUE! | #VALUE! | #VALUE! | #VALUE! | #VALUE! | #VALUE! | #VALUE! | #VALUE! | #VALUE! | #REF! | #VALUE! | -6.6594
WILL_1 | Willington | L3 | L | #VALUE! | #VALUE! | #VALUE! | #VALUE! | #VALUE! | #VALUE! | #VALUE! | #VALUE! | #VALUE! | #VALUE! | #VALUE! | #VALUE! | #VALUE! | #VALUE! | #VALUE! | #VALUE! | #VALUE! | #VALUE! | #VALUE! | #REF! | #VALUE! | -9.5404
CELL_1 | Cellarhead | L5 | L | #VALUE! | #VALUE! | #VALUE! | #VALUE! | #VALUE! | #VALUE! | #VALUE! | #VALUE! | #VALUE! | #VALUE! | #VALUE! | #VALUE! | #VALUE! | #VALUE! | #VALUE! | #VALUE! | #VALUE! | #VALUE! | #VALUE! | #REF! | #VALUE! | -12.5352
IRONB1 | Ironbridge | L5 | L | #VALUE! | #VALUE! | #VALUE! | #VALUE! | #VALUE! | #VALUE! | #VALUE! | #VALUE! | #VALUE! | #VALUE! | #VALUE! | #VALUE! | #VALUE! | #VALUE! | #VALUE! | #VALUE! | #VALUE! | #VALUE! | #VALUE! | #REF! | #VALUE! | -4.1452
RUGEB1 | Rugeley | L5 | L | #VALUE! | #VALUE! | #VALUE! | #VALUE! | #VALUE! | #VALUE! | #VALUE! | #VALUE! | #VALUE! | #VALUE! | #VALUE! | #VALUE! | #VALUE! | #VALUE! | #VALUE! | #VALUE! | #VALUE! | #VALUE! | #VALUE! | #REF! | #VALUE! | -3.7126
SHRW_1 | Shrewsbury | L5 | L | #VALUE! | #VALUE! | #VALUE! | #VALUE! | #VALUE! | #VALUE! | #VALUE! | #VALUE! | #VALUE! | #VALUE! | #VALUE! | #VALUE! | #VALUE! | #VALUE! | #VALUE! | #VALUE! | #VALUE! | #VALUE! | #VALUE! | #REF! | #VALUE! | -2.7001
RATS_1 | Ratcliffe | L7 | L | #VALUE! | #VALUE! | #VALUE! | #VALUE! | #VALUE! | #VALUE! | #VALUE! | #VALUE! | #VALUE! | #VALUE! | #VALUE! | #VALUE! | #VALUE! | #VALUE! | #VALUE! | #VALUE! | #VALUE! | #VALUE! | #VALUE! | #REF! | #VALUE! | -8.9987
SBAR | Stoke Bardolph | L7 | L | #VALUE! | #VALUE! | #VALUE! | #VALUE! | #VALUE! | #VALUE! | #VALUE! | #VALUE! | #VALUE! | #VALUE! | #VALUE! | #VALUE! | #VALUE! | #VALUE! | #VALUE! | #VALUE! | #VALUE! | #VALUE! | #VALUE! | #REF! | #VALUE! | -2.0181
ENDE_1 | Enderby | L8 | L | #VALUE! | #VALUE! | #VALUE! | #VALUE! | #VALUE! | #VALUE! | #VALUE! | #VALUE! | #VALUE! | #VALUE! | #VALUE! | #VALUE! | #VALUE! | #VALUE! | #VALUE! | #VALUE! | #VALUE! | #VALUE! | #VALUE! | #REF! | #VALUE! | -9.2485
LEGA_1 | Legacy | M4 | M | #VALUE! | #VALUE! | #VALUE! | #VALUE! | #VALUE! | #VALUE! | #VALUE! | #VALUE! | #VALUE! | #VALUE! | #VALUE! | #VALUE! | #VALUE! | #VALUE! | #VALUE! | #VALUE! | #VALUE! | #VALUE! | #VALUE! | #REF! | #VALUE! | -6.1872
CONQA1 | Connah's Quay | M5 | M | #VALUE! | #VALUE! | #VALUE! | #VALUE! | #VALUE! | #VALUE! | #VALUE! | #VALUE! | #VALUE! | #VALUE! | #VALUE! | #VALUE! | #VALUE! | #VALUE! | #VALUE! | #VALUE! | #VALUE! | #VALUE! | #VALUE! | #REF! | #VALUE! | -5.7934
PENT_1 | Pentir | M6 | M | #VALUE! | #VALUE! | #VALUE! | #VALUE! | #VALUE! | #VALUE! | #VALUE! | #VALUE! | #VALUE! | #VALUE! | #VALUE! | #VALUE! | #VALUE! | #VALUE! | #VALUE! | #VALUE! | #VALUE! | #VALUE! | #VALUE! | #REF! | #VALUE! | -2.3838
SASA | St. Asaph | M6 | M | #VALUE! | #VALUE! | #VALUE! | #VALUE! | #VALUE! | #VALUE! | #VALUE! | #VALUE! | #VALUE! | #VALUE! | #VALUE! | #VALUE! | #VALUE! | #VALUE! | #VALUE! | #VALUE! | #VALUE! | #VALUE! | #VALUE! | #REF! | #VALUE! | -0.021969
TRAW_1 | Trawsfynydd | M7 | M | #VALUE! | #VALUE! | #VALUE! | #VALUE! | #VALUE! | #VALUE! | #VALUE! | #VALUE! | #VALUE! | #VALUE! | #VALUE! | #VALUE! | #VALUE! | #VALUE! | #VALUE! | #VALUE! | #VALUE! | #VALUE! | #VALUE! | #REF! | #VALUE! | -1.4913
WYLF_1 | Wylfa | M8 | M | #VALUE! | #VALUE! | #VALUE! | #VALUE! | #VALUE! | #VALUE! | #VALUE! | #VALUE! | #VALUE! | #VALUE! | #VALUE! | #VALUE! | #VALUE! | #VALUE! | #VALUE! | #VALUE! | #VALUE! | #VALUE! | #VALUE! | #REF! | #VALUE! | -0.91898
FIDF_1 | Fiddlers Ferry | N1 | N | #VALUE! | #VALUE! | #VALUE! | #VALUE! | #VALUE! | #VALUE! | #VALUE! | #VALUE! | #VALUE! | #VALUE! | #VALUE! | #VALUE! | #VALUE! | #VALUE! | #VALUE! | #VALUE! | #VALUE! | #VALUE! | #VALUE! | #REF! | #VALUE! | -5.2238
KIBY_1 | Kirkby (_D) | N1 | N | #VALUE! | #VALUE! | #VALUE! | #VALUE! | #VALUE! | #VALUE! | #VALUE! | #VALUE! | #VALUE! | #VALUE! | #VALUE! | #VALUE! | #VALUE! | #VALUE! | #VALUE! | #VALUE! | #VALUE! | #VALUE! | #VALUE! | #REF! | #VALUE! | -4.7616
KIBY_G | Kirkby (_G) | N1 | N | #VALUE! | #VALUE! | #VALUE! | #VALUE! | #VALUE! | #VALUE! | #VALUE! | #VALUE! | #VALUE! | #VALUE! | #VALUE! | #VALUE! | #VALUE! | #VALUE! | #VALUE! | #VALUE! | #VALUE! | #VALUE! | #VALUE! | #REF! | #VALUE! | -0.62816
LISD_1 | Lister Drive | N1 | N | #VALUE! | #VALUE! | #VALUE! | #VALUE! | #VALUE! | #VALUE! | #VALUE! | #VALUE! | #VALUE! | #VALUE! | #VALUE! | #VALUE! | #VALUE! | #VALUE! | #VALUE! | #VALUE! | #VALUE! | #VALUE! | #VALUE! | #REF! | #VALUE! | -5.9068
RAIN_1 | Rainhill | N1 | N | #VALUE! | #VALUE! | #VALUE! | #VALUE! | #VALUE! | #VALUE! | #VALUE! | #VALUE! | #VALUE! | #VALUE! | #VALUE! | #VALUE! | #VALUE! | #VALUE! | #VALUE! | #VALUE! | #VALUE! | #VALUE! | #VALUE! | #REF! | #VALUE! | -8.056
WASF_1 | Washway Farm | N1 | N | #VALUE! | #VALUE! | #VALUE! | #VALUE! | #VALUE! | #VALUE! | #VALUE! | #VALUE! | #VALUE! | #VALUE! | #VALUE! | #VALUE! | #VALUE! | #VALUE! | #VALUE! | #VALUE! | #VALUE! | #VALUE! | #VALUE! | #REF! | #VALUE! | -2.6171
BRED_1 | Bredbury | N2 | N | #VALUE! | #VALUE! | #VALUE! | #VALUE! | #VALUE! | #VALUE! | #VALUE! | #VALUE! | #VALUE! | #VALUE! | #VALUE! | #VALUE! | #VALUE! | #VALUE! | #VALUE! | #VALUE! | #VALUE! | #VALUE! | #VALUE! | #REF! | #VALUE! | -4.9438
CARR_1 | Carrington | N2 | N | #VALUE! | #VALUE! | #VALUE! | #VALUE! | #VALUE! | #VALUE! | #VALUE! | #VALUE! | #VALUE! | #VALUE! | #VALUE! | #VALUE! | #VALUE! | #VALUE! | #VALUE! | #VALUE! | #VALUE! | #VALUE! | #VALUE! | #REF! | #VALUE! | -5.6904
SMAN_1 | South Manchester | N2 | N | #VALUE! | #VALUE! | #VALUE! | #VALUE! | #VALUE! | #VALUE! | #VALUE! | #VALUE! | #VALUE! | #VALUE! | #VALUE! | #VALUE! | #VALUE! | #VALUE! | #VALUE! | #VALUE! | #VALUE! | #VALUE! | #VALUE! | #REF! | #VALUE! | -7.0719
BIRK_1 | Birkenhead | N3 | N | #VALUE! | #VALUE! | #VALUE! | #VALUE! | #VALUE! | #VALUE! | #VALUE! | #VALUE! | #VALUE! | #VALUE! | #VALUE! | #VALUE! | #VALUE! | #VALUE! | #VALUE! | #VALUE! | #VALUE! | #VALUE! | #VALUE! | #REF! | #VALUE! | -4.412
CAPEA1 | Capenhurst | N3 | N | #VALUE! | #VALUE! | #VALUE! | #VALUE! | #VALUE! | #VALUE! | #VALUE! | #VALUE! | #VALUE! | #VALUE! | #VALUE! | #VALUE! | #VALUE! | #VALUE! | #VALUE! | #VALUE! | #VALUE! | #VALUE! | #VALUE! | #REF! | #VALUE! | -8.7863
FROD_1 | Frodsham | N3 | N | #VALUE! | #VALUE! | #VALUE! | #VALUE! | #VALUE! | #VALUE! | #VALUE! | #VALUE! | #VALUE! | #VALUE! | #VALUE! | #VALUE! | #VALUE! | #VALUE! | #VALUE! | #VALUE! | #VALUE! | #VALUE! | #VALUE! | #REF! | #VALUE! | -6.507
KEAR_1 | Kearsley 132kV | N4 | N | #VALUE! | #VALUE! | #VALUE! | #VALUE! | #VALUE! | #VALUE! | #VALUE! | #VALUE! | #VALUE! | #VALUE! | #VALUE! | #VALUE! | #VALUE! | #VALUE! | #VALUE! | #VALUE! | #VALUE! | #VALUE! | #VALUE! | #REF! | #VALUE! | -8.4816
KEAR_3 | Kearsley 33kV | N4 | N | #VALUE! | #VALUE! | #VALUE! | #VALUE! | #VALUE! | #VALUE! | #VALUE! | #VALUE! | #VALUE! | #VALUE! | #VALUE! | #VALUE! | #VALUE! | #VALUE! | #VALUE! | #VALUE! | #VALUE! | #VALUE! | #VALUE! | #REF! | #VALUE! | -1.5585
ROCH_1 | Rochdale | N4 | N | #VALUE! | #VALUE! | #VALUE! | #VALUE! | #VALUE! | #VALUE! | #VALUE! | #VALUE! | #VALUE! | #VALUE! | #VALUE! | #VALUE! | #VALUE! | #VALUE! | #VALUE! | #VALUE! | #VALUE! | #VALUE! | #VALUE! | #REF! | #VALUE! | -4.2989
WHGA_1 | Whitegate | N4 | N | #VALUE! | #VALUE! | #VALUE! | #VALUE! | #VALUE! | #VALUE! | #VALUE! | #VALUE! | #VALUE! | #VALUE! | #VALUE! | #VALUE! | #VALUE! | #VALUE! | #VALUE! | #VALUE! | #VALUE! | #VALUE! | #VALUE! | #REF! | #VALUE! | -5.4067
PADIB1 | Padiham | N5 | N | #VALUE! | #VALUE! | #VALUE! | #VALUE! | #VALUE! | #VALUE! | #VALUE! | #VALUE! | #VALUE! | #VALUE! | #VALUE! | #VALUE! | #VALUE! | #VALUE! | #VALUE! | #VALUE! | #VALUE! | #VALUE! | #VALUE! | #REF! | #VALUE! | -5.8321
MACC_3 | Macclesfield | N6 | N | #VALUE! | #VALUE! | #VALUE! | #VALUE! | #VALUE! | #VALUE! | #VALUE! | #VALUE! | #VALUE! | #VALUE! | #VALUE! | #VALUE! | #VALUE! | #VALUE! | #VALUE! | #VALUE! | #VALUE! | #VALUE! | #VALUE! | #REF! | #VALUE! | -1.6019
STAL_1 | Stalybridge | N7 | N | #VALUE! | #VALUE! | #VALUE! | #VALUE! | #VALUE! | #VALUE! | #VALUE! | #VALUE! | #VALUE! | #VALUE! | #VALUE! | #VALUE! | #VALUE! | #VALUE! | #VALUE! | #VALUE! | #VALUE! | #VALUE! | #VALUE! | #REF! | #VALUE! | -6.6763
BRAW_1 | Bradford West | P1 | P | #VALUE! | #VALUE! | #VALUE! | #VALUE! | #VALUE! | #VALUE! | #VALUE! | #VALUE! | #VALUE! | #VALUE! | #VALUE! | #VALUE! | #VALUE! | #VALUE! | #VALUE! | #VALUE! | #VALUE! | #VALUE! | #VALUE! | #REF! | #VALUE! | -7.4379
ELLA_1 | Elland | P1 | P | #VALUE! | #VALUE! | #VALUE! | #VALUE! | #VALUE! | #VALUE! | #VALUE! | #VALUE! | #VALUE! | #VALUE! | #VALUE! | #VALUE! | #VALUE! | #VALUE! | #VALUE! | #VALUE! | #VALUE! | #VALUE! | #VALUE! | #REF! | #VALUE! | -6.4492
KIRKB1 | Kirkstall B | P1 | P | #VALUE! | #VALUE! | #VALUE! | #VALUE! | #VALUE! | #VALUE! | #VALUE! | #VALUE! | #VALUE! | #VALUE! | #VALUE! | #VALUE! | #VALUE! | #VALUE! | #VALUE! | #VALUE! | #VALUE! | #VALUE! | #VALUE! | #REF! | #VALUE! | -4.318
SKLGB1 | Skelton Grange | P1 | P | #VALUE! | #VALUE! | #VALUE! | #VALUE! | #VALUE! | #VALUE! | #VALUE! | #VALUE! | #VALUE! | #VALUE! | #VALUE! | #VALUE! | #VALUE! | #VALUE! | #VALUE! | #VALUE! | #VALUE! | #VALUE! | #VALUE! | #REF! | #VALUE! | -10.3463
KNAR | Knaresborough | P2 | P | #VALUE! | #VALUE! | #VALUE! | #VALUE! | #VALUE! | #VALUE! | #VALUE! | #VALUE! | #VALUE! | #VALUE! | #VALUE! | #VALUE! | #VALUE! | #VALUE! | #VALUE! | #VALUE! | #VALUE! | #VALUE! | #VALUE! | #REF! | #VALUE! | -1.0236
POPP_3 | Poppleton | P2 | P | #VALUE! | #VALUE! | #VALUE! | #VALUE! | #VALUE! | #VALUE! | #VALUE! | #VALUE! | #VALUE! | #VALUE! | #VALUE! | #VALUE! | #VALUE! | #VALUE! | #VALUE! | #VALUE! | #VALUE! | #VALUE! | #VALUE! | #REF! | #VALUE! | -0.89766
CHTE_1 | Chesterfield | P3 | P | #VALUE! | #VALUE! | #VALUE! | #VALUE! | #VALUE! | #VALUE! | #VALUE! | #VALUE! | #VALUE! | #VALUE! | #VALUE! | #VALUE! | #VALUE! | #VALUE! | #VALUE! | #VALUE! | #VALUE! | #VALUE! | #VALUE! | #REF! | #VALUE! | -9.6804
JORD_3 | Jordanthorpe | P3 | P | #VALUE! | #VALUE! | #VALUE! | #VALUE! | #VALUE! | #VALUE! | #VALUE! | #VALUE! | #VALUE! | #VALUE! | #VALUE! | #VALUE! | #VALUE! | #VALUE! | #VALUE! | #VALUE! | #VALUE! | #VALUE! | #VALUE! | #REF! | #VALUE! | -0.8027
NEEP_3 | Neepsend | P3 | P | #VALUE! | #VALUE! | #VALUE! | #VALUE! | #VALUE! | #VALUE! | #VALUE! | #VALUE! | #VALUE! | #VALUE! | #VALUE! | #VALUE! | #VALUE! | #VALUE! | #VALUE! | #VALUE! | #VALUE! | #VALUE! | #VALUE! | #REF! | #VALUE! | -1.316
NORL_3 | Norton Lees | P3 | P | #VALUE! | #VALUE! | #VALUE! | #VALUE! | #VALUE! | #VALUE! | #VALUE! | #VALUE! | #VALUE! | #VALUE! | #VALUE! | #VALUE! | #VALUE! | #VALUE! | #VALUE! | #VALUE! | #VALUE! | #VALUE! | #VALUE! | #REF! | #VALUE! | -0.92411
PITS_3 | Pitsmoor | P3 | P | #VALUE! | #VALUE! | #VALUE! | #VALUE! | #VALUE! | #VALUE! | #VALUE! | #VALUE! | #VALUE! | #VALUE! | #VALUE! | #VALUE! | #VALUE! | #VALUE! | #VALUE! | #VALUE! | #VALUE! | #VALUE! | #VALUE! | #REF! | #VALUE! | -1.1522
SHEC_3 | Sheffield City | P3 | P | #VALUE! | #VALUE! | #VALUE! | #VALUE! | #VALUE! | #VALUE! | #VALUE! | #VALUE! | #VALUE! | #VALUE! | #VALUE! | #VALUE! | #VALUE! | #VALUE! | #VALUE! | #VALUE! | #VALUE! | #VALUE! | #VALUE! | #REF! | #VALUE! | -1.8355
TEMP_3 | Templeborough | P3 | P | #VALUE! | #VALUE! | #VALUE! | #VALUE! | #VALUE! | #VALUE! | #VALUE! | #VALUE! | #VALUE! | #VALUE! | #VALUE! | #VALUE! | #VALUE! | #VALUE! | #VALUE! | #VALUE! | #VALUE! | #VALUE! | #VALUE! | #REF! | #VALUE! | -0.32804
THUR_6 | Thurcroft | P3 | P | #VALUE! | #VALUE! | #VALUE! | #VALUE! | #VALUE! | #VALUE! | #VALUE! | #VALUE! | #VALUE! | #VALUE! | #VALUE! | #VALUE! | #VALUE! | #VALUE! | #VALUE! | #VALUE! | #VALUE! | #VALUE! | #VALUE! | #REF! | #VALUE! | -2.6071
WMEL_1 | West Melton | P3 | P | #VALUE! | #VALUE! | #VALUE! | #VALUE! | #VALUE! | #VALUE! | #VALUE! | #VALUE! | #VALUE! | #VALUE! | #VALUE! | #VALUE! | #VALUE! | #VALUE! | #VALUE! | #VALUE! | #VALUE! | #VALUE! | #VALUE! | #REF! | #VALUE! | -8.8972
WIBA_3 | Wincobank | P3 | P | #VALUE! | #VALUE! | #VALUE! | #VALUE! | #VALUE! | #VALUE! | #VALUE! | #VALUE! | #VALUE! | #VALUE! | #VALUE! | #VALUE! | #VALUE! | #VALUE! | #VALUE! | #VALUE! | #VALUE! | #VALUE! | #VALUE! | #REF! | #VALUE! | -1.1726
CAMB_01 | Camblesforth | P4 | P | #VALUE! | #VALUE! | #VALUE! | #VALUE! | #VALUE! | #VALUE! | #VALUE! | #VALUE! | #VALUE! | #VALUE! | #VALUE! | #VALUE! | #VALUE! | #VALUE! | #VALUE! | #VALUE! | #VALUE! | #VALUE! | #VALUE! | #REF! | #VALUE! | -0.68554
DRAX_1 | Drax | P4 | P | #VALUE! | #VALUE! | #VALUE! | #VALUE! | #VALUE! | #VALUE! | #VALUE! | #VALUE! | #VALUE! | #VALUE! | #VALUE! | #VALUE! | #VALUE! | #VALUE! | #VALUE! | #VALUE! | #VALUE! | #VALUE! | #VALUE! | #REF! | #VALUE! | -2.8189
FERRA2 | Ferrybridge A | P5 | P | #VALUE! | #VALUE! | #VALUE! | #VALUE! | #VALUE! | #VALUE! | #VALUE! | #VALUE! | #VALUE! | #VALUE! | #VALUE! | #VALUE! | #VALUE! | #VALUE! | #VALUE! | #VALUE! | #VALUE! | #VALUE! | #VALUE! | #REF! | #VALUE! | -1.6402
FERRB1 | Ferrybridge B | P5 | P | #VALUE! | #VALUE! | #VALUE! | #VALUE! | #VALUE! | #VALUE! | #VALUE! | #VALUE! | #VALUE! | #VALUE! | #VALUE! | #VALUE! | #VALUE! | #VALUE! | #VALUE! | #VALUE! | #VALUE! | #VALUE! | #VALUE! | #REF! | #VALUE! | -7.6287
OSBA_1 | Osbaldwick | P6 | P | #VALUE! | #VALUE! | #VALUE! | #VALUE! | #VALUE! | #VALUE! | #VALUE! | #VALUE! | #VALUE! | #VALUE! | #VALUE! | #VALUE! | #VALUE! | #VALUE! | #VALUE! | #VALUE! | #VALUE! | #VALUE! | #VALUE! | #REF! | #VALUE! | -5.6992
THOM_6 | Thorpe Marsh | P6 | P | #VALUE! | #VALUE! | #VALUE! | #VALUE! | #VALUE! | #VALUE! | #VALUE! | #VALUE! | #VALUE! | #VALUE! | #VALUE! | #VALUE! | #VALUE! | #VALUE! | #VALUE! | #VALUE! | #VALUE! | #VALUE! | #VALUE! | #REF! | #VALUE! | -3.7818
GRIW_1 | Grimsby West | P7 | P | #VALUE! | #VALUE! | #VALUE! | #VALUE! | #VALUE! | #VALUE! | #VALUE! | #VALUE! | #VALUE! | #VALUE! | #VALUE! | #VALUE! | #VALUE! | #VALUE! | #VALUE! | #VALUE! | #VALUE! | #VALUE! | #VALUE! | #REF! | #VALUE! | -4.2868
CREB_1 | Creyke Beck | P8 | P | #VALUE! | #VALUE! | #VALUE! | #VALUE! | #VALUE! | #VALUE! | #VALUE! | #VALUE! | #VALUE! | #VALUE! | #VALUE! | #VALUE! | #VALUE! | #VALUE! | #VALUE! | #VALUE! | #VALUE! | #VALUE! | #VALUE! | #REF! | #VALUE! | -7.9512
KEAD_1 | Keadby | P8 | P | #VALUE! | #VALUE! | #VALUE! | #VALUE! | #VALUE! | #VALUE! | #VALUE! | #VALUE! | #VALUE! | #VALUE! | #VALUE! | #VALUE! | #VALUE! | #VALUE! | #VALUE! | #VALUE! | #VALUE! | #VALUE! | #VALUE! | #REF! | #VALUE! | -5.4841
SALT_1 | Saltend North | P8 | P | #VALUE! | #VALUE! | #VALUE! | #VALUE! | #VALUE! | #VALUE! | #VALUE! | #VALUE! | #VALUE! | #VALUE! | #VALUE! | #VALUE! | #VALUE! | #VALUE! | #VALUE! | #VALUE! | #VALUE! | #VALUE! | #VALUE! | #REF! | #VALUE! | -1.8678
LACK_6 | Lackenby | Q2 | Q | #VALUE! | #VALUE! | #VALUE! | #VALUE! | #VALUE! | #VALUE! | #VALUE! | #VALUE! | #VALUE! | #VALUE! | #VALUE! | #VALUE! | #VALUE! | #VALUE! | #VALUE! | #VALUE! | #VALUE! | #VALUE! | #VALUE! | #REF! | #VALUE! | -5.8632
SALH_1 | Saltholme | Q2 | Q | #VALUE! | #VALUE! | #VALUE! | #VALUE! | #VALUE! | #VALUE! | #VALUE! | #VALUE! | #VALUE! | #VALUE! | #VALUE! | #VALUE! | #VALUE! | #VALUE! | #VALUE! | #VALUE! | #VALUE! | #VALUE! | #VALUE! | #REF! | #VALUE! | -4.9905
HARM_6 | Hart Moor | Q4 | Q | #VALUE! | #VALUE! | #VALUE! | #VALUE! | #VALUE! | #VALUE! | #VALUE! | #VALUE! | #VALUE! | #VALUE! | #VALUE! | #VALUE! | #VALUE! | #VALUE! | #VALUE! | #VALUE! | #VALUE! | #VALUE! | #VALUE! | #REF! | #VALUE! | -1.7853
HAWP_6 | Hawthorn Pit | Q4 | Q | #VALUE! | #VALUE! | #VALUE! | #VALUE! | #VALUE! | #VALUE! | #VALUE! | #VALUE! | #VALUE! | #VALUE! | #VALUE! | #VALUE! | #VALUE! | #VALUE! | #VALUE! | #VALUE! | #VALUE! | #VALUE! | #VALUE! | #REF! | #VALUE! | -1.8932
NORT_1 | Norton | Q4 | Q | #VALUE! | #VALUE! | #VALUE! | #VALUE! | #VALUE! | #VALUE! | #VALUE! | #VALUE! | #VALUE! | #VALUE! | #VALUE! | #VALUE! | #VALUE! | #VALUE! | #VALUE! | #VALUE! | #VALUE! | #VALUE! | #VALUE! | #REF! | #VALUE! | -8.7179
OFFE_3 | Offerton | Q4 | Q | #VALUE! | #VALUE! | #VALUE! | #VALUE! | #VALUE! | #VALUE! | #VALUE! | #VALUE! | #VALUE! | #VALUE! | #VALUE! | #VALUE! | #VALUE! | #VALUE! | #VALUE! | #VALUE! | #VALUE! | #VALUE! | #VALUE! | #REF! | #VALUE! | -1.2697
SSHI_3 | South Shields | Q4 | Q | #VALUE! | #VALUE! | #VALUE! | #VALUE! | #VALUE! | #VALUE! | #VALUE! | #VALUE! | #VALUE! | #VALUE! | #VALUE! | #VALUE! | #VALUE! | #VALUE! | #VALUE! | #VALUE! | #VALUE! | #VALUE! | #VALUE! | #REF! | #VALUE! | -0.71426
TYNE_1 | Tynemouth 1 | Q4 | Q | #VALUE! | #VALUE! | #VALUE! | #VALUE! | #VALUE! | #VALUE! | #VALUE! | #VALUE! | #VALUE! | #VALUE! | #VALUE! | #VALUE! | #VALUE! | #VALUE! | #VALUE! | #VALUE! | #VALUE! | #VALUE! | #VALUE! | #REF! | #VALUE! | -2.7104
TYNE_2 | Tynemouth 2 | Q4 | Q | #VALUE! | #VALUE! | #VALUE! | #VALUE! | #VALUE! | #VALUE! | #VALUE! | #VALUE! | #VALUE! | #VALUE! | #VALUE! | #VALUE! | #VALUE! | #VALUE! | #VALUE! | #VALUE! | #VALUE! | #VALUE! | #VALUE! | #REF! | #VALUE! | -0.33659
WBOL_6 | West Boldon | Q4 | Q | #VALUE! | #VALUE! | #VALUE! | #VALUE! | #VALUE! | #VALUE! | #VALUE! | #VALUE! | #VALUE! | #VALUE! | #VALUE! | #VALUE! | #VALUE! | #VALUE! | #VALUE! | #VALUE! | #VALUE! | #VALUE! | #VALUE! | #REF! | #VALUE! | -4.336
STEN_1 | Stella North | Q5 | Q | #VALUE! | #VALUE! | #VALUE! | #VALUE! | #VALUE! | #VALUE! | #VALUE! | #VALUE! | #VALUE! | #VALUE! | #VALUE! | #VALUE! | #VALUE! | #VALUE! | #VALUE! | #VALUE! | #VALUE! | #VALUE! | #VALUE! | #REF! | #VALUE! | -4.3368
STES_1 | Stella South | Q5 | Q | #VALUE! | #VALUE! | #VALUE! | #VALUE! | #VALUE! | #VALUE! | #VALUE! | #VALUE! | #VALUE! | #VALUE! | #VALUE! | #VALUE! | #VALUE! | #VALUE! | #VALUE! | #VALUE! | #VALUE! | #VALUE! | #VALUE! | #REF! | #VALUE! | -4.2441
BLYTB1 | Blyth 66kV | Q6 | Q | #VALUE! | #VALUE! | #VALUE! | #VALUE! | #VALUE! | #VALUE! | #VALUE! | #VALUE! | #VALUE! | #VALUE! | #VALUE! | #VALUE! | #VALUE! | #VALUE! | #VALUE! | #VALUE! | #VALUE! | #VALUE! | #VALUE! | #REF! | #VALUE! | -3.1076
BLYTH132 | Blyth 132kV | Q6 | Q | #VALUE! | #VALUE! | #VALUE! | #VALUE! | #VALUE! | #VALUE! | #VALUE! | #VALUE! | #VALUE! | #VALUE! | #VALUE! | #VALUE! | #VALUE! | #VALUE! | #VALUE! | #VALUE! | #VALUE! | #VALUE! | #VALUE! | #REF! | #VALUE! | -1.2776
SPEN_1 | Spennymoor | Q7 | Q | #VALUE! | #VALUE! | #VALUE! | #VALUE! | #VALUE! | #VALUE! | #VALUE! | #VALUE! | #VALUE! | #VALUE! | #VALUE! | #VALUE! | #VALUE! | #VALUE! | #VALUE! | #VALUE! | #VALUE! | #VALUE! | #VALUE! | #REF! | #VALUE! | -6.1408
FOUR_1 | Fourstones | Q8 | Q | #VALUE! | #VALUE! | #VALUE! | #VALUE! | #VALUE! | #VALUE! | #VALUE! | #VALUE! | #VALUE! | #VALUE! | #VALUE! | #VALUE! | #VALUE! | #VALUE! | #VALUE! | #VALUE! | #VALUE! | #VALUE! | #VALUE! | #REF! | #VALUE! | -0.97835
HARK_1 | Harker | Q8 | Q | #VALUE! | #VALUE! | #VALUE! | #VALUE! | #VALUE! | #VALUE! | #VALUE! | #VALUE! | #VALUE! | #VALUE! | #VALUE! | #VALUE! | #VALUE! | #VALUE! | #VALUE! | #VALUE! | #VALUE! | #VALUE! | #VALUE! | #REF! | #VALUE! | -6.522
RRIG | Robin Rigg | Q8 | Q | #VALUE! | #VALUE! | #VALUE! | #VALUE! | #VALUE! | #VALUE! | #VALUE! | #VALUE! | #VALUE! | #VALUE! | #VALUE! | #VALUE! | #VALUE! | #VALUE! | #VALUE! | #VALUE! | #VALUE! | #VALUE! | #VALUE! | #REF! | #VALUE! | -0.42536
PENE_1 | Penwortham East | R4 | R | #VALUE! | #VALUE! | #VALUE! | #VALUE! | #VALUE! | #VALUE! | #VALUE! | #VALUE! | #VALUE! | #VALUE! | #VALUE! | #VALUE! | #VALUE! | #VALUE! | #VALUE! | #VALUE! | #VALUE! | #VALUE! | #VALUE! | #REF! | #VALUE! | -4.0861
PENW_1 | Penwortham West | R4 | R | #VALUE! | #VALUE! | #VALUE! | #VALUE! | #VALUE! | #VALUE! | #VALUE! | #VALUE! | #VALUE! | #VALUE! | #VALUE! | #VALUE! | #VALUE! | #VALUE! | #VALUE! | #VALUE! | #VALUE! | #VALUE! | #VALUE! | #REF! | #VALUE! | -3.8644
STAH_1 | Stanah | R4 | R | #VALUE! | #VALUE! | #VALUE! | #VALUE! | #VALUE! | #VALUE! | #VALUE! | #VALUE! | #VALUE! | #VALUE! | #VALUE! | #VALUE! | #VALUE! | #VALUE! | #VALUE! | #VALUE! | #VALUE! | #VALUE! | #VALUE! | #REF! | #VALUE! | -2.7958
WABO | Walney 2 | R4 | R | #VALUE! | #VALUE! | #VALUE! | #VALUE! | #VALUE! | #VALUE! | #VALUE! | #VALUE! | #VALUE! | #VALUE! | #VALUE! | #VALUE! | #VALUE! | #VALUE! | #VALUE! | #VALUE! | #VALUE! | #VALUE! | #VALUE! | #REF! | #VALUE! | -0.83045
HEYS_1 | Heysham (HEYS_1) | R5 | R | #VALUE! | #VALUE! | #VALUE! | #VALUE! | #VALUE! | #VALUE! | #VALUE! | #VALUE! | #VALUE! | #VALUE! | #VALUE! | #VALUE! | #VALUE! | #VALUE! | #VALUE! | #VALUE! | #VALUE! | #VALUE! | #VALUE! | #REF! | #VALUE! | -1.3049
HEYS1 | Heysham (HEYS1) | R5 | R | #VALUE! | #VALUE! | #VALUE! | #VALUE! | #VALUE! | #VALUE! | #VALUE! | #VALUE! | #VALUE! | #VALUE! | #VALUE! | #VALUE! | #VALUE! | #VALUE! | #VALUE! | #VALUE! | #VALUE! | #VALUE! | #VALUE! | #REF! | #VALUE! | -0.22604
ORMO | Ormonde | R5 | R | #VALUE! | #VALUE! | #VALUE! | #VALUE! | #VALUE! | #VALUE! | #VALUE! | #VALUE! | #VALUE! | #VALUE! | #VALUE! | #VALUE! | #VALUE! | #VALUE! | #VALUE! | #VALUE! | #VALUE! | #VALUE! | #VALUE! | #REF! | #VALUE! | -0.70491
HUTT_1 | Hutton | R6 | R | #VALUE! | #VALUE! | #VALUE! | #VALUE! | #VALUE! | #VALUE! | #VALUE! | #VALUE! | #VALUE! | #VALUE! | #VALUE! | #VALUE! | #VALUE! | #VALUE! | #VALUE! | #VALUE! | #VALUE! | #VALUE! | #VALUE! | #REF! | #VALUE! | -5.1741
BAIN | Bainsford | S5 | S | #VALUE! | #VALUE! | #VALUE! | #VALUE! | #VALUE! | #VALUE! | #VALUE! | #VALUE! | #VALUE! | #VALUE! | #VALUE! | #VALUE! | #VALUE! | #VALUE! | #VALUE! | #VALUE! | #VALUE! | #VALUE! | #VALUE! | #REF! | #VALUE! | -0.51522
BAGA | Bathgate | S5 | S | #VALUE! | #VALUE! | #VALUE! | #VALUE! | #VALUE! | #VALUE! | #VALUE! | #VALUE! | #VALUE! | #VALUE! | #VALUE! | #VALUE! | #VALUE! | #VALUE! | #VALUE! | #VALUE! | #VALUE! | #VALUE! | #VALUE! | #REF! | #VALUE! | -0.86913
BONN | Bonnybridge | S5 | S | #VALUE! | #VALUE! | #VALUE! | #VALUE! | #VALUE! | #VALUE! | #VALUE! | #VALUE! | #VALUE! | #VALUE! | #VALUE! | #VALUE! | #VALUE! | #VALUE! | #VALUE! | #VALUE! | #VALUE! | #VALUE! | #VALUE! | #REF! | #VALUE! | -0.9528
CUMB | Cumbernauld | S5 | S | #VALUE! | #VALUE! | #VALUE! | #VALUE! | #VALUE! | #VALUE! | #VALUE! | #VALUE! | #VALUE! | #VALUE! | #VALUE! | #VALUE! | #VALUE! | #VALUE! | #VALUE! | #VALUE! | #VALUE! | #VALUE! | #VALUE! | #REF! | #VALUE! | -0.92158
CUPA | Cupar | S5 | S | #VALUE! | #VALUE! | #VALUE! | #VALUE! | #VALUE! | #VALUE! | #VALUE! | #VALUE! | #VALUE! | #VALUE! | #VALUE! | #VALUE! | #VALUE! | #VALUE! | #VALUE! | #VALUE! | #VALUE! | #VALUE! | #VALUE! | #REF! | #VALUE! | -0.82396
DEVO | Devonside | S5 | S | #VALUE! | #VALUE! | #VALUE! | #VALUE! | #VALUE! | #VALUE! | #VALUE! | #VALUE! | #VALUE! | #VALUE! | #VALUE! | #VALUE! | #VALUE! | #VALUE! | #VALUE! | #VALUE! | #VALUE! | #VALUE! | #VALUE! | #REF! | #VALUE! | -1.0767
DRUM | Drumchapel | S5 | S | #VALUE! | #VALUE! | #VALUE! | #VALUE! | #VALUE! | #VALUE! | #VALUE! | #VALUE! | #VALUE! | #VALUE! | #VALUE! | #VALUE! | #VALUE! | #VALUE! | #VALUE! | #VALUE! | #VALUE! | #VALUE! | #VALUE! | #REF! | #VALUE! | -0.60605
DRCR | Drumcross | S5 | S | #VALUE! | #VALUE! | #VALUE! | #VALUE! | #VALUE! | #VALUE! | #VALUE! | #VALUE! | #VALUE! | #VALUE! | #VALUE! | #VALUE! | #VALUE! | #VALUE! | #VALUE! | #VALUE! | #VALUE! | #VALUE! | #VALUE! | #REF! | #VALUE! | -0.32554
DUNF | Dunfermline | S5 | S | #VALUE! | #VALUE! | #VALUE! | #VALUE! | #VALUE! | #VALUE! | #VALUE! | #VALUE! | #VALUE! | #VALUE! | #VALUE! | #VALUE! | #VALUE! | #VALUE! | #VALUE! | #VALUE! | #VALUE! | #VALUE! | #VALUE! | #REF! | #VALUE! | -0.48773
DUNO_P | Dunoon | S5 | S | #VALUE! | #VALUE! | #VALUE! | #VALUE! | #VALUE! | #VALUE! | #VALUE! | #VALUE! | #VALUE! | #VALUE! | #VALUE! | #VALUE! | #VALUE! | #VALUE! | #VALUE! | #VALUE! | #VALUE! | #VALUE! | #VALUE! | #REF! | #VALUE! | -0.20911
FINN | Finnieston | S5 | S | #VALUE! | #VALUE! | #VALUE! | #VALUE! | #VALUE! | #VALUE! | #VALUE! | #VALUE! | #VALUE! | #VALUE! | #VALUE! | #VALUE! | #VALUE! | #VALUE! | #VALUE! | #VALUE! | #VALUE! | #VALUE! | #VALUE! | #REF! | #VALUE! | -0.40882
GLNI | Glenniston | S5 | S | #VALUE! | #VALUE! | #VALUE! | #VALUE! | #VALUE! | #VALUE! | #VALUE! | #VALUE! | #VALUE! | #VALUE! | #VALUE! | #VALUE! | #VALUE! | #VALUE! | #VALUE! | #VALUE! | #VALUE! | #VALUE! | #VALUE! | #REF! | #VALUE! | -0.41122
GLRO | Glenrothes | S5 | S | #VALUE! | #VALUE! | #VALUE! | #VALUE! | #VALUE! | #VALUE! | #VALUE! | #VALUE! | #VALUE! | #VALUE! | #VALUE! | #VALUE! | #VALUE! | #VALUE! | #VALUE! | #VALUE! | #VALUE! | #VALUE! | #VALUE! | #REF! | #VALUE! | -0.50447
HELE | Helensburgh | S5 | S | #VALUE! | #VALUE! | #VALUE! | #VALUE! | #VALUE! | #VALUE! | #VALUE! | #VALUE! | #VALUE! | #VALUE! | #VALUE! | #VALUE! | #VALUE! | #VALUE! | #VALUE! | #VALUE! | #VALUE! | #VALUE! | #VALUE! | #REF! | #VALUE! | -0.1806
INKE | Inverkeithing | S5 | S | #VALUE! | #VALUE! | #VALUE! | #VALUE! | #VALUE! | #VALUE! | #VALUE! | #VALUE! | #VALUE! | #VALUE! | #VALUE! | #VALUE! | #VALUE! | #VALUE! | #VALUE! | #VALUE! | #VALUE! | #VALUE! | #VALUE! | #REF! | #VALUE! | -0.60391
KIER | Killermont | S5 | S | #VALUE! | #VALUE! | #VALUE! | #VALUE! | #VALUE! | #VALUE! | #VALUE! | #VALUE! | #VALUE! | #VALUE! | #VALUE! | #VALUE! | #VALUE! | #VALUE! | #VALUE! | #VALUE! | #VALUE! | #VALUE! | #VALUE! | #REF! | #VALUE! | -0.8096
LEVE | Leven | S5 | S | #VALUE! | #VALUE! | #VALUE! | #VALUE! | #VALUE! | #VALUE! | #VALUE! | #VALUE! | #VALUE! | #VALUE! | #VALUE! | #VALUE! | #VALUE! | #VALUE! | #VALUE! | #VALUE! | #VALUE! | #VALUE! | #VALUE! | #REF! | #VALUE! | -0.87535
PART | Partick | S5 | S | #VALUE! | #VALUE! | #VALUE! | #VALUE! | #VALUE! | #VALUE! | #VALUE! | #VALUE! | #VALUE! | #VALUE! | #VALUE! | #VALUE! | #VALUE! | #VALUE! | #VALUE! | #VALUE! | #VALUE! | #VALUE! | #VALUE! | #REF! | #VALUE! | -0.43076
PORD | Port Dundas | S5 | S | #VALUE! | #VALUE! | #VALUE! | #VALUE! | #VALUE! | #VALUE! | #VALUE! | #VALUE! | #VALUE! | #VALUE! | #VALUE! | #VALUE! | #VALUE! | #VALUE! | #VALUE! | #VALUE! | #VALUE! | #VALUE! | #VALUE! | #REF! | #VALUE! | -0.89725
REDH | Redhouse | S5 | S | #VALUE! | #VALUE! | #VALUE! | #VALUE! | #VALUE! | #VALUE! | #VALUE! | #VALUE! | #VALUE! | #VALUE! | #VALUE! | #VALUE! | #VALUE! | #VALUE! | #VALUE! | #VALUE! | #VALUE! | #VALUE! | #VALUE! | #REF! | #VALUE! | -0.7048
STIR | Stirling | S5 | S | #VALUE! | #VALUE! | #VALUE! | #VALUE! | #VALUE! | #VALUE! | #VALUE! | #VALUE! | #VALUE! | #VALUE! | #VALUE! | #VALUE! | #VALUE! | #VALUE! | #VALUE! | #VALUE! | #VALUE! | #VALUE! | #VALUE! | #REF! | #VALUE! | -1.2842
STLE | Strathleven | S5 | S | #VALUE! | #VALUE! | #VALUE! | #VALUE! | #VALUE! | #VALUE! | #VALUE! | #VALUE! | #VALUE! | #VALUE! | #VALUE! | #VALUE! | #VALUE! | #VALUE! | #VALUE! | #VALUE! | #VALUE! | #VALUE! | #VALUE! | #REF! | #VALUE! | -0.72841
WGEO | West George Street | S5 | S | #VALUE! | #VALUE! | #VALUE! | #VALUE! | #VALUE! | #VALUE! | #VALUE! | #VALUE! | #VALUE! | #VALUE! | #VALUE! | #VALUE! | #VALUE! | #VALUE! | #VALUE! | #VALUE! | #VALUE! | #VALUE! | #VALUE! | #REF! | #VALUE! | -0.88866
WFIE | Westfield | S5 | S | #VALUE! | #VALUE! | #VALUE! | #VALUE! | #VALUE! | #VALUE! | #VALUE! | #VALUE! | #VALUE! | #VALUE! | #VALUE! | #VALUE! | #VALUE! | #VALUE! | #VALUE! | #VALUE! | #VALUE! | #VALUE! | #VALUE! | #REF! | #VALUE! | -0.47664
AYRR | Ayr | S6 | S | #VALUE! | #VALUE! | #VALUE! | #VALUE! | #VALUE! | #VALUE! | #VALUE! | #VALUE! | #VALUE! | #VALUE! | #VALUE! | #VALUE! | #VALUE! | #VALUE! | #VALUE! | #VALUE! | #VALUE! | #VALUE! | #VALUE! | #REF! | #VALUE! | -0.69288
BERW | Berwick | S6 | S | #VALUE! | #VALUE! | #VALUE! | #VALUE! | #VALUE! | #VALUE! | #VALUE! | #VALUE! | #VALUE! | #VALUE! | #VALUE! | #VALUE! | #VALUE! | #VALUE! | #VALUE! | #VALUE! | #VALUE! | #VALUE! | #VALUE! | #REF! | #VALUE! | -0.96464
BRAP | Braehead Park | S6 | S | #VALUE! | #VALUE! | #VALUE! | #VALUE! | #VALUE! | #VALUE! | #VALUE! | #VALUE! | #VALUE! | #VALUE! | #VALUE! | #VALUE! | #VALUE! | #VALUE! | #VALUE! | #VALUE! | #VALUE! | #VALUE! | #VALUE! | #REF! | #VALUE! | -0.47625
BROX | Broxburn | S6 | S | #VALUE! | #VALUE! | #VALUE! | #VALUE! | #VALUE! | #VALUE! | #VALUE! | #VALUE! | #VALUE! | #VALUE! | #VALUE! | #VALUE! | #VALUE! | #VALUE! | #VALUE! | #VALUE! | #VALUE! | #VALUE! | #VALUE! | #REF! | #VALUE! | -0.81951
CATY | Carntyne | S6 | S | #VALUE! | #VALUE! | #VALUE! | #VALUE! | #VALUE! | #VALUE! | #VALUE! | #VALUE! | #VALUE! | #VALUE! | #VALUE! | #VALUE! | #VALUE! | #VALUE! | #VALUE! | #VALUE! | #VALUE! | #VALUE! | #VALUE! | #REF! | #VALUE! | -0.31417
CAFA | Carsfad | S6 | S | #VALUE! | #VALUE! | #VALUE! | #VALUE! | #VALUE! | #VALUE! | #VALUE! | #VALUE! | #VALUE! | #VALUE! | #VALUE! | #VALUE! | #VALUE! | #VALUE! | #VALUE! | #VALUE! | #VALUE! | #VALUE! | #VALUE! | #REF! | #VALUE! | -0.006753
CHAP | Chapelcross | S6 | S | #VALUE! | #VALUE! | #VALUE! | #VALUE! | #VALUE! | #VALUE! | #VALUE! | #VALUE! | #VALUE! | #VALUE! | #VALUE! | #VALUE! | #VALUE! | #VALUE! | #VALUE! | #VALUE! | #VALUE! | #VALUE! | #VALUE! | #REF! | #VALUE! | -1.0077
CHAS | Charlotte Street | S6 | S | #VALUE! | #VALUE! | #VALUE! | #VALUE! | #VALUE! | #VALUE! | #VALUE! | #VALUE! | #VALUE! | #VALUE! | #VALUE! | #VALUE! | #VALUE! | #VALUE! | #VALUE! | #VALUE! | #VALUE! | #VALUE! | #VALUE! | #REF! | #VALUE! | -1.2986
CLYM | Clyde’s Mill | S6 | S | #VALUE! | #VALUE! | #VALUE! | #VALUE! | #VALUE! | #VALUE! | #VALUE! | #VALUE! | #VALUE! | #VALUE! | #VALUE! | #VALUE! | #VALUE! | #VALUE! | #VALUE! | #VALUE! | #VALUE! | #VALUE! | #VALUE! | #REF! | #VALUE! | -1.2775
COAT | Coatbridge | S6 | S | #VALUE! | #VALUE! | #VALUE! | #VALUE! | #VALUE! | #VALUE! | #VALUE! | #VALUE! | #VALUE! | #VALUE! | #VALUE! | #VALUE! | #VALUE! | #VALUE! | #VALUE! | #VALUE! | #VALUE! | #VALUE! | #VALUE! | #REF! | #VALUE! | -0.85384
COCK | Cockenzie | S6 | S | #VALUE! | #VALUE! | #VALUE! | #VALUE! | #VALUE! | #VALUE! | #VALUE! | #VALUE! | #VALUE! | #VALUE! | #VALUE! | #VALUE! | #VALUE! | #VALUE! | #VALUE! | #VALUE! | #VALUE! | #VALUE! | #VALUE! | #REF! | #VALUE! | -0.58186
COYL | Coylton | S6 | S | #VALUE! | #VALUE! | #VALUE! | #VALUE! | #VALUE! | #VALUE! | #VALUE! | #VALUE! | #VALUE! | #VALUE! | #VALUE! | #VALUE! | #VALUE! | #VALUE! | #VALUE! | #VALUE! | #VALUE! | #VALUE! | #VALUE! | #REF! | #VALUE! | -0.83149
CURR | Currie | S6 | S | #VALUE! | #VALUE! | #VALUE! | #VALUE! | #VALUE! | #VALUE! | #VALUE! | #VALUE! | #VALUE! | #VALUE! | #VALUE! | #VALUE! | #VALUE! | #VALUE! | #VALUE! | #VALUE! | #VALUE! | #VALUE! | #VALUE! | #REF! | #VALUE! | -0.10219
DALM3 | Dalmarnock | S6 | S | #VALUE! | #VALUE! | #VALUE! | #VALUE! | #VALUE! | #VALUE! | #VALUE! | #VALUE! | #VALUE! | #VALUE! | #VALUE! | #VALUE! | #VALUE! | #VALUE! | #VALUE! | #VALUE! | #VALUE! | #VALUE! | #VALUE! | #REF! | #VALUE! | -0.54014
DEVM | Devol Moor | S6 | S | #VALUE! | #VALUE! | #VALUE! | #VALUE! | #VALUE! | #VALUE! | #VALUE! | #VALUE! | #VALUE! | #VALUE! | #VALUE! | #VALUE! | #VALUE! | #VALUE! | #VALUE! | #VALUE! | #VALUE! | #VALUE! | #VALUE! | #REF! | #VALUE! | -0.40797
DEWP | Dewar Place | S6 | S | #VALUE! | #VALUE! | #VALUE! | #VALUE! | #VALUE! | #VALUE! | #VALUE! | #VALUE! | #VALUE! | #VALUE! | #VALUE! | #VALUE! | #VALUE! | #VALUE! | #VALUE! | #VALUE! | #VALUE! | #VALUE! | #VALUE! | #REF! | #VALUE! | -0.8921
DUNB | Dunbar | S6 | S | #VALUE! | #VALUE! | #VALUE! | #VALUE! | #VALUE! | #VALUE! | #VALUE! | #VALUE! | #VALUE! | #VALUE! | #VALUE! | #VALUE! | #VALUE! | #VALUE! | #VALUE! | #VALUE! | #VALUE! | #VALUE! | #VALUE! | #REF! | #VALUE! | -0.52218
EAST | Earlstoun | S6 | S | #VALUE! | #VALUE! | #VALUE! | #VALUE! | #VALUE! | #VALUE! | #VALUE! | #VALUE! | #VALUE! | #VALUE! | #VALUE! | #VALUE! | #VALUE! | #VALUE! | #VALUE! | #VALUE! | #VALUE! | #VALUE! | #VALUE! | #REF! | #VALUE! | -0.0089046
EKIL | East Kilbride | S6 | S | #VALUE! | #VALUE! | #VALUE! | #VALUE! | #VALUE! | #VALUE! | #VALUE! | #VALUE! | #VALUE! | #VALUE! | #VALUE! | #VALUE! | #VALUE! | #VALUE! | #VALUE! | #VALUE! | #VALUE! | #VALUE! | #VALUE! | #REF! | #VALUE! | -0.60202
EKIS | East Kilbride South | S6 | S | #VALUE! | #VALUE! | #VALUE! | #VALUE! | #VALUE! | #VALUE! | #VALUE! | #VALUE! | #VALUE! | #VALUE! | #VALUE! | #VALUE! | #VALUE! | #VALUE! | #VALUE! | #VALUE! | #VALUE! | #VALUE! | #VALUE! | #REF! | #VALUE! | -0.48762
EERH | Easterhouse | S6 | S | #VALUE! | #VALUE! | #VALUE! | #VALUE! | #VALUE! | #VALUE! | #VALUE! | #VALUE! | #VALUE! | #VALUE! | #VALUE! | #VALUE! | #VALUE! | #VALUE! | #VALUE! | #VALUE! | #VALUE! | #VALUE! | #VALUE! | #REF! | #VALUE! | -0.86176
ECCL | Eccles | S6 | S | #VALUE! | #VALUE! | #VALUE! | #VALUE! | #VALUE! | #VALUE! | #VALUE! | #VALUE! | #VALUE! | #VALUE! | #VALUE! | #VALUE! | #VALUE! | #VALUE! | #VALUE! | #VALUE! | #VALUE! | #VALUE! | #VALUE! | #REF! | #VALUE! | -0.42034
ELDE | Elderslie | S6 | S | #VALUE! | #VALUE! | #VALUE! | #VALUE! | #VALUE! | #VALUE! | #VALUE! | #VALUE! | #VALUE! | #VALUE! | #VALUE! | #VALUE! | #VALUE! | #VALUE! | #VALUE! | #VALUE! | #VALUE! | #VALUE! | #VALUE! | #REF! | #VALUE! | -0.33091
ERSK | Erskine | S6 | S | #VALUE! | #VALUE! | #VALUE! | #VALUE! | #VALUE! | #VALUE! | #VALUE! | #VALUE! | #VALUE! | #VALUE! | #VALUE! | #VALUE! | #VALUE! | #VALUE! | #VALUE! | #VALUE! | #VALUE! | #VALUE! | #VALUE! | #REF! | #VALUE! | -0.19425
GALA | Galashiels | S6 | S | #VALUE! | #VALUE! | #VALUE! | #VALUE! | #VALUE! | #VALUE! | #VALUE! | #VALUE! | #VALUE! | #VALUE! | #VALUE! | #VALUE! | #VALUE! | #VALUE! | #VALUE! | #VALUE! | #VALUE! | #VALUE! | #VALUE! | #REF! | #VALUE! | -0.51006
GIFF | Giffnock | S6 | S | #VALUE! | #VALUE! | #VALUE! | #VALUE! | #VALUE! | #VALUE! | #VALUE! | #VALUE! | #VALUE! | #VALUE! | #VALUE! | #VALUE! | #VALUE! | #VALUE! | #VALUE! | #VALUE! | #VALUE! | #VALUE! | #VALUE! | #REF! | #VALUE! | -0.36906
GLLE | Glenlee | S6 | S | #VALUE! | #VALUE! | #VALUE! | #VALUE! | #VALUE! | #VALUE! | #VALUE! | #VALUE! | #VALUE! | #VALUE! | #VALUE! | #VALUE! | #VALUE! | #VALUE! | #VALUE! | #VALUE! | #VALUE! | #VALUE! | #VALUE! | #REF! | #VALUE! | -0.041493
GLLU | Glenluce | S6 | S | #VALUE! | #VALUE! | #VALUE! | #VALUE! | #VALUE! | #VALUE! | #VALUE! | #VALUE! | #VALUE! | #VALUE! | #VALUE! | #VALUE! | #VALUE! | #VALUE! | #VALUE! | #VALUE! | #VALUE! | #VALUE! | #VALUE! | #REF! | #VALUE! | -0.47605
GORG | Gorgie | S6 | S | #VALUE! | #VALUE! | #VALUE! | #VALUE! | #VALUE! | #VALUE! | #VALUE! | #VALUE! | #VALUE! | #VALUE! | #VALUE! | #VALUE! | #VALUE! | #VALUE! | #VALUE! | #VALUE! | #VALUE! | #VALUE! | #VALUE! | #REF! | #VALUE! | -0.31593
GOVA | Govan | S6 | S | #VALUE! | #VALUE! | #VALUE! | #VALUE! | #VALUE! | #VALUE! | #VALUE! | #VALUE! | #VALUE! | #VALUE! | #VALUE! | #VALUE! | #VALUE! | #VALUE! | #VALUE! | #VALUE! | #VALUE! | #VALUE! | #VALUE! | #REF! | #VALUE! | -0.52192
HAGR | Haggs Road | S6 | S | #VALUE! | #VALUE! | #VALUE! | #VALUE! | #VALUE! | #VALUE! | #VALUE! | #VALUE! | #VALUE! | #VALUE! | #VALUE! | #VALUE! | #VALUE! | #VALUE! | #VALUE! | #VALUE! | #VALUE! | #VALUE! | #VALUE! | #REF! | #VALUE! | -0.48908
HAWI | Hawick | S6 | S | #VALUE! | #VALUE! | #VALUE! | #VALUE! | #VALUE! | #VALUE! | #VALUE! | #VALUE! | #VALUE! | #VALUE! | #VALUE! | #VALUE! | #VALUE! | #VALUE! | #VALUE! | #VALUE! | #VALUE! | #VALUE! | #VALUE! | #REF! | #VALUE! | -0.3232
HUER | Hunterston Farm | S6 | S | #VALUE! | #VALUE! | #VALUE! | #VALUE! | #VALUE! | #VALUE! | #VALUE! | #VALUE! | #VALUE! | #VALUE! | #VALUE! | #VALUE! | #VALUE! | #VALUE! | #VALUE! | #VALUE! | #VALUE! | #VALUE! | #VALUE! | #REF! | #VALUE! | -0.13875
JOHN | Johnstone | S6 | S | #VALUE! | #VALUE! | #VALUE! | #VALUE! | #VALUE! | #VALUE! | #VALUE! | #VALUE! | #VALUE! | #VALUE! | #VALUE! | #VALUE! | #VALUE! | #VALUE! | #VALUE! | #VALUE! | #VALUE! | #VALUE! | #VALUE! | #REF! | #VALUE! | -0.51851
KAIM | Kaimes | S6 | S | #VALUE! | #VALUE! | #VALUE! | #VALUE! | #VALUE! | #VALUE! | #VALUE! | #VALUE! | #VALUE! | #VALUE! | #VALUE! | #VALUE! | #VALUE! | #VALUE! | #VALUE! | #VALUE! | #VALUE! | #VALUE! | #VALUE! | #REF! | #VALUE! | -1.4504
KEOO | Kendoon | S6 | S | #VALUE! | #VALUE! | #VALUE! | #VALUE! | #VALUE! | #VALUE! | #VALUE! | #VALUE! | #VALUE! | #VALUE! | #VALUE! | #VALUE! | #VALUE! | #VALUE! | #VALUE! | #VALUE! | #VALUE! | #VALUE! | #VALUE! | #REF! | #VALUE! | -0.027166
KILS | Kilmarnock South | S6 | S | #VALUE! | #VALUE! | #VALUE! | #VALUE! | #VALUE! | #VALUE! | #VALUE! | #VALUE! | #VALUE! | #VALUE! | #VALUE! | #VALUE! | #VALUE! | #VALUE! | #VALUE! | #VALUE! | #VALUE! | #VALUE! | #VALUE! | #REF! | #VALUE! | -0.42911
KILT | Kilmarnock Town | S6 | S | #VALUE! | #VALUE! | #VALUE! | #VALUE! | #VALUE! | #VALUE! | #VALUE! | #VALUE! | #VALUE! | #VALUE! | #VALUE! | #VALUE! | #VALUE! | #VALUE! | #VALUE! | #VALUE! | #VALUE! | #VALUE! | #VALUE! | #REF! | #VALUE! | -0.99877
KILW | Kilwinning | S6 | S | #VALUE! | #VALUE! | #VALUE! | #VALUE! | #VALUE! | #VALUE! | #VALUE! | #VALUE! | #VALUE! | #VALUE! | #VALUE! | #VALUE! | #VALUE! | #VALUE! | #VALUE! | #VALUE! | #VALUE! | #VALUE! | #VALUE! | #REF! | #VALUE! | -0.46263
LINM | Linnmill | S6 | S | #VALUE! | #VALUE! | #VALUE! | #VALUE! | #VALUE! | #VALUE! | #VALUE! | #VALUE! | #VALUE! | #VALUE! | #VALUE! | #VALUE! | #VALUE! | #VALUE! | #VALUE! | #VALUE! | #VALUE! | #VALUE! | #VALUE! | #REF! | #VALUE! | -1.0286
LING | Livingston East | S6 | S | #VALUE! | #VALUE! | #VALUE! | #VALUE! | #VALUE! | #VALUE! | #VALUE! | #VALUE! | #VALUE! | #VALUE! | #VALUE! | #VALUE! | #VALUE! | #VALUE! | #VALUE! | #VALUE! | #VALUE! | #VALUE! | #VALUE! | #REF! | #VALUE! | -1.2472
MAYB | Maybole | S6 | S | #VALUE! | #VALUE! | #VALUE! | #VALUE! | #VALUE! | #VALUE! | #VALUE! | #VALUE! | #VALUE! | #VALUE! | #VALUE! | #VALUE! | #VALUE! | #VALUE! | #VALUE! | #VALUE! | #VALUE! | #VALUE! | #VALUE! | #REF! | #VALUE! | -0.39491
NEAR | Newarthill | S6 | S | #VALUE! | #VALUE! | #VALUE! | #VALUE! | #VALUE! | #VALUE! | #VALUE! | #VALUE! | #VALUE! | #VALUE! | #VALUE! | #VALUE! | #VALUE! | #VALUE! | #VALUE! | #VALUE! | #VALUE! | #VALUE! | #VALUE! | #REF! | #VALUE! | -1.2657
NETS | Newton Stewart | S6 | S | #VALUE! | #VALUE! | #VALUE! | #VALUE! | #VALUE! | #VALUE! | #VALUE! | #VALUE! | #VALUE! | #VALUE! | #VALUE! | #VALUE! | #VALUE! | #VALUE! | #VALUE! | #VALUE! | #VALUE! | #VALUE! | #VALUE! | #REF! | #VALUE! | -0.18855
PAIS | Paisley | S6 | S | #VALUE! | #VALUE! | #VALUE! | #VALUE! | #VALUE! | #VALUE! | #VALUE! | #VALUE! | #VALUE! | #VALUE! | #VALUE! | #VALUE! | #VALUE! | #VALUE! | #VALUE! | #VALUE! | #VALUE! | #VALUE! | #VALUE! | #REF! | #VALUE! | -0.50387
POOB | Portobello | S6 | S | #VALUE! | #VALUE! | #VALUE! | #VALUE! | #VALUE! | #VALUE! | #VALUE! | #VALUE! | #VALUE! | #VALUE! | #VALUE! | #VALUE! | #VALUE! | #VALUE! | #VALUE! | #VALUE! | #VALUE! | #VALUE! | #VALUE! | #REF! | #VALUE! | -1.2386
RAVE | Ravenscraig | S6 | S | #VALUE! | #VALUE! | #VALUE! | #VALUE! | #VALUE! | #VALUE! | #VALUE! | #VALUE! | #VALUE! | #VALUE! | #VALUE! | #VALUE! | #VALUE! | #VALUE! | #VALUE! | #VALUE! | #VALUE! | #VALUE! | #VALUE! | #REF! | #VALUE! | -0.028954
SHRU | Shrubhill | S6 | S | #VALUE! | #VALUE! | #VALUE! | #VALUE! | #VALUE! | #VALUE! | #VALUE! | #VALUE! | #VALUE! | #VALUE! | #VALUE! | #VALUE! | #VALUE! | #VALUE! | #VALUE! | #VALUE! | #VALUE! | #VALUE! | #VALUE! | #REF! | #VALUE! | -1.3275
SIGH | Sighthill | S6 | S | #VALUE! | #VALUE! | #VALUE! | #VALUE! | #VALUE! | #VALUE! | #VALUE! | #VALUE! | #VALUE! | #VALUE! | #VALUE! | #VALUE! | #VALUE! | #VALUE! | #VALUE! | #VALUE! | #VALUE! | #VALUE! | #VALUE! | #REF! | #VALUE! | -1.4629
SPAV | Spango Valley | S6 | S | #VALUE! | #VALUE! | #VALUE! | #VALUE! | #VALUE! | #VALUE! | #VALUE! | #VALUE! | #VALUE! | #VALUE! | #VALUE! | #VALUE! | #VALUE! | #VALUE! | #VALUE! | #VALUE! | #VALUE! | #VALUE! | #VALUE! | #REF! | #VALUE! | -0.3599
SANX | St Andrews Cross | S6 | S | #VALUE! | #VALUE! | #VALUE! | #VALUE! | #VALUE! | #VALUE! | #VALUE! | #VALUE! | #VALUE! | #VALUE! | #VALUE! | #VALUE! | #VALUE! | #VALUE! | #VALUE! | #VALUE! | #VALUE! | #VALUE! | #VALUE! | #REF! | #VALUE! | -0.55751
STHA | Strathaven | S6 | S | #VALUE! | #VALUE! | #VALUE! | #VALUE! | #VALUE! | #VALUE! | #VALUE! | #VALUE! | #VALUE! | #VALUE! | #VALUE! | #VALUE! | #VALUE! | #VALUE! | #VALUE! | #VALUE! | #VALUE! | #VALUE! | #VALUE! | #REF! | #VALUE! | -0.59125
TELR | Telford Road | S6 | S | #VALUE! | #VALUE! | #VALUE! | #VALUE! | #VALUE! | #VALUE! | #VALUE! | #VALUE! | #VALUE! | #VALUE! | #VALUE! | #VALUE! | #VALUE! | #VALUE! | #VALUE! | #VALUE! | #VALUE! | #VALUE! | #VALUE! | #REF! | #VALUE! | -0.27002
TONG | Tongland | S6 | S | #VALUE! | #VALUE! | #VALUE! | #VALUE! | #VALUE! | #VALUE! | #VALUE! | #VALUE! | #VALUE! | #VALUE! | #VALUE! | #VALUE! | #VALUE! | #VALUE! | #VALUE! | #VALUE! | #VALUE! | #VALUE! | #VALUE! | #REF! | #VALUE! | -0.38033
WHHO | Whitehouse | S6 | S | #VALUE! | #VALUE! | #VALUE! | #VALUE! | #VALUE! | #VALUE! | #VALUE! | #VALUE! | #VALUE! | #VALUE! | #VALUE! | #VALUE! | #VALUE! | #VALUE! | #VALUE! | #VALUE! | #VALUE! | #VALUE! | #VALUE! | #REF! | #VALUE! | -0.62286
WISH | Wishaw | S6 | S | #VALUE! | #VALUE! | #VALUE! | #VALUE! | #VALUE! | #VALUE! | #VALUE! | #VALUE! | #VALUE! | #VALUE! | #VALUE! | #VALUE! | #VALUE! | #VALUE! | #VALUE! | #VALUE! | #VALUE! | #VALUE! | #VALUE! | #REF! | #VALUE! | -1.0372
CROO | Crookston | S6 | S | #VALUE! | #VALUE! | #VALUE! | #VALUE! | #VALUE! | #VALUE! | #VALUE! | #VALUE! | #VALUE! | #VALUE! | #VALUE! | #VALUE! | #VALUE! | #VALUE! | #VALUE! | #VALUE! | #VALUE! | #VALUE! | #VALUE! | #REF! | #VALUE! | 0
DUMF | Dumfries | S6 | S | #VALUE! | #VALUE! | #VALUE! | #VALUE! | #VALUE! | #VALUE! | #VALUE! | #VALUE! | #VALUE! | #VALUE! | #VALUE! | #VALUE! | #VALUE! | #VALUE! | #VALUE! | #VALUE! | #VALUE! | #VALUE! | #VALUE! | #REF! | #VALUE! | 0
GRMO | Grangemouth | S6 | S | #VALUE! | #VALUE! | #VALUE! | #VALUE! | #VALUE! | #VALUE! | #VALUE! | #VALUE! | #VALUE! | #VALUE! | #VALUE! | #VALUE! | #VALUE! | #VALUE! | #VALUE! | #VALUE! | #VALUE! | #VALUE! | #VALUE! | #REF! | #VALUE! | 0
KILB | Kilbowie | S6 | S | #VALUE! | #VALUE! | #VALUE! | #VALUE! | #VALUE! | #VALUE! | #VALUE! | #VALUE! | #VALUE! | #VALUE! | #VALUE! | #VALUE! | #VALUE! | #VALUE! | #VALUE! | #VALUE! | #VALUE! | #VALUE! | #VALUE! | #REF! | #VALUE! | 0
SACO | Saltcoats | S6 | S | #VALUE! | #VALUE! | #VALUE! | #VALUE! | #VALUE! | #VALUE! | #VALUE! | #VALUE! | #VALUE! | #VALUE! | #VALUE! | #VALUE! | #VALUE! | #VALUE! | #VALUE! | #VALUE! | #VALUE! | #VALUE! | #VALUE! | #REF! | #VALUE! | 0
ARMO_P | Ardmore | T1 | T | #VALUE! | #VALUE! | #VALUE! | #VALUE! | #VALUE! | #VALUE! | #VALUE! | #VALUE! | #VALUE! | #VALUE! | #VALUE! | #VALUE! | #VALUE! | #VALUE! | #VALUE! | #VALUE! | #VALUE! | #VALUE! | #VALUE! | #REF! | #VALUE! | -0.48737
BEAU_P | Beauly | T1 | T | #VALUE! | #VALUE! | #VALUE! | #VALUE! | #VALUE! | #VALUE! | #VALUE! | #VALUE! | #VALUE! | #VALUE! | #VALUE! | #VALUE! | #VALUE! | #VALUE! | #VALUE! | #VALUE! | #VALUE! | #VALUE! | #VALUE! | #REF! | #VALUE! | -0.4784
BERB_P | Berryburn | T1 | T | #VALUE! | #VALUE! | #VALUE! | #VALUE! | #VALUE! | #VALUE! | #VALUE! | #VALUE! | #VALUE! | #VALUE! | #VALUE! | #VALUE! | #VALUE! | #VALUE! | #VALUE! | #VALUE! | #VALUE! | #VALUE! | #VALUE! | #REF! | #VALUE! | 0
BOAG_P | Boat of Garten | T1 | T | #VALUE! | #VALUE! | #VALUE! | #VALUE! | #VALUE! | #VALUE! | #VALUE! | #VALUE! | #VALUE! | #VALUE! | #VALUE! | #VALUE! | #VALUE! | #VALUE! | #VALUE! | #VALUE! | #VALUE! | #VALUE! | #VALUE! | #REF! | #VALUE! | -0.35684
BROA_P | Broadford | T1 | T | #VALUE! | #VALUE! | #VALUE! | #VALUE! | #VALUE! | #VALUE! | #VALUE! | #VALUE! | #VALUE! | #VALUE! | #VALUE! | #VALUE! | #VALUE! | #VALUE! | #VALUE! | #VALUE! | #VALUE! | #VALUE! | #VALUE! | #REF! | #VALUE! | -0.15219
CEAN_P | Ceannacroc | T1 | T | #VALUE! | #VALUE! | #VALUE! | #VALUE! | #VALUE! | #VALUE! | #VALUE! | #VALUE! | #VALUE! | #VALUE! | #VALUE! | #VALUE! | #VALUE! | #VALUE! | #VALUE! | #VALUE! | #VALUE! | #VALUE! | #VALUE! | #REF! | #VALUE! | 0
DALL_P | Dallas | T1 | T | #VALUE! | #VALUE! | #VALUE! | #VALUE! | #VALUE! | #VALUE! | #VALUE! | #VALUE! | #VALUE! | #VALUE! | #VALUE! | #VALUE! | #VALUE! | #VALUE! | #VALUE! | #VALUE! | #VALUE! | #VALUE! | #VALUE! | #REF! | #VALUE! | 0
DUGR_P | Dunvegan | T1 | T | #VALUE! | #VALUE! | #VALUE! | #VALUE! | #VALUE! | #VALUE! | #VALUE! | #VALUE! | #VALUE! | #VALUE! | #VALUE! | #VALUE! | #VALUE! | #VALUE! | #VALUE! | #VALUE! | #VALUE! | #VALUE! | #VALUE! | #REF! | #VALUE! | -0.13102
ELGI_P | Elgin | T1 | T | #VALUE! | #VALUE! | #VALUE! | #VALUE! | #VALUE! | #VALUE! | #VALUE! | #VALUE! | #VALUE! | #VALUE! | #VALUE! | #VALUE! | #VALUE! | #VALUE! | #VALUE! | #VALUE! | #VALUE! | #VALUE! | #VALUE! | #REF! | #VALUE! | -0.8015
FASN_P | Fasnakyle | T1 | T | #VALUE! | #VALUE! | #VALUE! | #VALUE! | #VALUE! | #VALUE! | #VALUE! | #VALUE! | #VALUE! | #VALUE! | #VALUE! | #VALUE! | #VALUE! | #VALUE! | #VALUE! | #VALUE! | #VALUE! | #VALUE! | #VALUE! | #REF! | #VALUE! | -0.005633
FAUG_P | Fort Augustus | T1 | T | #VALUE! | #VALUE! | #VALUE! | #VALUE! | #VALUE! | #VALUE! | #VALUE! | #VALUE! | #VALUE! | #VALUE! | #VALUE! | #VALUE! | #VALUE! | #VALUE! | #VALUE! | #VALUE! | #VALUE! | #VALUE! | #VALUE! | #REF! | #VALUE! | -0.026571
FWIL_P | Fort William | T1 | T | #VALUE! | #VALUE! | #VALUE! | #VALUE! | #VALUE! | #VALUE! | #VALUE! | #VALUE! | #VALUE! | #VALUE! | #VALUE! | #VALUE! | #VALUE! | #VALUE! | #VALUE! | #VALUE! | #VALUE! | #VALUE! | #VALUE! | #REF! | #VALUE! | -0.41102
GLEF_P | Glenfarclas | T1 | T | #VALUE! | #VALUE! | #VALUE! | #VALUE! | #VALUE! | #VALUE! | #VALUE! | #VALUE! | #VALUE! | #VALUE! | #VALUE! | #VALUE! | #VALUE! | #VALUE! | #VALUE! | #VALUE! | #VALUE! | #VALUE! | #VALUE! | #REF! | #VALUE! | 0
GRUB_P | Grudie Bridge | T1 | T | #VALUE! | #VALUE! | #VALUE! | #VALUE! | #VALUE! | #VALUE! | #VALUE! | #VALUE! | #VALUE! | #VALUE! | #VALUE! | #VALUE! | #VALUE! | #VALUE! | #VALUE! | #VALUE! | #VALUE! | #VALUE! | #VALUE! | #REF! | #VALUE! | -0.062835
INNE_P | Inverness | T1 | T | #VALUE! | #VALUE! | #VALUE! | #VALUE! | #VALUE! | #VALUE! | #VALUE! | #VALUE! | #VALUE! | #VALUE! | #VALUE! | #VALUE! | #VALUE! | #VALUE! | #VALUE! | #VALUE! | #VALUE! | #VALUE! | #VALUE! | #REF! | #VALUE! | -1.0821
KEIT_P | Keith | T1 | T | #VALUE! | #VALUE! | #VALUE! | #VALUE! | #VALUE! | #VALUE! | #VALUE! | #VALUE! | #VALUE! | #VALUE! | #VALUE! | #VALUE! | #VALUE! | #VALUE! | #VALUE! | #VALUE! | #VALUE! | #VALUE! | #VALUE! | #REF! | #VALUE! | -0.41405
KINL_P | Kinlochleven | T1 | T | #VALUE! | #VALUE! | #VALUE! | #VALUE! | #VALUE! | #VALUE! | #VALUE! | #VALUE! | #VALUE! | #VALUE! | #VALUE! | #VALUE! | #VALUE! | #VALUE! | #VALUE! | #VALUE! | #VALUE! | #VALUE! | #VALUE! | #REF! | #VALUE! | -0.052312
MACD_P | Macduff | T1 | T | #VALUE! | #VALUE! | #VALUE! | #VALUE! | #VALUE! | #VALUE! | #VALUE! | #VALUE! | #VALUE! | #VALUE! | #VALUE! | #VALUE! | #VALUE! | #VALUE! | #VALUE! | #VALUE! | #VALUE! | #VALUE! | #VALUE! | #REF! | #VALUE! | -0.20375
NAIR_P | Nairn | T1 | T | #VALUE! | #VALUE! | #VALUE! | #VALUE! | #VALUE! | #VALUE! | #VALUE! | #VALUE! | #VALUE! | #VALUE! | #VALUE! | #VALUE! | #VALUE! | #VALUE! | #VALUE! | #VALUE! | #VALUE! | #VALUE! | #VALUE! | #REF! | #VALUE! | -0.5015
ORRI_P | Orrin | T1 | T | #VALUE! | #VALUE! | #VALUE! | #VALUE! | #VALUE! | #VALUE! | #VALUE! | #VALUE! | #VALUE! | #VALUE! | #VALUE! | #VALUE! | #VALUE! | #VALUE! | #VALUE! | #VALUE! | #VALUE! | #VALUE! | #VALUE! | #REF! | #VALUE! | 0
QUOI_P | Quoich | T1 | T | #VALUE! | #VALUE! | #VALUE! | #VALUE! | #VALUE! | #VALUE! | #VALUE! | #VALUE! | #VALUE! | #VALUE! | #VALUE! | #VALUE! | #VALUE! | #VALUE! | #VALUE! | #VALUE! | #VALUE! | #VALUE! | #VALUE! | #REF! | #VALUE! | 0
CAIF_P | Cairnford | T2 | T | #VALUE! | #VALUE! | #VALUE! | #VALUE! | #VALUE! | #VALUE! | #VALUE! | #VALUE! | #VALUE! | #VALUE! | #VALUE! | #VALUE! | #VALUE! | #VALUE! | #VALUE! | #VALUE! | #VALUE! | #VALUE! | #VALUE! | #REF! | #VALUE! | 0
CLAY_P | Clayhills | T2 | T | #VALUE! | #VALUE! | #VALUE! | #VALUE! | #VALUE! | #VALUE! | #VALUE! | #VALUE! | #VALUE! | #VALUE! | #VALUE! | #VALUE! | #VALUE! | #VALUE! | #VALUE! | #VALUE! | #VALUE! | #VALUE! | #VALUE! | #REF! | #VALUE! | -0.60391
CRAI_P | Craigiebuckler | T2 | T | #VALUE! | #VALUE! | #VALUE! | #VALUE! | #VALUE! | #VALUE! | #VALUE! | #VALUE! | #VALUE! | #VALUE! | #VALUE! | #VALUE! | #VALUE! | #VALUE! | #VALUE! | #VALUE! | #VALUE! | #VALUE! | #VALUE! | #REF! | #VALUE! | -0.26982
DYCE_P | Dyce | T2 | T | #VALUE! | #VALUE! | #VALUE! | #VALUE! | #VALUE! | #VALUE! | #VALUE! | #VALUE! | #VALUE! | #VALUE! | #VALUE! | #VALUE! | #VALUE! | #VALUE! | #VALUE! | #VALUE! | #VALUE! | #VALUE! | #VALUE! | #REF! | #VALUE! | -0.55761
FETT_P | Fetteresso | T2 | T | #VALUE! | #VALUE! | #VALUE! | #VALUE! | #VALUE! | #VALUE! | #VALUE! | #VALUE! | #VALUE! | #VALUE! | #VALUE! | #VALUE! | #VALUE! | #VALUE! | #VALUE! | #VALUE! | #VALUE! | #VALUE! | #VALUE! | #REF! | #VALUE! | 0
FIDD_P | Fiddes | T2 | T | #VALUE! | #VALUE! | #VALUE! | #VALUE! | #VALUE! | #VALUE! | #VALUE! | #VALUE! | #VALUE! | #VALUE! | #VALUE! | #VALUE! | #VALUE! | #VALUE! | #VALUE! | #VALUE! | #VALUE! | #VALUE! | #VALUE! | #REF! | #VALUE! | -0.20088
FRAS_P | Fraserburgh | T2 | T | #VALUE! | #VALUE! | #VALUE! | #VALUE! | #VALUE! | #VALUE! | #VALUE! | #VALUE! | #VALUE! | #VALUE! | #VALUE! | #VALUE! | #VALUE! | #VALUE! | #VALUE! | #VALUE! | #VALUE! | #VALUE! | #VALUE! | #REF! | #VALUE! | -0.26887
KINT_P | Kintore | T2 | T | #VALUE! | #VALUE! | #VALUE! | #VALUE! | #VALUE! | #VALUE! | #VALUE! | #VALUE! | #VALUE! | #VALUE! | #VALUE! | #VALUE! | #VALUE! | #VALUE! | #VALUE! | #VALUE! | #VALUE! | #VALUE! | #VALUE! | #REF! | #VALUE! | -0.98555
PERS_P | Persley | T2 | T | #VALUE! | #VALUE! | #VALUE! | #VALUE! | #VALUE! | #VALUE! | #VALUE! | #VALUE! | #VALUE! | #VALUE! | #VALUE! | #VALUE! | #VALUE! | #VALUE! | #VALUE! | #VALUE! | #VALUE! | #VALUE! | #VALUE! | #REF! | #VALUE! | -0.72545
PEHG_P | Peterhead Grange | T2 | T | #VALUE! | #VALUE! | #VALUE! | #VALUE! | #VALUE! | #VALUE! | #VALUE! | #VALUE! | #VALUE! | #VALUE! | #VALUE! | #VALUE! | #VALUE! | #VALUE! | #VALUE! | #VALUE! | #VALUE! | #VALUE! | #VALUE! | #REF! | #VALUE! | -0.32863
PEHS_P | Peterhead Shell | T2 | T | #VALUE! | #VALUE! | #VALUE! | #VALUE! | #VALUE! | #VALUE! | #VALUE! | #VALUE! | #VALUE! | #VALUE! | #VALUE! | #VALUE! | #VALUE! | #VALUE! | #VALUE! | #VALUE! | #VALUE! | #VALUE! | #VALUE! | #REF! | #VALUE! | -0.080741
REDM_P | Redmoss | T2 | T | #VALUE! | #VALUE! | #VALUE! | #VALUE! | #VALUE! | #VALUE! | #VALUE! | #VALUE! | #VALUE! | #VALUE! | #VALUE! | #VALUE! | #VALUE! | #VALUE! | #VALUE! | #VALUE! | #VALUE! | #VALUE! | #VALUE! | #REF! | #VALUE! | -0.85116
SFEG_P | St Fergus Gas Terminal | T2 | T | #VALUE! | #VALUE! | #VALUE! | #VALUE! | #VALUE! | #VALUE! | #VALUE! | #VALUE! | #VALUE! | #VALUE! | #VALUE! | #VALUE! | #VALUE! | #VALUE! | #VALUE! | #VALUE! | #VALUE! | #VALUE! | #VALUE! | #REF! | #VALUE! | -0.14196
STRI_P | Strichen | T2 | T | #VALUE! | #VALUE! | #VALUE! | #VALUE! | #VALUE! | #VALUE! | #VALUE! | #VALUE! | #VALUE! | #VALUE! | #VALUE! | #VALUE! | #VALUE! | #VALUE! | #VALUE! | #VALUE! | #VALUE! | #VALUE! | #VALUE! | #REF! | #VALUE! | -0.23571
TARL_P | Tarland | T2 | T | #VALUE! | #VALUE! | #VALUE! | #VALUE! | #VALUE! | #VALUE! | #VALUE! | #VALUE! | #VALUE! | #VALUE! | #VALUE! | #VALUE! | #VALUE! | #VALUE! | #VALUE! | #VALUE! | #VALUE! | #VALUE! | #VALUE! | #REF! | #VALUE! | -0.2259
WIOW_P | Willowdale | T2 | T | #VALUE! | #VALUE! | #VALUE! | #VALUE! | #VALUE! | #VALUE! | #VALUE! | #VALUE! | #VALUE! | #VALUE! | #VALUE! | #VALUE! | #VALUE! | #VALUE! | #VALUE! | #VALUE! | #VALUE! | #VALUE! | #VALUE! | #REF! | #VALUE! | -0.66375
WOHI_P | Woodhill | T2 | T | #VALUE! | #VALUE! | #VALUE! | #VALUE! | #VALUE! | #VALUE! | #VALUE! | #VALUE! | #VALUE! | #VALUE! | #VALUE! | #VALUE! | #VALUE! | #VALUE! | #VALUE! | #VALUE! | #VALUE! | #VALUE! | #VALUE! | #REF! | #VALUE! | -0.56478
ARDK_P | Ardkinglas | T3 | T | #VALUE! | #VALUE! | #VALUE! | #VALUE! | #VALUE! | #VALUE! | #VALUE! | #VALUE! | #VALUE! | #VALUE! | #VALUE! | #VALUE! | #VALUE! | #VALUE! | #VALUE! | #VALUE! | #VALUE! | #VALUE! | #VALUE! | #REF! | #VALUE! | 0
CAAD_P | Carradale | T3 | T | #VALUE! | #VALUE! | #VALUE! | #VALUE! | #VALUE! | #VALUE! | #VALUE! | #VALUE! | #VALUE! | #VALUE! | #VALUE! | #VALUE! | #VALUE! | #VALUE! | #VALUE! | #VALUE! | #VALUE! | #VALUE! | #VALUE! | #REF! | #VALUE! | -0.2249
CLAC_P | Clachan | T3 | T | #VALUE! | #VALUE! | #VALUE! | #VALUE! | #VALUE! | #VALUE! | #VALUE! | #VALUE! | #VALUE! | #VALUE! | #VALUE! | #VALUE! | #VALUE! | #VALUE! | #VALUE! | #VALUE! | #VALUE! | #VALUE! | #VALUE! | #REF! | #VALUE! | 0
PORA_P | Port Ann | T3 | T | #VALUE! | #VALUE! | #VALUE! | #VALUE! | #VALUE! | #VALUE! | #VALUE! | #VALUE! | #VALUE! | #VALUE! | #VALUE! | #VALUE! | #VALUE! | #VALUE! | #VALUE! | #VALUE! | #VALUE! | #VALUE! | #VALUE! | #REF! | #VALUE! | -0.18954
SLOY_P | Sloy | T3 | T | #VALUE! | #VALUE! | #VALUE! | #VALUE! | #VALUE! | #VALUE! | #VALUE! | #VALUE! | #VALUE! | #VALUE! | #VALUE! | #VALUE! | #VALUE! | #VALUE! | #VALUE! | #VALUE! | #VALUE! | #VALUE! | #VALUE! | #REF! | #VALUE! | -0.037857
TAYN_P | Taynuilt | T3 | T | #VALUE! | #VALUE! | #VALUE! | #VALUE! | #VALUE! | #VALUE! | #VALUE! | #VALUE! | #VALUE! | #VALUE! | #VALUE! | #VALUE! | #VALUE! | #VALUE! | #VALUE! | #VALUE! | #VALUE! | #VALUE! | #VALUE! | #REF! | #VALUE! | -0.34733
ABNE_P | Abernethy | T4 | T | #VALUE! | #VALUE! | #VALUE! | #VALUE! | #VALUE! | #VALUE! | #VALUE! | #VALUE! | #VALUE! | #VALUE! | #VALUE! | #VALUE! | #VALUE! | #VALUE! | #VALUE! | #VALUE! | #VALUE! | #VALUE! | #VALUE! | #REF! | #VALUE! | -0.57554
ARBR_P | Arbroath | T4 | T | #VALUE! | #VALUE! | #VALUE! | #VALUE! | #VALUE! | #VALUE! | #VALUE! | #VALUE! | #VALUE! | #VALUE! | #VALUE! | #VALUE! | #VALUE! | #VALUE! | #VALUE! | #VALUE! | #VALUE! | #VALUE! | #VALUE! | #REF! | #VALUE! | -0.41174
BRAC_P | Braco West | T4 | T | #VALUE! | #VALUE! | #VALUE! | #VALUE! | #VALUE! | #VALUE! | #VALUE! | #VALUE! | #VALUE! | #VALUE! | #VALUE! | #VALUE! | #VALUE! | #VALUE! | #VALUE! | #VALUE! | #VALUE! | #VALUE! | #VALUE! | #REF! | #VALUE! | -0.43082
BRID_P | Bridge of Dun | T4 | T | #VALUE! | #VALUE! | #VALUE! | #VALUE! | #VALUE! | #VALUE! | #VALUE! | #VALUE! | #VALUE! | #VALUE! | #VALUE! | #VALUE! | #VALUE! | #VALUE! | #VALUE! | #VALUE! | #VALUE! | #VALUE! | #VALUE! | #REF! | #VALUE! | -0.39491
BUMU_P | Burghmuir | T4 | T | #VALUE! | #VALUE! | #VALUE! | #VALUE! | #VALUE! | #VALUE! | #VALUE! | #VALUE! | #VALUE! | #VALUE! | #VALUE! | #VALUE! | #VALUE! | #VALUE! | #VALUE! | #VALUE! | #VALUE! | #VALUE! | #VALUE! | #REF! | #VALUE! | -0.65042
CHAR_P | Charleston | T4 | T | #VALUE! | #VALUE! | #VALUE! | #VALUE! | #VALUE! | #VALUE! | #VALUE! | #VALUE! | #VALUE! | #VALUE! | #VALUE! | #VALUE! | #VALUE! | #VALUE! | #VALUE! | #VALUE! | #VALUE! | #VALUE! | #VALUE! | #REF! | #VALUE! | -0.32052
COUA_P | Coupar Angus | T4 | T | #VALUE! | #VALUE! | #VALUE! | #VALUE! | #VALUE! | #VALUE! | #VALUE! | #VALUE! | #VALUE! | #VALUE! | #VALUE! | #VALUE! | #VALUE! | #VALUE! | #VALUE! | #VALUE! | #VALUE! | #VALUE! | #VALUE! | #REF! | #VALUE! | -0.37109
DUDH_P | Dudhope | T4 | T | #VALUE! | #VALUE! | #VALUE! | #VALUE! | #VALUE! | #VALUE! | #VALUE! | #VALUE! | #VALUE! | #VALUE! | #VALUE! | #VALUE! | #VALUE! | #VALUE! | #VALUE! | #VALUE! | #VALUE! | #VALUE! | #VALUE! | #REF! | #VALUE! | -0.82425
KIIN_P | Killin | T4 | T | #VALUE! | #VALUE! | #VALUE! | #VALUE! | #VALUE! | #VALUE! | #VALUE! | #VALUE! | #VALUE! | #VALUE! | #VALUE! | #VALUE! | #VALUE! | #VALUE! | #VALUE! | #VALUE! | #VALUE! | #VALUE! | #VALUE! | #REF! | #VALUE! | -0.056906
LUNA_P | Lunanhead | T4 | T | #VALUE! | #VALUE! | #VALUE! | #VALUE! | #VALUE! | #VALUE! | #VALUE! | #VALUE! | #VALUE! | #VALUE! | #VALUE! | #VALUE! | #VALUE! | #VALUE! | #VALUE! | #VALUE! | #VALUE! | #VALUE! | #VALUE! | #REF! | #VALUE! | -0.4477
LYND_P | Lyndhurst | T4 | T | #VALUE! | #VALUE! | #VALUE! | #VALUE! | #VALUE! | #VALUE! | #VALUE! | #VALUE! | #VALUE! | #VALUE! | #VALUE! | #VALUE! | #VALUE! | #VALUE! | #VALUE! | #VALUE! | #VALUE! | #VALUE! | #VALUE! | #REF! | #VALUE! | -0.3315
MILC_P | Milton of Craigie | T4 | T | #VALUE! | #VALUE! | #VALUE! | #VALUE! | #VALUE! | #VALUE! | #VALUE! | #VALUE! | #VALUE! | #VALUE! | #VALUE! | #VALUE! | #VALUE! | #VALUE! | #VALUE! | #VALUE! | #VALUE! | #VALUE! | #VALUE! | #REF! | #VALUE! | -0.62353
RANN_P | Rannoch | T4 | T | #VALUE! | #VALUE! | #VALUE! | #VALUE! | #VALUE! | #VALUE! | #VALUE! | #VALUE! | #VALUE! | #VALUE! | #VALUE! | #VALUE! | #VALUE! | #VALUE! | #VALUE! | #VALUE! | #VALUE! | #VALUE! | #VALUE! | #REF! | #VALUE! | -0.020325
SFIL_P | St Fillans | T4 | T | #VALUE! | #VALUE! | #VALUE! | #VALUE! | #VALUE! | #VALUE! | #VALUE! | #VALUE! | #VALUE! | #VALUE! | #VALUE! | #VALUE! | #VALUE! | #VALUE! | #VALUE! | #VALUE! | #VALUE! | #VALUE! | #VALUE! | #REF! | #VALUE! | -0.025935
TUMB_P | Tummel Bridge | T4 | T | #VALUE! | #VALUE! | #VALUE! | #VALUE! | #VALUE! | #VALUE! | #VALUE! | #VALUE! | #VALUE! | #VALUE! | #VALUE! | #VALUE! | #VALUE! | #VALUE! | #VALUE! | #VALUE! | #VALUE! | #VALUE! | #VALUE! | #REF! | #VALUE! | -0.17812
GLAG_P | Glenagnes | T4 | T | #VALUE! | #VALUE! | #VALUE! | #VALUE! | #VALUE! | #VALUE! | #VALUE! | #VALUE! | #VALUE! | #VALUE! | #VALUE! | #VALUE! | #VALUE! | #VALUE! | #VALUE! | #VALUE! | #VALUE! | #VALUE! | #VALUE! | #REF! | #VALUE! | 0
ALNE_P | Alness | T5 | T | #VALUE! | #VALUE! | #VALUE! | #VALUE! | #VALUE! | #VALUE! | #VALUE! | #VALUE! | #VALUE! | #VALUE! | #VALUE! | #VALUE! | #VALUE! | #VALUE! | #VALUE! | #VALUE! | #VALUE! | #VALUE! | #VALUE! | #REF! | #VALUE! | -0.50348
BROR_P | Brora | T5 | T | #VALUE! | #VALUE! | #VALUE! | #VALUE! | #VALUE! | #VALUE! | #VALUE! | #VALUE! | #VALUE! | #VALUE! | #VALUE! | #VALUE! | #VALUE! | #VALUE! | #VALUE! | #VALUE! | #VALUE! | #VALUE! | #VALUE! | #REF! | #VALUE! | -0.1137
CASS_P | Cassley | T5 | T | #VALUE! | #VALUE! | #VALUE! | #VALUE! | #VALUE! | #VALUE! | #VALUE! | #VALUE! | #VALUE! | #VALUE! | #VALUE! | #VALUE! | #VALUE! | #VALUE! | #VALUE! | #VALUE! | #VALUE! | #VALUE! | #VALUE! | #REF! | #VALUE! | -0.040687
DOUN_P | Dounreay | T5 | T | #VALUE! | #VALUE! | #VALUE! | #VALUE! | #VALUE! | #VALUE! | #VALUE! | #VALUE! | #VALUE! | #VALUE! | #VALUE! | #VALUE! | #VALUE! | #VALUE! | #VALUE! | #VALUE! | #VALUE! | #VALUE! | #VALUE! | #REF! | #VALUE! | -0.11361
DUBE_P | Dunbeath | T5 | T | #VALUE! | #VALUE! | #VALUE! | #VALUE! | #VALUE! | #VALUE! | #VALUE! | #VALUE! | #VALUE! | #VALUE! | #VALUE! | #VALUE! | #VALUE! | #VALUE! | #VALUE! | #VALUE! | #VALUE! | #VALUE! | #VALUE! | #REF! | #VALUE! | -0.026088
LAIR_P | Lairg | T5 | T | #VALUE! | #VALUE! | #VALUE! | #VALUE! | #VALUE! | #VALUE! | #VALUE! | #VALUE! | #VALUE! | #VALUE! | #VALUE! | #VALUE! | #VALUE! | #VALUE! | #VALUE! | #VALUE! | #VALUE! | #VALUE! | #VALUE! | #REF! | #VALUE! | -0.022876
MYBS_P | Mybster | T5 | T | #VALUE! | #VALUE! | #VALUE! | #VALUE! | #VALUE! | #VALUE! | #VALUE! | #VALUE! | #VALUE! | #VALUE! | #VALUE! | #VALUE! | #VALUE! | #VALUE! | #VALUE! | #VALUE! | #VALUE! | #VALUE! | #VALUE! | #REF! | #VALUE! | -0.17778
SHIN_P | Shin | T5 | T | #VALUE! | #VALUE! | #VALUE! | #VALUE! | #VALUE! | #VALUE! | #VALUE! | #VALUE! | #VALUE! | #VALUE! | #VALUE! | #VALUE! | #VALUE! | #VALUE! | #VALUE! | #VALUE! | #VALUE! | #VALUE! | #VALUE! | #REF! | #VALUE! | -0.014297
THSO_P | Thurso | T5 | T | #VALUE! | #VALUE! | #VALUE! | #VALUE! | #VALUE! | #VALUE! | #VALUE! | #VALUE! | #VALUE! | #VALUE! | #VALUE! | #VALUE! | #VALUE! | #VALUE! | #VALUE! | #VALUE! | #VALUE! | #VALUE! | #VALUE! | #REF! | #VALUE! | -0.56114
G_EXTRA_6 | Kilbowie 11 | S5 | S | #VALUE! | #VALUE! | #VALUE! | #VALUE! | #VALUE! | #VALUE! | #VALUE! | #VALUE! | #VALUE! | #VALUE! | #VALUE! | #VALUE! | #VALUE! | #VALUE! | #VALUE! | #VALUE! | #VALUE! | #VALUE! | #VALUE! | #REF! | #VALUE! | -0.10832
G_EXTRA_7 | Kilbowie 33 | S5 | S | #VALUE! | #VALUE! | #VALUE! | #VALUE! | #VALUE! | #VALUE! | #VALUE! | #VALUE! | #VALUE! | #VALUE! | #VALUE! | #VALUE! | #VALUE! | #VALUE! | #VALUE! | #VALUE! | #VALUE! | #VALUE! | #VALUE! | #REF! | #VALUE! | -0.25503
G_EXTRA_1 | Dumfries 11 | S6 | S | #VALUE! | #VALUE! | #VALUE! | #VALUE! | #VALUE! | #VALUE! | #VALUE! | #VALUE! | #VALUE! | #VALUE! | #VALUE! | #VALUE! | #VALUE! | #VALUE! | #VALUE! | #VALUE! | #VALUE! | #VALUE! | #VALUE! | #REF! | #VALUE! | -0.21056
G_EXTRA_2 | Dumfries 33 | S6 | S | #VALUE! | #VALUE! | #VALUE! | #VALUE! | #VALUE! | #VALUE! | #VALUE! | #VALUE! | #VALUE! | #VALUE! | #VALUE! | #VALUE! | #VALUE! | #VALUE! | #VALUE! | #VALUE! | #VALUE! | #VALUE! | #VALUE! | #REF! | #VALUE! | -0.63369
G_EXTRA_3 | Dumfries ICI | S6 | S | #VALUE! | #VALUE! | #VALUE! | #VALUE! | #VALUE! | #VALUE! | #VALUE! | #VALUE! | #VALUE! | #VALUE! | #VALUE! | #VALUE! | #VALUE! | #VALUE! | #VALUE! | #VALUE! | #VALUE! | #VALUE! | #VALUE! | #REF! | #VALUE! | -0.12436
G_EXTRA_4 | Grangemouth A | S6 | S | #VALUE! | #VALUE! | #VALUE! | #VALUE! | #VALUE! | #VALUE! | #VALUE! | #VALUE! | #VALUE! | #VALUE! | #VALUE! | #VALUE! | #VALUE! | #VALUE! | #VALUE! | #VALUE! | #VALUE! | #VALUE! | #VALUE! | #REF! | #VALUE! | -0.55038
G_EXTRA_5 | Grangemouth C | S6 | S | #VALUE! | #VALUE! | #VALUE! | #VALUE! | #VALUE! | #VALUE! | #VALUE! | #VALUE! | #VALUE! | #VALUE! | #VALUE! | #VALUE! | #VALUE! | #VALUE! | #VALUE! | #VALUE! | #VALUE! | #VALUE! | #VALUE! | #REF! | #VALUE! | -0.37773
G_EXTRA_8 | Saltcoats A | S6 | S | #VALUE! | #VALUE! | #VALUE! | #VALUE! | #VALUE! | #VALUE! | #VALUE! | #VALUE! | #VALUE! | #VALUE! | #VALUE! | #VALUE! | #VALUE! | #VALUE! | #VALUE! | #VALUE! | #VALUE! | #VALUE! | #VALUE! | #REF! | #VALUE! | -0.61466
G_EXTRA_9 | Saltcoats B | S6 | S | #VALUE! | #VALUE! | #VALUE! | #VALUE! | #VALUE! | #VALUE! | #VALUE! | #VALUE! | #VALUE! | #VALUE! | #VALUE! | #VALUE! | #VALUE! | #VALUE! | #VALUE! | #VALUE! | #VALUE! | #VALUE! | #VALUE! | #REF! | #VALUE! | -0.4601
G_EXTRA_10 | Crookston A | S6 | S | #VALUE! | #VALUE! | #VALUE! | #VALUE! | #VALUE! | #VALUE! | #VALUE! | #VALUE! | #VALUE! | #VALUE! | #VALUE! | #VALUE! | #VALUE! | #VALUE! | #VALUE! | #VALUE! | #VALUE! | #VALUE! | #VALUE! | #REF! | #VALUE! | -0.42156
G_EXTRA_11 | Crookston B | S6 | S | #VALUE! | #VALUE! | #VALUE! | #VALUE! | #VALUE! | #VALUE! | #VALUE! | #VALUE! | #VALUE! | #VALUE! | #VALUE! | #VALUE! | #VALUE! | #VALUE! | #VALUE! | #VALUE! | #VALUE! | #VALUE! | #VALUE! | #REF! | #VALUE! | -0.20791
G_EXTRA_13 | Rothienorman | T2 | T | #VALUE! | #VALUE! | #VALUE! | #VALUE! | #VALUE! | #VALUE! | #VALUE! | #VALUE! | #VALUE! | #VALUE! | #VALUE! | #VALUE! | #VALUE! | #VALUE! | #VALUE! | #VALUE! | #VALUE! | #VALUE! | #VALUE! | #REF! | #VALUE! | 0
G_EXTRA_14 | Finstown |  | T | #VALUE! | #VALUE! | #VALUE! | #VALUE! | #VALUE! | #VALUE! | #VALUE! | #VALUE! | #VALUE! | #VALUE! | #VALUE! | #VALUE! | #VALUE! | #VALUE! | #VALUE! | #VALUE! | #VALUE! | #VALUE! | #VALUE! | #REF! | #VALUE! | 0
T_ELSTR-1 | Elstree NR | A6 | A | #VALUE! | #VALUE! | #VALUE! | #VALUE! | #VALUE! | [14 empty] | #REF! | #VALUE!
T_BUSH_RTK | Bushey NR | A6 | A | #VALUE! | #VALUE! | #VALUE! | #VALUE! | #VALUE! | [14 empty] | #REF! | #VALUE!
T_CORM_RTK | Correy's Mill NR | D5 | D | #VALUE! | #VALUE! | #VALUE! | #VALUE! | #VALUE! | [14 empty] | #REF! | #VALUE!
T_LBUZ_RTK | LEIGHTON BUZZARD NR | D4 | D | #VALUE! | #VALUE! | #VALUE! | #VALUE! | #VALUE! | [14 empty] | #REF! | #VALUE!
T_LONGB-RTK | Long Buckby Wharf NR | L3 | L | #VALUE! | #VALUE! | #VALUE! | #VALUE! | #VALUE! | [14 empty] | #REF! | #VALUE!
T_PATB_RTK | Patford Bridge NR | L3 | L | #VALUE! | #VALUE! | #VALUE! | #VALUE! | #VALUE! | [14 empty] | #REF! | #VALUE!
M_ACTLLU_C | LU Acton Lane Supply | A7 | A | #VALUE! | #VALUE! | #VALUE! | #VALUE! | #VALUE! | [14 empty] | #REF! | #VALUE!
T_BARK-CTRL | Barking Chnl Tunnel RLink | A1 | A | #VALUE! | #VALUE! | #VALUE! | #VALUE! | #VALUE! | [14 empty] | #REF! | #VALUE!
T_BARK_NR | Barking NR | A1 | A | #VALUE! | #VALUE! | #VALUE! | #VALUE! | #VALUE! | [14 empty] | #REF! | #VALUE!
T_ANGLD-1 | Anglesey Aluminium Demand | M8 | M | #VALUE! | #VALUE! | #VALUE! | #VALUE! | #VALUE! | [14 empty] | #REF! | #VALUE!
T_FROD_NR | Frodsham NR | N3 | N | #VALUE! | #VALUE! | #VALUE! | #VALUE! | #VALUE! | [14 empty] | #REF! | #VALUE!
T_CASKD-1 | Castner Kellner | N3 | N | #VALUE! | #VALUE! | #VALUE! | #VALUE! | #VALUE! | [14 empty] | #REF! | #VALUE!
T_BRER_RTK | Brereton NR | L5 | L | #VALUE! | #VALUE! | #VALUE! | #VALUE! | #VALUE! | [14 empty] | #REF! | #VALUE!
T_POPP_3RTK | Poppleton NR | P2 | P | #VALUE! | #VALUE! | #VALUE! | #VALUE! | #VALUE! | [14 empty] | #REF! | #VALUE!
T_WILCT-1 | ETOL - Wilton Site | Q2 | Q | #VALUE! | #VALUE! | #VALUE! | #VALUE! | #VALUE! | [14 empty] | #REF! | #VALUE!
M_GRTO | BS Grangetown Supply | Q2 | Q | #VALUE! | #VALUE! | #VALUE! | #VALUE! | #VALUE! | [14 empty] | #REF! | #VALUE!
T_TODSD-1 | BS Tod Point Supply | Q2 | Q | #VALUE! | #VALUE! | #VALUE! | #VALUE! | #VALUE! | [14 empty] | #REF! | #VALUE!
T_HARK_NR | Harker NR | Q8 | Q | #VALUE! | #VALUE! | #VALUE! | #VALUE! | #VALUE! | [14 empty] | #REF! | #VALUE!
T_OXEN_NR | Oxenholme NR | R6 | R | #VALUE! | #VALUE! | #VALUE! | #VALUE! | #VALUE! | [14 empty] | #REF! | #VALUE!
T_FOXJD-1 | Didcot - Foxhall 1 | D6 | D | #VALUE! | #VALUE! | #VALUE! | #VALUE! | #VALUE! | [14 empty] | #REF! | #VALUE!
T_FOXJD-2 | Didcot - Foxhall 2 | D6 | D | #VALUE! | #VALUE! | #VALUE! | #VALUE! | #VALUE! | [14 empty] | #REF! | #VALUE!
T_GLNG | Grain LNG Terminal | C3 | C | #VALUE! | #VALUE! | #VALUE! | #VALUE! | #VALUE! | [14 empty] | #REF! | #VALUE!
T_SELL-1 | Sellindge NR | C4 | C | #VALUE! | #VALUE! | #VALUE! | #VALUE! | #VALUE! | [14 empty] | #REF! | #VALUE!
T_SINGL1 | Singlewell NR | C2 | C | #VALUE! | #VALUE! | #VALUE! | #VALUE! | #VALUE! | [14 empty] | #REF! | #VALUE!
T_BAGED-1 | Baglan Energy Park | H1 | H | #VALUE! | #VALUE! | #VALUE! | #VALUE! | #VALUE! | [14 empty] | #REF! | #VALUE!
T_LLWSD-1 | Llanwern Steelworks | H2 | H | #VALUE! | #VALUE! | #VALUE! | #VALUE! | #VALUE! | [14 empty] | #REF! | #VALUE!
T__KYELT003 | ASW Tremorfa | H2 | H | #VALUE! | #VALUE! | #VALUE! | #VALUE! | #VALUE! | [14 empty] | #REF! | #VALUE!
T__MYELT001 | Corus Aldwarke | P3 | P | #VALUE! | #VALUE! | #VALUE! | #VALUE! | #VALUE! | [14 empty] | #REF! | #VALUE!
M_TEMP | BOC Brinsworth Supply | P3 | P | #VALUE! | #VALUE! | #VALUE! | #VALUE! | #VALUE! | [14 empty] | #REF! | #VALUE!
T_TINSD-1 | Tinsley Park Steelworks | P3 | P | #VALUE! | #VALUE! | #VALUE! | #VALUE! | #VALUE! | [14 empty] | #REF! | #VALUE!
T_KSGND-1 | Kensal Green Crossrail | A7 | A | #VALUE! | #VALUE! | #VALUE! | #VALUE! | #VALUE! | [14 empty] | #REF! | #VALUE!
T_KSGND-2 | Kensal Green Crossrail | A7 | A | #VALUE! | #VALUE! | #VALUE! | #VALUE! | #VALUE! | [14 empty] | #REF! | #VALUE!
T_BPGRD-1 | Grangemouth B (BP) | S6 | S | #VALUE! | #VALUE! | #VALUE! | #VALUE! | #VALUE! | [14 empty] | #REF! | #VALUE!
T_BPGRD-2 | Grangemouth B (BP) | S6 | S | #VALUE! | #VALUE! | #VALUE! | #VALUE! | #VALUE! | [14 empty] | #REF! | #VALUE!
T_MEADD-1 | Meadowhead (Caledonian Paper) | S6 | S | #VALUE! | #VALUE! | #VALUE! | #VALUE! | #VALUE! | [14 empty] | #REF! | #VALUE!
T_EXMOSSD-1 | Mossmoran Exxon | S5 | S | #VALUE! | #VALUE! | #VALUE! | #VALUE! | #VALUE! | [14 empty] | #REF! | #VALUE!
T_WHISTLD-1 | MOD Harestanes Whistlefield | S5 | S | #VALUE! | #VALUE! | #VALUE! | #VALUE! | #VALUE! | [14 empty] | #REF! | #VALUE!
T_BAGTD-1 | Bathgate (Network Rail) | S5 | S | #VALUE! | #VALUE! | #VALUE! | #VALUE! | #VALUE! | [14 empty] | #REF! | #VALUE!
T_DALRD-1 | Dalreoch (Network Rail) | S5 | S | #VALUE! | #VALUE! | #VALUE! | #VALUE! | #VALUE! | [14 empty] | #REF! | #VALUE!
T_ECCFD-1 | Ecclefechan (Network Rail) | S6 | S | #VALUE! | #VALUE! | #VALUE! | #VALUE! | #VALUE! | [14 empty] | #REF! | #VALUE!
T_EGLSD-1 | Eglington Street (Network Rail) | S6 | S | #VALUE! | #VALUE! | #VALUE! | #VALUE! | #VALUE! | [14 empty] | #REF! | #VALUE!
T_ELVAD-1 | Elvanfoot (Network Rail) | S6 | S | #VALUE! | #VALUE! | #VALUE! | #VALUE! | #VALUE! | [14 empty] | #REF! | #VALUE!
T_GOWKD-1 | Gowkthrapple (Network Rail) | S6 | S | #VALUE! | #VALUE! | #VALUE! | #VALUE! | #VALUE! | [14 empty] | #REF! | #VALUE!
T_INWID-1 | Innerwick (Network Rail) | S6 | S | #VALUE! | #VALUE! | #VALUE! | #VALUE! | #VALUE! | [14 empty] | #REF! | #VALUE!
T_MARMD-1 | Marshall Meadows (Network Rail) | S6 | S | #VALUE! | #VALUE! | #VALUE! | #VALUE! | #VALUE! | [14 empty] | #REF! | #VALUE!
T_MOSED-1 | Mossmorran Shell | S5 | S | #VALUE! | #VALUE! | #VALUE! | #VALUE! | #VALUE! | [14 empty] | #REF! | #VALUE!
T_PARHD-1 | Carntyne / Parkhead (Network Rail) | S6 | S | #VALUE! | #VALUE! | #VALUE! | #VALUE! | #VALUE! | [14 empty] | #REF! | #VALUE!
T_POOBD-1 | Portobello (Network Rail) | S6 | S | #VALUE! | #VALUE! | #VALUE! | #VALUE! | #VALUE! | [14 empty] | #REF! | #VALUE!
T_PORGD-1 | Port Glasgow (Network Rail) | S6 | S | #VALUE! | #VALUE! | #VALUE! | #VALUE! | #VALUE! | [14 empty] | #REF! | #VALUE!
T_SACOD-1 | Saltcoats / South Beach (Network Rail) | S6 | S | #VALUE! | #VALUE! | #VALUE! | #VALUE! | #VALUE! | [14 empty] | #REF! | #VALUE!
T_GNHLD-1 | Bonnybridge (Network Rail) | S5 | S | #VALUE! | #VALUE! | #VALUE! | #VALUE! | #VALUE! | [14 empty] | #REF! | #VALUE!
T_GNHLD-2 | Bonnybridge (Network Rail) | S5 | S | #VALUE! | #VALUE! | #VALUE! | #VALUE! | #VALUE! | [14 empty] | #REF! | #VALUE!
T_GNHLD-3 | Bonnybridge (Network Rail) | S5 | S | #VALUE! | #VALUE! | #VALUE! | #VALUE! | #VALUE! | [14 empty] | #REF! | #VALUE!
T_CHAPD-1 | Chapelcross Directs | S6 | S | #VALUE! | #VALUE! | #VALUE! | #VALUE! | #VALUE! | [14 empty] | #REF! | #VALUE!
T_RAVED-1 | Ravenscraig B (BSC) | S6 | S | #VALUE! | #VALUE! | #VALUE! | #VALUE! | #VALUE! | [14 empty] | #REF! | #VALUE!
T_SFGSD-1 | St Fergus Compressor | T2 | T | #VALUE! | #VALUE! | #VALUE! | #VALUE! | #VALUE! | [14 empty] | #REF! | #VALUE!
T_SFGSD-2 | St Fergus Compressor | T2 | T | #VALUE! | #VALUE! | #VALUE! | #VALUE! | #VALUE! | [14 empty] | #REF! | #VALUE!
T_STFERGD-1 | St. Fergus Mobil | T2 | T | #VALUE! | #VALUE! | #VALUE! | #VALUE! | #VALUE! | [14 empty] | #REF! | #VALUE!
B_EXTRA_1 | Lunanhead Kirriemuir | T4 | T | #VALUE! | #VALUE! | #VALUE! | #VALUE! | #VALUE! | [14 empty] | #REF! | #VALUE!
B_EXTRA_2 | Hydrogen-SMR-1 | T2 | T | #VALUE! | #VALUE! | #VALUE! | #VALUE! | #VALUE!
B_EXTRA_3 | Hydrogen-SMR-2 | P6 | P | #VALUE! | #VALUE! | #VALUE! | #VALUE! | #VALUE!
B_EXTRA_4 | Hydrogen-SMR-3 | N3 | N | #VALUE! | #VALUE! | #VALUE! | #VALUE! | #VALUE!
B_EXTRA_5 | Hydrogen-SMR-4 | P8 | P | #VALUE! | #VALUE! | #VALUE! | #VALUE! | #VALUE!
B_EXTRA_6 | Hydrogen-SMR-5 | C4 | C | #VALUE! | #VALUE! | #VALUE! | #VALUE! | #VALUE!
Note on A15: Nickerson, Rob: - Elexon GSP ID for GSPs. - Elexon BMU ID for demand direct connects (start T_ or M_) - NG codes starting G_Extra for "Extra GSPs".
Note on A372: Nickerson, Rob: This block not strictly Elexon registered GSPs but agreed with TO to include for ETYS 2018 (e.g. new sites or split busbar sites).
Note on B15: Nickerson, Rob: There is no concept of an "official" name. We have used the TO preferred name when requested.
Note on B443: Nickerson, Rob: Not strictly a Direct Connect but agreed to include this year as demand is missing from Week24 data for Lunanhead GSP.
Note on F8: janet.coley: For EG lookups
Note on H15: P(Gross) plus all storage demands, minus the "EG Output (70% wind) incl Storage".
Note on I15: P(Gross) plus all storage demands, minus the "EG Output (0% wind) incl Storage".
Note on J15: Installed capacity (as at December) of all distributed and micro electricity storage.
Note on K15: Installed capacity (as at December) of all distributed and micro solar.
Note on L15: Installed capacity (as at December) of all distributed and micro wind.
Note on M15: Installed capacity (as at December) of all distributed and micro hydro.
Note on N15: Installed capacity (as at December) of all distributed and micro technologies other than those shown to the left.
Note on O15: These columns are the generation load factors for the associated installed capacities to the left.
Note on T15: janet.coley: Different formulae for Scottish GSPs
Note on U15: janet.coley: Different formulae for Scottish GSPs
Note on V15: Distributed storage (excluding micro) demand (take from the grid). It is zero in Winter Peak as we assume storage is exporting (generation) at this time.
Note on W15: Sub 1 MW storage demand (take from the grid). It is zero in Winter Peak as we assume storage is exporting (generation) at this time.
Note on AA15: Angeliki Gkogka: Indicative DSR, proportionate to the I&C demand of each GSP. Direct Connects are not included
Please note that this is draft data and only includes the starting year (2018) for one scenario. The data should not be used other than to provide feedback to National Grid ESO in regards to the initial year data (splits and locational elements).
The full dataset will be published alongside the Future Energy Scenarios 2019 in July.
Contact: rob.nickerson@nationalgrid.com

## MAIN DATA Flopzones
Scenario |  | Two Degrees | [14 empty] | ETYS Wind Load Factor | ETYS Wind Load Factor
Study Period |  | Winter Peak |  |  | Column assumes 70% Wind | Column assumes 0% Wind | [10 empty] | 70% | 0%
Analysis Year |  | 2018/19 | Original VLOOKUP | 6 | [12 empty] | Linked to P(Economy Net Demand) | Linked to P(Security Net Demand)
|  |  | Column Index | 2 |  |  | Embedded Data (DG + Sub1MW)
|  |  | TD | 18 | [8 empty] | 0
Total: FLOP A-R |  | #VALUE! | #VALUE! | #VALUE! | #VALUE! | #VALUE! | 0 | 0 | 0 | 0 | 0 | [5 empty] | #VALUE! | #VALUE!
Total: FLOP T |  | #VALUE! | #VALUE! | #VALUE! | #VALUE! | #VALUE! | 0 | 0 | 0 | 0 | 0 | [5 empty] | #VALUE! | #VALUE!
Total: FLOP S |  | #VALUE! | #VALUE! | #VALUE! | #VALUE! | #VALUE! | 0 | 0 | 0 | 0 | 0 | [5 empty] | #VALUE! | #VALUE! |  |  |  |  | DSR (MW)
Total: GB |  | #VALUE! | #VALUE! | #VALUE! | #VALUE! | #VALUE! | 0 | 0 | 0 | 0 | 0 | [5 empty] | #VALUE! | #VALUE! |  |  |  |  | #REF!
Data includes Battery Demand (but not Tx storage)
Minor FLOP | Major FLOP | P(Gross) | Q Gross | Q net | P(Economy Net Demand) | P(Security Net Demand) | Embedded Storage | Embedded Solar | Embedded Wind | Embedded Hydro | Embedded Other | Embedded Storage | Embedded Solar | Embedded Wind | Embedded Hydro | Embedded Other | EG Output (70% Wind) incl Storage | EG Output (0% Wind) incl Storage | Dx Storage | Micro storage | Micro storage | Micro storage | Micro storage | DSR
|  | MW | MVAR | MVAR | Demand (MW) | Demand (MW) | MW | MW | MW | MW | MW | LF% | LF% | LF% | LF% | LF% | Output (MW) | Output (MW) | Demand (MW) | Demand (MW) | Demand (MW) |  |  | Demand (MW)
A1 | A | #VALUE! | #VALUE! | #VALUE! | #VALUE! | #VALUE! | 0 | 0 | 0 | 0 | 0 | [5 empty] | #VALUE! | #VALUE! | #VALUE! | #VALUE! | #REF! | 0 | #VALUE! | -30.521
A3 | A | #VALUE! | #VALUE! | #VALUE! | #VALUE! | #VALUE! | 0 | 0 | 0 | 0 | 0 | [5 empty] | #VALUE! | #VALUE! | #VALUE! | #VALUE! | #REF! |  | #VALUE! | -5.1379
A4 | A | #VALUE! | #VALUE! | #VALUE! | #VALUE! | #VALUE! | 0 | 0 | 0 | 0 | 0 | [5 empty] | #VALUE! | #VALUE! | #VALUE! | #VALUE! | #REF! |  | #VALUE! | -17.751
A6 | A | #VALUE! | #VALUE! | #VALUE! | #VALUE! | #VALUE! | 0 | 0 | 0 | 0 | 0 | [5 empty] | #VALUE! | #VALUE! | #VALUE! | #VALUE! | #REF! |  | #VALUE! | -34.6062
A7 | A | #VALUE! | #VALUE! | #VALUE! | #VALUE! | #VALUE! | 0 | 0 | 0 | 0 | 0 | [5 empty] | #VALUE! | #VALUE! | #VALUE! | #VALUE! | #REF! |  | #VALUE! | -55.4113
A8 | A | #VALUE! | #VALUE! | #VALUE! | #VALUE! | #VALUE! | 0 | 0 | 0 | 0 | 0 | [5 empty] | #VALUE! | #VALUE! | #VALUE! | #VALUE! | #REF! |  | #VALUE! | -26.6557
A9 | A | #VALUE! | #VALUE! | #VALUE! | #VALUE! | #VALUE! | 0 | 0 | 0 | 0 | 0 | [5 empty] | #VALUE! | #VALUE! | #VALUE! | #VALUE! | #REF! |  | #VALUE! | -6.4988
B1 | B | #VALUE! | #VALUE! | #VALUE! | #VALUE! | #VALUE! | 0 | 0 | 0 | 0 | 0 | [5 empty] | #VALUE! | #VALUE! | #VALUE! | #VALUE! | #REF! |  | #VALUE! | -20.1177
B2 | B | #VALUE! | #VALUE! | #VALUE! | #VALUE! | #VALUE! | 0 | 0 | 0 | 0 | 0 | [5 empty] | #VALUE! | #VALUE! | #VALUE! | #VALUE! | #REF! |  | #VALUE! | -23.8578
B3 | B | #VALUE! | #VALUE! | #VALUE! | #VALUE! | #VALUE! | 0 | 0 | 0 | 0 | 0 | [5 empty] | #VALUE! | #VALUE! | #VALUE! | #VALUE! | #REF! |  | #VALUE! | -11.7481
B4 | B | #VALUE! | #VALUE! | #VALUE! | #VALUE! | #VALUE! | 0 | 0 | 0 | 0 | 0 | [5 empty] | #VALUE! | #VALUE! | #VALUE! | #VALUE! | #REF! |  | #VALUE! | -11.4781
C1 | C | #VALUE! | #VALUE! | #VALUE! | #VALUE! | #VALUE! | 0 | 0 | 0 | 0 | 0 | [5 empty] | #VALUE! | #VALUE! | #VALUE! | #VALUE! | #REF! |  | #VALUE! | -3.1714
C2 | C | #VALUE! | #VALUE! | #VALUE! | #VALUE! | #VALUE! | 0 | 0 | 0 | 0 | 0 | [5 empty] | #VALUE! | #VALUE! | #VALUE! | #VALUE! | #REF! |  | #VALUE! | -11.3399
C3 | C | #VALUE! | #VALUE! | #VALUE! | #VALUE! | #VALUE! | 0 | 0 | 0 | 0 | 0 | [5 empty] | #VALUE! | #VALUE! | #VALUE! | #VALUE! | #REF! |  | #VALUE! | -7.2329
C4 | C | #VALUE! | #VALUE! | #VALUE! | #VALUE! | #VALUE! | 0 | 0 | 0 | 0 | 0 | [5 empty] | #VALUE! | #VALUE! | #VALUE! | #VALUE! | #REF! |  | #VALUE! | -3.982
C5 | C | #VALUE! | #VALUE! | #VALUE! | #VALUE! | #VALUE! | 0 | 0 | 0 | 0 | 0 | [5 empty] | #VALUE! | #VALUE! | #VALUE! | #VALUE! | #REF! |  | #VALUE! | -7.2592
C6 | C | #VALUE! | #VALUE! | #VALUE! | #VALUE! | #VALUE! | 0 | 0 | 0 | 0 | 0 | [5 empty] | #VALUE! | #VALUE! | #VALUE! | #VALUE! | #REF! |  | #VALUE! | -3.0062
C7 | C | #VALUE! | #VALUE! | #VALUE! | #VALUE! | #VALUE! | 0 | 0 | 0 | 0 | 0 | [5 empty] | #VALUE! | #VALUE! | #VALUE! | #VALUE! | #REF! |  | #VALUE! | -5.8238
D4 | D | #VALUE! | #VALUE! | #VALUE! | #VALUE! | #VALUE! | 0 | 0 | 0 | 0 | 0 | [5 empty] | #VALUE! | #VALUE! | #VALUE! | #VALUE! | #REF! |  | #VALUE! | -16.5012
D5 | D | #VALUE! | #VALUE! | #VALUE! | #VALUE! | #VALUE! | 0 | 0 | 0 | 0 | 0 | [5 empty] | #VALUE! | #VALUE! | #VALUE! | #VALUE! | #REF! |  | #VALUE! | -8.2101
D6 | D | #VALUE! | #VALUE! | #VALUE! | #VALUE! | #VALUE! | 0 | 0 | 0 | 0 | 0 | [5 empty] | #VALUE! | #VALUE! | #VALUE! | #VALUE! | #REF! |  | #VALUE! | -11.0478
E1 | E | #VALUE! | #VALUE! | #VALUE! | #VALUE! | #VALUE! | 0 | 0 | 0 | 0 | 0 | [5 empty] | #VALUE! | #VALUE! | #VALUE! | #VALUE! | #REF! |  | #VALUE! | -14.6653
E7 | E | #VALUE! | #VALUE! | #VALUE! | #VALUE! | #VALUE! | 0 | 0 | 0 | 0 | 0 | [5 empty] | #VALUE! | #VALUE! | #VALUE! | #VALUE! | #REF! |  | #VALUE! | -2.7774
E8 | E | #VALUE! | #VALUE! | #VALUE! | #VALUE! | #VALUE! | 0 | 0 | 0 | 0 | 0 | [5 empty] | #VALUE! | #VALUE! | #VALUE! | #VALUE! | #REF! |  | #VALUE! | -1.2674
F6 | E | #VALUE! | #VALUE! | #VALUE! | #VALUE! | #VALUE! | 0 | 0 | 0 | 0 | 0 | [5 empty] | #VALUE! | #VALUE! | #VALUE! | #VALUE! | #REF! |  | #VALUE! | -23.5984
G1 | G | #VALUE! | #VALUE! | #VALUE! | #VALUE! | #VALUE! | 0 | 0 | 0 | 0 | 0 | [5 empty] | #VALUE! | #VALUE! | #VALUE! | #VALUE! | #REF! |  | #VALUE! | -9.2235
G5 | G | #VALUE! | #VALUE! | #VALUE! | #VALUE! | #VALUE! | 0 | 0 | 0 | 0 | 0 | [5 empty] | #VALUE! | #VALUE! | #VALUE! | #VALUE! | #REF! |  | #VALUE! | -8.6309
G6 | G | #VALUE! | #VALUE! | #VALUE! | #VALUE! | #VALUE! | 0 | 0 | 0 | 0 | 0 | [5 empty] | #VALUE! | #VALUE! | #VALUE! | #VALUE! | #REF! |  | #VALUE! | -12.7797
G7 | G | #VALUE! | #VALUE! | #VALUE! | #VALUE! | #VALUE! | 0 | 0 | 0 | 0 | 0 | [5 empty] | #VALUE! | #VALUE! | #VALUE! | #VALUE! | #REF! |  | #VALUE! | -8.5486
H1 | H | #VALUE! | #VALUE! | #VALUE! | #VALUE! | #VALUE! | 0 | 0 | 0 | 0 | 0 | [5 empty] | #VALUE! | #VALUE! | #VALUE! | #VALUE! | #REF! |  | #VALUE! | -3.5896
H2 | H | #VALUE! | #VALUE! | #VALUE! | #VALUE! | #VALUE! | 0 | 0 | 0 | 0 | 0 | [5 empty] | #VALUE! | #VALUE! | #VALUE! | #VALUE! | #REF! |  | #VALUE! | -18.6665
H6 | H | #VALUE! | #VALUE! | #VALUE! | #VALUE! | #VALUE! | 0 | 0 | 0 | 0 | 0 | [5 empty] | #VALUE! | #VALUE! | #VALUE! | #VALUE! | #REF! |  | #VALUE! | -20.9181
J1 | J | #VALUE! | #VALUE! | #VALUE! | #VALUE! | #VALUE! | 0 | 0 | 0 | 0 | 0 | [5 empty] | #VALUE! | #VALUE! | #VALUE! | #VALUE! | #REF! |  | #VALUE! | -14.7982
J3 | J | #VALUE! | #VALUE! | #VALUE! | #VALUE! | #VALUE! | 0 | 0 | 0 | 0 | 0 | [5 empty] | #VALUE! | #VALUE! | #VALUE! | #VALUE! | #REF! |  | #VALUE! | -11.5475
J4 | J | #VALUE! | #VALUE! | #VALUE! | #VALUE! | #VALUE! | 0 | 0 | 0 | 0 | 0 | [5 empty] | #VALUE! | #VALUE! | #VALUE! | #VALUE! | #REF! |  | #VALUE! | -3.9697
J5 | J | #VALUE! | #VALUE! | #VALUE! | #VALUE! | #VALUE! | 0 | 0 | 0 | 0 | 0 | [5 empty] | #VALUE! | #VALUE! | #VALUE! | #VALUE! | #REF! |  | #VALUE! | -11.6312
J6 | J | #VALUE! | #VALUE! | #VALUE! | #VALUE! | #VALUE! | 0 | 0 | 0 | 0 | 0 | [5 empty] | #VALUE! | #VALUE! | #VALUE! | #VALUE! | #REF! |  | #VALUE! | -14.298
J7 | J | #VALUE! | #VALUE! | #VALUE! | #VALUE! | #VALUE! | 0 | 0 | 0 | 0 | 0 | [5 empty] | #VALUE! | #VALUE! | #VALUE! | #VALUE! | #REF! |  | #VALUE! | -9.3448
J8 | J | #VALUE! | #VALUE! | #VALUE! | #VALUE! | #VALUE! | 0 | 0 | 0 | 0 | 0 | [5 empty] | #VALUE! | #VALUE! | #VALUE! | #VALUE! | #REF! |  | #VALUE! | -3.9027
K4 | K | #VALUE! | #VALUE! | #VALUE! | #VALUE! | #VALUE! | 0 | 0 | 0 | 0 | 0 | [5 empty] | #VALUE! | #VALUE! | #VALUE! | #VALUE! | #REF! |  | #VALUE! | -5.0768
K5 | K | #VALUE! | #VALUE! | #VALUE! | #VALUE! | #VALUE! | 0 | 0 | 0 | 0 | 0 | [5 empty] | #VALUE! | #VALUE! | #VALUE! | #VALUE! | #REF! |  | #VALUE! | -4.2993
K6 | K | #VALUE! | #VALUE! | #VALUE! | #VALUE! | #VALUE! | 0 | 0 | 0 | 0 | 0 | [5 empty] | #VALUE! | #VALUE! | #VALUE! | #VALUE! | #REF! |  | #VALUE! | -3.8419
L1 | L | #VALUE! | #VALUE! | #VALUE! | #VALUE! | #VALUE! | 0 | 0 | 0 | 0 | 0 | [5 empty] | #VALUE! | #VALUE! | #VALUE! | #VALUE! | #REF! |  | #VALUE! | -4.0513
L2 | L | #VALUE! | #VALUE! | #VALUE! | #VALUE! | #VALUE! | 0 | 0 | 0 | 0 | 0 | [5 empty] | #VALUE! | #VALUE! | #VALUE! | #VALUE! | #REF! |  | #VALUE! | -26.1036
L3 | L | #VALUE! | #VALUE! | #VALUE! | #VALUE! | #VALUE! | 0 | 0 | 0 | 0 | 0 | [5 empty] | #VALUE! | #VALUE! | #VALUE! | #VALUE! | #REF! |  | #VALUE! | -50.2163
L5 | L | #VALUE! | #VALUE! | #VALUE! | #VALUE! | #VALUE! | 0 | 0 | 0 | 0 | 0 | [5 empty] | #VALUE! | #VALUE! | #VALUE! | #VALUE! | #REF! |  | #VALUE! | -23.0931
L7 | L | #VALUE! | #VALUE! | #VALUE! | #VALUE! | #VALUE! | 0 | 0 | 0 | 0 | 0 | [5 empty] | #VALUE! | #VALUE! | #VALUE! | #VALUE! | #REF! |  | #VALUE! | -11.0168
L8 | L | #VALUE! | #VALUE! | #VALUE! | #VALUE! | #VALUE! | 0 | 0 | 0 | 0 | 0 | [5 empty] | #VALUE! | #VALUE! | #VALUE! | #VALUE! | #REF! |  | #VALUE! | -9.2485
M4 | M | #VALUE! | #VALUE! | #VALUE! | #VALUE! | #VALUE! | 0 | 0 | 0 | 0 | 0 | [5 empty] | #VALUE! | #VALUE! | #VALUE! | #VALUE! | #REF! |  | #VALUE! | -6.1872
M5 | M | #VALUE! | #VALUE! | #VALUE! | #VALUE! | #VALUE! | 0 | 0 | 0 | 0 | 0 | [5 empty] | #VALUE! | #VALUE! | #VALUE! | #VALUE! | #REF! |  | #VALUE! | -5.7934
M6 | M | #VALUE! | #VALUE! | #VALUE! | #VALUE! | #VALUE! | 0 | 0 | 0 | 0 | 0 | [5 empty] | #VALUE! | #VALUE! | #VALUE! | #VALUE! | #REF! |  | #VALUE! | -2.4058
M7 | M | #VALUE! | #VALUE! | #VALUE! | #VALUE! | #VALUE! | 0 | 0 | 0 | 0 | 0 | [5 empty] | #VALUE! | #VALUE! | #VALUE! | #VALUE! | #REF! |  | #VALUE! | -1.4913
M8 | M | #VALUE! | #VALUE! | #VALUE! | #VALUE! | #VALUE! | 0 | 0 | 0 | 0 | 0 | [5 empty] | #VALUE! | #VALUE! | #VALUE! | #VALUE! | #REF! |  | #VALUE! | -0.91898
N1 | N | #VALUE! | #VALUE! | #VALUE! | #VALUE! | #VALUE! | 0 | 0 | 0 | 0 | 0 | [5 empty] | #VALUE! | #VALUE! | #VALUE! | #VALUE! | #REF! |  | #VALUE! | -27.1934
N2 | N | #VALUE! | #VALUE! | #VALUE! | #VALUE! | #VALUE! | 0 | 0 | 0 | 0 | 0 | [5 empty] | #VALUE! | #VALUE! | #VALUE! | #VALUE! | #REF! |  | #VALUE! | -17.7061
N3 | N | #VALUE! | #VALUE! | #VALUE! | #VALUE! | #VALUE! | 0 | 0 | 0 | 0 | 0 | [5 empty] | #VALUE! | #VALUE! | #VALUE! | #VALUE! | #REF! |  | #VALUE! | -19.7054
N4 | N | #VALUE! | #VALUE! | #VALUE! | #VALUE! | #VALUE! | 0 | 0 | 0 | 0 | 0 | [5 empty] | #VALUE! | #VALUE! | #VALUE! | #VALUE! | #REF! |  | #VALUE! | -19.7457
N5 | N | #VALUE! | #VALUE! | #VALUE! | #VALUE! | #VALUE! | 0 | 0 | 0 | 0 | 0 | [5 empty] | #VALUE! | #VALUE! | #VALUE! | #VALUE! | #REF! |  | #VALUE! | -5.8321
N6 | N | #VALUE! | #VALUE! | #VALUE! | #VALUE! | #VALUE! | 0 | 0 | 0 | 0 | 0 | [5 empty] | #VALUE! | #VALUE! | #VALUE! | #VALUE! | #REF! |  | #VALUE! | -1.6019
N7 | N | #VALUE! | #VALUE! | #VALUE! | #VALUE! | #VALUE! | 0 | 0 | 0 | 0 | 0 | [5 empty] | #VALUE! | #VALUE! | #VALUE! | #VALUE! | #REF! |  | #VALUE! | -6.6763
P1 | P | #VALUE! | #VALUE! | #VALUE! | #VALUE! | #VALUE! | 0 | 0 | 0 | 0 | 0 | [5 empty] | #VALUE! | #VALUE! | #VALUE! | #VALUE! | #REF! |  | #VALUE! | -28.5515
P2 | P | #VALUE! | #VALUE! | #VALUE! | #VALUE! | #VALUE! | 0 | 0 | 0 | 0 | 0 | [5 empty] | #VALUE! | #VALUE! | #VALUE! | #VALUE! | #REF! |  | #VALUE! | -1.9213
P3 | P | #VALUE! | #VALUE! | #VALUE! | #VALUE! | #VALUE! | 0 | 0 | 0 | 0 | 0 | [5 empty] | #VALUE! | #VALUE! | #VALUE! | #VALUE! | #REF! |  | #VALUE! | -28.7158
P4 | P | #VALUE! | #VALUE! | #VALUE! | #VALUE! | #VALUE! | 0 | 0 | 0 | 0 | 0 | [5 empty] | #VALUE! | #VALUE! | #VALUE! | #VALUE! | #REF! |  | #VALUE! | -3.5045
P5 | P | #VALUE! | #VALUE! | #VALUE! | #VALUE! | #VALUE! | 0 | 0 | 0 | 0 | 0 | [5 empty] | #VALUE! | #VALUE! | #VALUE! | #VALUE! | #REF! |  | #VALUE! | -9.2688
P6 | P | #VALUE! | #VALUE! | #VALUE! | #VALUE! | #VALUE! | 0 | 0 | 0 | 0 | 0 | [5 empty] | #VALUE! | #VALUE! | #VALUE! | #VALUE! | #REF! |  | #VALUE! | -9.481
P7 | P | #VALUE! | #VALUE! | #VALUE! | #VALUE! | #VALUE! | 0 | 0 | 0 | 0 | 0 | [5 empty] | #VALUE! | #VALUE! | #VALUE! | #VALUE! | #REF! |  | #VALUE! | -4.2868
P8 | P | #VALUE! | #VALUE! | #VALUE! | #VALUE! | #VALUE! | 0 | 0 | 0 | 0 | 0 | [5 empty] | #VALUE! | #VALUE! | #VALUE! | #VALUE! | #REF! |  | #VALUE! | -15.3031
Q2 | Q | #VALUE! | #VALUE! | #VALUE! | #VALUE! | #VALUE! | 0 | 0 | 0 | 0 | 0 | [5 empty] | #VALUE! | #VALUE! | #VALUE! | #VALUE! | #REF! |  | #VALUE! | -10.8537
Q4 | Q | #VALUE! | #VALUE! | #VALUE! | #VALUE! | #VALUE! | 0 | 0 | 0 | 0 | 0 | [5 empty] | #VALUE! | #VALUE! | #VALUE! | #VALUE! | #REF! |  | #VALUE! | -21.7634
Q5 | Q | #VALUE! | #VALUE! | #VALUE! | #VALUE! | #VALUE! | 0 | 0 | 0 | 0 | 0 | [5 empty] | #VALUE! | #VALUE! | #VALUE! | #VALUE! | #REF! |  | #VALUE! | -8.5809
Q6 | Q | #VALUE! | #VALUE! | #VALUE! | #VALUE! | #VALUE! | 0 | 0 | 0 | 0 | 0 | [5 empty] | #VALUE! | #VALUE! | #VALUE! | #VALUE! | #REF! |  | #VALUE! | -4.3852
Q7 | Q | #VALUE! | #VALUE! | #VALUE! | #VALUE! | #VALUE! | 0 | 0 | 0 | 0 | 0 | [5 empty] | #VALUE! | #VALUE! | #VALUE! | #VALUE! | #REF! |  | #VALUE! | -6.1408
Q8 | Q | #VALUE! | #VALUE! | #VALUE! | #VALUE! | #VALUE! | 0 | 0 | 0 | 0 | 0 | [5 empty] | #VALUE! | #VALUE! | #VALUE! | #VALUE! | #REF! |  | #VALUE! | -7.9257
R4 | R | #VALUE! | #VALUE! | #VALUE! | #VALUE! | #VALUE! | 0 | 0 | 0 | 0 | 0 | [5 empty] | #VALUE! | #VALUE! | #VALUE! | #VALUE! | #REF! |  | #VALUE! | -11.5768
R5 | R | #VALUE! | #VALUE! | #VALUE! | #VALUE! | #VALUE! | 0 | 0 | 0 | 0 | 0 | [5 empty] | #VALUE! | #VALUE! | #VALUE! | #VALUE! | #REF! |  | #VALUE! | -2.2358
R6 | R | #VALUE! | #VALUE! | #VALUE! | #VALUE! | #VALUE! | 0 | 0 | 0 | 0 | 0 | [5 empty] | #VALUE! | #VALUE! | #VALUE! | #VALUE! | #REF! |  | #VALUE! | -5.1741
S5 | S | #VALUE! | #VALUE! | #VALUE! | #VALUE! | #VALUE! | 0 | 0 | 0 | 0 | 0 | [5 empty] | #VALUE! | #VALUE! | #VALUE! | #VALUE! | #REF! |  | #VALUE! | -16.3559
S6 | S | #VALUE! | #VALUE! | #VALUE! | #VALUE! | #VALUE! | 0 | 0 | 0 | 0 | 0 | [5 empty] | #VALUE! | #VALUE! | #VALUE! | #VALUE! | #REF! |  | #VALUE! | -37.6747
T1 | T | #VALUE! | #VALUE! | #VALUE! | #VALUE! | #VALUE! | 0 | 0 | 0 | 0 | 0 | [5 empty] | #VALUE! | #VALUE! | #VALUE! | #VALUE! | #REF! |  | #VALUE! | -5.1671
T2 | T | #VALUE! | #VALUE! | #VALUE! | #VALUE! | #VALUE! | 0 | 0 | 0 | 0 | 0 | [5 empty] | #VALUE! | #VALUE! | #VALUE! | #VALUE! | #REF! |  | #VALUE! | -6.7047
T3 | T | #VALUE! | #VALUE! | #VALUE! | #VALUE! | #VALUE! | 0 | 0 | 0 | 0 | 0 | [5 empty] | #VALUE! | #VALUE! | #VALUE! | #VALUE! | #REF! |  | #VALUE! | -0.79963
T4 | T | #VALUE! | #VALUE! | #VALUE! | #VALUE! | #VALUE! | 0 | 0 | 0 | 0 | 0 | [5 empty] | #VALUE! | #VALUE! | #VALUE! | #VALUE! | #REF! |  | #VALUE! | -5.6633
T5 | T | #VALUE! | #VALUE! | #VALUE! | #VALUE! | #VALUE! | 0 | 0 | 0 | 0 | 0 | [5 empty] | #VALUE! | #VALUE! | #VALUE! | #VALUE! | #REF! |  | #VALUE! | -1.5737
Note on D8: janet.coley: For EG lookups
Note on F15: P(Gross) plus all storage demands, minus the "EG Output (70% wind) incl Storage".
Note on G15: P(Gross) plus all storage demands, minus the "EG Output (0% wind) incl Storage".
Note on H15: Installed capacity (as at December) of all distributed and micro electricity storage.
Note on I15: Installed capacity (as at December) of all distributed and micro solar.
Note on J15: Installed capacity (as at December) of all distributed and micro wind.
Note on K15: Installed capacity (as at December) of all distributed and micro hydro.
Note on L15: Installed capacity (as at December) of all distributed and micro technologies other than those shown to the left.
Note on M15: These columns are the generation load factors for the associated installed capacities to the left.
Note on R15: janet.coley: Different formulae for Scottish GSPs
Note on S15: janet.coley: Different formulae for Scottish GSPs
Note on T15: Distributed storage (excluding micro) demand (take from the grid). It is zero in Winter Peak as we assume storage is exporting (generation) at this time.
Note on U15: Sub 1 MW storage demand (take from the grid). It is zero in Winter Peak as we assume storage is exporting (generation) at this time.
Note on Y15: Angeliki Gkogka: Indicative DSR, proportionate to the I&C demand of each GSP. Direct Connects are not included

## DG
Source: | Produced by CalcDGSplit.sas
scenario | tech | year | etys_location | capacity | wintpk | summam | summpm
TD | Hydro | 18 | ALNE_P | 4 | 3.39 | 0.68 | 0.96
TD | Hydro | 18 | ARDK_P | 5.2 | 4.41 | 0.88 | 1.25
TD | Hydro | 18 | ARMO_P | 1.2 | 1.02 | 0.2 | 0.29
TD | Hydro | 18 | BEAU_P | 1.99 | 1.68 | 0.34 | 0.48
TD | Hydro | 18 | BOAG_P | 6.95 | 5.9 | 1.18 | 1.67
TD | Hydro | 18 | BRAC_P | 3 | 2.55 | 0.51 | 0.72
TD | Hydro | 18 | BROA_P | 1.2 | 1.02 | 0.2 | 0.29
TD | Hydro | 18 | CAAD_P | 2.4 | 2.04 | 0.41 | 0.58
TD | Hydro | 18 | CAFA | 12 | 10.18 | 2.04 | 2.88
TD | Hydro | 18 | CASS_P | 4.5 | 3.82 | 0.77 | 1.08
TD | Hydro | 18 | CEAN_P | 3.24 | 2.75 | 0.55 | 0.78
TD | Hydro | 18 | CLAC_P | 10.35 | 8.78 | 1.76 | 2.48
TD | Hydro | 18 | DUGR_P | 1.84 | 1.56 | 0.31 | 0.44
TD | Hydro | 18 | DUNO_P | 7.8 | 6.62 | 1.33 | 1.87
TD | Hydro | 18 | EAST | 14.2 | 12.05 | 2.41 | 3.41
TD | Hydro | 18 | ELLA_1 | 2 | 1.7 | 0.34 | 0.48
TD | Hydro | 18 | FASN_P | 2.5 | 2.12 | 0.43 | 0.6
TD | Hydro | 18 | FAUG_P | 8.39 | 7.12 | 1.43 | 2.01
TD | Hydro | 18 | FOUR_1 | 6 | 5.09 | 1.02 | 1.44
TD | Hydro | 18 | FWIL_P | 21.85 | 18.54 | 3.71 | 5.24
TD | Hydro | 18 | GLLE | 23 | 19.52 | 3.91 | 5.52
TD | Hydro | 18 | GRUB_P | 29.21 | 24.79 | 4.97 | 7.01
TD | Hydro | 18 | HARK_1 | 5.6 | 4.75 | 0.95 | 1.34
TD | Hydro | 18 | INDQ1 | 1.2 | 1.02 | 0.2 | 0.29
TD | Hydro | 18 | INNE_P | 5 | 4.24 | 0.85 | 1.2
TD | Hydro | 18 | KEOO | 25.2 | 21.39 | 4.28 | 6.05
TD | Hydro | 18 | KIIN_P | 13.5 | 11.45 | 2.29 | 3.24
TD | Hydro | 18 | KINL_P | 7 | 5.94 | 1.19 | 1.68
TD | Hydro | 18 | LAIR_P | 3.7 | 3.14 | 0.63 | 0.89
TD | Hydro | 18 | LAND1 | 2.9 | 2.46 | 0.49 | 0.7
TD | Hydro | 18 | LINM | 17 | 14.43 | 2.89 | 4.08
TD | Hydro | 18 | PENT_1 | 1.07 | 0.91 | 0.18 | 0.26
TD | Hydro | 18 | PORA_P | 9.15 | 7.77 | 1.56 | 2.2
TD | Hydro | 18 | QUOI_P | 3.45 | 2.93 | 0.59 | 0.83
TD | Hydro | 18 | RANN_P | 15.2 | 12.9 | 2.58 | 3.65
TD | Hydro | 18 | RASS_1 | 8 | 6.79 | 1.36 | 1.92
TD | Hydro | 18 | RATS_1 | 1.6 | 1.36 | 0.27 | 0.38
TD | Hydro | 18 | SFIL_P | 7.4 | 6.28 | 1.26 | 1.78
TD | Hydro | 18 | SLOY_P | 3.2 | 2.72 | 0.54 | 0.77
TD | Hydro | 18 | SWAN_1 | 47 | 39.89 | 7.99 | 11.28
TD | Hydro | 18 | TAYN_P | 12.79 | 10.85 | 2.17 | 3.07
TD | Hydro | 18 | TRAW_1 | 23.01 | 19.53 | 3.91 | 5.52
TD | Hydro | 18 | TUMB_P | 5.4 | 4.58 | 0.92 | 1.3
TD | Other | 18 | ABHA1 | 86.69 | 78.31 | 6.69 | 7
TD | Other | 18 | ABNE_P | 5.63 | 3.45 | 3.45 | 3.45
TD | Other | 18 | ABTH_1 | 116.97 | 99.2 | 34.45 | 34.36
TD | Other | 18 | ALNE_P | 6.95 | 6.12 | 3.04 | 4.38
TD | Other | 18 | ALVE1 | 9.77 | 6.16 | 6.16 | 6.16
TD | Other | 18 | AMEM_1 | 28.92 | 19.15 | 13.23 | 13.23
TD | Other | 18 | ARMO_P | 5 | 4.73 | 0 | 0
TD | Other | 18 | AXMI1 | 2.96 | 1.76 | 1.76 | 1.76
TD | Other | 18 | BARKC1 | 116.97 | 85.65 | 53.51 | 57.41
TD | Other | 18 | BARKW3 | 19.2 | 18.15 | 0 | 0
TD | Other | 18 | BEDDT1 | 1.16 | 0.86 | 0.38 | 0.38
TD | Other | 18 | BEDD_1 | 75.66 | 64.71 | 10.61 | 10.61
TD | Other | 18 | BESW_1 | 17.67 | 11.69 | 8.31 | 8.29
TD | Other | 18 | BICF_1 | 50.32 | 41.84 | 23.7 | 33.54
TD | Other | 18 | BIRK_1 | 43.76 | 35.18 | 10.16 | 10.12
TD | Other | 18 | BISW_1 | 27.37 | 18.95 | 14.02 | 14.02
TD | Other | 18 | BLYTB1 | 35.4 | 29.33 | 16 | 22.64
TD | Other | 18 | BOLN_1 | 70.97 | 49.9 | 34.24 | 35.06
TD | Other | 18 | BONN | 1.06 | 0.79 | 0.35 | 0.35
TD | Other | 18 | BOTW_1 | 46.31 | 42.97 | 1.37 | 1.37
TD | Other | 18 | BRAI_1 | 25.62 | 20.11 | 7.2 | 7.2
TD | Other | 18 | BRAW_1 | 21.32 | 16.69 | 4.55 | 4.54
TD | Other | 18 | BRED_1 | 5.66 | 3.53 | 2.95 | 2.94
TD | Other | 18 | BRFO_1 | 227.46 | 195.76 | 59.7 | 63
TD | Other | 18 | BRIM_1 | 13.46 | 9.81 | 4.87 | 4.85
TD | Other | 18 | BRLE_1 | 58.67 | 54.68 | 1.46 | 1.46
TD | Other | 18 | BRWA1 | 34.41 | 28.62 | 10.21 | 12.81
TD | Other | 18 | BURM_1 | 246.46 | 191.75 | 116.4 | 124.39
TD | Other | 18 | BUSH_1 | 36.86 | 25.55 | 19.59 | 19.59
TD | Other | 18 | BUST_1 | 2.1 | 1.25 | 1.25 | 1.25
TD | Other | 18 | CANTN1 | 77.4 | 68.66 | 7.45 | 7.42
TD | Other | 18 | CAPEA1 | 225.55 | 200.45 | 44.66 | 44.38
TD | Other | 18 | CARE_1 | 22.44 | 16.71 | 6.96 | 6.96
TD | Other | 18 | CARR_1 | 129.53 | 108.8 | 34.28 | 42.83
TD | Other | 18 | CELL_1 | 120.13 | 93.24 | 38.17 | 40.04
TD | Other | 18 | CHAR_P | 3.98 | 2.94 | 1.3 | 1.29
TD | Other | 18 | CHIC_1 | 50.95 | 47.71 | 0.96 | 0.96
TD | Other | 18 | CHSI_1 | 7.35 | 6.59 | 0.61 | 0.61
TD | Other | 18 | CHTE_1 | 120.36 | 107.9 | 11.3 | 11.3
TD | Other | 18 | CITR_1 | 31.4 | 24.31 | 8.55 | 8.49
TD | Other | 18 | CLAY_P | 1.84 | 0.9 | 0.9 | 0.9
TD | Other | 18 | CLYM | 7.45 | 4.43 | 4.43 | 4.43
TD | Other | 18 | CONQA1 | 60.98 | 51.6 | 18.47 | 19.13
TD | Other | 18 | COVE_1 | 49.73 | 34.28 | 26.3 | 26.29
TD | Other | 18 | COWL_1 | 60.12 | 41.08 | 30.27 | 30.27
TD | Other | 18 | COYL | 5.03 | 2.99 | 2.99 | 2.99
TD | Other | 18 | CREB_1 | 125.29 | 109.78 | 36 | 40.49
TD | Other | 18 | CUMB | 23.41 | 14.62 | 13.5 | 13.49
TD | Other | 18 | CUPA | 1.4 | 0.9 | 0.9 | 0.9
TD | Other | 18 | DALM3 | 16 | 13.1 | 10.1 | 10.1
TD | Other | 18 | DEWP | 1.41 | 1.05 | 0.46 | 0.46
TD | Other | 18 | DRAK_1 | 14.61 | 9.67 | 6.3 | 6.28
TD | Other | 18 | DRAX_1 | 50.06 | 42.68 | 14.36 | 18.04
TD | Other | 18 | DUDH_P | 4.2 | 3.11 | 1.37 | 1.36
TD | Other | 18 | DUNB | 42.8 | 31.52 | 20.81 | 20.81
TD | Other | 18 | DUNF | 3.44 | 2.1 | 2.1 | 2.1
TD | Other | 18 | DUNO_P | 5.35 | 4.71 | 2.34 | 3.37
TD | Other | 18 | EALI_6 | 6.87 | 3.81 | 2.85 | 2.85
TD | Other | 18 | EASO_1 | 96.66 | 85.76 | 11.81 | 12.57
TD | Other | 18 | ECLA_1 | 55.4 | 45.59 | 10.78 | 10.76
TD | Other | 18 | EKIS | 6.3 | 3.74 | 3.74 | 3.74
TD | Other | 18 | ELDE | 4 | 3.78 | 0 | 0
TD | Other | 18 | ELLA_1 | 60.52 | 51.45 | 4.05 | 4.24
TD | Other | 18 | ELST_1 | 20.66 | 16.16 | 5.81 | 5.78
TD | Other | 18 | ENDE_1 | 18.56 | 12.63 | 8.87 | 9.27
TD | Other | 18 | EXET1 | 104.7 | 94.82 | 8.02 | 8.02
TD | Other | 18 | FAWL_1 | 201.31 | 181.76 | 16.43 | 16.36
TD | Other | 18 | FECK_6 | 81.81 | 73.09 | 8.29 | 9.04
TD | Other | 18 | FERRA2 | 11.92 | 9.11 | 3.95 | 3.95
TD | Other | 18 | FERRB1 | 171.49 | 137.26 | 51.74 | 54.29
TD | Other | 18 | FIDF_1 | 174.47 | 133.12 | 47.27 | 47.05
TD | Other | 18 | FLEE_1 | 109.04 | 94.23 | 14.39 | 14.37
TD | Other | 18 | FROD_1 | 374.75 | 303.45 | 116.91 | 123.1
TD | Other | 18 | GLLU | 2 | 1.48 | 0.65 | 0.65
TD | Other | 18 | GLRO | 2 | 1.28 | 1.28 | 1.28
TD | Other | 18 | GOVA | 2.4 | 1.78 | 0.78 | 0.78
TD | Other | 18 | GREN_1 | 140.82 | 114.12 | 54.32 | 66.26
TD | Other | 18 | GRIW_1 | 166.95 | 138.85 | 33.75 | 33.54
TD | Other | 18 | G_EXTRA_4 | 4.78 | 2.84 | 2.84 | 2.84
TD | Other | 18 | G_EXTRA_5 | 6.6 | 3.92 | 3.92 | 3.92
TD | Other | 18 | G_EXTRA_8 | 3.56 | 2.23 | 2.23 | 2.23
TD | Other | 18 | HACK_1 | 2.96 | 2.19 | 0.97 | 0.96
TD | Other | 18 | HACK_6 | 9 | 8.51 | 0 | 0
TD | Other | 18 | HAMHC1 | 27.36 | 14.18 | 14.18 | 14.18
TD | Other | 18 | HARK_1 | 146.58 | 115.77 | 51.26 | 62.89
TD | Other | 18 | HAWP_6 | 4 | 2.38 | 2.38 | 2.38
TD | Other | 18 | HEYS_1 | 10.66 | 6.69 | 5.67 | 5.67
TD | Other | 18 | HURS_1 | 18.51 | 14.62 | 4.58 | 4.55
TD | Other | 18 | HUTT_1 | 8.87 | 6.29 | 3.42 | 3.4
TD | Other | 18 | INDQ1 | 78.74 | 64.19 | 23.92 | 23.88
TD | Other | 18 | IROA1 | 87.85 | 73.22 | 21.81 | 22.23
TD | Other | 18 | IRONB1 | 13.97 | 9.93 | 6.15 | 6.15
TD | Other | 18 | IVER_1 | 219.03 | 176.3 | 95.26 | 99.46
TD | Other | 18 | KAIM | 3.85 | 2.68 | 1.57 | 1.56
TD | Other | 18 | KEAD_1 | 116.21 | 100.36 | 32.56 | 41.41
TD | Other | 18 | KEAR_1 | 60.04 | 42.33 | 25.9 | 25.83
TD | Other | 18 | KEIT_P | 18.95 | 16.38 | 8.46 | 12.37
TD | Other | 18 | KEMS_1 | 276.1 | 222.24 | 131.25 | 136.59
TD | Other | 18 | KIBY_1 | 4.31 | 2.56 | 2.56 | 2.56
TD | Other | 18 | KIBY_G | 48.21 | 42.74 | 4.8 | 4.8
TD | Other | 18 | KIER | 5 | 2.97 | 2.97 | 2.97
TD | Other | 18 | KIIN_P | 5.6 | 4.92 | 3.52 | 3.52
TD | Other | 18 | KILT | 6.65 | 5.29 | 2.47 | 3.09
TD | Other | 18 | KILW | 17 | 12.48 | 5.87 | 5.83
TD | Other | 18 | KINO_1 | 72.55 | 58.28 | 24.37 | 24.88
TD | Other | 18 | KINT_P | 7.5 | 5.55 | 2.45 | 2.43
TD | Other | 18 | KIRKB1 | 1 | 0.59 | 0.59 | 0.59
TD | Other | 18 | KITW_1 | 1.89 | 1.12 | 1.12 | 1.12
TD | Other | 18 | KNAR | 34.89 | 24.15 | 18.31 | 18.31
TD | Other | 18 | LACK_6 | 96.38 | 74.92 | 53.23 | 60.47
TD | Other | 18 | LALE1SG003 | 16.32 | 12.6 | 5.38 | 5.74
TD | Other | 18 | LAND1 | 78.97 | 65.73 | 23.72 | 23.72
TD | Other | 18 | LEGA_1 | 25.72 | 18.46 | 10.09 | 10.29
TD | Other | 18 | LEVE | 23.09 | 17.11 | 10.38 | 11.37
TD | Other | 18 | LINM | 3.62 | 2.44 | 2.18 | 2.18
TD | Other | 18 | LISD_1 | 80.75 | 63.22 | 21.73 | 22.41
TD | Other | 18 | LITT_C | 10.9 | 7.81 | 2.65 | 2.65
TD | Other | 18 | LITT_J | 4.96 | 2.95 | 2.95 | 2.95
TD | Other | 18 | LODR_6 | 3.64 | 3.44 | 0 | 0
TD | Other | 18 | LOVE_1 | 131.18 | 112.66 | 20.49 | 20.45
TD | Other | 18 | LUNA_P | 2.14 | 1.55 | 1.11 | 1.3
TD | Other | 18 | MACC_3 | 57.52 | 48.65 | 9.23 | 9.18
TD | Other | 18 | MAGA_6 | 9 | 6.66 | 2.94 | 2.92
TD | Other | 18 | MANN_1 | 32.52 | 21.41 | 17.34 | 18.36
TD | Other | 18 | MAYB | 10.25 | 7.58 | 3.5 | 3.48
TD | Other | 18 | MELK_1 | 36.31 | 28.02 | 10.68 | 10.68
TD | Other | 18 | MILC_P | 9.7 | 7.03 | 4.78 | 4.78
TD | Other | 18 | MILH_1 | 3.84 | 3.63 | 0 | 0
TD | Other | 18 | MITY_1 | 8.85 | 5.76 | 4.08 | 4.08
TD | Other | 18 | MYBS_P | 1.57 | 1.38 | 0.69 | 1.06
TD | Other | 18 | NEAR | 16.66 | 13.45 | 10.32 | 10.32
TD | Other | 18 | NECE_1 | 162.5 | 139.66 | 33.76 | 33.71
TD | Other | 18 | NEEP_3 | 4.07 | 2.42 | 2.42 | 2.42
TD | Other | 18 | NEWX_6 | 41.66 | 31.22 | 23.88 | 23.87
TD | Other | 18 | NFLE | 17 | 13.06 | 5.26 | 5.26
TD | Other | 18 | NINF_1 | 5.18 | 3.25 | 2.77 | 2.76
TD | Other | 18 | NORM_1 | 106.61 | 87.3 | 36.03 | 45.86
TD | Other | 18 | NORT_1 | 124.97 | 93.36 | 51.62 | 51.56
TD | Other | 18 | NURS_1 | 48.7 | 35.94 | 21.18 | 21.15
TD | Other | 18 | OLDB_1 | 29.57 | 23.99 | 16.97 | 16.96
TD | Other | 18 | OSBA_1 | 74.83 | 63.84 | 12.33 | 12.74
TD | Other | 18 | PADIB1 | 10.62 | 7.04 | 4.97 | 4.96
TD | Other | 18 | PELH_1 | 11.32 | 7.68 | 5.27 | 5.26
TD | Other | 18 | PEMB_1 | 30.81 | 22.47 | 10.66 | 10.6
TD | Other | 18 | PENN_1 | 5.84 | 3.54 | 3.54 | 3.54
TD | Other | 18 | PENT_1 | 5.4 | 3.85 | 2.03 | 2.02
TD | Other | 18 | PENW_1 | 92.03 | 73.93 | 16.18 | 16.15
TD | Other | 18 | PERS_P | 5.3 | 3.46 | 2.59 | 2.58
TD | Other | 18 | POOB | 22.88 | 15.34 | 11.68 | 11.68
TD | Other | 18 | POPP_3 | 5.8 | 3.45 | 3.45 | 3.45
TD | Other | 18 | PORA_P | 11.55 | 10.56 | 3.36 | 3.36
TD | Other | 18 | PYLE_1 | 13.98 | 11.95 | 2.5 | 2.5
TD | Other | 18 | RAIN_1 | 44.51 | 40.49 | 2.68 | 2.68
TD | Other | 18 | RASS_1 | 94.22 | 88.28 | 2.6 | 3.33
TD | Other | 18 | RATS_1 | 134.34 | 118.42 | 16.47 | 17.99
TD | Other | 18 | RAYL_1 | 42.94 | 30.08 | 17.47 | 17.47
TD | Other | 18 | RICH1 | 85.97 | 70.32 | 27.25 | 32.7
TD | Other | 18 | ROCH_1 | 10.98 | 6.52 | 6.52 | 6.52
TD | Other | 18 | RYEH_1 | 29.57 | 19.87 | 13.14 | 13.11
TD | Other | 18 | SALH_1 | 322.64 | 259.52 | 64.57 | 64.14
TD | Other | 18 | SALT_1 | 54.4 | 45.72 | 12.87 | 14.87
TD | Other | 18 | SBAR | 42.42 | 35.1 | 7.85 | 7.85
TD | Other | 18 | SEAB1 | 42.53 | 32.39 | 21.66 | 21.66
TD | Other | 18 | SELL_1 | 18.08 | 16.74 | 0.59 | 0.59
TD | Other | 18 | SHRW_1 | 9.77 | 7.05 | 4.98 | 4.98
TD | Other | 18 | SIGH | 4 | 3.78 | 0 | 0
TD | Other | 18 | SJOW_1 | 14.02 | 10.37 | 4.58 | 4.55
TD | Other | 18 | SKLGB1 | 102.12 | 76 | 38.34 | 38.6
TD | Other | 18 | SMAN_1 | 32.9 | 26.25 | 10.07 | 11.06
TD | Other | 18 | SPEN_1 | 27.78 | 22.29 | 12.31 | 16.49
TD | Other | 18 | STAH_1 | 31.53 | 25.51 | 10.64 | 12.48
TD | Other | 18 | STAL_1 | 47.09 | 43.43 | 1.84 | 1.84
TD | Other | 18 | STAY_1 | 34.52 | 28.65 | 13.59 | 16.74
TD | Other | 18 | STEN_1 | 17.05 | 11.29 | 8 | 7.98
TD | Other | 18 | STES_1 | 19.84 | 13.21 | 9.5 | 9.47
TD | Other | 18 | STIR | 14.7 | 12.94 | 6.43 | 9.26
TD | Other | 18 | STLE | 11.11 | 7.52 | 5.96 | 5.96
TD | Other | 18 | STRI_P | 3.2 | 1.9 | 1.9 | 1.9
TD | Other | 18 | SUND_1 | 42.59 | 26.23 | 23.86 | 23.86
TD | Other | 18 | SWAN_1 | 252.21 | 228.8 | 35.41 | 47.08
TD | Other | 18 | TAUN1 | 4.23 | 2.51 | 2.51 | 2.51
TD | Other | 18 | TAYN_P | 2.8 | 2.65 | 0 | 0
TD | Other | 18 | TELR | 1.6 | 1.51 | 0 | 0
TD | Other | 18 | TEMP_3 | 44.93 | 39.39 | 19.53 | 27.96
TD | Other | 18 | THOM_6 | 135.79 | 115.25 | 39.53 | 46.42
TD | Other | 18 | THSO_P | 12.5 | 5.06 | 1.94 | 2.61
TD | Other | 18 | THUR_6 | 46.81 | 43.35 | 3.79 | 5.13
TD | Other | 18 | TILBB_1 | 65.34 | 52.8 | 29.55 | 38.01
TD | Other | 18 | TOTT_1 | 75.82 | 59.43 | 26.85 | 26.85
TD | Other | 18 | TRAW_1 | 4.06 | 2.41 | 2.41 | 2.41
TD | Other | 18 | TYNE_2 | 29.74 | 24.65 | 4.11 | 4.1
TD | Other | 18 | UPPB_1 | 75.11 | 68.4 | 4.58 | 4.58
TD | Other | 18 | USKM_1 | 72.47 | 62.41 | 17.39 | 21.17
TD | Other | 18 | WALH_1 | 78.2 | 68.41 | 8.92 | 8.91
TD | Other | 18 | WALP_1 | 66.13 | 47.55 | 25.07 | 24.96
TD | Other | 18 | WALP_B | 10.86 | 9.54 | 6.85 | 6.85
TD | Other | 18 | WARL_1 | 15.7 | 9.33 | 9.33 | 9.33
TD | Other | 18 | WASF_1 | 4.5 | 2.67 | 2.67 | 2.67
TD | Other | 18 | WATFS_1 | 25.29 | 22.75 | 2.42 | 2.42
TD | Other | 18 | WBUR_1 | 34.69 | 26.99 | 12.43 | 12.43
TD | Other | 18 | WFIE | 12.5 | 11 | 5.47 | 7.87
TD | Other | 18 | WHAM_1 | 56.38 | 45 | 14.21 | 14.84
TD | Other | 18 | WHGA_1 | 25.6 | 22.21 | 3.3 | 3.3
TD | Other | 18 | WHHO | 1.64 | 1.22 | 0.54 | 0.53
TD | Other | 18 | WIEN_1 | 28 | 24.83 | 3.85 | 3.85
TD | Other | 18 | WILL_1 | 132.95 | 112.69 | 26.71 | 26.59
TD | Other | 18 | WIMBN1 | 8.1 | 7.66 | 0 | 0
TD | Other | 18 | WIMBS1 | 11.58 | 9.25 | 4.03 | 4.03
TD | Other | 18 | WMEL_1 | 45.05 | 42.06 | 3.51 | 5.05
TD | Other | 18 | WOHI_P | 5.3 | 3.92 | 1.73 | 1.72
TD | Other | 18 | WTHU31 | 52.87 | 34.54 | 22.82 | 22.8
TD | Other | 18 | WWEY_1 | 12.89 | 8.92 | 5.38 | 5.38
TD | Other | 18 | WYLF_1 | 1.91 | 1.22 | 1.22 | 1.22
TD | Other | 18 | WYMOM_1 | 14.8 | 10.9 | 5.46 | 5.46
TD | Solar | 18 | ABHA1 | 84.19 | 0 | 1.9 | 60.21
TD | Solar | 18 | ABNE_P | 10.12 | 0 | 0.23 | 7.23
TD | Solar | 18 | ABTH_1 | 65.78 | 0 | 1.49 | 47.04
TD | Solar | 18 | ALVE1 | 187.18 | 0 | 4.23 | 133.87
TD | Solar | 18 | AMEM_1 | 38.06 | 0 | 0.86 | 27.22
TD | Solar | 18 | ARBR_P | 24.75 | 0 | 0.56 | 17.7
TD | Solar | 18 | AXMI1 | 95.38 | 0 | 2.16 | 68.22
TD | Solar | 18 | BARKC1 | 1.67 | 0 | 0.04 | 1.2
TD | Solar | 18 | BESW_1 | 44.43 | 0 | 1 | 31.78
TD | Solar | 18 | BICF_1 | 159.83 | 0 | 3.61 | 114.31
TD | Solar | 18 | BISW_1 | 17.98 | 0 | 0.41 | 12.86
TD | Solar | 18 | BOLN_1 | 66.97 | 0 | 1.51 | 47.89
TD | Solar | 18 | BOTW_1 | 56.2 | 0 | 1.27 | 40.19
TD | Solar | 18 | BRAI_1 | 98.13 | 0 | 2.22 | 70.18
TD | Solar | 18 | BRED_1 | 1.11 | 0 | 0.03 | 0.79
TD | Solar | 18 | BRFO_1 | 136.57 | 0 | 3.09 | 97.67
TD | Solar | 18 | BRLE_1 | 60.87 | 0 | 1.38 | 43.54
TD | Solar | 18 | BRWA1 | 244.89 | 0 | 5.53 | 175.15
TD | Solar | 18 | BURM_1 | 319 | 0 | 7.21 | 228.15
TD | Solar | 18 | BUSH_1 | 12.02 | 0 | 0.27 | 8.6
TD | Solar | 18 | CAMB_01 | 16.67 | 0 | 0.38 | 11.92
TD | Solar | 18 | CANTN1 | 111.25 | 0 | 2.51 | 79.57
TD | Solar | 18 | CAPEA1 | 5.56 | 0 | 0.13 | 3.97
TD | Solar | 18 | CARE_1 | 14.43 | 0 | 0.33 | 10.32
TD | Solar | 18 | CARR_1 | 1.69 | 0 | 0.04 | 1.21
TD | Solar | 18 | CELL_1 | 29.9 | 0 | 0.68 | 21.38
TD | Solar | 18 | CHIC_1 | 68.33 | 0 | 1.54 | 48.87
TD | Solar | 18 | CHTE_1 | 144.23 | 0 | 3.26 | 103.15
TD | Solar | 18 | CONQA1 | 112.93 | 0 | 2.55 | 80.77
TD | Solar | 18 | COVE_1 | 5.49 | 0 | 0.12 | 3.93
TD | Solar | 18 | COWL_1 | 274.09 | 0 | 6.19 | 196.03
TD | Solar | 18 | CREB_1 | 16.64 | 0 | 0.38 | 11.9
TD | Solar | 18 | CUPA | 3.96 | 0 | 0.09 | 2.84
TD | Solar | 18 | DEVO | 4.96 | 0 | 0.11 | 3.54
TD | Solar | 18 | DRAK_1 | 91.41 | 0 | 2.07 | 65.38
TD | Solar | 18 | EASO_1 | 229.29 | 0 | 5.18 | 163.99
TD | Solar | 18 | ECLA_1 | 124.06 | 0 | 2.8 | 88.73
TD | Solar | 18 | ELGI_P | 1.3 | 0 | 0.03 | 0.93
TD | Solar | 18 | ENDE_1 | 50.53 | 0 | 1.14 | 36.14
TD | Solar | 18 | EXET1 | 93.32 | 0 | 2.11 | 66.75
TD | Solar | 18 | FAWL_1 | 91.03 | 0 | 2.06 | 65.1
TD | Solar | 18 | FECK_6 | 140.94 | 0 | 3.19 | 100.8
TD | Solar | 18 | FERRA2 | 8.23 | 0 | 0.19 | 5.88
TD | Solar | 18 | FERRB1 | 5.56 | 0 | 0.13 | 3.97
TD | Solar | 18 | FLEE_1 | 44.12 | 0 | 1 | 31.56
TD | Solar | 18 | FROD_1 | 3.75 | 0 | 0.08 | 2.68
TD | Solar | 18 | GREN_1 | 248.88 | 0 | 5.62 | 178
TD | Solar | 18 | GRIW_1 | 30.46 | 0 | 0.69 | 21.78
TD | Solar | 18 | HAMHC1 | 28.18 | 0 | 0.64 | 20.16
TD | Solar | 18 | HARK_1 | 53.65 | 0 | 1.21 | 38.37
TD | Solar | 18 | HAWP_6 | 5.56 | 0 | 0.13 | 3.98
TD | Solar | 18 | HEYS_1 | 24.49 | 0 | 0.55 | 17.51
TD | Solar | 18 | HUTT_1 | 10.83 | 0 | 0.24 | 7.74
TD | Solar | 18 | IMPK_1 | 10.94 | 0 | 0.25 | 7.82
TD | Solar | 18 | INDQ1 | 340.38 | 0 | 7.69 | 243.44
TD | Solar | 18 | IROA1 | 103.25 | 0 | 2.33 | 73.84
TD | Solar | 18 | IRONB1 | 36.85 | 0 | 0.83 | 26.35
TD | Solar | 18 | KEAD_1 | 49.2 | 0 | 1.11 | 35.19
TD | Solar | 18 | KEAR_3 | 11.44 | 0 | 0.26 | 8.18
TD | Solar | 18 | KEMS_1 | 73.45 | 0 | 1.66 | 52.53
TD | Solar | 18 | KIBY_1 | 1.68 | 0 | 0.04 | 1.2
TD | Solar | 18 | KILW | 4.95 | 0 | 0.11 | 3.54
TD | Solar | 18 | KINO_1 | 21.99 | 0 | 0.5 | 15.73
TD | Solar | 18 | KINT_P | 1.84 | 0 | 0.04 | 1.32
TD | Solar | 18 | KITW_1 | 1.35 | 0 | 0.03 | 0.96
TD | Solar | 18 | KNAR | 16.64 | 0 | 0.38 | 11.9
TD | Solar | 18 | LACK_6 | 5.56 | 0 | 0.13 | 3.98
TD | Solar | 18 | LALE1SG003 | 5.38 | 0 | 0.12 | 3.85
TD | Solar | 18 | LAND1 | 232.79 | 0 | 5.26 | 166.49
TD | Solar | 18 | LEGA_1 | 66.73 | 0 | 1.51 | 47.73
TD | Solar | 18 | LISD_1 | 2.77 | 0 | 0.06 | 1.98
TD | Solar | 18 | LOVE_1 | 174.66 | 0 | 3.95 | 124.92
TD | Solar | 18 | MACC_3 | 11.11 | 0 | 0.25 | 7.94
TD | Solar | 18 | MACD_P | 2.45 | 0 | 0.06 | 1.75
TD | Solar | 18 | MAGA_6 | 28.14 | 0 | 0.64 | 20.13
TD | Solar | 18 | MANN_1 | 302.43 | 0 | 6.83 | 216.3
TD | Solar | 18 | MELK_1 | 282.65 | 0 | 6.39 | 202.15
TD | Solar | 18 | MILH_1 | 11.1 | 0 | 0.25 | 7.94
TD | Solar | 18 | MITY_1 | 523.54 | 0 | 11.83 | 374.44
TD | Solar | 18 | NFLE | 42.41 | 0 | 0.96 | 30.33
TD | Solar | 18 | NINF_1 | 74.01 | 0 | 1.67 | 52.93
TD | Solar | 18 | NORM_1 | 303.96 | 0 | 6.87 | 217.39
TD | Solar | 18 | NORT_1 | 32 | 0 | 0.72 | 22.89
TD | Solar | 18 | NURS_1 | 200.31 | 0 | 4.53 | 143.26
TD | Solar | 18 | PADIB1 | 5.55 | 0 | 0.13 | 3.97
TD | Solar | 18 | PELH_1 | 144.7 | 0 | 3.27 | 103.49
TD | Solar | 18 | PEMB_1 | 247.7 | 0 | 5.6 | 177.16
TD | Solar | 18 | PENN_1 | 5.55 | 0 | 0.13 | 3.97
TD | Solar | 18 | PENT_1 | 47.3 | 0 | 1.07 | 33.83
TD | Solar | 18 | PENW_1 | 46.43 | 0 | 1.05 | 33.21
TD | Solar | 18 | POPP_3 | 11.11 | 0 | 0.25 | 7.95
TD | Solar | 18 | PYLE_1 | 37.6 | 0 | 0.85 | 26.89
TD | Solar | 18 | RAIN_1 | 2.89 | 0 | 0.07 | 2.07
TD | Solar | 18 | RASS_1 | 36.96 | 0 | 0.84 | 26.43
TD | Solar | 18 | RATS_1 | 78.15 | 0 | 1.77 | 55.9
TD | Solar | 18 | RAYL_1 | 24.96 | 0 | 0.56 | 17.85
TD | Solar | 18 | REDH | 8.23 | 0 | 0.19 | 5.88
TD | Solar | 18 | RICH1 | 68.52 | 0 | 1.55 | 49.01
TD | Solar | 18 | ROCH_1 | 2.67 | 0 | 0.06 | 1.91
TD | Solar | 18 | RUGEB1 | 15.83 | 0 | 0.36 | 11.32
TD | Solar | 18 | SALH_1 | 11.04 | 0 | 0.25 | 7.9
TD | Solar | 18 | SALT_1 | 6.75 | 0 | 0.15 | 4.83
TD | Solar | 18 | SBAR | 49.15 | 0 | 1.11 | 35.15
TD | Solar | 18 | SEAB1 | 95.48 | 0 | 2.16 | 68.29
TD | Solar | 18 | SELL_1 | 49.02 | 0 | 1.11 | 35.06
TD | Solar | 18 | SHRW_1 | 118.76 | 0 | 2.68 | 84.94
TD | Solar | 18 | SKLGB1 | 5.55 | 0 | 0.13 | 3.97
TD | Solar | 18 | SPEN_1 | 5.52 | 0 | 0.12 | 3.95
TD | Solar | 18 | STAH_1 | 10.51 | 0 | 0.24 | 7.51
TD | Solar | 18 | STAY_1 | 140.33 | 0 | 3.17 | 100.37
TD | Solar | 18 | STES_1 | 5.55 | 0 | 0.13 | 3.97
TD | Solar | 18 | STRI_P | 1.64 | 0 | 0.04 | 1.17
TD | Solar | 18 | SUND_1 | 50.04 | 0 | 1.13 | 35.79
TD | Solar | 18 | SWAN_1 | 120.11 | 0 | 2.71 | 85.9
TD | Solar | 18 | TARL_P | 5.06 | 0 | 0.11 | 3.62
TD | Solar | 18 | TAUN1 | 85.86 | 0 | 1.94 | 61.4
TD | Solar | 18 | THOM_6 | 5.53 | 0 | 0.12 | 3.95
TD | Solar | 18 | TILBB_1 | 4.79 | 0 | 0.11 | 3.43
TD | Solar | 18 | TRAW_1 | 16.81 | 0 | 0.38 | 12.02
TD | Solar | 18 | UPPB_1 | 32.23 | 0 | 0.73 | 23.05
TD | Solar | 18 | UPPB_3 | 31.51 | 0 | 0.71 | 22.54
TD | Solar | 18 | USKM_1 | 40.41 | 0 | 0.91 | 28.9
TD | Solar | 18 | WALH_1 | 103.53 | 0 | 2.34 | 74.04
TD | Solar | 18 | WALP_1 | 23.13 | 0 | 0.52 | 16.54
TD | Solar | 18 | WALP_B | 200.28 | 0 | 4.53 | 143.24
TD | Solar | 18 | WARL_1 | 16.89 | 0 | 0.38 | 12.08
TD | Solar | 18 | WASF_1 | 5.55 | 0 | 0.13 | 3.97
TD | Solar | 18 | WBOL_6 | 5.24 | 0 | 0.12 | 3.75
TD | Solar | 18 | WBUR_1 | 113.97 | 0 | 2.58 | 81.51
TD | Solar | 18 | WILL_1 | 53.13 | 0 | 1.2 | 38
TD | Solar | 18 | WWEY_1 | 2.22 | 0 | 0.05 | 1.59
TD | Solar | 18 | WYMOM_1 | 25.25 | 0 | 0.57 | 18.06
TD | Wind | 18 | ABNE_P | 9.95 | 2.25 | 3.89 | 5.83
TD | Wind | 18 | ALNE_P | 4.6 | 1.04 | 1.8 | 2.7
TD | Wind | 18 | ALVE1 | 96.6 | 21.83 | 37.77 | 56.62
TD | Wind | 18 | AMEM_1 | 2.03 | 0.46 | 0.8 | 1.19
TD | Wind | 18 | ARMO_P | 24.6 | 5.56 | 9.62 | 14.42
TD | Wind | 18 | BAGA | 48.5 | 10.96 | 18.96 | 28.43
TD | Wind | 18 | BARKC1 | 4.88 | 1.1 | 1.91 | 2.86
TD | Wind | 18 | BERW | 98.9 | 22.35 | 38.67 | 57.97
TD | Wind | 18 | BICF_1 | 249.54 | 56.4 | 155.07 | 181.19
TD | Wind | 18 | BIRK_1 | 90 | 20.34 | 61.81 | 68.92
TD | Wind | 18 | BLYTB1 | 64.29 | 14.53 | 37.41 | 45.14
TD | Wind | 18 | BLYTH132 | 131.95 | 29.82 | 51.59 | 77.34
TD | Wind | 18 | BONN | 15.9 | 3.59 | 6.22 | 9.32
TD | Wind | 18 | BRAI_1 | 20.86 | 4.71 | 8.15 | 12.22
TD | Wind | 18 | BRAW_1 | 18.31 | 4.14 | 7.16 | 10.73
TD | Wind | 18 | BRFO_1 | 27.51 | 6.22 | 14.31 | 18.28
TD | Wind | 18 | BURM_1 | 26.45 | 5.98 | 10.34 | 15.5
TD | Wind | 18 | BUSH_1 | 4.07 | 0.92 | 1.59 | 2.39
TD | Wind | 18 | CAMB_01 | 62.52 | 14.13 | 24.44 | 36.64
TD | Wind | 18 | CANTN1 | 143.3 | 32.39 | 98.42 | 109.74
TD | Wind | 18 | CARE_1 | 2.34 | 0.53 | 0.91 | 1.37
TD | Wind | 18 | CHAP | 24.61 | 5.56 | 9.62 | 14.43
TD | Wind | 18 | CHTE_1 | 25.43 | 5.75 | 9.94 | 14.91
TD | Wind | 18 | CONQA1 | 149.87 | 33.87 | 85.22 | 104.01
TD | Wind | 18 | COUA_P | 15.8 | 3.57 | 6.18 | 9.26
TD | Wind | 18 | COVE_1 | 84.39 | 19.07 | 33 | 49.46
TD | Wind | 18 | COYL | 64.8 | 14.64 | 25.34 | 37.98
TD | Wind | 18 | CREB_1 | 151.79 | 34.3 | 59.35 | 88.96
TD | Wind | 18 | CUMB | 4 | 0.9 | 1.56 | 2.34
TD | Wind | 18 | DEVO | 69.3 | 15.66 | 27.1 | 40.62
TD | Wind | 18 | DOUN_P | 12.61 | 2.85 | 4.93 | 7.39
TD | Wind | 18 | DRAX_1 | 20.86 | 4.71 | 8.15 | 12.22
TD | Wind | 18 | DUNB | 13.82 | 3.12 | 5.4 | 8.1
TD | Wind | 18 | DYCE_P | 17.4 | 3.93 | 6.8 | 10.2
TD | Wind | 18 | EASO_1 | 99.8 | 22.56 | 39.02 | 58.49
TD | Wind | 18 | ECCL | 28.6 | 6.46 | 11.18 | 16.76
TD | Wind | 18 | EKIS | 67.4 | 15.23 | 26.35 | 39.5
TD | Wind | 18 | ELLA_1 | 7.63 | 1.72 | 2.98 | 4.47
TD | Wind | 18 | ENDE_1 | 1.63 | 0.37 | 0.64 | 0.95
TD | Wind | 18 | FECK_6 | 1.32 | 0.3 | 0.52 | 0.78
TD | Wind | 18 | FERRA2 | 8.7 | 1.97 | 3.4 | 5.1
TD | Wind | 18 | FERRB1 | 10.43 | 2.36 | 4.08 | 6.11
TD | Wind | 18 | FIDD_P | 45.39 | 10.26 | 17.75 | 26.6
TD | Wind | 18 | FLEE_1 | 2.03 | 0.46 | 0.8 | 1.19
TD | Wind | 18 | FOUR_1 | 91.56 | 20.69 | 35.8 | 53.66
TD | Wind | 18 | FRAS_P | 1.6 | 0.36 | 0.63 | 0.94
TD | Wind | 18 | FROD_1 | 51.22 | 11.58 | 20.03 | 30.02
TD | Wind | 18 | GALA | 17.2 | 3.89 | 6.73 | 10.08
TD | Wind | 18 | GIFF | 4.4 | 0.99 | 1.72 | 2.58
TD | Wind | 18 | GLLU | 74.1 | 16.75 | 28.97 | 43.43
TD | Wind | 18 | GLNI | 31.65 | 7.15 | 12.38 | 18.55
TD | Wind | 18 | GREN_1 | 127.12 | 28.73 | 49.7 | 74.5
TD | Wind | 18 | GRIW_1 | 16.68 | 3.77 | 6.52 | 9.78
TD | Wind | 18 | G_EXTRA_11 | 22 | 4.97 | 8.6 | 12.89
TD | Wind | 18 | G_EXTRA_12 | 11.18 | 2.53 | 4.37 | 6.55
TD | Wind | 18 | G_EXTRA_2 | 18 | 4.07 | 7.04 | 10.55
TD | Wind | 18 | G_EXTRA_8 | 53.9 | 12.18 | 21.07 | 31.59
TD | Wind | 18 | G_EXTRA_9 | 46 | 10.4 | 17.99 | 26.96
TD | Wind | 18 | HARK_1 | 139.52 | 31.53 | 54.55 | 81.77
TD | Wind | 18 | HARM_6 | 20.58 | 4.65 | 8.05 | 12.06
TD | Wind | 18 | HAWI | 16 | 3.62 | 6.26 | 9.38
TD | Wind | 18 | HAWP_6 | 36.12 | 8.16 | 14.12 | 21.17
TD | Wind | 18 | HEYS_1 | 54.65 | 12.35 | 21.37 | 32.03
TD | Wind | 18 | HUTT_1 | 29.01 | 6.56 | 11.34 | 17.01
TD | Wind | 18 | INDQ1 | 97.46 | 22.03 | 38.11 | 57.12
TD | Wind | 18 | INKE | 1.6 | 0.36 | 0.63 | 0.94
TD | Wind | 18 | IROA1 | 9.05 | 2.05 | 3.54 | 5.31
TD | Wind | 18 | KEAD_1 | 149.04 | 33.68 | 58.28 | 87.35
TD | Wind | 18 | KEIT_P | 30.14 | 6.81 | 11.78 | 17.67
TD | Wind | 18 | KEMS_1 | 13.02 | 2.94 | 5.09 | 7.63
TD | Wind | 18 | KIBY_G | 1.02 | 0.23 | 0.4 | 0.6
TD | Wind | 18 | KILS | 14.3 | 3.23 | 5.59 | 8.38
TD | Wind | 18 | KILT | 5 | 1.13 | 1.95 | 2.93
TD | Wind | 18 | KINT_P | 28.2 | 6.37 | 11.03 | 16.53
TD | Wind | 18 | KNAR | 16.28 | 3.68 | 6.36 | 9.54
TD | Wind | 18 | LACK_6 | 62.1 | 14.03 | 42.65 | 47.56
TD | Wind | 18 | LAIR_P | 7.5 | 1.7 | 2.93 | 4.4
TD | Wind | 18 | LAND1 | 1.32 | 0.3 | 0.52 | 0.78
TD | Wind | 18 | LEGA_1 | 29.55 | 6.68 | 11.56 | 17.32
TD | Wind | 18 | LEVE | 10 | 2.26 | 5.98 | 7.12
TD | Wind | 18 | LING | 60.55 | 13.68 | 23.67 | 35.49
TD | Wind | 18 | LINM | 79.9 | 18.06 | 31.24 | 46.83
TD | Wind | 18 | LISD_1 | 13.84 | 3.13 | 5.41 | 8.11
TD | Wind | 18 | MACD_P | 35.5 | 8.02 | 13.88 | 20.81
TD | Wind | 18 | MAGA_6 | 78.34 | 17.7 | 30.63 | 45.91
TD | Wind | 18 | MILC_P | 4 | 0.9 | 1.56 | 2.34
TD | Wind | 18 | MITY_1 | 6.61 | 1.49 | 2.59 | 3.88
TD | Wind | 18 | MYBS_P | 25.29 | 5.72 | 9.89 | 14.82
TD | Wind | 18 | NEAR | 2.3 | 0.52 | 0.9 | 1.35
TD | Wind | 18 | NEEP_3 | 13.12 | 2.97 | 5.13 | 7.69
TD | Wind | 18 | NINF_1 | 7.63 | 1.72 | 2.98 | 4.47
TD | Wind | 18 | NORM_1 | 85.28 | 19.27 | 51.09 | 60.77
TD | Wind | 18 | NORT_1 | 32.56 | 7.36 | 12.73 | 19.08
TD | Wind | 18 | PADIB1 | 37.24 | 8.42 | 14.56 | 21.82
TD | Wind | 18 | PEMB_1 | 14.24 | 3.22 | 5.57 | 8.35
TD | Wind | 18 | PENT_1 | 60 | 13.56 | 41.21 | 45.95
TD | Wind | 18 | PENW_1 | 2.03 | 0.46 | 0.8 | 1.19
TD | Wind | 18 | POOB | 6 | 1.36 | 2.35 | 3.52
TD | Wind | 18 | PORA_P | 15.9 | 3.59 | 6.22 | 9.32
TD | Wind | 18 | PYLE_1 | 5.09 | 1.15 | 1.99 | 2.98
TD | Wind | 18 | RASS_1 | 48.73 | 11.01 | 19.05 | 28.56
TD | Wind | 18 | RATS_1 | 9.87 | 2.23 | 3.86 | 5.78
TD | Wind | 18 | RAYL_1 | 38.86 | 8.78 | 15.2 | 22.78
TD | Wind | 18 | REDH | 23.9 | 5.4 | 9.34 | 14.01
TD | Wind | 18 | REDM_P | 11.49 | 2.6 | 4.49 | 6.73
TD | Wind | 18 | ROCH_1 | 133.17 | 30.1 | 52.07 | 78.05
TD | Wind | 18 | SALT_1 | 54.73 | 12.37 | 21.4 | 32.08
TD | Wind | 18 | SBAR | 2.54 | 0.57 | 0.99 | 1.49
TD | Wind | 18 | SEAB1 | 30.72 | 6.94 | 12.01 | 18.01
TD | Wind | 18 | SELL_1 | 60.84 | 13.75 | 23.79 | 35.66
TD | Wind | 18 | SFEG_P | 18.5 | 4.18 | 7.23 | 10.84
TD | Wind | 18 | SPEN_1 | 79.1 | 17.88 | 30.93 | 46.36
TD | Wind | 18 | STAH_1 | 4.07 | 0.92 | 1.59 | 2.39
TD | Wind | 18 | STAY_1 | 9.16 | 2.07 | 3.58 | 5.37
TD | Wind | 18 | STES_1 | 39.35 | 8.89 | 15.39 | 23.06
TD | Wind | 18 | STHA | 12.2 | 2.76 | 4.77 | 7.15
TD | Wind | 18 | STIR | 20 | 4.52 | 7.82 | 11.72
TD | Wind | 18 | STLE | 22.5 | 5.08 | 8.8 | 13.19
TD | Wind | 18 | STRI_P | 21.7 | 4.9 | 8.48 | 12.72
TD | Wind | 18 | SUND_1 | 3.87 | 0.87 | 1.51 | 2.27
TD | Wind | 18 | SWAN_1 | 255.66 | 57.78 | 99.96 | 149.84
TD | Wind | 18 | TARL_P | 4.4 | 0.99 | 1.72 | 2.58
TD | Wind | 18 | TAYN_P | 8 | 1.81 | 3.13 | 4.69
TD | Wind | 18 | THOM_6 | 90.44 | 20.44 | 35.36 | 53.01
TD | Wind | 18 | THSO_P | 47.2 | 10.67 | 18.46 | 27.66
TD | Wind | 18 | THUR_6 | 20.75 | 4.69 | 8.11 | 12.16
TD | Wind | 18 | TILBB_1 | 9.36 | 2.12 | 3.66 | 5.49
TD | Wind | 18 | TONG | 2.4 | 0.54 | 0.94 | 1.41
TD | Wind | 18 | TRAW_1 | 222.8 | 50.35 | 87.12 | 130.58
TD | Wind | 18 | UPPB_1 | 72.59 | 16.4 | 28.38 | 42.54
TD | Wind | 18 | USKM_1 | 11.5 | 2.6 | 4.49 | 6.74
TD | Wind | 18 | WALP_1 | 185.41 | 41.9 | 72.5 | 108.67
TD | Wind | 18 | WARL_1 | 1.02 | 0.23 | 0.4 | 0.6
TD | Wind | 18 | WASF_1 | 2.29 | 0.52 | 0.9 | 1.34
TD | Wind | 18 | WBOL_6 | 5.25 | 1.19 | 2.05 | 3.08
TD | Wind | 18 | WBUR_1 | 2.03 | 0.46 | 0.8 | 1.19
TD | Wind | 18 | WFIE | 20.1 | 4.54 | 7.86 | 11.78
TD | Wind | 18 | WILL_1 | 22.33 | 5.05 | 8.73 | 13.09
TD | Wind | 18 | WISH | 12.6 | 2.85 | 4.93 | 7.38
TD | Wind | 18 | WMEL_1 | 6.61 | 1.49 | 2.59 | 3.88
TD | Wind | 18 | WTHU31 | 6 | 1.36 | 2.35 | 3.52
TD | Wind | 18 | WYLF_1 | 37.85 | 8.55 | 14.8 | 22.18
TD | Wind | 18 | WYMOM_1 | 20.35 | 4.6 | 7.96 | 11.93
TD | Storage | 18 | ALST_3 | 20 | 17.36 | 0 | 0
TD | Storage | 18 | ALVE1 | 9.76 | 8.47 | 0 | 0
TD | Storage | 18 | BOLN_1 | 10 | 8.68 | 0 | 0
TD | Storage | 18 | BRAI_1 | 28.7 | 24.91 | 0 | 0
TD | Storage | 18 | BROX | 20 | 17.36 | 0 | 0
TD | Storage | 18 | CELL_1 | 21.2 | 18.4 | 0 | 0
TD | Storage | 18 | CHSI_1 | 6 | 5.21 | 0 | 0
TD | Storage | 18 | CHTE_1 | 1.6 | 1.39 | 0 | 0
TD | Storage | 18 | CITR_1 | 2 | 1.74 | 0 | 0
TD | Storage | 18 | CREB_1 | 8 | 6.94 | 0 | 0
TD | Storage | 18 | DRCR | 30 | 26.04 | 0 | 0
TD | Storage | 18 | DUMF | 9.6 | 8.33 | 0 | 0
TD | Storage | 18 | FECK_6 | 13.11 | 11.38 | 0 | 0
TD | Storage | 18 | FERRA2 | 1.2 | 1.04 | 0 | 0
TD | Storage | 18 | FIDF_1 | 19.6 | 17.01 | 0 | 0
TD | Storage | 18 | FRAS_P | 1 | 0.87 | 0 | 0
TD | Storage | 18 | GREN_1 | 17.05 | 14.8 | 0 | 0
TD | Storage | 18 | HURS_1 | 15.1 | 13.11 | 0 | 0
TD | Storage | 18 | INDQ1 | 1 | 0.87 | 0 | 0
TD | Storage | 18 | IRONB1 | 20.13 | 17.47 | 0 | 0
TD | Storage | 18 | KINO_1 | 58 | 50.34 | 0 | 0
TD | Storage | 18 | LACK_6 | 6 | 5.21 | 0 | 0
TD | Storage | 18 | LAND1 | 2 | 1.74 | 0 | 0
TD | Storage | 18 | LISD_1 | 20 | 17.36 | 0 | 0
TD | Storage | 18 | LITT_J | 8 | 6.94 | 0 | 0
TD | Storage | 18 | LOVE_1 | 4.4 | 3.82 | 0 | 0
TD | Storage | 18 | NINF_1 | 40 | 34.72 | 0 | 0
TD | Storage | 18 | PEHS_P | 1 | 0.87 | 0 | 0
TD | Storage | 18 | PELH_1 | 50 | 43.4 | 0 | 0
TD | Storage | 18 | PENW_1 | 2.4 | 2.08 | 0 | 0
TD | Storage | 18 | PYLE_1 | 4 | 3.47 | 0 | 0
TD | Storage | 18 | RAIN_1 | 20 | 17.36 | 0 | 0
TD | Storage | 18 | RAYL_1 | 10 | 8.68 | 0 | 0
TD | Storage | 18 | ROCH_1 | 15 | 12.88 | 0 | 0
TD | Storage | 18 | SALH_1 | 1.2 | 1.04 | 0 | 0
TD | Storage | 18 | SBAR | 16.97 | 14.73 | 0 | 0
TD | Storage | 18 | SEAB1 | 15 | 13.02 | 0 | 0
TD | Storage | 18 | SPEN_1 | 2.5 | 2.17 | 0 | 0
TD | Storage | 18 | SSHI_3 | 35 | 30.38 | 0 | 0
TD | Storage | 18 | STAL_1 | 6 | 5.21 | 0 | 0
TD | Storage | 18 | STAY_1 | 7.58 | 6.58 | 0 | 0
TD | Storage | 18 | SUND_1 | 18 | 15.62 | 0 | 0
TD | Storage | 18 | THSO_P | 2 | 1.74 | 0 | 0
TD | Storage | 18 | THUR_6 | 4.8 | 4.17 | 0 | 0
TD | Storage | 18 | TYNE_1 | 2.8 | 2.43 | 0 | 0
TD | Storage | 18 | TYNE_2 | 25 | 21.7 | 0 | 0
TD | Storage | 18 | WALH_1 | 20 | 17.36 | 0 | 0
TD | Storage | 18 | WBUR_1 | 9.8 | 8.51 | 0 | 0
TD | Storage | 18 | WIEN_1 | 2 | 1.74 | 0 | 0
TD | Storage | 18 | WILL_1 | 10 | 8.68 | 0 | 0

## Sub1MW
Source: | Produced by CalcMicroSplits.sas
scenario | tech | year | etys_location | capacity | wintpk | summam | summpm
TD | Battery | 18 | ABHA1 | 0.135 | 0.111 | 0 | 0
TD | Battery | 18 | ABNE_P | 0.012 | 0.01 | 0 | 0
TD | Battery | 18 | ABTH_1 | 0.028 | 0.023 | 0 | 0
TD | Battery | 18 | ACTL_2 | 0.009 | 0.007 | 0 | 0
TD | Battery | 18 | ALNE_P | 0.005 | 0.004 | 0 | 0
TD | Battery | 18 | ALVE1 | 0.119 | 0.098 | 0 | 0
TD | Battery | 18 | AMEM_1 | 0.036 | 0.029 | 0 | 0
TD | Battery | 18 | ARBR_P | 0.012 | 0.01 | 0 | 0
TD | Battery | 18 | ARMO_P | 0.003 | 0.003 | 0 | 0
TD | Battery | 18 | AXMI1 | 0.075 | 0.061 | 0 | 0
TD | Battery | 18 | AYRR | 0.009 | 0.007 | 0 | 0
TD | Battery | 18 | BAGA | 0.006 | 0.005 | 0 | 0
TD | Battery | 18 | BAIN | 0.002 | 0.002 | 0 | 0
TD | Battery | 18 | BARKC1 | 0.017 | 0.014 | 0 | 0
TD | Battery | 18 | BEAU_P | 0.008 | 0.006 | 0 | 0
TD | Battery | 18 | BEDDT1 | 0.016 | 0.013 | 0 | 0
TD | Battery | 18 | BEDD_1 | 0.052 | 0.043 | 0 | 0
TD | Battery | 18 | BERW | 0.011 | 0.009 | 0 | 0
TD | Battery | 18 | BESW_1 | 0.044 | 0.036 | 0 | 0
TD | Battery | 18 | BICF_1 | 0.039 | 0.032 | 0 | 0
TD | Battery | 18 | BIRK_1 | 0.024 | 0.02 | 0 | 0
TD | Battery | 18 | BISW_1 | 0.176 | 0.145 | 0 | 0
TD | Battery | 18 | BLYTB1 | 0.042 | 0.035 | 0 | 0
TD | Battery | 18 | BLYTH132 | 0.014 | 0.011 | 0 | 0
TD | Battery | 18 | BOAG_P | 0.005 | 0.004 | 0 | 0
TD | Battery | 18 | BOLN_1 | 0.14 | 0.115 | 0 | 0
TD | Battery | 18 | BONN | 0.005 | 0.004 | 0 | 0
TD | Battery | 18 | BOTW_1 | 0.027 | 0.022 | 0 | 0
TD | Battery | 18 | BRAC_P | 0.013 | 0.011 | 0 | 0
TD | Battery | 18 | BRAI_1 | 0.104 | 0.085 | 0 | 0
TD | Battery | 18 | BRAP | 0.007 | 0.006 | 0 | 0
TD | Battery | 18 | BRAW_1 | 0.056 | 0.046 | 0 | 0
TD | Battery | 18 | BRED_1 | 0.045 | 0.037 | 0 | 0
TD | Battery | 18 | BRFO_1 | 0.19 | 0.156 | 0 | 0
TD | Battery | 18 | BRID_P | 0.009 | 0.007 | 0 | 0
TD | Battery | 18 | BRIM_1 | 0.016 | 0.013 | 0 | 0
TD | Battery | 18 | BRLE_1 | 0.034 | 0.028 | 0 | 0
TD | Battery | 18 | BROA_P | 0.002 | 0.002 | 0 | 0
TD | Battery | 18 | BROR_P | 0.002 | 0.001 | 0 | 0
TD | Battery | 18 | BROX | 0.004 | 0.003 | 0 | 0
TD | Battery | 18 | BRWA1 | 0.1 | 0.082 | 0 | 0
TD | Battery | 18 | BUMU_P | 0.006 | 0.005 | 0 | 0
TD | Battery | 18 | BURM_1 | 0.119 | 0.098 | 0 | 0
TD | Battery | 18 | BUSH_1 | 0.035 | 0.028 | 0 | 0
TD | Battery | 18 | BUST_1 | 0.029 | 0.024 | 0 | 0
TD | Battery | 18 | CAAD_P | 0.003 | 0.002 | 0 | 0
TD | Battery | 18 | CANTN1 | 0.028 | 0.023 | 0 | 0
TD | Battery | 18 | CAPEA1 | 0.026 | 0.021 | 0 | 0
TD | Battery | 18 | CARE_1 | 0.024 | 0.02 | 0 | 0
TD | Battery | 18 | CARR_1 | 0.032 | 0.026 | 0 | 0
TD | Battery | 18 | CATY | 0.008 | 0.006 | 0 | 0
TD | Battery | 18 | CEAN_P | 0.001 | 0.001 | 0 | 0
TD | Battery | 18 | CELL_1 | 0.104 | 0.086 | 0 | 0
TD | Battery | 18 | CHAP | 0.009 | 0.007 | 0 | 0
TD | Battery | 18 | CHAR_P | 0 | 0 | 0 | 0
TD | Battery | 18 | CHAS | 0.006 | 0.005 | 0 | 0
TD | Battery | 18 | CHIC_1 | 0.027 | 0.022 | 0 | 0
TD | Battery | 18 | CHSI_1 | 0.033 | 0.027 | 0 | 0
TD | Battery | 18 | CHTE_1 | 0.121 | 0.1 | 0 | 0
TD | Battery | 18 | CITR_1 | 0.011 | 0.009 | 0 | 0
TD | Battery | 18 | CLAC_P | 0.001 | 0.001 | 0 | 0
TD | Battery | 18 | CLAY_P | 0.004 | 0.003 | 0 | 0
TD | Battery | 18 | CLYM | 0.002 | 0.002 | 0 | 0
TD | Battery | 18 | COAT | 0.009 | 0.008 | 0 | 0
TD | Battery | 18 | COCK | 0.01 | 0.009 | 0 | 0
TD | Battery | 18 | CONQA1 | 0.057 | 0.047 | 0 | 0
TD | Battery | 18 | COUA_P | 0.009 | 0.007 | 0 | 0
TD | Battery | 18 | COVE_1 | 0.079 | 0.065 | 0 | 0
TD | Battery | 18 | COWL_1 | 0.096 | 0.079 | 0 | 0
TD | Battery | 18 | COYL | 0.003 | 0.002 | 0 | 0
TD | Battery | 18 | CRAI_P | 0.001 | 0.001 | 0 | 0
TD | Battery | 18 | CREB_1 | 0.105 | 0.086 | 0 | 0
TD | Battery | 18 | CUMB | 0.007 | 0.006 | 0 | 0
TD | Battery | 18 | CUPA | 0.012 | 0.01 | 0 | 0
TD | Battery | 18 | CURR | 0.002 | 0.001 | 0 | 0
TD | Battery | 18 | DALM3 | 0.002 | 0.002 | 0 | 0
TD | Battery | 18 | DEVM | 0.004 | 0.003 | 0 | 0
TD | Battery | 18 | DEVO | 0.008 | 0.006 | 0 | 0
TD | Battery | 18 | DEWP | 0.003 | 0.002 | 0 | 0
TD | Battery | 18 | DRAK_1 | 0.043 | 0.036 | 0 | 0
TD | Battery | 18 | DRAX_1 | 0.012 | 0.01 | 0 | 0
TD | Battery | 18 | DRCR | 0.004 | 0.003 | 0 | 0
TD | Battery | 18 | DRUM | 0.001 | 0.001 | 0 | 0
TD | Battery | 18 | DUDH_P | 0.006 | 0.005 | 0 | 0
TD | Battery | 18 | DUGR_P | 0.001 | 0.001 | 0 | 0
TD | Battery | 18 | DUNB | 0.006 | 0.005 | 0 | 0
TD | Battery | 18 | DUNF | 0.006 | 0.005 | 0 | 0
TD | Battery | 18 | DUNO_P | 0.003 | 0.002 | 0 | 0
TD | Battery | 18 | DYCE_P | 0.009 | 0.007 | 0 | 0
TD | Battery | 18 | EALI_6 | 0.005 | 0.005 | 0 | 0
TD | Battery | 18 | EASO_1 | 0.147 | 0.121 | 0 | 0
TD | Battery | 18 | ECCL | 0.014 | 0.011 | 0 | 0
TD | Battery | 18 | ECLA_1 | 0.068 | 0.056 | 0 | 0
TD | Battery | 18 | EERH | 0.003 | 0.002 | 0 | 0
TD | Battery | 18 | EKIS | 0.006 | 0.005 | 0 | 0
TD | Battery | 18 | ELDE | 0.005 | 0.004 | 0 | 0
TD | Battery | 18 | ELGI_P | 0.009 | 0.008 | 0 | 0
TD | Battery | 18 | ELLA_1 | 0.044 | 0.037 | 0 | 0
TD | Battery | 18 | ELST_1 | 0.018 | 0.015 | 0 | 0
TD | Battery | 18 | ENDE_1 | 0.089 | 0.073 | 0 | 0
TD | Battery | 18 | ERSK | 0.002 | 0.002 | 0 | 0
TD | Battery | 18 | EXET1 | 0.118 | 0.097 | 0 | 0
TD | Battery | 18 | FAUG_P | 0 | 0 | 0 | 0
TD | Battery | 18 | FAWL_1 | 0.04 | 0.033 | 0 | 0
TD | Battery | 18 | FECK_6 | 0.101 | 0.083 | 0 | 0
TD | Battery | 18 | FERRA2 | 0.009 | 0.008 | 0 | 0
TD | Battery | 18 | FERRB1 | 0.088 | 0.072 | 0 | 0
TD | Battery | 18 | FIDD_P | 0.008 | 0.006 | 0 | 0
TD | Battery | 18 | FIDF_1 | 0.053 | 0.044 | 0 | 0
TD | Battery | 18 | FINN | 0.003 | 0.002 | 0 | 0
TD | Battery | 18 | FLEE_1 | 0.161 | 0.132 | 0 | 0
TD | Battery | 18 | FOUR_1 | 0.004 | 0.003 | 0 | 0
TD | Battery | 18 | FROD_1 | 0.056 | 0.046 | 0 | 0
TD | Battery | 18 | FWIL_P | 0.002 | 0.002 | 0 | 0
TD | Battery | 18 | GALA | 0.011 | 0.009 | 0 | 0
TD | Battery | 18 | GIFF | 0.004 | 0.003 | 0 | 0
TD | Battery | 18 | GLLU | 0.006 | 0.005 | 0 | 0
TD | Battery | 18 | GLNI | 0.001 | 0.001 | 0 | 0
TD | Battery | 18 | GLRO | 0.007 | 0.006 | 0 | 0
TD | Battery | 18 | GORG | 0.003 | 0.003 | 0 | 0
TD | Battery | 18 | GOVA | 0.001 | 0.001 | 0 | 0
TD | Battery | 18 | GREN_1 | 0.155 | 0.127 | 0 | 0
TD | Battery | 18 | GRIW_1 | 0.034 | 0.028 | 0 | 0
TD | Battery | 18 | GRUB_P | 0.001 | 0.001 | 0 | 0
TD | Battery | 18 | G_EXTRA_11 | 0.004 | 0.003 | 0 | 0
TD | Battery | 18 | G_EXTRA_2 | 0.013 | 0.011 | 0 | 0
TD | Battery | 18 | G_EXTRA_4 | 0.005 | 0.004 | 0 | 0
TD | Battery | 18 | G_EXTRA_8 | 0.003 | 0.002 | 0 | 0
TD | Battery | 18 | HACK_1 | 0.011 | 0.009 | 0 | 0
TD | Battery | 18 | HAGR | 0 | 0 | 0 | 0
TD | Battery | 18 | HAMHC1 | 0.049 | 0.041 | 0 | 0
TD | Battery | 18 | HARK_1 | 0.065 | 0.053 | 0 | 0
TD | Battery | 18 | HARM_6 | 0.016 | 0.014 | 0 | 0
TD | Battery | 18 | HAWI | 0.005 | 0.004 | 0 | 0
TD | Battery | 18 | HAWP_6 | 0.029 | 0.024 | 0 | 0
TD | Battery | 18 | HELE | 0.003 | 0.002 | 0 | 0
TD | Battery | 18 | HEYS_1 | 0.047 | 0.039 | 0 | 0
TD | Battery | 18 | HUER | 0.002 | 0.002 | 0 | 0
TD | Battery | 18 | HURS_1 | 0.009 | 0.008 | 0 | 0
TD | Battery | 18 | HUTT_1 | 0.016 | 0.013 | 0 | 0
TD | Battery | 18 | INDQ1 | 0.18 | 0.148 | 0 | 0
TD | Battery | 18 | INKE | 0.007 | 0.005 | 0 | 0
TD | Battery | 18 | INNE_P | 0.009 | 0.007 | 0 | 0
TD | Battery | 18 | IROA1 | 0.117 | 0.096 | 0 | 0
TD | Battery | 18 | IRONB1 | 0.031 | 0.025 | 0 | 0
TD | Battery | 18 | IVER_1 | 0.03 | 0.025 | 0 | 0
TD | Battery | 18 | IVER_6 | 0.005 | 0.004 | 0 | 0
TD | Battery | 18 | JOHN | 0.004 | 0.003 | 0 | 0
TD | Battery | 18 | JORD_3 | 0.006 | 0.005 | 0 | 0
TD | Battery | 18 | KAIM | 0.01 | 0.008 | 0 | 0
TD | Battery | 18 | KEAD_1 | 0.107 | 0.088 | 0 | 0
TD | Battery | 18 | KEAR_1 | 0.059 | 0.049 | 0 | 0
TD | Battery | 18 | KEIT_P | 0.01 | 0.008 | 0 | 0
TD | Battery | 18 | KEMS_1 | 0.033 | 0.027 | 0 | 0
TD | Battery | 18 | KIBY_1 | 0.027 | 0.023 | 0 | 0
TD | Battery | 18 | KIBY_G | 0.03 | 0.025 | 0 | 0
TD | Battery | 18 | KIER | 0.006 | 0.005 | 0 | 0
TD | Battery | 18 | KIIN_P | 0.001 | 0.001 | 0 | 0
TD | Battery | 18 | KILS | 0.003 | 0.003 | 0 | 0
TD | Battery | 18 | KILT | 0.007 | 0.006 | 0 | 0
TD | Battery | 18 | KILW | 0.009 | 0.007 | 0 | 0
TD | Battery | 18 | KINL_P | 0 | 0 | 0 | 0
TD | Battery | 18 | KINO_1 | 0.041 | 0.034 | 0 | 0
TD | Battery | 18 | KINT_P | 0.017 | 0.014 | 0 | 0
TD | Battery | 18 | KIRKB1 | 0.018 | 0.014 | 0 | 0
TD | Battery | 18 | KITW_1 | 0.028 | 0.023 | 0 | 0
TD | Battery | 18 | KNAR | 0.03 | 0.025 | 0 | 0
TD | Battery | 18 | LACK_6 | 0.033 | 0.027 | 0 | 0
TD | Battery | 18 | LAIR_P | 0.001 | 0.001 | 0 | 0
TD | Battery | 18 | LALE1SG003 | 0.009 | 0.008 | 0 | 0
TD | Battery | 18 | LAND1 | 0.073 | 0.06 | 0 | 0
TD | Battery | 18 | LEGA_1 | 0.076 | 0.062 | 0 | 0
TD | Battery | 18 | LEVE | 0.006 | 0.005 | 0 | 0
TD | Battery | 18 | LING | 0.01 | 0.008 | 0 | 0
TD | Battery | 18 | LINM | 0.01 | 0.008 | 0 | 0
TD | Battery | 18 | LISD_1 | 0.046 | 0.038 | 0 | 0
TD | Battery | 18 | LITT_C | 0.007 | 0.006 | 0 | 0
TD | Battery | 18 | LITT_J | 0.016 | 0.013 | 0 | 0
TD | Battery | 18 | LODR_6 | 0.003 | 0.002 | 0 | 0
TD | Battery | 18 | LOUD_H | 0.005 | 0.004 | 0 | 0
TD | Battery | 18 | LOVE_1 | 0.1 | 0.082 | 0 | 0
TD | Battery | 18 | LUNA_P | 0.008 | 0.007 | 0 | 0
TD | Battery | 18 | LYND_P | 0.002 | 0.002 | 0 | 0
TD | Battery | 18 | MACC_3 | 0.009 | 0.008 | 0 | 0
TD | Battery | 18 | MACD_P | 0.009 | 0.008 | 0 | 0
TD | Battery | 18 | MAGA_6 | 0.003 | 0.002 | 0 | 0
TD | Battery | 18 | MANN_1 | 0.153 | 0.126 | 0 | 0
TD | Battery | 18 | MAYB | 0.003 | 0.003 | 0 | 0
TD | Battery | 18 | MELK_1 | 0.106 | 0.087 | 0 | 0
TD | Battery | 18 | MILC_P | 0.007 | 0.006 | 0 | 0
TD | Battery | 18 | MILH_1 | 0.024 | 0.019 | 0 | 0
TD | Battery | 18 | MITY_1 | 0.049 | 0.04 | 0 | 0
TD | Battery | 18 | MYBS_P | 0.003 | 0.002 | 0 | 0
TD | Battery | 18 | NAIR_P | 0.007 | 0.006 | 0 | 0
TD | Battery | 18 | NEAR | 0.004 | 0.003 | 0 | 0
TD | Battery | 18 | NECE_1 | 0.048 | 0.039 | 0 | 0
TD | Battery | 18 | NEEP_3 | 0.017 | 0.014 | 0 | 0
TD | Battery | 18 | NEWX_6 | 0.011 | 0.009 | 0 | 0
TD | Battery | 18 | NFLE | 0.044 | 0.036 | 0 | 0
TD | Battery | 18 | NHYD_6 | 0.007 | 0.005 | 0 | 0
TD | Battery | 18 | NINF_1 | 0.072 | 0.059 | 0 | 0
TD | Battery | 18 | NORL_3 | 0.007 | 0.006 | 0 | 0
TD | Battery | 18 | NORM_1 | 0.24 | 0.197 | 0 | 0
TD | Battery | 18 | NORT_1 | 0.11 | 0.091 | 0 | 0
TD | Battery | 18 | NURS_1 | 0.057 | 0.047 | 0 | 0
TD | Battery | 18 | OCKH_1 | 0.013 | 0.011 | 0 | 0
TD | Battery | 18 | OFFE_3 | 0.017 | 0.014 | 0 | 0
TD | Battery | 18 | OLDB_1 | 0.015 | 0.012 | 0 | 0
TD | Battery | 18 | OSBA_1 | 0.068 | 0.056 | 0 | 0
TD | Battery | 18 | PADIB1 | 0.07 | 0.058 | 0 | 0
TD | Battery | 18 | PAIS | 0.001 | 0.001 | 0 | 0
TD | Battery | 18 | PART | 0.001 | 0.001 | 0 | 0
TD | Battery | 18 | PELH_1 | 0.052 | 0.043 | 0 | 0
TD | Battery | 18 | PEMB_1 | 0.038 | 0.031 | 0 | 0
TD | Battery | 18 | PENN_1 | 0.009 | 0.008 | 0 | 0
TD | Battery | 18 | PENT_1 | 0.031 | 0.026 | 0 | 0
TD | Battery | 18 | PENW_1 | 0.057 | 0.047 | 0 | 0
TD | Battery | 18 | PERS_P | 0.002 | 0.002 | 0 | 0
TD | Battery | 18 | PITS_3 | 0.008 | 0.006 | 0 | 0
TD | Battery | 18 | POOB | 0.011 | 0.009 | 0 | 0
TD | Battery | 18 | POPP_3 | 0.02 | 0.017 | 0 | 0
TD | Battery | 18 | PORA_P | 0.003 | 0.003 | 0 | 0
TD | Battery | 18 | PORD | 0.001 | 0.001 | 0 | 0
TD | Battery | 18 | PYLE_1 | 0.021 | 0.017 | 0 | 0
TD | Battery | 18 | RAIN_1 | 0.021 | 0.018 | 0 | 0
TD | Battery | 18 | RANN_P | 0 | 0 | 0 | 0
TD | Battery | 18 | RASS_1 | 0.058 | 0.048 | 0 | 0
TD | Battery | 18 | RATS_1 | 0.087 | 0.071 | 0 | 0
TD | Battery | 18 | RAVE | 0.004 | 0.004 | 0 | 0
TD | Battery | 18 | RAYL_1 | 0.056 | 0.046 | 0 | 0
TD | Battery | 18 | REBR_3 | 0.011 | 0.009 | 0 | 0
TD | Battery | 18 | RICH1 | 0.035 | 0.029 | 0 | 0
TD | Battery | 18 | ROCH_1 | 0.023 | 0.019 | 0 | 0
TD | Battery | 18 | RUGEB1 | 0.027 | 0.022 | 0 | 0
TD | Battery | 18 | RYEH_1 | 0.026 | 0.021 | 0 | 0
TD | Battery | 18 | SALT_1 | 0.012 | 0.01 | 0 | 0
TD | Battery | 18 | SANX | 0.001 | 0.001 | 0 | 0
TD | Battery | 18 | SBAR | 0.058 | 0.048 | 0 | 0
TD | Battery | 18 | SEAB1 | 0.069 | 0.057 | 0 | 0
TD | Battery | 18 | SELL_1 | 0.042 | 0.035 | 0 | 0
TD | Battery | 18 | SFIL_P | 0.001 | 0 | 0 | 0
TD | Battery | 18 | SHEC_3 | 0.001 | 0.001 | 0 | 0
TD | Battery | 18 | SHIN_P | 0 | 0 | 0 | 0
TD | Battery | 18 | SHRU | 0.001 | 0.001 | 0 | 0
TD | Battery | 18 | SHRW_1 | 0.064 | 0.052 | 0 | 0
TD | Battery | 18 | SIGH | 0.004 | 0.003 | 0 | 0
TD | Battery | 18 | SJOW_1 | 0.003 | 0.003 | 0 | 0
TD | Battery | 18 | SKLGB1 | 0.095 | 0.078 | 0 | 0
TD | Battery | 18 | SMAN_1 | 0.05 | 0.041 | 0 | 0
TD | Battery | 18 | SPAV | 0.002 | 0.002 | 0 | 0
TD | Battery | 18 | SPEN_1 | 0.043 | 0.036 | 0 | 0
TD | Battery | 18 | SSHI_3 | 0.014 | 0.011 | 0 | 0
TD | Battery | 18 | STAH_1 | 0.029 | 0.024 | 0 | 0
TD | Battery | 18 | STAL_1 | 0.031 | 0.026 | 0 | 0
TD | Battery | 18 | STAY_1 | 0.06 | 0.049 | 0 | 0
TD | Battery | 18 | STEN_1 | 0.032 | 0.026 | 0 | 0
TD | Battery | 18 | STES_1 | 0.049 | 0.04 | 0 | 0
TD | Battery | 18 | STHA | 0.01 | 0.009 | 0 | 0
TD | Battery | 18 | STIR | 0.024 | 0.019 | 0 | 0
TD | Battery | 18 | STLE | 0.009 | 0.007 | 0 | 0
TD | Battery | 18 | STRI_P | 0.014 | 0.012 | 0 | 0
TD | Battery | 18 | SUND_1 | 0.043 | 0.035 | 0 | 0
TD | Battery | 18 | SWAN_1 | 0.143 | 0.118 | 0 | 0
TD | Battery | 18 | TARL_P | 0.003 | 0.003 | 0 | 0
TD | Battery | 18 | TAUN1 | 0.046 | 0.038 | 0 | 0
TD | Battery | 18 | TAYN_P | 0.005 | 0.004 | 0 | 0
TD | Battery | 18 | TELR | 0.001 | 0.001 | 0 | 0
TD | Battery | 18 | TEMP_3 | 0.017 | 0.014 | 0 | 0
TD | Battery | 18 | THOM_6 | 0.079 | 0.065 | 0 | 0
TD | Battery | 18 | THSO_P | 0.008 | 0.007 | 0 | 0
TD | Battery | 18 | THUR_6 | 0.048 | 0.039 | 0 | 0
TD | Battery | 18 | TILBB_1 | 0.007 | 0.006 | 0 | 0
TD | Battery | 18 | TONG | 0.007 | 0.006 | 0 | 0
TD | Battery | 18 | TOTT_1 | 0.01 | 0.008 | 0 | 0
TD | Battery | 18 | TRAW_1 | 0.027 | 0.022 | 0 | 0
TD | Battery | 18 | TUMB_P | 0.003 | 0.002 | 0 | 0
TD | Battery | 18 | TYNE_2 | 0.042 | 0.035 | 0 | 0
TD | Battery | 18 | UPPB_1 | 0.048 | 0.039 | 0 | 0
TD | Battery | 18 | USKM_1 | 0.058 | 0.048 | 0 | 0
TD | Battery | 18 | WALH_1 | 0.06 | 0.05 | 0 | 0
TD | Battery | 18 | WALP_1 | 0.069 | 0.057 | 0 | 0
TD | Battery | 18 | WALP_B | 0.098 | 0.081 | 0 | 0
TD | Battery | 18 | WARL_1 | 0.028 | 0.023 | 0 | 0
TD | Battery | 18 | WASF_1 | 0.01 | 0.008 | 0 | 0
TD | Battery | 18 | WATFS_1 | 0.025 | 0.021 | 0 | 0
TD | Battery | 18 | WBOL_6 | 0.032 | 0.027 | 0 | 0
TD | Battery | 18 | WBUR_1 | 0.081 | 0.067 | 0 | 0
TD | Battery | 18 | WFIE | 0.002 | 0.001 | 0 | 0
TD | Battery | 18 | WGEO | 0 | 0 | 0 | 0
TD | Battery | 18 | WHAM_1 | 0.013 | 0.011 | 0 | 0
TD | Battery | 18 | WHGA_1 | 0.059 | 0.049 | 0 | 0
TD | Battery | 18 | WHHO | 0.002 | 0.002 | 0 | 0
TD | Battery | 18 | WIEN_1 | 0.031 | 0.026 | 0 | 0
TD | Battery | 18 | WILL_1 | 0.111 | 0.091 | 0 | 0
TD | Battery | 18 | WIMBS1 | 0.02 | 0.017 | 0 | 0
TD | Battery | 18 | WIOW_P | 0.002 | 0.002 | 0 | 0
TD | Battery | 18 | WISD_1 | 0.003 | 0.002 | 0 | 0
TD | Battery | 18 | WISD_6 | 0.003 | 0.002 | 0 | 0
TD | Battery | 18 | WISH | 0.006 | 0.005 | 0 | 0
TD | Battery | 18 | WMEL_1 | 0.06 | 0.049 | 0 | 0
TD | Battery | 18 | WOHI_P | 0.007 | 0.006 | 0 | 0
TD | Battery | 18 | WTHU31 | 0.01 | 0.008 | 0 | 0
TD | Battery | 18 | WWEY_1 | 0.038 | 0.031 | 0 | 0
TD | Battery | 18 | WYLF_1 | 0.008 | 0.007 | 0 | 0
TD | Battery | 18 | WYMOM_1 | 0.036 | 0.029 | 0 | 0
TD | Hydro | 18 | ABHA1 | 2.272 | 1.09 | 0.198 | 0.517
TD | Hydro | 18 | ALNE_P | 2.85 | 1.368 | 0.249 | 0.648
TD | Hydro | 18 | ALVE1 | 4.84 | 2.323 | 0.422 | 1.101
TD | Hydro | 18 | ARMO_P | 0.02 | 0.009 | 0.002 | 0.004
TD | Hydro | 18 | AXMI1 | 0.117 | 0.056 | 0.01 | 0.027
TD | Hydro | 18 | BEAU_P | 5.617 | 2.696 | 0.49 | 1.278
TD | Hydro | 18 | BESW_1 | 0.042 | 0.02 | 0.004 | 0.01
TD | Hydro | 18 | BISW_1 | 0.094 | 0.045 | 0.008 | 0.021
TD | Hydro | 18 | BLYTH132 | 0.056 | 0.027 | 0.005 | 0.013
TD | Hydro | 18 | BOAG_P | 0.433 | 0.208 | 0.038 | 0.098
TD | Hydro | 18 | BONN | 0.275 | 0.132 | 0.024 | 0.063
TD | Hydro | 18 | BRAC_P | 2.116 | 1.016 | 0.185 | 0.481
TD | Hydro | 18 | BRAW_1 | 0.5 | 0.24 | 0.044 | 0.114
TD | Hydro | 18 | BRED_1 | 0.208 | 0.1 | 0.018 | 0.047
TD | Hydro | 18 | BRFO_1 | 0.112 | 0.054 | 0.01 | 0.026
TD | Hydro | 18 | BRLE_1 | 0.01 | 0.005 | 0.001 | 0.002
TD | Hydro | 18 | BROA_P | 5.183 | 2.488 | 0.452 | 1.179
TD | Hydro | 18 | BROR_P | 0.278 | 0.134 | 0.024 | 0.063
TD | Hydro | 18 | BRWA1 | 0.183 | 0.088 | 0.016 | 0.042
TD | Hydro | 18 | BUMU_P | 2.628 | 1.261 | 0.229 | 0.598
TD | Hydro | 18 | BUSH_1 | 0.008 | 0.004 | 0.001 | 0.002
TD | Hydro | 18 | CAAD_P | 0.129 | 0.062 | 0.011 | 0.029
TD | Hydro | 18 | CASS_P | 1.265 | 0.607 | 0.11 | 0.288
TD | Hydro | 18 | CELL_1 | 0.053 | 0.026 | 0.005 | 0.012
TD | Hydro | 18 | CHAP | 0.046 | 0.022 | 0.004 | 0.011
TD | Hydro | 18 | CHAR_P | 0.003 | 0.001 | 0 | 0.001
TD | Hydro | 18 | CHIC_1 | 0.051 | 0.024 | 0.004 | 0.012
TD | Hydro | 18 | CHTE_1 | 0.027 | 0.013 | 0.002 | 0.006
TD | Hydro | 18 | CLAC_P | 4.441 | 2.132 | 0.387 | 1.01
TD | Hydro | 18 | COCK | 0.082 | 0.039 | 0.007 | 0.019
TD | Hydro | 18 | CONQA1 | 0.084 | 0.04 | 0.007 | 0.019
TD | Hydro | 18 | COUA_P | 1.663 | 0.798 | 0.145 | 0.378
TD | Hydro | 18 | COWL_1 | 0.209 | 0.101 | 0.018 | 0.048
TD | Hydro | 18 | COYL | 0.143 | 0.069 | 0.013 | 0.033
TD | Hydro | 18 | CUMB | 0.998 | 0.479 | 0.087 | 0.227
TD | Hydro | 18 | DEVM | 0.062 | 0.03 | 0.005 | 0.014
TD | Hydro | 18 | DEVO | 0.169 | 0.081 | 0.015 | 0.038
TD | Hydro | 18 | DRAK_1 | 0.194 | 0.093 | 0.017 | 0.044
TD | Hydro | 18 | DRAX_1 | 0.871 | 0.418 | 0.076 | 0.198
TD | Hydro | 18 | DUGR_P | 0.044 | 0.021 | 0.004 | 0.01
TD | Hydro | 18 | DUNF | 1.209 | 0.58 | 0.105 | 0.275
TD | Hydro | 18 | DUNO_P | 1.186 | 0.569 | 0.103 | 0.27
TD | Hydro | 18 | DYCE_P | 0.099 | 0.047 | 0.009 | 0.023
TD | Hydro | 18 | EASO_1 | 0.034 | 0.016 | 0.003 | 0.008
TD | Hydro | 18 | ELLA_1 | 0.06 | 0.029 | 0.005 | 0.014
TD | Hydro | 18 | EXET1 | 0.754 | 0.362 | 0.066 | 0.172
TD | Hydro | 18 | FAUG_P | 4.335 | 2.081 | 0.378 | 0.986
TD | Hydro | 18 | FECK_6 | 0.155 | 0.074 | 0.013 | 0.035
TD | Hydro | 18 | FERRB1 | 0.29 | 0.139 | 0.025 | 0.066
TD | Hydro | 18 | FIDD_P | 0.031 | 0.015 | 0.003 | 0.007
TD | Hydro | 18 | FLEE_1 | 0.314 | 0.151 | 0.027 | 0.071
TD | Hydro | 18 | FWIL_P | 17.267 | 8.288 | 1.506 | 3.928
TD | Hydro | 18 | GALA | 1.152 | 0.553 | 0.1 | 0.262
TD | Hydro | 18 | GLLU | 0.512 | 0.246 | 0.045 | 0.116
TD | Hydro | 18 | GLRO | 0.464 | 0.223 | 0.04 | 0.106
TD | Hydro | 18 | GREN_1 | 0.155 | 0.074 | 0.013 | 0.035
TD | Hydro | 18 | GRUB_P | 1.116 | 0.536 | 0.097 | 0.254
TD | Hydro | 18 | G_EXTRA_2 | 1.728 | 0.829 | 0.151 | 0.393
TD | Hydro | 18 | HARK_1 | 0.658 | 0.316 | 0.057 | 0.15
TD | Hydro | 18 | HAWI | 0.04 | 0.019 | 0.004 | 0.009
TD | Hydro | 18 | HEYS_1 | 4.729 | 2.27 | 0.412 | 1.076
TD | Hydro | 18 | HUER | 0.141 | 0.067 | 0.012 | 0.032
TD | Hydro | 18 | HUTT_1 | 1.823 | 0.875 | 0.159 | 0.415
TD | Hydro | 18 | INDQ1 | 1.348 | 0.647 | 0.118 | 0.307
TD | Hydro | 18 | INNE_P | 0.143 | 0.069 | 0.013 | 0.033
TD | Hydro | 18 | IROA1 | 0.139 | 0.067 | 0.012 | 0.032
TD | Hydro | 18 | KAIM | 0.04 | 0.019 | 0.004 | 0.009
TD | Hydro | 18 | KEAR_1 | 1.906 | 0.915 | 0.166 | 0.434
TD | Hydro | 18 | KEIT_P | 0.093 | 0.045 | 0.008 | 0.021
TD | Hydro | 18 | KIIN_P | 8.085 | 3.881 | 0.705 | 1.839
TD | Hydro | 18 | KILS | 0.056 | 0.027 | 0.005 | 0.013
TD | Hydro | 18 | KILT | 0.007 | 0.003 | 0.001 | 0.002
TD | Hydro | 18 | KINO_1 | 0.01 | 0.005 | 0.001 | 0.002
TD | Hydro | 18 | KNAR | 0.654 | 0.314 | 0.057 | 0.149
TD | Hydro | 18 | LAIR_P | 0.334 | 0.161 | 0.029 | 0.076
TD | Hydro | 18 | LAND1 | 3.391 | 1.628 | 0.296 | 0.771
TD | Hydro | 18 | LEGA_1 | 3.353 | 1.61 | 0.292 | 0.763
TD | Hydro | 18 | LING | 0.126 | 0.061 | 0.011 | 0.029
TD | Hydro | 18 | LINM | 2.316 | 1.112 | 0.202 | 0.527
TD | Hydro | 18 | LUNA_P | 2.122 | 1.019 | 0.185 | 0.483
TD | Hydro | 18 | LYND_P | 0.475 | 0.228 | 0.041 | 0.108
TD | Hydro | 18 | MACC_3 | 0.011 | 0.005 | 0.001 | 0.003
TD | Hydro | 18 | MAGA_6 | 0.035 | 0.017 | 0.003 | 0.008
TD | Hydro | 18 | MANN_1 | 0.255 | 0.122 | 0.022 | 0.058
TD | Hydro | 18 | MAYB | 2.235 | 1.073 | 0.195 | 0.509
TD | Hydro | 18 | MELK_1 | 0.841 | 0.404 | 0.073 | 0.191
TD | Hydro | 18 | MITY_1 | 0.021 | 0.01 | 0.002 | 0.005
TD | Hydro | 18 | NAIR_P | 0.259 | 0.124 | 0.023 | 0.059
TD | Hydro | 18 | NEEP_3 | 0.363 | 0.174 | 0.032 | 0.082
TD | Hydro | 18 | NETS | 3.927 | 1.885 | 0.342 | 0.893
TD | Hydro | 18 | NORM_1 | 0.059 | 0.028 | 0.005 | 0.013
TD | Hydro | 18 | NORT_1 | 1.186 | 0.569 | 0.103 | 0.27
TD | Hydro | 18 | NURS_1 | 0.03 | 0.014 | 0.003 | 0.007
TD | Hydro | 18 | OSBA_1 | 0.151 | 0.072 | 0.013 | 0.034
TD | Hydro | 18 | PADIB1 | 0.734 | 0.352 | 0.064 | 0.167
TD | Hydro | 18 | PEMB_1 | 0.234 | 0.113 | 0.02 | 0.053
TD | Hydro | 18 | PENT_1 | 2.178 | 1.045 | 0.19 | 0.496
TD | Hydro | 18 | PENW_1 | 1.124 | 0.54 | 0.098 | 0.256
TD | Hydro | 18 | PORA_P | 11.567 | 5.552 | 1.009 | 2.631
TD | Hydro | 18 | PYLE_1 | 0.018 | 0.009 | 0.002 | 0.004
TD | Hydro | 18 | RANN_P | 3.991 | 1.916 | 0.348 | 0.908
TD | Hydro | 18 | RASS_1 | 3.828 | 1.837 | 0.334 | 0.871
TD | Hydro | 18 | REDH | 1.819 | 0.873 | 0.159 | 0.414
TD | Hydro | 18 | RUGEB1 | 0.008 | 0.004 | 0.001 | 0.002
TD | Hydro | 18 | SEAB1 | 0.229 | 0.11 | 0.02 | 0.052
TD | Hydro | 18 | SHIN_P | 1.962 | 0.942 | 0.171 | 0.446
TD | Hydro | 18 | SMAN_1 | 0.011 | 0.005 | 0.001 | 0.002
TD | Hydro | 18 | SPAV | 0.155 | 0.074 | 0.013 | 0.035
TD | Hydro | 18 | SPEN_1 | 0.503 | 0.242 | 0.044 | 0.114
TD | Hydro | 18 | STAL_1 | 0.34 | 0.163 | 0.03 | 0.077
TD | Hydro | 18 | STES_1 | 0.014 | 0.007 | 0.001 | 0.003
TD | Hydro | 18 | STHA | 1.602 | 0.769 | 0.14 | 0.364
TD | Hydro | 18 | STIR | 0.278 | 0.134 | 0.024 | 0.063
TD | Hydro | 18 | STLE | 1.972 | 0.947 | 0.172 | 0.449
TD | Hydro | 18 | SWAN_1 | 1.302 | 0.625 | 0.114 | 0.296
TD | Hydro | 18 | TARL_P | 0.546 | 0.262 | 0.048 | 0.124
TD | Hydro | 18 | TAUN1 | 0.159 | 0.076 | 0.014 | 0.036
TD | Hydro | 18 | TAYN_P | 12.181 | 5.847 | 1.062 | 2.771
TD | Hydro | 18 | THSO_P | 0.312 | 0.15 | 0.027 | 0.071
TD | Hydro | 18 | TONG | 0.663 | 0.318 | 0.058 | 0.151
TD | Hydro | 18 | TRAW_1 | 18.624 | 8.94 | 1.624 | 4.237
TD | Hydro | 18 | TUMB_P | 7.592 | 3.644 | 0.662 | 1.727
TD | Hydro | 18 | UPPB_1 | 0.155 | 0.074 | 0.013 | 0.035
TD | Hydro | 18 | WHHO | 0.014 | 0.007 | 0.001 | 0.003
TD | Hydro | 18 | WILL_1 | 1.408 | 0.676 | 0.123 | 0.32
TD | Hydro | 18 | WMEL_1 | 2.205 | 1.058 | 0.192 | 0.502
TD | Hydro | 18 | WWEY_1 | 0.098 | 0.047 | 0.009 | 0.022
TD | Hydro | 18 | WYMOM_1 | 0.042 | 0.02 | 0.004 | 0.01
TD | Other | 18 | ABHA1 | 4.316 | 3.533 | 1.765 | 1.741
TD | Other | 18 | ABTH_1 | 1.555 | 1.273 | 0.636 | 0.627
TD | Other | 18 | ACTL_2 | 0.534 | 0.437 | 0.218 | 0.215
TD | Other | 18 | ALNE_P | 0.182 | 0.149 | 0.075 | 0.074
TD | Other | 18 | ALVE1 | 1.053 | 0.862 | 0.431 | 0.425
TD | Other | 18 | AMEM_1 | 0.01 | 0.008 | 0.004 | 0.004
TD | Other | 18 | ARBR_P | 1.338 | 1.096 | 0.547 | 0.54
TD | Other | 18 | AXMI1 | 5.727 | 4.688 | 2.342 | 2.311
TD | Other | 18 | BAGA | 2.075 | 1.698 | 0.848 | 0.837
TD | Other | 18 | BAIN | 1.094 | 0.896 | 0.447 | 0.442
TD | Other | 18 | BARKC1 | 0.007 | 0.006 | 0.003 | 0.003
TD | Other | 18 | BEDDT1 | 0.005 | 0.004 | 0.002 | 0.002
TD | Other | 18 | BEDD_1 | 0.565 | 0.463 | 0.231 | 0.228
TD | Other | 18 | BERW | 0.584 | 0.478 | 0.239 | 0.235
TD | Other | 18 | BESW_1 | 1.37 | 1.121 | 0.56 | 0.553
TD | Other | 18 | BICF_1 | 4.296 | 3.516 | 1.756 | 1.733
TD | Other | 18 | BIRK_1 | 3.327 | 2.723 | 1.36 | 1.342
TD | Other | 18 | BISW_1 | 24.905 | 20.387 | 10.183 | 10.048
TD | Other | 18 | BLYTB1 | 2.41 | 1.973 | 0.985 | 0.972
TD | Other | 18 | BOAG_P | 0.205 | 0.168 | 0.084 | 0.083
TD | Other | 18 | BOLN_1 | 5.326 | 4.36 | 2.178 | 2.149
TD | Other | 18 | BOTW_1 | 0.002 | 0.002 | 0.001 | 0.001
TD | Other | 18 | BRAI_1 | 4.2 | 3.438 | 1.717 | 1.694
TD | Other | 18 | BRAW_1 | 1.565 | 1.281 | 0.64 | 0.631
TD | Other | 18 | BRED_1 | 0.483 | 0.396 | 0.198 | 0.195
TD | Other | 18 | BRFO_1 | 5.408 | 4.427 | 2.211 | 2.182
TD | Other | 18 | BRID_P | 1.051 | 0.86 | 0.43 | 0.424
TD | Other | 18 | BRIM_1 | 0.661 | 0.541 | 0.27 | 0.267
TD | Other | 18 | BRLE_1 | 3.933 | 3.22 | 1.608 | 1.587
TD | Other | 18 | BROX | 0.784 | 0.642 | 0.321 | 0.316
TD | Other | 18 | BRWA1 | 5.199 | 4.255 | 2.126 | 2.097
TD | Other | 18 | BUMU_P | 0.339 | 0.278 | 0.139 | 0.137
TD | Other | 18 | BURM_1 | 7.508 | 6.146 | 3.07 | 3.029
TD | Other | 18 | BUSH_1 | 2.738 | 2.242 | 1.12 | 1.105
TD | Other | 18 | BUST_1 | 3.327 | 2.724 | 1.36 | 1.342
TD | Other | 18 | CAMB_01 | 0.21 | 0.172 | 0.086 | 0.085
TD | Other | 18 | CANTN1 | 1.505 | 1.232 | 0.615 | 0.607
TD | Other | 18 | CAPEA1 | 1.243 | 1.017 | 0.508 | 0.501
TD | Other | 18 | CARE_1 | 0.007 | 0.006 | 0.003 | 0.003
TD | Other | 18 | CARR_1 | 3.714 | 3.04 | 1.519 | 1.498
TD | Other | 18 | CATY | 0.002 | 0.002 | 0.001 | 0.001
TD | Other | 18 | CELL_1 | 4.491 | 3.676 | 1.836 | 1.812
TD | Other | 18 | CHAP | 1.569 | 1.284 | 0.641 | 0.633
TD | Other | 18 | CHIC_1 | 1.599 | 1.309 | 0.654 | 0.645
TD | Other | 18 | CHSI_1 | 0.023 | 0.019 | 0.009 | 0.009
TD | Other | 18 | CHTE_1 | 8.318 | 6.809 | 3.401 | 3.356
TD | Other | 18 | CITR_1 | 0.002 | 0.002 | 0.001 | 0.001
TD | Other | 18 | COCK | 0.002 | 0.002 | 0.001 | 0.001
TD | Other | 18 | CONQA1 | 0.221 | 0.181 | 0.09 | 0.089
TD | Other | 18 | COUA_P | 0.261 | 0.214 | 0.107 | 0.105
TD | Other | 18 | COVE_1 | 5.812 | 4.758 | 2.377 | 2.345
TD | Other | 18 | COWL_1 | 3.998 | 3.273 | 1.635 | 1.613
TD | Other | 18 | COYL | 0.358 | 0.293 | 0.146 | 0.144
TD | Other | 18 | CRAI_P | 0.002 | 0.002 | 0.001 | 0.001
TD | Other | 18 | CREB_1 | 7.823 | 6.404 | 3.199 | 3.156
TD | Other | 18 | DEVO | 0.005 | 0.004 | 0.002 | 0.002
TD | Other | 18 | DEWP | 1.138 | 0.931 | 0.465 | 0.459
TD | Other | 18 | DRAK_1 | 2.484 | 2.033 | 1.016 | 1.002
TD | Other | 18 | DRAX_1 | 3.484 | 2.852 | 1.425 | 1.406
TD | Other | 18 | DUGR_P | 0.002 | 0.002 | 0.001 | 0.001
TD | Other | 18 | DUNB | 0.308 | 0.252 | 0.126 | 0.124
TD | Other | 18 | DYCE_P | 2.939 | 2.406 | 1.202 | 1.186
TD | Other | 18 | EALI_6 | 1.861 | 1.523 | 0.761 | 0.751
TD | Other | 18 | EASO_1 | 5.841 | 4.782 | 2.388 | 2.357
TD | Other | 18 | ECCL | 0.147 | 0.12 | 0.06 | 0.059
TD | Other | 18 | ECLA_1 | 3.306 | 2.706 | 1.352 | 1.334
TD | Other | 18 | EKIS | 0.002 | 0.002 | 0.001 | 0.001
TD | Other | 18 | ELDE | 1.749 | 1.432 | 0.715 | 0.706
TD | Other | 18 | ELLA_1 | 1.352 | 1.107 | 0.553 | 0.545
TD | Other | 18 | ELST_1 | 0.002 | 0.002 | 0.001 | 0.001
TD | Other | 18 | ENDE_1 | 2.312 | 1.893 | 0.945 | 0.933
TD | Other | 18 | EXET1 | 10.839 | 8.873 | 4.432 | 4.373
TD | Other | 18 | FAWL_1 | 3.023 | 2.475 | 1.236 | 1.22
TD | Other | 18 | FECK_6 | 6.769 | 5.541 | 2.768 | 2.731
TD | Other | 18 | FERRA2 | 1.327 | 1.086 | 0.543 | 0.535
TD | Other | 18 | FERRB1 | 6.92 | 5.665 | 2.829 | 2.792
TD | Other | 18 | FIDD_P | 0.326 | 0.267 | 0.133 | 0.132
TD | Other | 18 | FIDF_1 | 1.362 | 1.115 | 0.557 | 0.549
TD | Other | 18 | FINN | 0.002 | 0.002 | 0.001 | 0.001
TD | Other | 18 | FLEE_1 | 9.398 | 7.693 | 3.843 | 3.792
TD | Other | 18 | FROD_1 | 2.019 | 1.653 | 0.826 | 0.815
TD | Other | 18 | FWIL_P | 0.513 | 0.42 | 0.21 | 0.207
TD | Other | 18 | GALA | 3.261 | 2.67 | 1.333 | 1.316
TD | Other | 18 | GLLU | 1.708 | 1.398 | 0.698 | 0.689
TD | Other | 18 | GLRO | 1.34 | 1.097 | 0.548 | 0.54
TD | Other | 18 | GREN_1 | 5.978 | 4.894 | 2.444 | 2.412
TD | Other | 18 | GRIW_1 | 1.831 | 1.499 | 0.749 | 0.739
TD | Other | 18 | G_EXTRA_2 | 1.841 | 1.507 | 0.753 | 0.743
TD | Other | 18 | G_EXTRA_4 | 0.002 | 0.002 | 0.001 | 0.001
TD | Other | 18 | HACK_1 | 0.002 | 0.002 | 0.001 | 0.001
TD | Other | 18 | HAMHC1 | 0.571 | 0.468 | 0.234 | 0.231
TD | Other | 18 | HARK_1 | 10.569 | 8.652 | 4.322 | 4.264
TD | Other | 18 | HARM_6 | 0.768 | 0.629 | 0.314 | 0.31
TD | Other | 18 | HAWI | 0.456 | 0.373 | 0.186 | 0.184
TD | Other | 18 | HAWP_6 | 1.306 | 1.069 | 0.534 | 0.527
TD | Other | 18 | HEYS_1 | 4.999 | 4.092 | 2.044 | 2.017
TD | Other | 18 | HURS_1 | 0.004 | 0.004 | 0.002 | 0.002
TD | Other | 18 | HUTT_1 | 0.871 | 0.713 | 0.356 | 0.351
TD | Other | 18 | INDQ1 | 4.478 | 3.666 | 1.831 | 1.807
TD | Other | 18 | INNE_P | 1.106 | 0.905 | 0.452 | 0.446
TD | Other | 18 | IROA1 | 7.923 | 6.486 | 3.24 | 3.197
TD | Other | 18 | IRONB1 | 2.755 | 2.256 | 1.127 | 1.112
TD | Other | 18 | IVER_1 | 0.732 | 0.599 | 0.299 | 0.295
TD | Other | 18 | IVER_6 | 0.73 | 0.597 | 0.298 | 0.294
TD | Other | 18 | JOHN | 0.002 | 0.002 | 0.001 | 0.001
TD | Other | 18 | KEAD_1 | 13.231 | 10.831 | 5.41 | 5.338
TD | Other | 18 | KEAR_1 | 0.244 | 0.2 | 0.1 | 0.098
TD | Other | 18 | KEIT_P | 0.449 | 0.368 | 0.184 | 0.181
TD | Other | 18 | KEMS_1 | 1.692 | 1.385 | 0.692 | 0.683
TD | Other | 18 | KIBY_1 | 4.064 | 3.326 | 1.662 | 1.639
TD | Other | 18 | KIBY_G | 0.007 | 0.006 | 0.003 | 0.003
TD | Other | 18 | KIER | 2.275 | 1.863 | 0.93 | 0.918
TD | Other | 18 | KINO_1 | 0.752 | 0.616 | 0.308 | 0.304
TD | Other | 18 | KINT_P | 0.121 | 0.099 | 0.049 | 0.049
TD | Other | 18 | KIRKB1 | 0.714 | 0.584 | 0.292 | 0.288
TD | Other | 18 | KNAR | 1.774 | 1.452 | 0.725 | 0.716
TD | Other | 18 | LACK_6 | 1.207 | 0.988 | 0.494 | 0.487
TD | Other | 18 | LAND1 | 1.842 | 1.508 | 0.753 | 0.743
TD | Other | 18 | LEGA_1 | 10.015 | 8.198 | 4.095 | 4.041
TD | Other | 18 | LING | 0.007 | 0.006 | 0.003 | 0.003
TD | Other | 18 | LISD_1 | 1.554 | 1.272 | 0.635 | 0.627
TD | Other | 18 | LITT_C | 0.007 | 0.006 | 0.003 | 0.003
TD | Other | 18 | LITT_J | 0.875 | 0.717 | 0.358 | 0.353
TD | Other | 18 | LODR_6 | 0.003 | 0.003 | 0.001 | 0.001
TD | Other | 18 | LOVE_1 | 3.926 | 3.214 | 1.605 | 1.584
TD | Other | 18 | LYND_P | 0.329 | 0.269 | 0.135 | 0.133
TD | Other | 18 | MACC_3 | 3.062 | 2.507 | 1.252 | 1.235
TD | Other | 18 | MACD_P | 1.3 | 1.064 | 0.531 | 0.524
TD | Other | 18 | MANN_1 | 7.209 | 5.902 | 2.948 | 2.909
TD | Other | 18 | MAYB | 2.1 | 1.719 | 0.859 | 0.847
TD | Other | 18 | MELK_1 | 1.12 | 0.917 | 0.458 | 0.452
TD | Other | 18 | MILC_P | 0.568 | 0.465 | 0.232 | 0.229
TD | Other | 18 | MILH_1 | 0.634 | 0.519 | 0.259 | 0.256
TD | Other | 18 | MITY_1 | 4.339 | 3.552 | 1.774 | 1.751
TD | Other | 18 | MYBS_P | 0.449 | 0.368 | 0.184 | 0.181
TD | Other | 18 | NAIR_P | 1.505 | 1.232 | 0.615 | 0.607
TD | Other | 18 | NECE_1 | 2.038 | 1.669 | 0.833 | 0.822
TD | Other | 18 | NEEP_3 | 0.246 | 0.202 | 0.101 | 0.099
TD | Other | 18 | NFLE | 2.51 | 2.055 | 1.026 | 1.013
TD | Other | 18 | NINF_1 | 1.717 | 1.405 | 0.702 | 0.693
TD | Other | 18 | NORM_1 | 14.485 | 11.857 | 5.923 | 5.844
TD | Other | 18 | NORT_1 | 3.096 | 2.535 | 1.266 | 1.249
TD | Other | 18 | NURS_1 | 3.012 | 2.466 | 1.232 | 1.215
TD | Other | 18 | OLDB_1 | 2.198 | 1.799 | 0.899 | 0.887
TD | Other | 18 | OSBA_1 | 3.253 | 2.663 | 1.33 | 1.313
TD | Other | 18 | PADIB1 | 2.003 | 1.639 | 0.819 | 0.808
TD | Other | 18 | PAIS | 0.188 | 0.154 | 0.077 | 0.076
TD | Other | 18 | PELH_1 | 2.41 | 1.973 | 0.985 | 0.972
TD | Other | 18 | PEMB_1 | 1.122 | 0.918 | 0.459 | 0.453
TD | Other | 18 | PENN_1 | 1.451 | 1.188 | 0.593 | 0.586
TD | Other | 18 | PENT_1 | 1.692 | 1.385 | 0.692 | 0.683
TD | Other | 18 | PENW_1 | 2.329 | 1.907 | 0.952 | 0.94
TD | Other | 18 | PERS_P | 0.73 | 0.597 | 0.298 | 0.294
TD | Other | 18 | POPP_3 | 0.014 | 0.011 | 0.006 | 0.006
TD | Other | 18 | PORA_P | 0.449 | 0.368 | 0.184 | 0.181
TD | Other | 18 | PORD | 0.388 | 0.317 | 0.158 | 0.156
TD | Other | 18 | PYLE_1 | 1.525 | 1.249 | 0.624 | 0.615
TD | Other | 18 | RAIN_1 | 0.005 | 0.004 | 0.002 | 0.002
TD | Other | 18 | RASS_1 | 4.001 | 3.276 | 1.636 | 1.614
TD | Other | 18 | RATS_1 | 2.656 | 2.174 | 1.086 | 1.072
TD | Other | 18 | RAYL_1 | 0.007 | 0.006 | 0.003 | 0.003
TD | Other | 18 | RICH1 | 0.912 | 0.747 | 0.373 | 0.368
TD | Other | 18 | ROCH_1 | 0.308 | 0.252 | 0.126 | 0.124
TD | Other | 18 | RUGEB1 | 0.006 | 0.005 | 0.002 | 0.002
TD | Other | 18 | RYEH_1 | 2.554 | 2.09 | 1.044 | 1.03
TD | Other | 18 | SALT_1 | 2.501 | 2.047 | 1.023 | 1.009
TD | Other | 18 | SBAR | 0.344 | 0.282 | 0.141 | 0.139
TD | Other | 18 | SEAB1 | 17.741 | 14.523 | 7.254 | 7.158
TD | Other | 18 | SELL_1 | 1.705 | 1.396 | 0.697 | 0.688
TD | Other | 18 | SHRW_1 | 21.881 | 17.911 | 8.947 | 8.828
TD | Other | 18 | SKLGB1 | 3.454 | 2.828 | 1.412 | 1.394
TD | Other | 18 | SMAN_1 | 2.052 | 1.68 | 0.839 | 0.828
TD | Other | 18 | SPEN_1 | 4.48 | 3.668 | 1.832 | 1.808
TD | Other | 18 | SSHI_3 | 0.002 | 0.002 | 0.001 | 0.001
TD | Other | 18 | STAH_1 | 0.378 | 0.31 | 0.155 | 0.153
TD | Other | 18 | STAL_1 | 0.982 | 0.804 | 0.401 | 0.396
TD | Other | 18 | STAY_1 | 0.008 | 0.007 | 0.003 | 0.003
TD | Other | 18 | STEN_1 | 1.621 | 1.327 | 0.663 | 0.654
TD | Other | 18 | STES_1 | 1.316 | 1.077 | 0.538 | 0.531
TD | Other | 18 | STIR | 1.311 | 1.073 | 0.536 | 0.529
TD | Other | 18 | STLE | 2.681 | 2.195 | 1.096 | 1.082
TD | Other | 18 | STRI_P | 0.461 | 0.377 | 0.188 | 0.186
TD | Other | 18 | SUND_1 | 1.747 | 1.43 | 0.714 | 0.705
TD | Other | 18 | SWAN_1 | 4.306 | 3.525 | 1.761 | 1.737
TD | Other | 18 | TAUN1 | 1.552 | 1.27 | 0.635 | 0.626
TD | Other | 18 | THOM_6 | 12.009 | 9.83 | 4.91 | 4.845
TD | Other | 18 | THSO_P | 9.02 | 7.384 | 3.688 | 3.639
TD | Other | 18 | THUR_6 | 1.473 | 1.206 | 0.602 | 0.594
TD | Other | 18 | TILBB_1 | 0.002 | 0.002 | 0.001 | 0.001
TD | Other | 18 | TONG | 0.972 | 0.796 | 0.398 | 0.392
TD | Other | 18 | TRAW_1 | 2.988 | 2.446 | 1.222 | 1.205
TD | Other | 18 | TYNE_2 | 0.007 | 0.006 | 0.003 | 0.003
TD | Other | 18 | UPPB_1 | 0.252 | 0.206 | 0.103 | 0.102
TD | Other | 18 | USKM_1 | 4.028 | 3.297 | 1.647 | 1.625
TD | Other | 18 | WALH_1 | 2.196 | 1.797 | 0.898 | 0.886
TD | Other | 18 | WALP_1 | 2.638 | 2.16 | 1.079 | 1.064
TD | Other | 18 | WALP_B | 1.233 | 1.01 | 0.504 | 0.498
TD | Other | 18 | WARL_1 | 0.005 | 0.004 | 0.002 | 0.002
TD | Other | 18 | WASF_1 | 0.002 | 0.002 | 0.001 | 0.001
TD | Other | 18 | WATFS_1 | 0.011 | 0.009 | 0.005 | 0.005
TD | Other | 18 | WBOL_6 | 1.601 | 1.311 | 0.655 | 0.646
TD | Other | 18 | WBUR_1 | 2.7 | 2.21 | 1.104 | 1.089
TD | Other | 18 | WHAM_1 | 0.005 | 0.004 | 0.002 | 0.002
TD | Other | 18 | WHGA_1 | 3.577 | 2.928 | 1.463 | 1.443
TD | Other | 18 | WHHO | 0.005 | 0.004 | 0.002 | 0.002
TD | Other | 18 | WIEN_1 | 0.625 | 0.511 | 0.255 | 0.252
TD | Other | 18 | WILL_1 | 3.215 | 2.632 | 1.315 | 1.297
TD | Other | 18 | WIMBS1 | 0.016 | 0.013 | 0.006 | 0.006
TD | Other | 18 | WIOW_P | 0.002 | 0.002 | 0.001 | 0.001
TD | Other | 18 | WMEL_1 | 2.841 | 2.326 | 1.162 | 1.146
TD | Other | 18 | WOHI_P | 0.002 | 0.002 | 0.001 | 0.001
TD | Other | 18 | WTHU31 | 2.752 | 2.253 | 1.125 | 1.11
TD | Other | 18 | WWEY_1 | 2.256 | 1.847 | 0.922 | 0.91
TD | Other | 18 | WYMOM_1 | 1.028 | 0.842 | 0.42 | 0.415
TD | Solar | 18 | ABHA1 | 52.546 | 0 | 2.091 | 43.613
TD | Solar | 18 | ABNE_P | 4.878 | 0 | 0.194 | 4.049
TD | Solar | 18 | ABTH_1 | 11.122 | 0 | 0.443 | 9.231
TD | Solar | 18 | ACTL_2 | 3.542 | 0 | 0.141 | 2.94
TD | Solar | 18 | ALNE_P | 1.83 | 0 | 0.073 | 1.519
TD | Solar | 18 | ALVE1 | 46.581 | 0 | 1.854 | 38.662
TD | Solar | 18 | AMEM_1 | 13.903 | 0 | 0.553 | 11.54
TD | Solar | 18 | ARBR_P | 4.557 | 0 | 0.181 | 3.782
TD | Solar | 18 | ARMO_P | 1.288 | 0 | 0.051 | 1.069
TD | Solar | 18 | AXMI1 | 29.092 | 0 | 1.158 | 24.147
TD | Solar | 18 | AYRR | 3.561 | 0 | 0.142 | 2.956
TD | Solar | 18 | BAGA | 2.504 | 0 | 0.1 | 2.078
TD | Solar | 18 | BAIN | 0.951 | 0 | 0.038 | 0.789
TD | Solar | 18 | BARKC1 | 6.692 | 0 | 0.266 | 5.554
TD | Solar | 18 | BEAU_P | 2.979 | 0 | 0.119 | 2.472
TD | Solar | 18 | BEDDT1 | 6.226 | 0 | 0.248 | 5.168
TD | Solar | 18 | BEDD_1 | 20.438 | 0 | 0.813 | 16.963
TD | Solar | 18 | BERW | 4.307 | 0 | 0.171 | 3.575
TD | Solar | 18 | BESW_1 | 17.06 | 0 | 0.679 | 14.159
TD | Solar | 18 | BICF_1 | 15.386 | 0 | 0.612 | 12.77
TD | Solar | 18 | BIRK_1 | 9.278 | 0 | 0.369 | 7.7
TD | Solar | 18 | BISW_1 | 68.82 | 0 | 2.739 | 57.121
TD | Solar | 18 | BLYTB1 | 16.539 | 0 | 0.658 | 13.728
TD | Solar | 18 | BLYTH132 | 5.429 | 0 | 0.216 | 4.506
TD | Solar | 18 | BOAG_P | 1.934 | 0 | 0.077 | 1.605
TD | Solar | 18 | BOLN_1 | 54.851 | 0 | 2.183 | 45.526
TD | Solar | 18 | BONN | 1.826 | 0 | 0.073 | 1.515
TD | Solar | 18 | BOTW_1 | 10.663 | 0 | 0.424 | 8.85
TD | Solar | 18 | BRAC_P | 5.028 | 0 | 0.2 | 4.173
TD | Solar | 18 | BRAI_1 | 40.416 | 0 | 1.609 | 33.546
TD | Solar | 18 | BRAP | 2.683 | 0 | 0.107 | 2.227
TD | Solar | 18 | BRAW_1 | 22.057 | 0 | 0.878 | 18.307
TD | Solar | 18 | BRED_1 | 17.692 | 0 | 0.704 | 14.684
TD | Solar | 18 | BRFO_1 | 74.254 | 0 | 2.955 | 61.631
TD | Solar | 18 | BRID_P | 3.52 | 0 | 0.14 | 2.922
TD | Solar | 18 | BRIM_1 | 6.145 | 0 | 0.245 | 5.1
TD | Solar | 18 | BRLE_1 | 13.191 | 0 | 0.525 | 10.949
TD | Solar | 18 | BROA_P | 0.786 | 0 | 0.031 | 0.652
TD | Solar | 18 | BROR_P | 0.697 | 0 | 0.028 | 0.578
TD | Solar | 18 | BROX | 1.476 | 0 | 0.059 | 1.225
TD | Solar | 18 | BRWA1 | 38.961 | 0 | 1.551 | 32.338
TD | Solar | 18 | BUMU_P | 2.52 | 0 | 0.1 | 2.092
TD | Solar | 18 | BURM_1 | 46.464 | 0 | 1.849 | 38.565
TD | Solar | 18 | BUSH_1 | 13.481 | 0 | 0.537 | 11.189
TD | Solar | 18 | BUST_1 | 11.335 | 0 | 0.451 | 9.408
TD | Solar | 18 | CAAD_P | 1.028 | 0 | 0.041 | 0.854
TD | Solar | 18 | CANTN1 | 10.786 | 0 | 0.429 | 8.953
TD | Solar | 18 | CAPEA1 | 10.165 | 0 | 0.405 | 8.437
TD | Solar | 18 | CARE_1 | 9.382 | 0 | 0.373 | 7.787
TD | Solar | 18 | CARR_1 | 12.411 | 0 | 0.494 | 10.301
TD | Solar | 18 | CATY | 3.034 | 0 | 0.121 | 2.518
TD | Solar | 18 | CEAN_P | 0.284 | 0 | 0.011 | 0.236
TD | Solar | 18 | CELL_1 | 40.731 | 0 | 1.621 | 33.807
TD | Solar | 18 | CHAP | 3.377 | 0 | 0.134 | 2.803
TD | Solar | 18 | CHAR_P | 0.194 | 0 | 0.008 | 0.161
TD | Solar | 18 | CHAS | 2.537 | 0 | 0.101 | 2.105
TD | Solar | 18 | CHIC_1 | 10.383 | 0 | 0.413 | 8.618
TD | Solar | 18 | CHSI_1 | 12.871 | 0 | 0.512 | 10.683
TD | Solar | 18 | CHTE_1 | 47.369 | 0 | 1.885 | 39.316
TD | Solar | 18 | CITR_1 | 4.352 | 0 | 0.173 | 3.612
TD | Solar | 18 | CLAC_P | 0.297 | 0 | 0.012 | 0.247
TD | Solar | 18 | CLAY_P | 1.657 | 0 | 0.066 | 1.375
TD | Solar | 18 | CLYM | 0.717 | 0 | 0.029 | 0.595
TD | Solar | 18 | COAT | 3.59 | 0 | 0.143 | 2.98
TD | Solar | 18 | COCK | 4.062 | 0 | 0.162 | 3.371
TD | Solar | 18 | CONQA1 | 22.303 | 0 | 0.888 | 18.512
TD | Solar | 18 | COUA_P | 3.453 | 0 | 0.137 | 2.866
TD | Solar | 18 | COVE_1 | 30.95 | 0 | 1.232 | 25.689
TD | Solar | 18 | COWL_1 | 37.372 | 0 | 1.487 | 31.019
TD | Solar | 18 | COYL | 1.048 | 0 | 0.042 | 0.87
TD | Solar | 18 | CRAI_P | 0.25 | 0 | 0.01 | 0.208
TD | Solar | 18 | CREB_1 | 40.94 | 0 | 1.629 | 33.98
TD | Solar | 18 | CUMB | 2.74 | 0 | 0.109 | 2.274
TD | Solar | 18 | CUPA | 4.6 | 0 | 0.183 | 3.818
TD | Solar | 18 | CURR | 0.659 | 0 | 0.026 | 0.547
TD | Solar | 18 | DALM3 | 0.723 | 0 | 0.029 | 0.6
TD | Solar | 18 | DEVM | 1.372 | 0 | 0.055 | 1.139
TD | Solar | 18 | DEVO | 3.058 | 0 | 0.122 | 2.538
TD | Solar | 18 | DEWP | 1.104 | 0 | 0.044 | 0.917
TD | Solar | 18 | DRAK_1 | 16.912 | 0 | 0.673 | 14.037
TD | Solar | 18 | DRAX_1 | 4.71 | 0 | 0.187 | 3.909
TD | Solar | 18 | DRCR | 1.561 | 0 | 0.062 | 1.296
TD | Solar | 18 | DRUM | 0.279 | 0 | 0.011 | 0.231
TD | Solar | 18 | DUDH_P | 2.21 | 0 | 0.088 | 1.835
TD | Solar | 18 | DUGR_P | 0.366 | 0 | 0.015 | 0.304
TD | Solar | 18 | DUNB | 2.485 | 0 | 0.099 | 2.062
TD | Solar | 18 | DUNF | 2.434 | 0 | 0.097 | 2.021
TD | Solar | 18 | DUNO_P | 1.02 | 0 | 0.041 | 0.846
TD | Solar | 18 | DYCE_P | 3.549 | 0 | 0.141 | 2.946
TD | Solar | 18 | EALI_6 | 2.146 | 0 | 0.085 | 1.782
TD | Solar | 18 | EASO_1 | 57.383 | 0 | 2.284 | 47.628
TD | Solar | 18 | ECCL | 5.314 | 0 | 0.211 | 4.411
TD | Solar | 18 | ECLA_1 | 26.371 | 0 | 1.05 | 21.888
TD | Solar | 18 | EERH | 1.155 | 0 | 0.046 | 0.958
TD | Solar | 18 | EKIS | 2.335 | 0 | 0.093 | 1.938
TD | Solar | 18 | ELDE | 2.12 | 0 | 0.084 | 1.759
TD | Solar | 18 | ELGI_P | 3.564 | 0 | 0.142 | 2.958
TD | Solar | 18 | ELLA_1 | 17.367 | 0 | 0.691 | 14.415
TD | Solar | 18 | ELST_1 | 7.187 | 0 | 0.286 | 5.965
TD | Solar | 18 | ENDE_1 | 34.622 | 0 | 1.378 | 28.736
TD | Solar | 18 | ERSK | 0.772 | 0 | 0.031 | 0.641
TD | Solar | 18 | EXET1 | 46.062 | 0 | 1.833 | 38.231
TD | Solar | 18 | FAUG_P | 0.069 | 0 | 0.003 | 0.057
TD | Solar | 18 | FAWL_1 | 15.523 | 0 | 0.618 | 12.884
TD | Solar | 18 | FECK_6 | 39.311 | 0 | 1.565 | 32.628
TD | Solar | 18 | FERRA2 | 3.625 | 0 | 0.144 | 3.009
TD | Solar | 18 | FERRB1 | 34.231 | 0 | 1.362 | 28.412
TD | Solar | 18 | FIDD_P | 2.989 | 0 | 0.119 | 2.481
TD | Solar | 18 | FIDF_1 | 20.753 | 0 | 0.826 | 17.225
TD | Solar | 18 | FINN | 1.011 | 0 | 0.04 | 0.839
TD | Solar | 18 | FLEE_1 | 62.814 | 0 | 2.5 | 52.136
TD | Solar | 18 | FOUR_1 | 1.53 | 0 | 0.061 | 1.27
TD | Solar | 18 | FROD_1 | 21.846 | 0 | 0.869 | 18.132
TD | Solar | 18 | FWIL_P | 0.913 | 0 | 0.036 | 0.758
TD | Solar | 18 | GALA | 4.146 | 0 | 0.165 | 3.441
TD | Solar | 18 | GIFF | 1.427 | 0 | 0.057 | 1.184
TD | Solar | 18 | GLLU | 2.521 | 0 | 0.1 | 2.093
TD | Solar | 18 | GLNI | 0.489 | 0 | 0.019 | 0.406
TD | Solar | 18 | GLRO | 2.67 | 0 | 0.106 | 2.216
TD | Solar | 18 | GORG | 1.217 | 0 | 0.048 | 1.01
TD | Solar | 18 | GOVA | 0.409 | 0 | 0.016 | 0.339
TD | Solar | 18 | GREN_1 | 60.523 | 0 | 2.409 | 50.234
TD | Solar | 18 | GRIW_1 | 13.445 | 0 | 0.535 | 11.159
TD | Solar | 18 | GRUB_P | 0.469 | 0 | 0.019 | 0.39
TD | Solar | 18 | G_EXTRA_11 | 1.534 | 0 | 0.061 | 1.273
TD | Solar | 18 | G_EXTRA_2 | 5.217 | 0 | 0.208 | 4.33
TD | Solar | 18 | G_EXTRA_4 | 1.967 | 0 | 0.078 | 1.632
TD | Solar | 18 | G_EXTRA_8 | 1.094 | 0 | 0.044 | 0.908
TD | Solar | 18 | HACK_1 | 4.255 | 0 | 0.169 | 3.532
TD | Solar | 18 | HAGR | 0.115 | 0 | 0.005 | 0.095
TD | Solar | 18 | HAMHC1 | 19.275 | 0 | 0.767 | 15.998
TD | Solar | 18 | HARK_1 | 25.386 | 0 | 1.01 | 21.07
TD | Solar | 18 | HARM_6 | 6.416 | 0 | 0.255 | 5.326
TD | Solar | 18 | HAWI | 1.914 | 0 | 0.076 | 1.588
TD | Solar | 18 | HAWP_6 | 11.428 | 0 | 0.455 | 9.485
TD | Solar | 18 | HELE | 1.134 | 0 | 0.045 | 0.941
TD | Solar | 18 | HEYS_1 | 18.29 | 0 | 0.728 | 15.181
TD | Solar | 18 | HUER | 0.813 | 0 | 0.032 | 0.675
TD | Solar | 18 | HURS_1 | 3.671 | 0 | 0.146 | 3.047
TD | Solar | 18 | HUTT_1 | 6.191 | 0 | 0.246 | 5.138
TD | Solar | 18 | INDQ1 | 70.366 | 0 | 2.801 | 58.403
TD | Solar | 18 | INKE | 2.588 | 0 | 0.103 | 2.148
TD | Solar | 18 | INNE_P | 3.498 | 0 | 0.139 | 2.904
TD | Solar | 18 | IROA1 | 45.54 | 0 | 1.812 | 37.798
TD | Solar | 18 | IRONB1 | 12.038 | 0 | 0.479 | 9.991
TD | Solar | 18 | IVER_1 | 11.815 | 0 | 0.47 | 9.807
TD | Solar | 18 | IVER_6 | 2.078 | 0 | 0.083 | 1.725
TD | Solar | 18 | JOHN | 1.432 | 0 | 0.057 | 1.189
TD | Solar | 18 | JORD_3 | 2.324 | 0 | 0.092 | 1.929
TD | Solar | 18 | KAIM | 3.767 | 0 | 0.15 | 3.126
TD | Solar | 18 | KEAD_1 | 41.703 | 0 | 1.66 | 34.613
TD | Solar | 18 | KEAR_1 | 23.061 | 0 | 0.918 | 19.14
TD | Solar | 18 | KEIT_P | 3.958 | 0 | 0.158 | 3.285
TD | Solar | 18 | KEMS_1 | 12.701 | 0 | 0.506 | 10.542
TD | Solar | 18 | KIBY_1 | 10.688 | 0 | 0.425 | 8.871
TD | Solar | 18 | KIBY_G | 11.768 | 0 | 0.468 | 9.768
TD | Solar | 18 | KIER | 2.192 | 0 | 0.087 | 1.82
TD | Solar | 18 | KIIN_P | 0.347 | 0 | 0.014 | 0.288
TD | Solar | 18 | KILS | 1.315 | 0 | 0.052 | 1.092
TD | Solar | 18 | KILT | 2.912 | 0 | 0.116 | 2.417
TD | Solar | 18 | KILW | 3.381 | 0 | 0.135 | 2.806
TD | Solar | 18 | KINL_P | 0.086 | 0 | 0.003 | 0.071
TD | Solar | 18 | KINO_1 | 15.951 | 0 | 0.635 | 13.24
TD | Solar | 18 | KINT_P | 6.675 | 0 | 0.266 | 5.54
TD | Solar | 18 | KIRKB1 | 6.845 | 0 | 0.272 | 5.681
TD | Solar | 18 | KITW_1 | 10.997 | 0 | 0.438 | 9.127
TD | Solar | 18 | KNAR | 11.869 | 0 | 0.472 | 9.851
TD | Solar | 18 | LACK_6 | 12.8 | 0 | 0.509 | 10.624
TD | Solar | 18 | LAIR_P | 0.391 | 0 | 0.016 | 0.324
TD | Solar | 18 | LALE1SG003 | 3.699 | 0 | 0.147 | 3.071
TD | Solar | 18 | LAND1 | 28.594 | 0 | 1.138 | 23.733
TD | Solar | 18 | LEGA_1 | 29.528 | 0 | 1.175 | 24.508
TD | Solar | 18 | LEVE | 2.349 | 0 | 0.093 | 1.95
TD | Solar | 18 | LING | 3.754 | 0 | 0.149 | 3.116
TD | Solar | 18 | LINM | 4.035 | 0 | 0.161 | 3.349
TD | Solar | 18 | LISD_1 | 17.881 | 0 | 0.712 | 14.841
TD | Solar | 18 | LITT_C | 2.701 | 0 | 0.107 | 2.242
TD | Solar | 18 | LITT_J | 6.242 | 0 | 0.248 | 5.181
TD | Solar | 18 | LODR_6 | 1.108 | 0 | 0.044 | 0.92
TD | Solar | 18 | LOUD_H | 1.902 | 0 | 0.076 | 1.578
TD | Solar | 18 | LOVE_1 | 39.077 | 0 | 1.555 | 32.434
TD | Solar | 18 | LUNA_P | 3.276 | 0 | 0.13 | 2.719
TD | Solar | 18 | LYND_P | 0.772 | 0 | 0.031 | 0.641
TD | Solar | 18 | MACC_3 | 3.635 | 0 | 0.145 | 3.017
TD | Solar | 18 | MACD_P | 3.589 | 0 | 0.143 | 2.979
TD | Solar | 18 | MAGA_6 | 1.113 | 0 | 0.044 | 0.924
TD | Solar | 18 | MANN_1 | 59.732 | 0 | 2.377 | 49.578
TD | Solar | 18 | MAYB | 1.234 | 0 | 0.049 | 1.024
TD | Solar | 18 | MELK_1 | 41.424 | 0 | 1.649 | 34.382
TD | Solar | 18 | MILC_P | 2.864 | 0 | 0.114 | 2.377
TD | Solar | 18 | MILH_1 | 9.203 | 0 | 0.366 | 7.638
TD | Solar | 18 | MITY_1 | 18.956 | 0 | 0.754 | 15.734
TD | Solar | 18 | MYBS_P | 1.021 | 0 | 0.041 | 0.848
TD | Solar | 18 | NAIR_P | 2.9 | 0 | 0.115 | 2.407
TD | Solar | 18 | NEAR | 1.45 | 0 | 0.058 | 1.203
TD | Solar | 18 | NECE_1 | 18.619 | 0 | 0.741 | 15.454
TD | Solar | 18 | NEEP_3 | 6.709 | 0 | 0.267 | 5.568
TD | Solar | 18 | NEWX_6 | 4.294 | 0 | 0.171 | 3.564
TD | Solar | 18 | NFLE | 17.182 | 0 | 0.684 | 14.261
TD | Solar | 18 | NHYD_6 | 2.597 | 0 | 0.103 | 2.156
TD | Solar | 18 | NINF_1 | 28.244 | 0 | 1.124 | 23.442
TD | Solar | 18 | NORL_3 | 2.816 | 0 | 0.112 | 2.337
TD | Solar | 18 | NORM_1 | 93.63 | 0 | 3.726 | 77.713
TD | Solar | 18 | NORT_1 | 43.002 | 0 | 1.711 | 35.692
TD | Solar | 18 | NURS_1 | 22.418 | 0 | 0.892 | 18.607
TD | Solar | 18 | OCKH_1 | 5.133 | 0 | 0.204 | 4.261
TD | Solar | 18 | OFFE_3 | 6.715 | 0 | 0.267 | 5.574
TD | Solar | 18 | OLDB_1 | 5.677 | 0 | 0.226 | 4.712
TD | Solar | 18 | OSBA_1 | 26.387 | 0 | 1.05 | 21.901
TD | Solar | 18 | PADIB1 | 27.426 | 0 | 1.092 | 22.763
TD | Solar | 18 | PAIS | 0.279 | 0 | 0.011 | 0.231
TD | Solar | 18 | PART | 0.281 | 0 | 0.011 | 0.233
TD | Solar | 18 | PELH_1 | 20.228 | 0 | 0.805 | 16.789
TD | Solar | 18 | PEMB_1 | 14.781 | 0 | 0.588 | 12.268
TD | Solar | 18 | PENN_1 | 3.59 | 0 | 0.143 | 2.979
TD | Solar | 18 | PENT_1 | 12.162 | 0 | 0.484 | 10.095
TD | Solar | 18 | PENW_1 | 22.211 | 0 | 0.884 | 18.435
TD | Solar | 18 | PERS_P | 0.887 | 0 | 0.035 | 0.736
TD | Solar | 18 | PITS_3 | 3.051 | 0 | 0.121 | 2.532
TD | Solar | 18 | POOB | 4.42 | 0 | 0.176 | 3.669
TD | Solar | 18 | POPP_3 | 7.95 | 0 | 0.316 | 6.598
TD | Solar | 18 | PORA_P | 1.334 | 0 | 0.053 | 1.107
TD | Solar | 18 | PORD | 0.562 | 0 | 0.022 | 0.467
TD | Solar | 18 | PYLE_1 | 8.103 | 0 | 0.322 | 6.725
TD | Solar | 18 | RAIN_1 | 8.38 | 0 | 0.334 | 6.955
TD | Solar | 18 | RANN_P | 0.125 | 0 | 0.005 | 0.104
TD | Solar | 18 | RASS_1 | 22.633 | 0 | 0.901 | 18.786
TD | Solar | 18 | RATS_1 | 33.889 | 0 | 1.349 | 28.128
TD | Solar | 18 | RAVE | 1.719 | 0 | 0.068 | 1.427
TD | Solar | 18 | RAYL_1 | 21.822 | 0 | 0.869 | 18.113
TD | Solar | 18 | REBR_3 | 4.468 | 0 | 0.178 | 3.709
TD | Solar | 18 | RICH1 | 13.829 | 0 | 0.55 | 11.478
TD | Solar | 18 | ROCH_1 | 8.961 | 0 | 0.357 | 7.438
TD | Solar | 18 | RUGEB1 | 10.411 | 0 | 0.414 | 8.641
TD | Solar | 18 | RYEH_1 | 10.208 | 0 | 0.406 | 8.473
TD | Solar | 18 | SALT_1 | 4.709 | 0 | 0.187 | 3.908
TD | Solar | 18 | SANX | 0.282 | 0 | 0.011 | 0.234
TD | Solar | 18 | SBAR | 22.58 | 0 | 0.899 | 18.741
TD | Solar | 18 | SEAB1 | 27.031 | 0 | 1.076 | 22.436
TD | Solar | 18 | SELL_1 | 16.499 | 0 | 0.657 | 13.694
TD | Solar | 18 | SFIL_P | 0.213 | 0 | 0.008 | 0.177
TD | Solar | 18 | SHEC_3 | 0.475 | 0 | 0.019 | 0.394
TD | Solar | 18 | SHIN_P | 0.162 | 0 | 0.006 | 0.135
TD | Solar | 18 | SHRU | 0.382 | 0 | 0.015 | 0.317
TD | Solar | 18 | SHRW_1 | 24.831 | 0 | 0.988 | 20.61
TD | Solar | 18 | SIGH | 1.483 | 0 | 0.059 | 1.231
TD | Solar | 18 | SJOW_1 | 1.229 | 0 | 0.049 | 1.02
TD | Solar | 18 | SKLGB1 | 37.278 | 0 | 1.484 | 30.941
TD | Solar | 18 | SMAN_1 | 19.454 | 0 | 0.774 | 16.147
TD | Solar | 18 | SPAV | 0.809 | 0 | 0.032 | 0.671
TD | Solar | 18 | SPEN_1 | 16.91 | 0 | 0.673 | 14.035
TD | Solar | 18 | SSHI_3 | 5.422 | 0 | 0.216 | 4.5
TD | Solar | 18 | STAH_1 | 11.398 | 0 | 0.454 | 9.46
TD | Solar | 18 | STAL_1 | 12.242 | 0 | 0.487 | 10.161
TD | Solar | 18 | STAY_1 | 23.462 | 0 | 0.934 | 19.473
TD | Solar | 18 | STEN_1 | 12.55 | 0 | 0.499 | 10.417
TD | Solar | 18 | STES_1 | 19.004 | 0 | 0.756 | 15.774
TD | Solar | 18 | STHA | 4.046 | 0 | 0.161 | 3.358
TD | Solar | 18 | STIR | 9.192 | 0 | 0.366 | 7.63
TD | Solar | 18 | STLE | 3.4 | 0 | 0.135 | 2.822
TD | Solar | 18 | STRI_P | 5.595 | 0 | 0.223 | 4.644
TD | Solar | 18 | SUND_1 | 16.597 | 0 | 0.661 | 13.776
TD | Solar | 18 | SWAN_1 | 55.827 | 0 | 2.222 | 46.336
TD | Solar | 18 | TARL_P | 1.331 | 0 | 0.053 | 1.105
TD | Solar | 18 | TAUN1 | 18.037 | 0 | 0.718 | 14.97
TD | Solar | 18 | TAYN_P | 2.021 | 0 | 0.08 | 1.677
TD | Solar | 18 | TELR | 0.303 | 0 | 0.012 | 0.251
TD | Solar | 18 | TEMP_3 | 6.831 | 0 | 0.272 | 5.669
TD | Solar | 18 | THOM_6 | 30.92 | 0 | 1.231 | 25.664
TD | Solar | 18 | THSO_P | 3.297 | 0 | 0.131 | 2.736
TD | Solar | 18 | THUR_6 | 18.663 | 0 | 0.743 | 15.49
TD | Solar | 18 | TILBB_1 | 2.646 | 0 | 0.105 | 2.196
TD | Solar | 18 | TONG | 2.698 | 0 | 0.107 | 2.239
TD | Solar | 18 | TOTT_1 | 3.741 | 0 | 0.149 | 3.105
TD | Solar | 18 | TRAW_1 | 10.468 | 0 | 0.417 | 8.688
TD | Solar | 18 | TUMB_P | 1.124 | 0 | 0.045 | 0.933
TD | Solar | 18 | TYNE_2 | 16.413 | 0 | 0.653 | 13.623
TD | Solar | 18 | UPPB_1 | 18.664 | 0 | 0.743 | 15.491
TD | Solar | 18 | USKM_1 | 22.756 | 0 | 0.906 | 18.887
TD | Solar | 18 | WALH_1 | 23.539 | 0 | 0.937 | 19.537
TD | Solar | 18 | WALP_1 | 26.953 | 0 | 1.073 | 22.371
TD | Solar | 18 | WALP_B | 38.234 | 0 | 1.522 | 31.734
TD | Solar | 18 | WARL_1 | 11.013 | 0 | 0.438 | 9.141
TD | Solar | 18 | WASF_1 | 4.034 | 0 | 0.161 | 3.349
TD | Solar | 18 | WATFS_1 | 9.889 | 0 | 0.394 | 8.208
TD | Solar | 18 | WBOL_6 | 12.608 | 0 | 0.502 | 10.465
TD | Solar | 18 | WBUR_1 | 31.82 | 0 | 1.266 | 26.411
TD | Solar | 18 | WFIE | 0.642 | 0 | 0.026 | 0.533
TD | Solar | 18 | WGEO | 0.063 | 0 | 0.002 | 0.052
TD | Solar | 18 | WHAM_1 | 5.071 | 0 | 0.202 | 4.209
TD | Solar | 18 | WHGA_1 | 23.06 | 0 | 0.918 | 19.14
TD | Solar | 18 | WHHO | 0.863 | 0 | 0.034 | 0.717
TD | Solar | 18 | WIEN_1 | 12.298 | 0 | 0.489 | 10.207
TD | Solar | 18 | WILL_1 | 43.204 | 0 | 1.72 | 35.859
TD | Solar | 18 | WIMBS1 | 7.919 | 0 | 0.315 | 6.572
TD | Solar | 18 | WIOW_P | 0.806 | 0 | 0.032 | 0.669
TD | Solar | 18 | WISD_1 | 1.003 | 0 | 0.04 | 0.832
TD | Solar | 18 | WISD_6 | 1.14 | 0 | 0.045 | 0.947
TD | Solar | 18 | WISH | 2.267 | 0 | 0.09 | 1.881
TD | Solar | 18 | WMEL_1 | 23.27 | 0 | 0.926 | 19.314
TD | Solar | 18 | WOHI_P | 2.815 | 0 | 0.112 | 2.336
TD | Solar | 18 | WTHU31 | 3.849 | 0 | 0.153 | 3.195
TD | Solar | 18 | WWEY_1 | 14.855 | 0 | 0.591 | 12.329
TD | Solar | 18 | WYLF_1 | 3.299 | 0 | 0.131 | 2.738
TD | Solar | 18 | WYMOM_1 | 13.981 | 0 | 0.556 | 11.604
TD | Wind | 18 | ABHA1 | 0.967 | 0.2 | 0.378 | 0.567
TD | Wind | 18 | ABNE_P | 2.847 | 0.589 | 1.113 | 1.669
TD | Wind | 18 | ABTH_1 | 0.026 | 0.005 | 0.01 | 0.015
TD | Wind | 18 | ALNE_P | 0.637 | 0.132 | 0.249 | 0.373
TD | Wind | 18 | ALVE1 | 37.885 | 7.838 | 14.813 | 22.204
TD | Wind | 18 | AMEM_1 | 0.081 | 0.017 | 0.032 | 0.047
TD | Wind | 18 | ARBR_P | 1.624 | 0.336 | 0.635 | 0.952
TD | Wind | 18 | ARMO_P | 5.928 | 1.226 | 2.318 | 3.474
TD | Wind | 18 | AXMI1 | 0.591 | 0.122 | 0.231 | 0.346
TD | Wind | 18 | AYRR | 0.05 | 0.01 | 0.02 | 0.029
TD | Wind | 18 | BAGA | 4.206 | 0.87 | 1.645 | 2.465
TD | Wind | 18 | BAIN | 0.838 | 0.173 | 0.328 | 0.491
TD | Wind | 18 | BEAU_P | 0.946 | 0.196 | 0.37 | 0.554
TD | Wind | 18 | BEDDT1 | 0.029 | 0.006 | 0.012 | 0.017
TD | Wind | 18 | BEDD_1 | 0.024 | 0.005 | 0.009 | 0.014
TD | Wind | 18 | BERW | 2.408 | 0.498 | 0.942 | 1.411
TD | Wind | 18 | BESW_1 | 0.085 | 0.018 | 0.033 | 0.05
TD | Wind | 18 | BICF_1 | 0.742 | 0.154 | 0.29 | 0.435
TD | Wind | 18 | BIRK_1 | 0.059 | 0.012 | 0.023 | 0.035
TD | Wind | 18 | BISW_1 | 1.783 | 0.369 | 0.697 | 1.045
TD | Wind | 18 | BLYTB1 | 0.16 | 0.033 | 0.062 | 0.094
TD | Wind | 18 | BLYTH132 | 0.179 | 0.037 | 0.07 | 0.105
TD | Wind | 18 | BOAG_P | 0.07 | 0.014 | 0.027 | 0.041
TD | Wind | 18 | BOLN_1 | 0.139 | 0.029 | 0.054 | 0.082
TD | Wind | 18 | BONN | 0.059 | 0.012 | 0.023 | 0.035
TD | Wind | 18 | BRAC_P | 1.502 | 0.311 | 0.587 | 0.881
TD | Wind | 18 | BRAI_1 | 0.426 | 0.088 | 0.166 | 0.249
TD | Wind | 18 | BRAW_1 | 5.893 | 1.219 | 2.304 | 3.454
TD | Wind | 18 | BRED_1 | 0.011 | 0.002 | 0.004 | 0.006
TD | Wind | 18 | BRFO_1 | 2.077 | 0.43 | 0.812 | 1.217
TD | Wind | 18 | BRID_P | 6.298 | 1.303 | 2.463 | 3.691
TD | Wind | 18 | BRLE_1 | 0.046 | 0.009 | 0.018 | 0.027
TD | Wind | 18 | BROA_P | 0.206 | 0.043 | 0.08 | 0.121
TD | Wind | 18 | BROR_P | 0.033 | 0.007 | 0.013 | 0.019
TD | Wind | 18 | BROX | 0.122 | 0.025 | 0.048 | 0.072
TD | Wind | 18 | BRWA1 | 0.841 | 0.174 | 0.329 | 0.493
TD | Wind | 18 | BUMU_P | 0.319 | 0.066 | 0.125 | 0.187
TD | Wind | 18 | BURM_1 | 0.36 | 0.075 | 0.141 | 0.211
TD | Wind | 18 | BUSH_1 | 1.186 | 0.245 | 0.464 | 0.695
TD | Wind | 18 | CAAD_P | 0.874 | 0.181 | 0.342 | 0.512
TD | Wind | 18 | CANTN1 | 0.119 | 0.025 | 0.047 | 0.07
TD | Wind | 18 | CAPEA1 | 0.024 | 0.005 | 0.009 | 0.014
TD | Wind | 18 | CARE_1 | 0.906 | 0.187 | 0.354 | 0.531
TD | Wind | 18 | CARR_1 | 0.044 | 0.009 | 0.017 | 0.026
TD | Wind | 18 | CATY | 0.024 | 0.005 | 0.009 | 0.014
TD | Wind | 18 | CEAN_P | 0.033 | 0.007 | 0.013 | 0.019
TD | Wind | 18 | CELL_1 | 2.485 | 0.514 | 0.972 | 1.456
TD | Wind | 18 | CHAP | 0.051 | 0.011 | 0.02 | 0.03
TD | Wind | 18 | CHAR_P | 0.199 | 0.041 | 0.078 | 0.116
TD | Wind | 18 | CHIC_1 | 1.395 | 0.289 | 0.546 | 0.818
TD | Wind | 18 | CHTE_1 | 6.637 | 1.373 | 2.595 | 3.89
TD | Wind | 18 | CITR_1 | 0.013 | 0.003 | 0.005 | 0.008
TD | Wind | 18 | CLAC_P | 0.024 | 0.005 | 0.009 | 0.014
TD | Wind | 18 | CLAY_P | 0.177 | 0.037 | 0.069 | 0.104
TD | Wind | 18 | CLYM | 0.026 | 0.005 | 0.01 | 0.015
TD | Wind | 18 | COAT | 1.449 | 0.3 | 0.567 | 0.849
TD | Wind | 18 | COCK | 2.018 | 0.417 | 0.789 | 1.183
TD | Wind | 18 | CONQA1 | 2.689 | 0.556 | 1.051 | 1.576
TD | Wind | 18 | COUA_P | 0.932 | 0.193 | 0.365 | 0.546
TD | Wind | 18 | COVE_1 | 6.692 | 1.385 | 2.617 | 3.922
TD | Wind | 18 | COWL_1 | 0.105 | 0.022 | 0.041 | 0.061
TD | Wind | 18 | COYL | 1.569 | 0.325 | 0.613 | 0.919
TD | Wind | 18 | CRAI_P | 1.157 | 0.239 | 0.453 | 0.678
TD | Wind | 18 | CREB_1 | 25.325 | 5.24 | 9.902 | 14.843
TD | Wind | 18 | CUMB | 0.051 | 0.011 | 0.02 | 0.03
TD | Wind | 18 | CUPA | 1.509 | 0.312 | 0.59 | 0.884
TD | Wind | 18 | CURR | 0.467 | 0.097 | 0.183 | 0.274
TD | Wind | 18 | DEVM | 2.221 | 0.459 | 0.868 | 1.302
TD | Wind | 18 | DEVO | 0.135 | 0.028 | 0.053 | 0.079
TD | Wind | 18 | DRAK_1 | 1.037 | 0.215 | 0.406 | 0.608
TD | Wind | 18 | DRAX_1 | 0.727 | 0.15 | 0.284 | 0.426
TD | Wind | 18 | DRCR | 0.197 | 0.041 | 0.077 | 0.115
TD | Wind | 18 | DUDH_P | 2.925 | 0.605 | 1.144 | 1.714
TD | Wind | 18 | DUGR_P | 0.406 | 0.084 | 0.159 | 0.238
TD | Wind | 18 | DUNB | 3.205 | 0.663 | 1.253 | 1.878
TD | Wind | 18 | DUNF | 2.125 | 0.44 | 0.831 | 1.245
TD | Wind | 18 | DUNO_P | 0.203 | 0.042 | 0.079 | 0.119
TD | Wind | 18 | DYCE_P | 5.8 | 1.2 | 2.268 | 3.4
TD | Wind | 18 | EALI_6 | 0.218 | 0.045 | 0.085 | 0.128
TD | Wind | 18 | EASO_1 | 2.621 | 0.542 | 1.025 | 1.536
TD | Wind | 18 | ECCL | 1.665 | 0.344 | 0.651 | 0.976
TD | Wind | 18 | ECLA_1 | 1.473 | 0.305 | 0.576 | 0.863
TD | Wind | 18 | EKIS | 0.537 | 0.111 | 0.21 | 0.315
TD | Wind | 18 | ELGI_P | 1.622 | 0.336 | 0.634 | 0.951
TD | Wind | 18 | ELLA_1 | 5.016 | 1.038 | 1.961 | 2.94
TD | Wind | 18 | ELST_1 | 0.092 | 0.019 | 0.036 | 0.054
TD | Wind | 18 | ENDE_1 | 3.204 | 0.663 | 1.253 | 1.878
TD | Wind | 18 | EXET1 | 1.3 | 0.269 | 0.508 | 0.762
TD | Wind | 18 | FAWL_1 | 0.017 | 0.003 | 0.007 | 0.01
TD | Wind | 18 | FECK_6 | 0.306 | 0.063 | 0.12 | 0.179
TD | Wind | 18 | FERRA2 | 0.976 | 0.202 | 0.382 | 0.572
TD | Wind | 18 | FERRB1 | 7.165 | 1.483 | 2.802 | 4.2
TD | Wind | 18 | FIDD_P | 6.061 | 1.254 | 2.37 | 3.553
TD | Wind | 18 | FIDF_1 | 1.173 | 0.243 | 0.458 | 0.687
TD | Wind | 18 | FLEE_1 | 0.087 | 0.018 | 0.034 | 0.051
TD | Wind | 18 | FOUR_1 | 1.544 | 0.32 | 0.604 | 0.905
TD | Wind | 18 | FROD_1 | 1.059 | 0.219 | 0.414 | 0.621
TD | Wind | 18 | FWIL_P | 0.155 | 0.032 | 0.06 | 0.091
TD | Wind | 18 | GALA | 2.017 | 0.417 | 0.789 | 1.182
TD | Wind | 18 | GIFF | 0.039 | 0.008 | 0.015 | 0.023
TD | Wind | 18 | GLLU | 10.014 | 2.072 | 3.915 | 5.869
TD | Wind | 18 | GLRO | 0.591 | 0.122 | 0.231 | 0.346
TD | Wind | 18 | GORG | 0.005 | 0.001 | 0.002 | 0.003
TD | Wind | 18 | GOVA | 0.066 | 0.014 | 0.026 | 0.038
TD | Wind | 18 | GREN_1 | 6.275 | 1.298 | 2.453 | 3.678
TD | Wind | 18 | GRIW_1 | 1.127 | 0.233 | 0.441 | 0.66
TD | Wind | 18 | GRUB_P | 0.044 | 0.009 | 0.017 | 0.026
TD | Wind | 18 | G_EXTRA_11 | 4.407 | 0.912 | 1.723 | 2.583
TD | Wind | 18 | G_EXTRA_2 | 0.699 | 0.145 | 0.273 | 0.41
TD | Wind | 18 | G_EXTRA_8 | 0.024 | 0.005 | 0.009 | 0.014
TD | Wind | 18 | HAMHC1 | 0.361 | 0.075 | 0.141 | 0.212
TD | Wind | 18 | HARK_1 | 22.394 | 4.633 | 8.756 | 13.125
TD | Wind | 18 | HARM_6 | 0.107 | 0.022 | 0.042 | 0.063
TD | Wind | 18 | HAWI | 0.116 | 0.024 | 0.045 | 0.068
TD | Wind | 18 | HAWP_6 | 2.429 | 0.503 | 0.95 | 1.424
TD | Wind | 18 | HEYS_1 | 1.95 | 0.403 | 0.762 | 1.143
TD | Wind | 18 | HUTT_1 | 0.118 | 0.024 | 0.046 | 0.069
TD | Wind | 18 | INDQ1 | 27.558 | 5.702 | 10.775 | 16.152
TD | Wind | 18 | INKE | 0.055 | 0.011 | 0.021 | 0.032
TD | Wind | 18 | INNE_P | 1.319 | 0.273 | 0.516 | 0.773
TD | Wind | 18 | IROA1 | 4.442 | 0.919 | 1.737 | 2.604
TD | Wind | 18 | IRONB1 | 1.214 | 0.251 | 0.475 | 0.712
TD | Wind | 18 | IVER_1 | 0.011 | 0.002 | 0.004 | 0.006
TD | Wind | 18 | IVER_6 | 0.011 | 0.002 | 0.004 | 0.006
TD | Wind | 18 | JOHN | 0.011 | 0.002 | 0.004 | 0.006
TD | Wind | 18 | JORD_3 | 0.207 | 0.043 | 0.081 | 0.122
TD | Wind | 18 | KAIM | 0.288 | 0.06 | 0.113 | 0.169
TD | Wind | 18 | KEAD_1 | 4.713 | 0.975 | 1.843 | 2.762
TD | Wind | 18 | KEAR_1 | 0.918 | 0.19 | 0.359 | 0.538
TD | Wind | 18 | KEIT_P | 11.731 | 2.427 | 4.587 | 6.876
TD | Wind | 18 | KEMS_1 | 0.261 | 0.054 | 0.102 | 0.153
TD | Wind | 18 | KIBY_1 | 0.028 | 0.006 | 0.011 | 0.016
TD | Wind | 18 | KIBY_G | 0.024 | 0.005 | 0.009 | 0.014
TD | Wind | 18 | KIIN_P | 0.026 | 0.005 | 0.01 | 0.015
TD | Wind | 18 | KILS | 2.212 | 0.458 | 0.865 | 1.296
TD | Wind | 18 | KILT | 1.992 | 0.412 | 0.779 | 1.168
TD | Wind | 18 | KILW | 1.133 | 0.234 | 0.443 | 0.664
TD | Wind | 18 | KINO_1 | 0.05 | 0.01 | 0.02 | 0.029
TD | Wind | 18 | KINT_P | 8.884 | 1.838 | 3.474 | 5.207
TD | Wind | 18 | KIRKB1 | 0.044 | 0.009 | 0.017 | 0.026
TD | Wind | 18 | KNAR | 0.352 | 0.073 | 0.137 | 0.206
TD | Wind | 18 | LACK_6 | 0.334 | 0.069 | 0.131 | 0.196
TD | Wind | 18 | LAIR_P | 0.114 | 0.023 | 0.044 | 0.067
TD | Wind | 18 | LAND1 | 4.554 | 0.942 | 1.781 | 2.669
TD | Wind | 18 | LEGA_1 | 6.135 | 1.269 | 2.399 | 3.596
TD | Wind | 18 | LEVE | 4.563 | 0.944 | 1.784 | 2.674
TD | Wind | 18 | LING | 0.525 | 0.109 | 0.205 | 0.308
TD | Wind | 18 | LINM | 13.784 | 2.852 | 5.389 | 8.079
TD | Wind | 18 | LISD_1 | 0.052 | 0.011 | 0.02 | 0.031
TD | Wind | 18 | LITT_J | 0.011 | 0.002 | 0.004 | 0.006
TD | Wind | 18 | LOUD_H | 0.013 | 0.003 | 0.005 | 0.008
TD | Wind | 18 | LOVE_1 | 0.013 | 0.003 | 0.005 | 0.008
TD | Wind | 18 | LUNA_P | 5.39 | 1.115 | 2.107 | 3.159
TD | Wind | 18 | LYND_P | 3.468 | 0.718 | 1.356 | 2.033
TD | Wind | 18 | MACC_3 | 0.133 | 0.028 | 0.052 | 0.078
TD | Wind | 18 | MACD_P | 18.204 | 3.766 | 7.118 | 10.67
TD | Wind | 18 | MANN_1 | 0.336 | 0.07 | 0.131 | 0.197
TD | Wind | 18 | MAYB | 2.717 | 0.562 | 1.062 | 1.592
TD | Wind | 18 | MELK_1 | 1.169 | 0.242 | 0.457 | 0.685
TD | Wind | 18 | MILC_P | 3.123 | 0.646 | 1.221 | 1.831
TD | Wind | 18 | MILH_1 | 0.011 | 0.002 | 0.004 | 0.006
TD | Wind | 18 | MITY_1 | 0.072 | 0.015 | 0.028 | 0.042
TD | Wind | 18 | MYBS_P | 1.049 | 0.217 | 0.41 | 0.615
TD | Wind | 18 | NAIR_P | 1.566 | 0.324 | 0.612 | 0.918
TD | Wind | 18 | NECE_1 | 0.012 | 0.002 | 0.005 | 0.007
TD | Wind | 18 | NEEP_3 | 0.118 | 0.024 | 0.046 | 0.069
TD | Wind | 18 | NFLE | 0.003 | 0.001 | 0.001 | 0.002
TD | Wind | 18 | NHYD_6 | 0.048 | 0.01 | 0.019 | 0.028
TD | Wind | 18 | NORL_3 | 0.013 | 0.003 | 0.005 | 0.008
TD | Wind | 18 | NORM_1 | 6.152 | 1.273 | 2.406 | 3.606
TD | Wind | 18 | NORT_1 | 3.275 | 0.678 | 1.28 | 1.919
TD | Wind | 18 | NURS_1 | 0.09 | 0.019 | 0.035 | 0.052
TD | Wind | 18 | OCKH_1 | 0.009 | 0.002 | 0.003 | 0.005
TD | Wind | 18 | OFFE_3 | 0.025 | 0.005 | 0.01 | 0.015
TD | Wind | 18 | OSBA_1 | 6.04 | 1.25 | 2.362 | 3.54
TD | Wind | 18 | PADIB1 | 4.338 | 0.898 | 1.696 | 2.543
TD | Wind | 18 | PELH_1 | 0.245 | 0.051 | 0.096 | 0.143
TD | Wind | 18 | PEMB_1 | 8.416 | 1.741 | 3.291 | 4.933
TD | Wind | 18 | PENN_1 | 0.022 | 0.005 | 0.009 | 0.013
TD | Wind | 18 | PENT_1 | 3.446 | 0.713 | 1.348 | 2.02
TD | Wind | 18 | PENW_1 | 0.411 | 0.085 | 0.161 | 0.241
TD | Wind | 18 | PERS_P | 0.871 | 0.18 | 0.341 | 0.511
TD | Wind | 18 | POOB | 0.07 | 0.014 | 0.027 | 0.041
TD | Wind | 18 | POPP_3 | 0.049 | 0.01 | 0.019 | 0.029
TD | Wind | 18 | PORA_P | 0.996 | 0.206 | 0.39 | 0.584
TD | Wind | 18 | PYLE_1 | 1.657 | 0.343 | 0.648 | 0.971
TD | Wind | 18 | RAIN_1 | 1.14 | 0.236 | 0.446 | 0.668
TD | Wind | 18 | RASS_1 | 6.265 | 1.296 | 2.45 | 3.672
TD | Wind | 18 | RATS_1 | 1.315 | 0.272 | 0.514 | 0.77
TD | Wind | 18 | RAVE | 0.011 | 0.002 | 0.004 | 0.006
TD | Wind | 18 | RAYL_1 | 0.409 | 0.085 | 0.16 | 0.24
TD | Wind | 18 | RICH1 | 0.035 | 0.007 | 0.014 | 0.02
TD | Wind | 18 | ROCH_1 | 1.523 | 0.315 | 0.596 | 0.893
TD | Wind | 18 | RUGEB1 | 2.981 | 0.617 | 1.165 | 1.747
TD | Wind | 18 | RYEH_1 | 0.011 | 0.002 | 0.004 | 0.006
TD | Wind | 18 | SALT_1 | 2.43 | 0.503 | 0.95 | 1.424
TD | Wind | 18 | SBAR | 1.681 | 0.348 | 0.657 | 0.985
TD | Wind | 18 | SEAB1 | 0.443 | 0.092 | 0.173 | 0.26
TD | Wind | 18 | SELL_1 | 0.107 | 0.022 | 0.042 | 0.063
TD | Wind | 18 | SHIN_P | 0.013 | 0.003 | 0.005 | 0.008
TD | Wind | 18 | SHRW_1 | 0.952 | 0.197 | 0.372 | 0.558
TD | Wind | 18 | SKLGB1 | 2.256 | 0.467 | 0.882 | 1.322
TD | Wind | 18 | SPAV | 1.13 | 0.234 | 0.442 | 0.662
TD | Wind | 18 | SPEN_1 | 4.289 | 0.887 | 1.677 | 2.514
TD | Wind | 18 | SSHI_3 | 0.666 | 0.138 | 0.26 | 0.39
TD | Wind | 18 | STAH_1 | 1.138 | 0.235 | 0.445 | 0.667
TD | Wind | 18 | STAL_1 | 0.242 | 0.05 | 0.094 | 0.142
TD | Wind | 18 | STAY_1 | 6.485 | 1.342 | 2.536 | 3.801
TD | Wind | 18 | STEN_1 | 0.339 | 0.07 | 0.133 | 0.199
TD | Wind | 18 | STES_1 | 4.443 | 0.919 | 1.737 | 2.604
TD | Wind | 18 | STHA | 6.282 | 1.3 | 2.456 | 3.682
TD | Wind | 18 | STIR | 0.392 | 0.081 | 0.153 | 0.23
TD | Wind | 18 | STLE | 0.315 | 0.065 | 0.123 | 0.184
TD | Wind | 18 | STRI_P | 14.273 | 2.953 | 5.581 | 8.366
TD | Wind | 18 | SWAN_1 | 22.334 | 4.621 | 8.733 | 13.09
TD | Wind | 18 | TARL_P | 0.722 | 0.149 | 0.282 | 0.423
TD | Wind | 18 | TAUN1 | 0.315 | 0.065 | 0.123 | 0.184
TD | Wind | 18 | TAYN_P | 1.604 | 0.332 | 0.627 | 0.94
TD | Wind | 18 | THOM_6 | 1.834 | 0.38 | 0.717 | 1.075
TD | Wind | 18 | THSO_P | 17.881 | 3.7 | 6.992 | 10.48
TD | Wind | 18 | THUR_6 | 0.087 | 0.018 | 0.034 | 0.051
TD | Wind | 18 | TONG | 3.243 | 0.671 | 1.268 | 1.901
TD | Wind | 18 | TRAW_1 | 3.383 | 0.7 | 1.323 | 1.983
TD | Wind | 18 | TUMB_P | 0.057 | 0.012 | 0.022 | 0.033
TD | Wind | 18 | TYNE_2 | 0.039 | 0.008 | 0.015 | 0.023
TD | Wind | 18 | UPPB_1 | 0.054 | 0.011 | 0.021 | 0.031
TD | Wind | 18 | USKM_1 | 0.079 | 0.016 | 0.031 | 0.046
TD | Wind | 18 | WALH_1 | 0.057 | 0.012 | 0.022 | 0.034
TD | Wind | 18 | WALP_1 | 2.618 | 0.542 | 1.023 | 1.534
TD | Wind | 18 | WALP_B | 1.345 | 0.278 | 0.526 | 0.788
TD | Wind | 18 | WARL_1 | 1.116 | 0.231 | 0.436 | 0.654
TD | Wind | 18 | WASF_1 | 0.086 | 0.018 | 0.034 | 0.051
TD | Wind | 18 | WATFS_1 | 0.515 | 0.107 | 0.201 | 0.302
TD | Wind | 18 | WBUR_1 | 1.411 | 0.292 | 0.552 | 0.827
TD | Wind | 18 | WFIE | 0.142 | 0.029 | 0.055 | 0.083
TD | Wind | 18 | WHGA_1 | 0.157 | 0.033 | 0.061 | 0.092
TD | Wind | 18 | WIBA_3 | 1.583 | 0.328 | 0.619 | 0.928
TD | Wind | 18 | WIEN_1 | 0.007 | 0.001 | 0.003 | 0.004
TD | Wind | 18 | WILL_1 | 1.779 | 0.368 | 0.695 | 1.042
TD | Wind | 18 | WIMBS1 | 0.009 | 0.002 | 0.004 | 0.005
TD | Wind | 18 | WISD_1 | 0.009 | 0.002 | 0.003 | 0.005
TD | Wind | 18 | WISH | 9.034 | 1.869 | 3.532 | 5.295
TD | Wind | 18 | WMEL_1 | 1.12 | 0.232 | 0.438 | 0.657
TD | Wind | 18 | WTHU31 | 0.046 | 0.009 | 0.018 | 0.027
TD | Wind | 18 | WYLF_1 | 2.169 | 0.449 | 0.848 | 1.271
TD | Wind | 18 | WYMOM_1 | 0.049 | 0.01 | 0.019 | 0.029

## mBattery
Created by CalcMicroSplits.sas
scenario | year | etys_location | capacity | wintpk | summam | summpm
TD | 18 | ABHA1 | 0.135 | 0 | -0.094 | -0.003
TD | 18 | ABNE_P | 0.012 | 0 | -0.009 | 0
TD | 18 | ABTH_1 | 0.028 | 0 | -0.02 | -0.001
TD | 18 | ACTL_2 | 0.009 | 0 | -0.006 | 0
TD | 18 | ALNE_P | 0.005 | 0 | -0.003 | 0
TD | 18 | ALVE1 | 0.119 | 0 | -0.084 | -0.002
TD | 18 | AMEM_1 | 0.036 | 0 | -0.025 | -0.001
TD | 18 | ARBR_P | 0.012 | 0 | -0.008 | 0
TD | 18 | ARMO_P | 0.003 | 0 | -0.002 | 0
TD | 18 | AXMI1 | 0.075 | 0 | -0.052 | -0.001
TD | 18 | AYRR | 0.009 | 0 | -0.006 | 0
TD | 18 | BAGA | 0.006 | 0 | -0.004 | 0
TD | 18 | BAIN | 0.002 | 0 | -0.002 | 0
TD | 18 | BARKC1 | 0.017 | 0 | -0.012 | 0
TD | 18 | BEAU_P | 0.008 | 0 | -0.005 | 0
TD | 18 | BEDDT1 | 0.016 | 0 | -0.011 | 0
TD | 18 | BEDD_1 | 0.052 | 0 | -0.037 | -0.001
TD | 18 | BERW | 0.011 | 0 | -0.008 | 0
TD | 18 | BESW_1 | 0.044 | 0 | -0.031 | -0.001
TD | 18 | BICF_1 | 0.039 | 0 | -0.028 | -0.001
TD | 18 | BIRK_1 | 0.024 | 0 | -0.017 | 0
TD | 18 | BISW_1 | 0.176 | 0 | -0.124 | -0.003
TD | 18 | BLYTB1 | 0.042 | 0 | -0.03 | -0.001
TD | 18 | BLYTH132 | 0.014 | 0 | -0.01 | 0
TD | 18 | BOAG_P | 0.005 | 0 | -0.003 | 0
TD | 18 | BOLN_1 | 0.14 | 0 | -0.098 | -0.003
TD | 18 | BONN | 0.005 | 0 | -0.003 | 0
TD | 18 | BOTW_1 | 0.027 | 0 | -0.019 | -0.001
TD | 18 | BRAC_P | 0.013 | 0 | -0.009 | 0
TD | 18 | BRAI_1 | 0.104 | 0 | -0.073 | -0.002
TD | 18 | BRAP | 0.007 | 0 | -0.005 | 0
TD | 18 | BRAW_1 | 0.056 | 0 | -0.04 | -0.001
TD | 18 | BRED_1 | 0.045 | 0 | -0.032 | -0.001
TD | 18 | BRFO_1 | 0.19 | 0 | -0.133 | -0.004
TD | 18 | BRID_P | 0.009 | 0 | -0.006 | 0
TD | 18 | BRIM_1 | 0.016 | 0 | -0.011 | 0
TD | 18 | BRLE_1 | 0.034 | 0 | -0.024 | -0.001
TD | 18 | BROA_P | 0.002 | 0 | -0.001 | 0
TD | 18 | BROR_P | 0.002 | 0 | -0.001 | 0
TD | 18 | BROX | 0.004 | 0 | -0.003 | 0
TD | 18 | BRWA1 | 0.1 | 0 | -0.07 | -0.002
TD | 18 | BUMU_P | 0.006 | 0 | -0.005 | 0
TD | 18 | BURM_1 | 0.119 | 0 | -0.083 | -0.002
TD | 18 | BUSH_1 | 0.035 | 0 | -0.024 | -0.001
TD | 18 | BUST_1 | 0.029 | 0 | -0.02 | -0.001
TD | 18 | CAAD_P | 0.003 | 0 | -0.002 | 0
TD | 18 | CANTN1 | 0.028 | 0 | -0.019 | -0.001
TD | 18 | CAPEA1 | 0.026 | 0 | -0.018 | 0
TD | 18 | CARE_1 | 0.024 | 0 | -0.017 | 0
TD | 18 | CARR_1 | 0.032 | 0 | -0.022 | -0.001
TD | 18 | CATY | 0.008 | 0 | -0.005 | 0
TD | 18 | CEAN_P | 0.001 | 0 | -0.001 | 0
TD | 18 | CELL_1 | 0.104 | 0 | -0.073 | -0.002
TD | 18 | CHAP | 0.009 | 0 | -0.006 | 0
TD | 18 | CHAR_P | 0 | 0 | 0 | 0
TD | 18 | CHAS | 0.006 | 0 | -0.005 | 0
TD | 18 | CHIC_1 | 0.027 | 0 | -0.019 | -0.001
TD | 18 | CHSI_1 | 0.033 | 0 | -0.023 | -0.001
TD | 18 | CHTE_1 | 0.121 | 0 | -0.085 | -0.002
TD | 18 | CITR_1 | 0.011 | 0 | -0.008 | 0
TD | 18 | CLAC_P | 0.001 | 0 | -0.001 | 0
TD | 18 | CLAY_P | 0.004 | 0 | -0.003 | 0
TD | 18 | CLYM | 0.002 | 0 | -0.001 | 0
TD | 18 | COAT | 0.009 | 0 | -0.006 | 0
TD | 18 | COCK | 0.01 | 0 | -0.007 | 0
TD | 18 | CONQA1 | 0.057 | 0 | -0.04 | -0.001
TD | 18 | COUA_P | 0.009 | 0 | -0.006 | 0
TD | 18 | COVE_1 | 0.079 | 0 | -0.056 | -0.002
TD | 18 | COWL_1 | 0.096 | 0 | -0.067 | -0.002
TD | 18 | COYL | 0.003 | 0 | -0.002 | 0
TD | 18 | CRAI_P | 0.001 | 0 | 0 | 0
TD | 18 | CREB_1 | 0.105 | 0 | -0.073 | -0.002
TD | 18 | CUMB | 0.007 | 0 | -0.005 | 0
TD | 18 | CUPA | 0.012 | 0 | -0.008 | 0
TD | 18 | CURR | 0.002 | 0 | -0.001 | 0
TD | 18 | DALM3 | 0.002 | 0 | -0.001 | 0
TD | 18 | DEVM | 0.004 | 0 | -0.002 | 0
TD | 18 | DEVO | 0.008 | 0 | -0.005 | 0
TD | 18 | DEWP | 0.003 | 0 | -0.002 | 0
TD | 18 | DRAK_1 | 0.043 | 0 | -0.03 | -0.001
TD | 18 | DRAX_1 | 0.012 | 0 | -0.008 | 0
TD | 18 | DRCR | 0.004 | 0 | -0.003 | 0
TD | 18 | DRUM | 0.001 | 0 | -0.001 | 0
TD | 18 | DUDH_P | 0.006 | 0 | -0.004 | 0
TD | 18 | DUGR_P | 0.001 | 0 | -0.001 | 0
TD | 18 | DUNB | 0.006 | 0 | -0.004 | 0
TD | 18 | DUNF | 0.006 | 0 | -0.004 | 0
TD | 18 | DUNO_P | 0.003 | 0 | -0.002 | 0
TD | 18 | DYCE_P | 0.009 | 0 | -0.006 | 0
TD | 18 | EALI_6 | 0.005 | 0 | -0.004 | 0
TD | 18 | EASO_1 | 0.147 | 0 | -0.103 | -0.003
TD | 18 | ECCL | 0.014 | 0 | -0.01 | 0
TD | 18 | ECLA_1 | 0.068 | 0 | -0.047 | -0.001
TD | 18 | EERH | 0.003 | 0 | -0.002 | 0
TD | 18 | EKIS | 0.006 | 0 | -0.004 | 0
TD | 18 | ELDE | 0.005 | 0 | -0.004 | 0
TD | 18 | ELGI_P | 0.009 | 0 | -0.006 | 0
TD | 18 | ELLA_1 | 0.044 | 0 | -0.031 | -0.001
TD | 18 | ELST_1 | 0.018 | 0 | -0.013 | 0
TD | 18 | ENDE_1 | 0.089 | 0 | -0.062 | -0.002
TD | 18 | ERSK | 0.002 | 0 | -0.001 | 0
TD | 18 | EXET1 | 0.118 | 0 | -0.083 | -0.002
TD | 18 | FAUG_P | 0 | 0 | 0 | 0
TD | 18 | FAWL_1 | 0.04 | 0 | -0.028 | -0.001
TD | 18 | FECK_6 | 0.101 | 0 | -0.071 | -0.002
TD | 18 | FERRA2 | 0.009 | 0 | -0.007 | 0
TD | 18 | FERRB1 | 0.088 | 0 | -0.061 | -0.002
TD | 18 | FIDD_P | 0.008 | 0 | -0.005 | 0
TD | 18 | FIDF_1 | 0.053 | 0 | -0.037 | -0.001
TD | 18 | FINN | 0.003 | 0 | -0.002 | 0
TD | 18 | FLEE_1 | 0.161 | 0 | -0.113 | -0.003
TD | 18 | FOUR_1 | 0.004 | 0 | -0.003 | 0
TD | 18 | FROD_1 | 0.056 | 0 | -0.039 | -0.001
TD | 18 | FWIL_P | 0.002 | 0 | -0.002 | 0
TD | 18 | GALA | 0.011 | 0 | -0.007 | 0
TD | 18 | GIFF | 0.004 | 0 | -0.003 | 0
TD | 18 | GLLU | 0.006 | 0 | -0.005 | 0
TD | 18 | GLNI | 0.001 | 0 | -0.001 | 0
TD | 18 | GLRO | 0.007 | 0 | -0.005 | 0
TD | 18 | GORG | 0.003 | 0 | -0.002 | 0
TD | 18 | GOVA | 0.001 | 0 | -0.001 | 0
TD | 18 | GREN_1 | 0.155 | 0 | -0.109 | -0.003
TD | 18 | GRIW_1 | 0.034 | 0 | -0.024 | -0.001
TD | 18 | GRUB_P | 0.001 | 0 | -0.001 | 0
TD | 18 | G_EXTRA_11 | 0.004 | 0 | -0.003 | 0
TD | 18 | G_EXTRA_2 | 0.013 | 0 | -0.009 | 0
TD | 18 | G_EXTRA_4 | 0.005 | 0 | -0.004 | 0
TD | 18 | G_EXTRA_8 | 0.003 | 0 | -0.002 | 0
TD | 18 | HACK_1 | 0.011 | 0 | -0.008 | 0
TD | 18 | HAGR | 0 | 0 | 0 | 0
TD | 18 | HAMHC1 | 0.049 | 0 | -0.035 | -0.001
TD | 18 | HARK_1 | 0.065 | 0 | -0.046 | -0.001
TD | 18 | HARM_6 | 0.016 | 0 | -0.012 | 0
TD | 18 | HAWI | 0.005 | 0 | -0.003 | 0
TD | 18 | HAWP_6 | 0.029 | 0 | -0.021 | -0.001
TD | 18 | HELE | 0.003 | 0 | -0.002 | 0
TD | 18 | HEYS_1 | 0.047 | 0 | -0.033 | -0.001
TD | 18 | HUER | 0.002 | 0 | -0.001 | 0
TD | 18 | HURS_1 | 0.009 | 0 | -0.007 | 0
TD | 18 | HUTT_1 | 0.016 | 0 | -0.011 | 0
TD | 18 | INDQ1 | 0.18 | 0 | -0.126 | -0.003
TD | 18 | INKE | 0.007 | 0 | -0.005 | 0
TD | 18 | INNE_P | 0.009 | 0 | -0.006 | 0
TD | 18 | IROA1 | 0.117 | 0 | -0.082 | -0.002
TD | 18 | IRONB1 | 0.031 | 0 | -0.022 | -0.001
TD | 18 | IVER_1 | 0.03 | 0 | -0.021 | -0.001
TD | 18 | IVER_6 | 0.005 | 0 | -0.004 | 0
TD | 18 | JOHN | 0.004 | 0 | -0.003 | 0
TD | 18 | JORD_3 | 0.006 | 0 | -0.004 | 0
TD | 18 | KAIM | 0.01 | 0 | -0.007 | 0
TD | 18 | KEAD_1 | 0.107 | 0 | -0.075 | -0.002
TD | 18 | KEAR_1 | 0.059 | 0 | -0.041 | -0.001
TD | 18 | KEIT_P | 0.01 | 0 | -0.007 | 0
TD | 18 | KEMS_1 | 0.033 | 0 | -0.023 | -0.001
TD | 18 | KIBY_1 | 0.027 | 0 | -0.019 | -0.001
TD | 18 | KIBY_G | 0.03 | 0 | -0.021 | -0.001
TD | 18 | KIER | 0.006 | 0 | -0.004 | 0
TD | 18 | KIIN_P | 0.001 | 0 | -0.001 | 0
TD | 18 | KILS | 0.003 | 0 | -0.002 | 0
TD | 18 | KILT | 0.007 | 0 | -0.005 | 0
TD | 18 | KILW | 0.009 | 0 | -0.006 | 0
TD | 18 | KINL_P | 0 | 0 | 0 | 0
TD | 18 | KINO_1 | 0.041 | 0 | -0.029 | -0.001
TD | 18 | KINT_P | 0.017 | 0 | -0.012 | 0
TD | 18 | KIRKB1 | 0.018 | 0 | -0.012 | 0
TD | 18 | KITW_1 | 0.028 | 0 | -0.02 | -0.001
TD | 18 | KNAR | 0.03 | 0 | -0.021 | -0.001
TD | 18 | LACK_6 | 0.033 | 0 | -0.023 | -0.001
TD | 18 | LAIR_P | 0.001 | 0 | -0.001 | 0
TD | 18 | LALE1SG003 | 0.009 | 0 | -0.007 | 0
TD | 18 | LAND1 | 0.073 | 0 | -0.051 | -0.001
TD | 18 | LEGA_1 | 0.076 | 0 | -0.053 | -0.001
TD | 18 | LEVE | 0.006 | 0 | -0.004 | 0
TD | 18 | LING | 0.01 | 0 | -0.007 | 0
TD | 18 | LINM | 0.01 | 0 | -0.007 | 0
TD | 18 | LISD_1 | 0.046 | 0 | -0.032 | -0.001
TD | 18 | LITT_C | 0.007 | 0 | -0.005 | 0
TD | 18 | LITT_J | 0.016 | 0 | -0.011 | 0
TD | 18 | LODR_6 | 0.003 | 0 | -0.002 | 0
TD | 18 | LOUD_H | 0.005 | 0 | -0.003 | 0
TD | 18 | LOVE_1 | 0.1 | 0 | -0.07 | -0.002
TD | 18 | LUNA_P | 0.008 | 0 | -0.006 | 0
TD | 18 | LYND_P | 0.002 | 0 | -0.001 | 0
TD | 18 | MACC_3 | 0.009 | 0 | -0.007 | 0
TD | 18 | MACD_P | 0.009 | 0 | -0.006 | 0
TD | 18 | MAGA_6 | 0.003 | 0 | -0.002 | 0
TD | 18 | MANN_1 | 0.153 | 0 | -0.107 | -0.003
TD | 18 | MAYB | 0.003 | 0 | -0.002 | 0
TD | 18 | MELK_1 | 0.106 | 0 | -0.074 | -0.002
TD | 18 | MILC_P | 0.007 | 0 | -0.005 | 0
TD | 18 | MILH_1 | 0.024 | 0 | -0.017 | 0
TD | 18 | MITY_1 | 0.049 | 0 | -0.034 | -0.001
TD | 18 | MYBS_P | 0.003 | 0 | -0.002 | 0
TD | 18 | NAIR_P | 0.007 | 0 | -0.005 | 0
TD | 18 | NEAR | 0.004 | 0 | -0.003 | 0
TD | 18 | NECE_1 | 0.048 | 0 | -0.033 | -0.001
TD | 18 | NEEP_3 | 0.017 | 0 | -0.012 | 0
TD | 18 | NEWX_6 | 0.011 | 0 | -0.008 | 0
TD | 18 | NFLE | 0.044 | 0 | -0.031 | -0.001
TD | 18 | NHYD_6 | 0.007 | 0 | -0.005 | 0
TD | 18 | NINF_1 | 0.072 | 0 | -0.051 | -0.001
TD | 18 | NORL_3 | 0.007 | 0 | -0.005 | 0
TD | 18 | NORM_1 | 0.24 | 0 | -0.168 | -0.005
TD | 18 | NORT_1 | 0.11 | 0 | -0.077 | -0.002
TD | 18 | NURS_1 | 0.057 | 0 | -0.04 | -0.001
TD | 18 | OCKH_1 | 0.013 | 0 | -0.009 | 0
TD | 18 | OFFE_3 | 0.017 | 0 | -0.012 | 0
TD | 18 | OLDB_1 | 0.015 | 0 | -0.01 | 0
TD | 18 | OSBA_1 | 0.068 | 0 | -0.047 | -0.001
TD | 18 | PADIB1 | 0.07 | 0 | -0.049 | -0.001
TD | 18 | PAIS | 0.001 | 0 | -0.001 | 0
TD | 18 | PART | 0.001 | 0 | -0.001 | 0
TD | 18 | PELH_1 | 0.052 | 0 | -0.036 | -0.001
TD | 18 | PEMB_1 | 0.038 | 0 | -0.027 | -0.001
TD | 18 | PENN_1 | 0.009 | 0 | -0.006 | 0
TD | 18 | PENT_1 | 0.031 | 0 | -0.022 | -0.001
TD | 18 | PENW_1 | 0.057 | 0 | -0.04 | -0.001
TD | 18 | PERS_P | 0.002 | 0 | -0.002 | 0
TD | 18 | PITS_3 | 0.008 | 0 | -0.005 | 0
TD | 18 | POOB | 0.011 | 0 | -0.008 | 0
TD | 18 | POPP_3 | 0.02 | 0 | -0.014 | 0
TD | 18 | PORA_P | 0.003 | 0 | -0.002 | 0
TD | 18 | PORD | 0.001 | 0 | -0.001 | 0
TD | 18 | PYLE_1 | 0.021 | 0 | -0.015 | 0
TD | 18 | RAIN_1 | 0.021 | 0 | -0.015 | 0
TD | 18 | RANN_P | 0 | 0 | 0 | 0
TD | 18 | RASS_1 | 0.058 | 0 | -0.041 | -0.001
TD | 18 | RATS_1 | 0.087 | 0 | -0.061 | -0.002
TD | 18 | RAVE | 0.004 | 0 | -0.003 | 0
TD | 18 | RAYL_1 | 0.056 | 0 | -0.039 | -0.001
TD | 18 | REBR_3 | 0.011 | 0 | -0.008 | 0
TD | 18 | RICH1 | 0.035 | 0 | -0.025 | -0.001
TD | 18 | ROCH_1 | 0.023 | 0 | -0.016 | 0
TD | 18 | RUGEB1 | 0.027 | 0 | -0.019 | -0.001
TD | 18 | RYEH_1 | 0.026 | 0 | -0.018 | 0
TD | 18 | SALT_1 | 0.012 | 0 | -0.008 | 0
TD | 18 | SANX | 0.001 | 0 | -0.001 | 0
TD | 18 | SBAR | 0.058 | 0 | -0.041 | -0.001
TD | 18 | SEAB1 | 0.069 | 0 | -0.049 | -0.001
TD | 18 | SELL_1 | 0.042 | 0 | -0.03 | -0.001
TD | 18 | SFIL_P | 0.001 | 0 | 0 | 0
TD | 18 | SHEC_3 | 0.001 | 0 | -0.001 | 0
TD | 18 | SHIN_P | 0 | 0 | 0 | 0
TD | 18 | SHRU | 0.001 | 0 | -0.001 | 0
TD | 18 | SHRW_1 | 0.064 | 0 | -0.045 | -0.001
TD | 18 | SIGH | 0.004 | 0 | -0.003 | 0
TD | 18 | SJOW_1 | 0.003 | 0 | -0.002 | 0
TD | 18 | SKLGB1 | 0.095 | 0 | -0.067 | -0.002
TD | 18 | SMAN_1 | 0.05 | 0 | -0.035 | -0.001
TD | 18 | SPAV | 0.002 | 0 | -0.001 | 0
TD | 18 | SPEN_1 | 0.043 | 0 | -0.03 | -0.001
TD | 18 | SSHI_3 | 0.014 | 0 | -0.01 | 0
TD | 18 | STAH_1 | 0.029 | 0 | -0.02 | -0.001
TD | 18 | STAL_1 | 0.031 | 0 | -0.022 | -0.001
TD | 18 | STAY_1 | 0.06 | 0 | -0.042 | -0.001
TD | 18 | STEN_1 | 0.032 | 0 | -0.023 | -0.001
TD | 18 | STES_1 | 0.049 | 0 | -0.034 | -0.001
TD | 18 | STHA | 0.01 | 0 | -0.007 | 0
TD | 18 | STIR | 0.024 | 0 | -0.017 | 0
TD | 18 | STLE | 0.009 | 0 | -0.006 | 0
TD | 18 | STRI_P | 0.014 | 0 | -0.01 | 0
TD | 18 | SUND_1 | 0.043 | 0 | -0.03 | -0.001
TD | 18 | SWAN_1 | 0.143 | 0 | -0.1 | -0.003
TD | 18 | TARL_P | 0.003 | 0 | -0.002 | 0
TD | 18 | TAUN1 | 0.046 | 0 | -0.032 | -0.001
TD | 18 | TAYN_P | 0.005 | 0 | -0.004 | 0
TD | 18 | TELR | 0.001 | 0 | -0.001 | 0
TD | 18 | TEMP_3 | 0.017 | 0 | -0.012 | 0
TD | 18 | THOM_6 | 0.079 | 0 | -0.056 | -0.002
TD | 18 | THSO_P | 0.008 | 0 | -0.006 | 0
TD | 18 | THUR_6 | 0.048 | 0 | -0.034 | -0.001
TD | 18 | TILBB_1 | 0.007 | 0 | -0.005 | 0
TD | 18 | TONG | 0.007 | 0 | -0.005 | 0
TD | 18 | TOTT_1 | 0.01 | 0 | -0.007 | 0
TD | 18 | TRAW_1 | 0.027 | 0 | -0.019 | -0.001
TD | 18 | TUMB_P | 0.003 | 0 | -0.002 | 0
TD | 18 | TYNE_2 | 0.042 | 0 | -0.029 | -0.001
TD | 18 | UPPB_1 | 0.048 | 0 | -0.034 | -0.001
TD | 18 | USKM_1 | 0.058 | 0 | -0.041 | -0.001
TD | 18 | WALH_1 | 0.06 | 0 | -0.042 | -0.001
TD | 18 | WALP_1 | 0.069 | 0 | -0.048 | -0.001
TD | 18 | WALP_B | 0.098 | 0 | -0.069 | -0.002
TD | 18 | WARL_1 | 0.028 | 0 | -0.02 | -0.001
TD | 18 | WASF_1 | 0.01 | 0 | -0.007 | 0
TD | 18 | WATFS_1 | 0.025 | 0 | -0.018 | 0
TD | 18 | WBOL_6 | 0.032 | 0 | -0.023 | -0.001
TD | 18 | WBUR_1 | 0.081 | 0 | -0.057 | -0.002
TD | 18 | WFIE | 0.002 | 0 | -0.001 | 0
TD | 18 | WGEO | 0 | 0 | 0 | 0
TD | 18 | WHAM_1 | 0.013 | 0 | -0.009 | 0
TD | 18 | WHGA_1 | 0.059 | 0 | -0.041 | -0.001
TD | 18 | WHHO | 0.002 | 0 | -0.002 | 0
TD | 18 | WIEN_1 | 0.031 | 0 | -0.022 | -0.001
TD | 18 | WILL_1 | 0.111 | 0 | -0.078 | -0.002
TD | 18 | WIMBS1 | 0.02 | 0 | -0.014 | 0
TD | 18 | WIOW_P | 0.002 | 0 | -0.001 | 0
TD | 18 | WISD_1 | 0.003 | 0 | -0.002 | 0
TD | 18 | WISD_6 | 0.003 | 0 | -0.002 | 0
TD | 18 | WISH | 0.006 | 0 | -0.004 | 0
TD | 18 | WMEL_1 | 0.06 | 0 | -0.042 | -0.001
TD | 18 | WOHI_P | 0.007 | 0 | -0.005 | 0
TD | 18 | WTHU31 | 0.01 | 0 | -0.007 | 0
TD | 18 | WWEY_1 | 0.038 | 0 | -0.027 | -0.001
TD | 18 | WYLF_1 | 0.008 | 0 | -0.006 | 0
TD | 18 | WYMOM_1 | 0.036 | 0 | -0.025 | -0.001

## DxStorage
Created by CalcDxStorage.sas |  |  | For use in ETYS spatial model
scenario | tech | year | location | Capacity | wintpk | summam | summpm
TD | Battery | 18 | WALH_1 | 20 | 0 | -7.954 | 0
TD | Battery | 18 | NINF_1 | 40 | 0 | -15.908 | 0
TD | Battery | 18 | LOVE_1 | 4.4 | 0 | -1.75 | 0
TD | Battery | 18 | LAND1 | 2 | 0 | -0.795 | 0
TD | Battery | 18 | STAL_1 | 6 | 0 | -2.386 | 0
TD | Battery | 18 | ALST_3 | 20 | 0 | -7.954 | 0
TD | Battery | 18 | PYLE_1 | 4 | 0 | -1.591 | 0
TD | Battery | 18 | SUND_1 | 18 | 0 | -7.159 | 0
TD | Battery | 18 | TYNE_2 | 25 | 0 | -9.943 | 0
TD | Battery | 18 | RAYL_1 | 10 | 0 | -3.977 | 0
TD | Battery | 18 | SPEN_1 | 2.5 | 0 | -0.994 | 0
TD | Battery | 18 | RAIN_1 | 20 | 0 | -7.954 | 0
TD | Battery | 18 | KINO_1 | 58 | 0 | -23.067 | 0
TD | Battery | 18 | FERRA2 | 1.2 | 0 | -0.477 | 0
TD | Battery | 18 | GREN_1 | 17.05 | 0 | -6.781 | 0
TD | Battery | 18 | PENW_1 | 2.4 | 0 | -0.954 | 0
TD | Battery | 18 | SSHI_3 | 35 | 0 | -13.92 | 0
TD | Battery | 18 | DRCR | 30 | 0 | -11.931 | 0
TD | Battery | 18 | WIEN_1 | 2 | 0 | -0.795 | 0
TD | Battery | 18 | BOLN_1 | 10 | 0 | -3.977 | 0
TD | Battery | 18 | FECK_6 | 13.106 | 0 | -5.212 | 0
TD | Battery | 18 | CREB_1 | 8 | 0 | -3.182 | 0
TD | Battery | 18 | CELL_1 | 21.2 | 0 | -8.431 | 0
TD | Battery | 18 | LACK_6 | 6 | 0 | -2.386 | 0
TD | Battery | 18 | BROX | 20 | 0 | -7.954 | 0
TD | Battery | 18 | CITR_1 | 2 | 0 | -0.795 | 0
TD | Battery | 18 | IRONB1 | 20.125 | 0 | -8.004 | 0
TD | Battery | 18 | BRAI_1 | 28.7 | 0 | -11.414 | 0
TD | Battery | 18 | INDQ1 | 1 | 0 | -0.398 | 0
TD | Battery | 18 | THSO_P | 2 | 0 | -0.795 | 0
TD | Battery | 18 | THUR_6 | 4.8 | 0 | -1.909 | 0
TD | Battery | 18 | SBAR | 16.97 | 0 | -6.749 | 0
TD | Battery | 18 | ROCH_1 | 10 | 0 | -3.977 | 0
TD | Battery | 18 | LITT_J | 8 | 0 | -3.182 | 0
TD | Battery | 18 | SALH_1 | 1.2 | 0 | -0.477 | 0
TD | Battery | 18 | WBUR_1 | 9.8 | 0 | -3.897 | 0
TD | Battery | 18 | ALVE1 | 9.761 | 0 | -3.882 | 0
TD | Battery | 18 | LISD_1 | 20 | 0 | -7.954 | 0
TD | Battery | 18 | HURS_1 | 15.1 | 0 | -6.005 | 0
TD | Battery | 18 | TYNE_1 | 2.8 | 0 | -1.114 | 0
TD | Battery | 18 | DUMF | 9.6 | 0 | -3.818 | 0
TD | Battery | 18 | CHTE_1 | 1.6 | 0 | -0.636 | 0
TD | Battery | 18 | SEAB1 | 15 | 0 | -5.966 | 0
TD | Battery | 18 | FRAS_P | 1 | 0 | -0.398 | 0
TD | Battery | 18 | WILL_1 | 10 | 0 | -3.977 | 0
TD | Battery | 18 | CHSI_1 | 6 | 0 | -2.386 | 0
TD | Battery | 18 | FIDF_1 | 19.6 | 0 | -7.795 | 0
TD | Battery | 18 | STAY_1 | 7.58 | 0 | -3.015 | 0
TD | Battery | 18 | PEHS_P | 1 | 0 | -0.398 | 0
TD | Battery | 18 | PELH_1 | 49.999 | 0 | -19.885 | 0
TD | LAES | 18 | ROCH_1 | 5 | 0 | -2.5 | 0

## Active
Source: | Write_ETYS-Demands-CSV.sas | [5 empty] | Key to "type":
[7 empty] | R: | Residential
scenario | GSP | DemandPk | DemandAM | DemandPM | type | year | C: | Commercial
TD | ABHA1 | 94.296 | 23.077 | 42.184 | R | 18 | I: | Industrial
TD | ABNE_P | 16.408 | 2.981 | 6.02 | R | 18 | H: | Heat Pump
TD | ABTH_1 | 119.999 | 29.42 | 46.446 | R | 18 | D: | District Heat
TD | ACTL_2 | 6.839 | 1.269 | 3.128 | R | 18 | E: | Electric Vehicles
TD | ACTL_C | 11.402 | 1.824 | 4.378 | R | 18 | T: | Transmission direct connect sites
TD | ALNE_P | 10.342 | 2.314 | 4.672 | R | 18
TD | ALST_3 | 5.606 | 2.642 | 0.097 | R | 18
TD | ALVE1 | 67.925 | 13.192 | 55.618 | R | 18
TD | AMEM_1 | 21.801 | 6.898 | 19.647 | R | 18
TD | ARBR_P | 9.577 | 2.533 | 5.114 | R | 18
TD | ARDK_P | 0 | 0 | 0 | R | 18
TD | ARMO_P | 13.321 | 3.421 | 6.908 | R | 18
TD | AXMI1 | 57.509 | 10.702 | 31.693 | R | 18
TD | AYRR | 17.76 | 2.586 | 6.315 | R | 18
TD | BAGA | 1.839 | 4.69 | 11.452 | R | 18
TD | BAIN | 10.748 | 2.644 | 6.456 | R | 18
TD | BARKC1 | 41.858 | 11.294 | 18.663 | R | 18
TD | BARKW3 | 63.088 | 14.599 | 23.827 | R | 18
TD | BEAU_P | 9.728 | 3.251 | 6.564 | R | 18
TD | BEDDT1 | 43.817 | 4.328 | 12.413 | R | 18
TD | BEDD_1 | 164.754 | 37.185 | 68.475 | R | 18
TD | BERB_P | 0 | 0 | 0 | R | 18
TD | BERW | 0.408 | 3.236 | 7.902 | R | 18
TD | BESW_1 | 93.489 | 17.107 | 41.545 | R | 18
TD | BICF_1 | 80.305 | 5.321 | 61.357 | R | 18
TD | BIRK_1 | 97.135 | 10.635 | 40.133 | R | 18
TD | BISW_1 | 148.218 | 29.364 | 65.768 | R | 18
TD | BLYTB1 | 71.75 | 13.679 | 35.991 | R | 18
TD | BLYTH132 | 22.795 | -17.875 | -25.312 | R | 18
TD | BOAG_P | 6.785 | 1.949 | 3.935 | R | 18
TD | BOLN_1 | 273.911 | 52.861 | 122.577 | R | 18
TD | BONN | 8.812 | 5.2 | 12.697 | R | 18
TD | BOTW_1 | 60.817 | 15.479 | 28.418 | R | 18
TD | BRAC_P | 12.094 | 3.341 | 6.747 | R | 18
TD | BRAI_1 | 89.116 | 18.02 | 49.052 | R | 18
TD | BRAP | 10.034 | 2.293 | 5.6 | R | 18
TD | BRAW_1 | 130.608 | 21.477 | 48.598 | R | 18
TD | BRED_1 | 103.03 | 19.15 | 43.607 | R | 18
TD | BRFO_1 | 257.866 | 48.074 | 78.89 | R | 18
TD | BRID_P | 3.117 | 1.16 | 2.343 | R | 18
TD | BRIM_1 | 114.561 | 21.14 | 46.482 | R | 18
TD | BRLE_1 | 189.492 | 37.047 | 61.279 | R | 18
TD | BROA_P | 3.512 | 0.819 | 1.654 | R | 18
TD | BROR_P | 2.06 | 0.707 | 1.428 | R | 18
TD | BROX | 24.277 | 3.772 | 9.211 | R | 18
TD | BRWA1 | 54.193 | 17.328 | 63.278 | R | 18
TD | BUMU_P | 11.736 | 3.251 | 6.564 | R | 18
TD | BURM_1 | 138.58 | 41.427 | 98.084 | R | 18
TD | BUSH_1 | 60.558 | 11 | 26.68 | R | 18
TD | BUST_1 | 141.082 | 24.415 | 54.821 | R | 18
TD | CAAD_P | 8.326 | 2.492 | 5.032 | R | 18
TD | CAFA | 0 | 0 | 0 | R | 18
TD | CAMB_01 | 15.043 | 1.107 | 6.911 | R | 18
TD | CANTN1 | 92.997 | 13.216 | 39.35 | R | 18
TD | CAPEA1 | 129.691 | 47.277 | 43.748 | R | 18
TD | CARE_1 | 24.869 | 12.114 | 24.154 | R | 18
TD | CARR_1 | 102.497 | 35.415 | 50.719 | R | 18
TD | CASS_P | 0.344 | 0.028 | 0.056 | R | 18
TD | CATY | 6.701 | 1.32 | 3.222 | R | 18
TD | CBNK_H | 7.364 | 2.19 | 5.234 | R | 18
TD | CEAN_P | 0.26 | 0 | 0 | R | 18
TD | CELL_1 | 237.518 | 55.037 | 97.154 | R | 18
TD | CHAP | 10.085 | 1.719 | 4.197 | R | 18
TD | CHAR_P | 8.774 | 3.449 | 6.965 | R | 18
TD | CHAS | 6.434 | 1.75 | 4.274 | R | 18
TD | CHIC_1 | 26.444 | 9.631 | 17.433 | R | 18
TD | CHSI_1 | 121.858 | 19.871 | 43.706 | R | 18
TD | CHTE_1 | 183.834 | 42.566 | 78.969 | R | 18
TD | CITR_1 | 96.233 | 24.99 | 42.063 | R | 18
TD | CLAC_P | 0.996 | 0 | 0 | R | 18
TD | CLAY_P | 3.595 | 1.012 | 2.044 | R | 18
TD | CLT03 | 0.173 | 11.19 | 17.203 | R | 18
TD | CLYM | 29.341 | 5.648 | 13.79 | R | 18
TD | COAT | 21.575 | 4.016 | 9.807 | R | 18
TD | COCK | 19.409 | 3.543 | 8.651 | R | 18
TD | CONQA1 | 101.46 | 26.587 | 67.511 | R | 18
TD | COUA_P | 7.322 | 1.968 | 3.973 | R | 18
TD | COVE_1 | 163.838 | 27.993 | 68.088 | R | 18
TD | COWL_1 | 173.909 | 36.128 | 95.438 | R | 18
TD | COYL | 12.177 | 4.276 | 10.44 | R | 18
TD | CRAI_P | 10.965 | 2.574 | 5.198 | R | 18
TD | CREB_1 | 170.273 | 38.336 | 68.046 | R | 18
TD | CUMB | 16.745 | 3.56 | 8.694 | R | 18
TD | CUPA | 19.292 | 3.129 | 7.641 | R | 18
TD | CURR | 6.086 | 1.034 | 2.525 | R | 18
TD | DALL_P | 0 | 0 | 0 | R | 18
TD | DALM3 | 16.716 | 4.59 | 11.208 | R | 18
TD | DEVM | 6.831 | 1.533 | 3.743 | R | 18
TD | DEVO | 0.201 | 1.31 | 3.198 | R | 18
TD | DEWP | 15.765 | 2.186 | 5.337 | R | 18
TD | DOUN_P | 3.378 | 1.072 | 2.165 | R | 18
TD | DRAK_1 | 53.183 | 11.228 | 31.722 | R | 18
TD | DRAX_1 | 43.358 | 15.02 | 19.176 | R | 18
TD | DRCR | 17.711 | 2.901 | 7.084 | R | 18
TD | DRUM | 41.104 | 6.349 | 15.502 | R | 18
TD | DUBE_P | 0.375 | 0.009 | 0.019 | R | 18
TD | DUDH_P | 8.456 | 2.256 | 4.556 | R | 18
TD | DUGR_P | 2.262 | 0.964 | 1.947 | R | 18
TD | DUNB | 21.904 | 7.76 | 18.949 | R | 18
TD | DUNF | 21.85 | 3.42 | 8.351 | R | 18
TD | DUNO_P | 7.493 | 1.779 | 4.344 | R | 18
TD | DYCE_P | 8.189 | 2.533 | 5.114 | R | 18
TD | EALI_6 | 58.71 | 11.566 | 24.234 | R | 18
TD | EASO_1 | 92.624 | 23.756 | 69.702 | R | 18
TD | EAST | 0 | 0 | 0 | R | 18
TD | ECCL | 1.798 | 1.411 | 3.445 | R | 18
TD | ECLA_1 | 136.983 | 26.949 | 63.342 | R | 18
TD | EERH | 32.574 | 4.497 | 10.98 | R | 18
TD | EKIL | 23.262 | 4.411 | 10.771 | R | 18
TD | EKIS | 16.302 | -0.966 | -0.44 | R | 18
TD | ELDE | 18.194 | 2.686 | 6.558 | R | 18
TD | ELGI_P | 14.117 | 3.844 | 7.762 | R | 18
TD | ELLA_1 | 109.61 | 22.665 | 36.505 | R | 18
TD | ELST_1 | 149.789 | 24.14 | 50.549 | R | 18
TD | ENDE_1 | 135.476 | 24.916 | 60.481 | R | 18
TD | ERSK | 11.12 | 2.463 | 6.015 | R | 18
TD | EXET1 | 112.384 | 33.259 | 50.873 | R | 18
TD | FASN_P | 0.176 | -0.002 | -0.001 | R | 18
TD | FAUG_P | 1.279 | 0.15 | 0.303 | R | 18
TD | FAWL_1 | 104.01 | 49.678 | 48.483 | R | 18
TD | FECK_6 | 116.126 | 28.229 | 54.404 | R | 18
TD | FERRA2 | 33.871 | 7.821 | 16.74 | R | 18
TD | FERRB1 | 163.711 | 44.764 | 65.696 | R | 18
TD | FETT_P | 0 | 0 | 0 | R | 18
TD | FIDD_P | 2.55 | -0.505 | -0.443 | R | 18
TD | FIDF_1 | 94.774 | 29.068 | 33.424 | R | 18
TD | FINN | 9.733 | 2.427 | 5.926 | R | 18
TD | FLEE_1 | 262.056 | 62.715 | 115.994 | R | 18
TD | FOUR_1 | 8.599 | 0.914 | 4.649 | R | 18
TD | FRAS_P | 5.25 | 1.498 | 3.025 | R | 18
TD | FROD_1 | 114.979 | 54.923 | 53.151 | R | 18
TD | FWIL_P | 7.331 | 2.098 | 4.237 | R | 18
TD | GALA | 8.904 | 2.247 | 5.487 | R | 18
TD | GIFF | 36.459 | 4.776 | 11.661 | R | 18
TD | GLEF_P | 0 | 0 | 0 | R | 18
TD | GLLE | 0 | 0 | 0 | R | 18
TD | GLLU | 5.763 | -4.613 | -2.099 | R | 18
TD | GLNI | 7.568 | 3.763 | 9.188 | R | 18
TD | GLRO | 15.681 | 4.259 | 10.401 | R | 18
TD | GORG | 12.581 | 3.537 | 8.638 | R | 18
TD | GOVA | 12.343 | 2.996 | 7.316 | R | 18
TD | GREE_H | 10.567 | 2.79 | 5.016 | R | 18
TD | GREN_1 | 253.797 | 53.397 | 129.089 | R | 18
TD | GRIW_1 | 93.378 | 37.875 | 42.663 | R | 18
TD | GRUB_P | 1.737 | 0.394 | 0.795 | R | 18
TD | G_EXTRA_1 | 6.868 | 1.32 | 3.224 | R | 18
TD | G_EXTRA_10 | 23.114 | 3.673 | 8.968 | R | 18
TD | G_EXTRA_11 | 3.774 | -0.08 | -0.036 | R | 18
TD | G_EXTRA_13 | 0 | 0 | 0 | R | 18
TD | G_EXTRA_14 | 0 | 0 | 0 | R | 18
TD | G_EXTRA_2 | 3.962 | 3.84 | 9.377 | R | 18
TD | G_EXTRA_3 | 4.762 | -0.355 | -0.161 | R | 18
TD | G_EXTRA_4 | 17.679 | 4.961 | 12.114 | R | 18
TD | G_EXTRA_5 | 10.989 | 2.817 | 6.879 | R | 18
TD | G_EXTRA_6 | 5.066 | 0.597 | 1.459 | R | 18
TD | G_EXTRA_7 | 10.416 | 2.584 | 6.31 | R | 18
TD | G_EXTRA_8 | 17.099 | -3.443 | -1.567 | R | 18
TD | G_EXTRA_9 | -0.163 | -2.905 | -1.322 | R | 18
TD | HACK_1 | 35.783 | 8.597 | 20.412 | R | 18
TD | HACK_6 | 50.206 | 8.506 | 16.582 | R | 18
TD | HAGR | 17.742 | 2.979 | 7.274 | R | 18
TD | HAMHC1 | 138.923 | 25.871 | 62.163 | R | 18
TD | HARK_1 | 117.558 | 22.019 | 48.669 | R | 18
TD | HARM_6 | 35.227 | 4.371 | 11.335 | R | 18
TD | HAWI | 3.484 | 0.685 | 1.673 | R | 18
TD | HAWP_6 | 49.408 | 7.507 | 23.889 | R | 18
TD | HELE | 10.577 | 2.18 | 5.323 | R | 18
TD | HEYS1 | 1.105 | 8.851 | 9.627 | R | 18
TD | HEYS_1 | 29.547 | -15.438 | -7.776 | R | 18
TD | HUER | 2.689 | 0.504 | 1.231 | R | 18
TD | HURS_1 | 102.1 | 22.066 | 42.757 | R | 18
TD | HUTT_1 | 49.702 | 0.512 | 8.533 | R | 18
TD | IMPK_1 | 1.568 | 0.58 | 2.792 | R | 18
TD | INDQ1 | 151.53 | 36.936 | 111.888 | R | 18
TD | INKE | 21.652 | 6.359 | 15.526 | R | 18
TD | INNE_P | 27.489 | 6.99 | 14.115 | R | 18
TD | IROA1 | 183.497 | 42.33 | 87.174 | R | 18
TD | IRONB1 | 72.316 | 14.341 | 23.047 | R | 18
TD | IVER_1 | 137.321 | 44.595 | 61.647 | R | 18
TD | IVER_6 | 43.332 | 8.345 | 17.853 | R | 18
TD | JOHN | 20.155 | 3.148 | 7.687 | R | 18
TD | JORD_3 | 19.952 | 2.84 | 7.324 | R | 18
TD | KAIM | 34.819 | 6.532 | 15.949 | R | 18
TD | KEAD_1 | 114.525 | 42.331 | 68.49 | R | 18
TD | KEAR_1 | 200.724 | 36.626 | 77.865 | R | 18
TD | KEAR_3 | 29.227 | 4.003 | 11.393 | R | 18
TD | KEIT_P | 14.116 | 2.642 | 5.335 | R | 18
TD | KEMS_1 | 123.493 | 46.655 | 70.759 | R | 18
TD | KEOO | 0 | 0 | 0 | R | 18
TD | KIBY_1 | 82.127 | 10.486 | 29.906 | R | 18
TD | KIBY_G | 26.657 | 8.45 | 7.301 | R | 18
TD | KIER | 38.828 | 7.837 | 19.137 | R | 18
TD | KIIN_P | 0.896 | -0.29 | -0.254 | R | 18
TD | KILS | 16.485 | 3.765 | 9.194 | R | 18
TD | KILT | 21.833 | 4.541 | 11.088 | R | 18
TD | KILW | 16.471 | 2.999 | 7.323 | R | 18
TD | KINL_P | 0.74 | 0.215 | 0.434 | R | 18
TD | KINO_1 | 101.682 | 29.706 | 38.619 | R | 18
TD | KINT_P | 19.92 | 4.445 | 8.976 | R | 18
TD | KIRKB1 | 62.985 | 11.142 | 24.896 | R | 18
TD | KITW_1 | 157.48 | 25.47 | 60.055 | R | 18
TD | KNAR | 24.168 | 6.665 | 15.828 | R | 18
TD | LACK_6 | 109.732 | 29.994 | 57.029 | R | 18
TD | LAIR_P | 0.595 | 0.102 | 0.206 | R | 18
TD | LALE1SG003 | 89.03 | 22.596 | 43.329 | R | 18
TD | LAND1 | 108.479 | 27.999 | 83.963 | R | 18
TD | LEGA_1 | 93.058 | 17.456 | 45.192 | R | 18
TD | LEVE | 25.12 | 8.586 | 20.966 | R | 18
TD | LING | 7.548 | 2.021 | 4.935 | R | 18
TD | LINM | 4.537 | -2.241 | -1.02 | R | 18
TD | LISD_1 | 121.059 | 30.015 | 48.744 | R | 18
TD | LITT_C | 29.789 | 6.223 | 13.907 | R | 18
TD | LITT_J | 4.345 | 2.111 | 2.831 | R | 18
TD | LODR_6 | 92.287 | 18.7 | 40.126 | R | 18
TD | LOUD_H | 18.9 | 2.489 | 6.515 | R | 18
TD | LOVE_1 | 197.699 | 46.34 | 89.635 | R | 18
TD | LUNA_P | 7.197 | 2.291 | 4.626 | R | 18
TD | LYND_P | 9.819 | 2.275 | 4.594 | R | 18
TD | MACC_3 | 28.815 | 8.678 | 9.115 | R | 18
TD | MACD_P | 7.604 | 1.479 | 2.987 | R | 18
TD | MAGA_6 | 17.441 | 6.928 | 28.665 | R | 18
TD | MANN_1 | 184.191 | 34.633 | 100.851 | R | 18
TD | MAYB | 0.777 | -1.373 | -0.625 | R | 18
TD | MELK_1 | 139.639 | 25.045 | 72.431 | R | 18
TD | MILC_P | 17.387 | 4.294 | 8.671 | R | 18
TD | MILH_1 | 50.938 | 10.057 | 25.042 | R | 18
TD | MITY_1 | 96.896 | 17.519 | 107.017 | R | 18
TD | MYBS_P | 5.284 | 0.439 | 0.886 | R | 18
TD | NAIR_P | 8.827 | 2.548 | 5.145 | R | 18
TD | NEAR | 41.782 | 8.238 | 20.116 | R | 18
TD | NECE_1 | 107.014 | 36.922 | 44.334 | R | 18
TD | NEEP_3 | 25.572 | 4.442 | 11.952 | R | 18
TD | NETS | 2.831 | -0.499 | -0.227 | R | 18
TD | NEWX_6 | 95.113 | 17.641 | 37.617 | R | 18
TD | NFLE | 131.752 | 23.031 | 55.327 | R | 18
TD | NHYD_6 | 41.81 | 9.307 | 19.577 | R | 18
TD | NINF_1 | 144.502 | 22.333 | 49.253 | R | 18
TD | NORL_3 | 20.229 | 2.865 | 7.582 | R | 18
TD | NORM_1 | 196.732 | 10.305 | 91.698 | R | 18
TD | NORT_1 | 153.791 | 32.119 | 67.363 | R | 18
TD | NURS_1 | 84.776 | 18.721 | 62.493 | R | 18
TD | OCKH_1 | 33.706 | 6.138 | 13.632 | R | 18
TD | OFFE_3 | 20.99 | 3.571 | 9.403 | R | 18
TD | OLDB_1 | 37.359 | 8.502 | 14.878 | R | 18
TD | ORMO | 3.498 | 13.599 | 17.743 | R | 18
TD | ORRI_P | 0 | 0 | 0 | R | 18
TD | OSBA_1 | 92.054 | 24.52 | 39.957 | R | 18
TD | PADIB1 | 72.945 | 14.257 | 35.304 | R | 18
TD | PAIS | 10.578 | 2.212 | 5.402 | R | 18
TD | PART | 19.5 | 3.189 | 7.786 | R | 18
TD | PEHG_P | 1.013 | 1.26 | 2.544 | R | 18
TD | PEHS_P | 2.23 | 1.155 | 2.332 | R | 18
TD | PELH_1 | 84.496 | 17.673 | 39.274 | R | 18
TD | PEMB_1 | 40.037 | 12.645 | 43.447 | R | 18
TD | PENE_1 | 65.258 | 16.81 | 31.524 | R | 18
TD | PENN_1 | 114.317 | 15.842 | 39.521 | R | 18
TD | PENT_1 | 42.663 | -0.703 | 30.013 | R | 18
TD | PENW_1 | 86.274 | 10.365 | 30.043 | R | 18
TD | PERI_H | 9.917 | 2.806 | 4.772 | R | 18
TD | PERS_P | 13.134 | 3.086 | 6.232 | R | 18
TD | PITS_3 | 11.535 | 2.312 | 4.704 | R | 18
TD | POOB | 39.305 | 8.532 | 20.833 | R | 18
TD | POPP_3 | 12.546 | 2.244 | 7.834 | R | 18
TD | PORA_P | 7.003 | 1.745 | 3.523 | R | 18
TD | PORD | 13.576 | 2.522 | 6.158 | R | 18
TD | PYLE_1 | 37.736 | 13.169 | 26.176 | R | 18
TD | QUOI_P | 0.018 | 0 | 0 | R | 18
TD | RAIN_1 | 145.083 | 34.854 | 53.849 | R | 18
TD | RANN_P | 0.811 | -0.15 | -0.132 | R | 18
TD | RASS_1 | 97.989 | 24.693 | 34.682 | R | 18
TD | RATS_1 | 172.85 | 42.997 | 68.836 | R | 18
TD | RAVE | 5.385 | 2.486 | 6.07 | R | 18
TD | RAYL_1 | 149.41 | 28.243 | 62.799 | R | 18
TD | REBR_3 | 39.382 | 6.736 | 16.889 | R | 18
TD | REDH | 5.465 | 4.059 | 9.912 | R | 18
TD | REDM_P | 11.178 | 3.033 | 6.124 | R | 18
TD | RICH1 | 26.842 | 20.305 | 40.415 | R | 18
TD | ROCH_1 | 74.261 | 7.048 | 27.253 | R | 18
TD | RRIG | 4.089 | 17.249 | 27.046 | R | 18
TD | RUGEB1 | 79.146 | 11.336 | 31.048 | R | 18
TD | RYEH_1 | 124.233 | 23.77 | 49.378 | R | 18
TD | SALH_1 | 55.503 | 41.308 | 21.296 | R | 18
TD | SALL1 | -0.6 | 30.769 | 35.548 | R | 18
TD | SALT_1 | 32.502 | 10.903 | 17.038 | R | 18
TD | SANX | 16.288 | 2.802 | 6.841 | R | 18
TD | SASA | 0 | 0 | 0 | R | 18
TD | SBAR | 65.291 | 11.437 | 22.851 | R | 18
TD | SEAB1 | 135.72 | 21.484 | 47.49 | R | 18
TD | SELL_1 | 71.138 | 11.886 | 31.04 | R | 18
TD | SFEG_P | 0.566 | -0.055 | -0.048 | R | 18
TD | SFIL_P | 0.613 | 0.16 | 0.323 | R | 18
TD | SHEC_3 | 9.878 | 1.957 | 4.12 | R | 18
TD | SHIN_P | 2.785 | 0.142 | 0.287 | R | 18
TD | SHRU | 21.882 | 5.741 | 14.018 | R | 18
TD | SHRW_1 | 42.656 | 10.286 | 40.714 | R | 18
TD | SIGH | 38.732 | 7.078 | 17.283 | R | 18
TD | SJOW_1 | 91.147 | 20.955 | 41.227 | R | 18
TD | SKLGB1 | 210 | 44.525 | 84.287 | R | 18
TD | SLOY_P | 0.912 | -0.099 | -0.086 | R | 18
TD | SMAN_1 | 99.262 | 22.435 | 42.305 | R | 18
TD | SPAV | 10.884 | 2.549 | 6.225 | R | 18
TD | SPEN_1 | 88.28 | 13.016 | 33.167 | R | 18
TD | SSHI_3 | 29.298 | 8.095 | 7.759 | R | 18
TD | STAH_1 | 56.472 | 3.842 | 18.15 | R | 18
TD | STAL_1 | 142.844 | 31.501 | 50.224 | R | 18
TD | STAY_1 | 51.811 | 14.011 | 40.899 | R | 18
TD | STEN_1 | 53.262 | 10.697 | 23.048 | R | 18
TD | STES_1 | 85.717 | 16.162 | 41.746 | R | 18
TD | STHA | 16.224 | 2.826 | 6.901 | R | 18
TD | STIR | 18.547 | 4.315 | 10.535 | R | 18
TD | STLE | 12.905 | 2.114 | 5.162 | R | 18
TD | STRI_P | 4.47 | 0.856 | 1.728 | R | 18
TD | SUND_1 | 191.036 | 33.954 | 72.614 | R | 18
TD | SWAN_1 | 229.49 | 64.434 | 115.485 | R | 18
TD | TARL_P | 5.542 | 1.214 | 2.451 | R | 18
TD | TAUN1 | 23.574 | 8.448 | 24.976 | R | 18
TD | TAYN_P | 8.946 | 1.648 | 3.327 | R | 18
TD | TELR | 17.056 | 3.915 | 9.558 | R | 18
TD | TEMP_3 | 13.234 | 5.286 | 7.36 | R | 18
TD | THOM_6 | 79.786 | 25.398 | 37.848 | R | 18
TD | THSO_P | 20.145 | 3.914 | 7.903 | R | 18
TD | THUR_6 | 70.719 | 15.373 | 21.975 | R | 18
TD | TILBB_1 | 85.538 | 17.045 | 30.927 | R | 18
TD | TONG | 4.712 | 1.569 | 3.83 | R | 18
TD | TOTT_1 | 108.717 | 20.313 | 39.583 | R | 18
TD | TRAW_1 | 32.921 | 13.185 | 39.436 | R | 18
TD | TUMB_P | 3.368 | 1.336 | 2.699 | R | 18
TD | TYNE_1 | 45.612 | 7.805 | 18.182 | R | 18
TD | TYNE_2 | 19.512 | 9.149 | 5.552 | R | 18
TD | UPPB_1 | 72.531 | 23.173 | 41.496 | R | 18
TD | UPPB_3 | 23.547 | 2.877 | 12.657 | R | 18
TD | USKM_1 | 97.806 | 30.064 | 51.73 | R | 18
TD | WABO | 7.209 | 22.398 | 20.943 | R | 18
TD | WALH_1 | 189.604 | 44.606 | 80.204 | R | 18
TD | WALP_1 | 222.108 | 41.178 | 73.19 | R | 18
TD | WALP_B | 14.709 | 2.653 | 43.113 | R | 18
TD | WARL_1 | 70.335 | 10.75 | 32.426 | R | 18
TD | WASF_1 | 34.959 | 6.796 | 15.286 | R | 18
TD | WATFS_1 | 105.87 | 23.263 | 46.258 | R | 18
TD | WBOL_6 | 84.282 | 13.112 | 32.573 | R | 18
TD | WBUR_1 | 61.215 | 14.021 | 36.091 | R | 18
TD | WFIE | 10.108 | 3.637 | 8.881 | R | 18
TD | WGEO | 4.271 | 1.08 | 2.636 | R | 18
TD | WHAM_1 | 148.709 | 41.652 | 73.192 | R | 18
TD | WHGA_1 | 100.882 | 19.314 | 41.916 | R | 18
TD | WHHO | 26.851 | 4.268 | 10.422 | R | 18
TD | WIBA_3 | 6.593 | 1.383 | 2.734 | R | 18
TD | WIEN_1 | 51.872 | 10.191 | 16.136 | R | 18
TD | WILL_1 | 181.002 | 45.693 | 75.693 | R | 18
TD | WIMBN1 | 27.088 | 5.754 | 9.838 | R | 18
TD | WIMBS1 | 158.399 | 28.59 | 68.489 | R | 18
TD | WIOW_P | 8.552 | 1.953 | 3.944 | R | 18
TD | WISD_1 | 62.481 | 11.406 | 25.566 | R | 18
TD | WISD_6 | 17.749 | 3.178 | 7.046 | R | 18
TD | WISH | 24.58 | 5.896 | 14.396 | R | 18
TD | WMEL_1 | 160.515 | 33.055 | 61.695 | R | 18
TD | WOHI_P | 14.008 | 4.024 | 8.125 | R | 18
TD | WTHU31 | 22.009 | 8.908 | 12.481 | R | 18
TD | WWEY_1 | 103.621 | 21.27 | 46.051 | R | 18
TD | WYLF_1 | 17.764 | 2.32 | 7.199 | R | 18
TD | WYMOM_1 | 78.644 | 13.92 | 26.77 | R | 18
TD | ABHA1 | 0.385 | 0.023 | 0.182 | E | 18
TD | ABNE_P | 0 | 0 | 0 | E | 18
TD | ABTH_1 | 0.158 | 0.009 | 0.075 | E | 18
TD | ACTL_2 | 0.088 | 0.005 | 0.041 | E | 18
TD | ACTL_C | 0.089 | 0.005 | 0.042 | E | 18
TD | ALNE_P | 0 | 0 | 0 | E | 18
TD | ALST_3 | 0 | 0 | 0 | E | 18
TD | ALVE1 | 0 | 0 | 0 | E | 18
TD | AMEM_1 | 0.248 | 0.015 | 0.118 | E | 18
TD | ARBR_P | 0 | 0 | 0 | E | 18
TD | ARDK_P | 0 | 0 | 0 | E | 18
TD | ARMO_P | 0.01 | 0 | 0.005 | E | 18
TD | AXMI1 | 0 | 0 | 0 | E | 18
TD | AYRR | 0 | 0 | 0 | E | 18
TD | BAGA | 0 | 0 | 0 | E | 18
TD | BAIN | 0.53 | 0.03 | 0.252 | E | 18
TD | BARKC1 | 0.258 | 0.015 | 0.122 | E | 18
TD | BARKW3 | 0.409 | 0.024 | 0.194 | E | 18
TD | BEAU_P | 0 | 0 | 0 | E | 18
TD | BEDDT1 | 1.015 | 0.06 | 0.48 | E | 18
TD | BEDD_1 | 1.015 | 0.06 | 0.48 | E | 18
TD | BERB_P | 0 | 0 | 0 | E | 18
TD | BERW | 0 | 0 | 0 | E | 18
TD | BESW_1 | 0.149 | 0.009 | 0.07 | E | 18
TD | BICF_1 | 0 | 0 | 0 | E | 18
TD | BIRK_1 | 0 | 0 | 0 | E | 18
TD | BISW_1 | 0.676 | 0.04 | 0.32 | E | 18
TD | BLYTB1 | 0.367 | 0.022 | 0.174 | E | 18
TD | BLYTH132 | 0.172 | 0.01 | 0.081 | E | 18
TD | BOAG_P | 0 | 0 | 0 | E | 18
TD | BOLN_1 | 2.982 | 0.176 | 1.411 | E | 18
TD | BONN | 0 | 0 | 0 | E | 18
TD | BOTW_1 | 0 | 0 | 0 | E | 18
TD | BRAC_P | 0 | 0 | 0 | E | 18
TD | BRAI_1 | 0.293 | 0.017 | 0.139 | E | 18
TD | BRAP | 0 | 0 | 0 | E | 18
TD | BRAW_1 | 1.192 | 0.071 | 0.564 | E | 18
TD | BRED_1 | 0.856 | 0.051 | 0.405 | E | 18
TD | BRFO_1 | 2.3 | 0.136 | 1.089 | E | 18
TD | BRID_P | 0.08 | 0 | 0.038 | E | 18
TD | BRIM_1 | 1.438 | 0.085 | 0.68 | E | 18
TD | BRLE_1 | 0 | 0 | 0 | E | 18
TD | BROA_P | 0 | 0 | 0 | E | 18
TD | BROR_P | 0 | 0 | 0 | E | 18
TD | BROX | 0 | 0 | 0 | E | 18
TD | BRWA1 | 0 | 0 | 0 | E | 18
TD | BUMU_P | 0.13 | 0.01 | 0.06 | E | 18
TD | BURM_1 | 1.084 | 0.064 | 0.513 | E | 18
TD | BUSH_1 | 0 | 0 | 0 | E | 18
TD | BUST_1 | 0.504 | 0.03 | 0.238 | E | 18
TD | CAAD_P | 0 | 0 | 0 | E | 18
TD | CAFA | 0 | 0 | 0 | E | 18
TD | CAMB_01 | 0.043 | 0.002 | 0.02 | E | 18
TD | CANTN1 | 1.239 | 0.073 | 0.587 | E | 18
TD | CAPEA1 | 0.521 | 0.031 | 0.247 | E | 18
TD | CARE_1 | 0.583 | 0.034 | 0.276 | E | 18
TD | CARR_1 | 0 | 0 | 0 | E | 18
TD | CASS_P | 0 | 0 | 0 | E | 18
TD | CATY | 0 | 0 | 0 | E | 18
TD | CBNK_H | 0 | 0 | 0 | E | 18
TD | CEAN_P | 0 | 0 | 0 | E | 18
TD | CELL_1 | 1.178 | 0.07 | 0.558 | E | 18
TD | CHAP | 0 | 0 | 0 | E | 18
TD | CHAR_P | 0 | 0 | 0 | E | 18
TD | CHAS | 1.58 | 0.09 | 0.749 | E | 18
TD | CHIC_1 | 0 | 0 | 0 | E | 18
TD | CHSI_1 | 1.153 | 0.068 | 0.546 | E | 18
TD | CHTE_1 | 0 | 0 | 0 | E | 18
TD | CITR_1 | 0.255 | 0.015 | 0.121 | E | 18
TD | CLAC_P | 0 | 0 | 0 | E | 18
TD | CLAY_P | 0.18 | 0.01 | 0.086 | E | 18
TD | CLT03 | 0 | 0 | 0 | E | 18
TD | CLYM | 0 | 0 | 0 | E | 18
TD | COAT | 0 | 0 | 0 | E | 18
TD | COCK | 0 | 0 | 0 | E | 18
TD | CONQA1 | 0.173 | 0.01 | 0.082 | E | 18
TD | COUA_P | 0 | 0 | 0 | E | 18
TD | COVE_1 | 0.844 | 0.05 | 0.399 | E | 18
TD | COWL_1 | 0.007 | 0.001 | 0.003 | E | 18
TD | COYL | 0 | 0 | 0 | E | 18
TD | CRAI_P | 0 | 0 | 0 | E | 18
TD | CREB_1 | 0.899 | 0.053 | 0.426 | E | 18
TD | CUMB | 0 | 0 | 0 | E | 18
TD | CUPA | 0 | 0 | 0 | E | 18
TD | CURR | 0 | 0 | 0 | E | 18
TD | DALL_P | 0 | 0 | 0 | E | 18
TD | DALM3 | 0 | 0 | 0 | E | 18
TD | DEVM | 0 | 0 | 0 | E | 18
TD | DEVO | 0 | 0 | 0 | E | 18
TD | DEWP | 0.43 | 0.03 | 0.205 | E | 18
TD | DOUN_P | 0 | 0 | 0 | E | 18
TD | DRAK_1 | 0 | 0 | 0 | E | 18
TD | DRAX_1 | 0.095 | 0.006 | 0.045 | E | 18
TD | DRCR | 0 | 0 | 0 | E | 18
TD | DRUM | 0 | 0 | 0 | E | 18
TD | DUBE_P | 0 | 0 | 0 | E | 18
TD | DUDH_P | 0.21 | 0.01 | 0.098 | E | 18
TD | DUGR_P | 0 | 0 | 0 | E | 18
TD | DUNB | 0 | 0 | 0 | E | 18
TD | DUNF | 0 | 0 | 0 | E | 18
TD | DUNO_P | 0 | 0 | 0 | E | 18
TD | DYCE_P | 0.14 | 0.01 | 0.065 | E | 18
TD | EALI_6 | 0 | 0 | 0 | E | 18
TD | EASO_1 | 0.891 | 0.053 | 0.422 | E | 18
TD | EAST | 0 | 0 | 0 | E | 18
TD | ECCL | 0 | 0 | 0 | E | 18
TD | ECLA_1 | 4.665 | 0.276 | 2.208 | E | 18
TD | EERH | 0 | 0 | 0 | E | 18
TD | EKIL | 0 | 0 | 0 | E | 18
TD | EKIS | 0 | 0 | 0 | E | 18
TD | ELDE | 0.01 | 0 | 0.006 | E | 18
TD | ELGI_P | 0 | 0 | 0 | E | 18
TD | ELLA_1 | 1.016 | 0.06 | 0.481 | E | 18
TD | ELST_1 | 1.813 | 0.107 | 0.858 | E | 18
TD | ENDE_1 | 1.658 | 0.098 | 0.785 | E | 18
TD | ERSK | 0 | 0 | 0 | E | 18
TD | EXET1 | 0.767 | 0.045 | 0.363 | E | 18
TD | FASN_P | 0 | 0 | 0 | E | 18
TD | FAUG_P | 0 | 0 | 0 | E | 18
TD | FAWL_1 | 0 | 0 | 0 | E | 18
TD | FECK_6 | 0 | 0 | 0 | E | 18
TD | FERRA2 | 0.215 | 0.013 | 0.102 | E | 18
TD | FERRB1 | 0.691 | 0.041 | 0.327 | E | 18
TD | FETT_P | 0 | 0 | 0 | E | 18
TD | FIDD_P | 0 | 0 | 0 | E | 18
TD | FIDF_1 | 0.803 | 0.047 | 0.38 | E | 18
TD | FINN | 0 | 0 | 0 | E | 18
TD | FLEE_1 | 0.019 | 0.001 | 0.009 | E | 18
TD | FOUR_1 | 0.047 | 0.003 | 0.022 | E | 18
TD | FRAS_P | 0 | 0 | 0 | E | 18
TD | FROD_1 | 0.089 | 0.005 | 0.042 | E | 18
TD | FWIL_P | 0 | 0 | 0 | E | 18
TD | GALA | 0.09 | 0.01 | 0.045 | E | 18
TD | GIFF | 0 | 0 | 0 | E | 18
TD | GLEF_P | 0 | 0 | 0 | E | 18
TD | GLLE | 0 | 0 | 0 | E | 18
TD | GLLU | 0 | 0 | 0 | E | 18
TD | GLNI | 0 | 0 | 0 | E | 18
TD | GLRO | 0 | 0 | 0 | E | 18
TD | GORG | 0 | 0 | 0 | E | 18
TD | GOVA | 0 | 0 | 0 | E | 18
TD | GREE_H | 0 | 0 | 0 | E | 18
TD | GREN_1 | 0.938 | 0.055 | 0.444 | E | 18
TD | GRIW_1 | 0.313 | 0.019 | 0.148 | E | 18
TD | GRUB_P | 0 | 0 | 0 | E | 18
TD | G_EXTRA_1 | 0 | 0 | 0 | E | 18
TD | G_EXTRA_10 | 0 | 0 | 0 | E | 18
TD | G_EXTRA_11 | 0 | 0 | 0 | E | 18
TD | G_EXTRA_13 | 0 | 0 | 0 | E | 18
TD | G_EXTRA_14 | 0 | 0 | 0 | E | 18
TD | G_EXTRA_2 | 0.08 | 0 | 0.037 | E | 18
TD | G_EXTRA_3 | 0 | 0 | 0 | E | 18
TD | G_EXTRA_4 | 0 | 0 | 0 | E | 18
TD | G_EXTRA_5 | 0 | 0 | 0 | E | 18
TD | G_EXTRA_6 | 0 | 0 | 0 | E | 18
TD | G_EXTRA_7 | 0 | 0 | 0 | E | 18
TD | G_EXTRA_8 | 0 | 0 | 0 | E | 18
TD | G_EXTRA_9 | 0 | 0 | 0 | E | 18
TD | HACK_1 | 0.27 | 0.016 | 0.128 | E | 18
TD | HACK_6 | 0.27 | 0.016 | 0.128 | E | 18
TD | HAGR | 0 | 0 | 0 | E | 18
TD | HAMHC1 | 0 | 0 | 0 | E | 18
TD | HARK_1 | 0.389 | 0.023 | 0.184 | E | 18
TD | HARM_6 | 0.1 | 0.006 | 0.047 | E | 18
TD | HAWI | 0 | 0 | 0 | E | 18
TD | HAWP_6 | 0.197 | 0.012 | 0.093 | E | 18
TD | HELE | 0 | 0 | 0 | E | 18
TD | HEYS1 | 0 | 0 | 0 | E | 18
TD | HEYS_1 | 0.275 | 0.016 | 0.13 | E | 18
TD | HUER | 0 | 0 | 0 | E | 18
TD | HURS_1 | 0.891 | 0.053 | 0.422 | E | 18
TD | HUTT_1 | 0 | 0 | 0 | E | 18
TD | IMPK_1 | 0.036 | 0.002 | 0.017 | E | 18
TD | INDQ1 | 0.188 | 0.011 | 0.089 | E | 18
TD | INKE | 0 | 0 | 0 | E | 18
TD | INNE_P | 0.11 | 0.01 | 0.052 | E | 18
TD | IROA1 | 2.071 | 0.122 | 0.98 | E | 18
TD | IRONB1 | 0.205 | 0.012 | 0.097 | E | 18
TD | IVER_1 | 0 | 0 | 0 | E | 18
TD | IVER_6 | 0.128 | 0.008 | 0.061 | E | 18
TD | JOHN | 0 | 0 | 0 | E | 18
TD | JORD_3 | 0.261 | 0.015 | 0.123 | E | 18
TD | KAIM | 0 | 0 | 0 | E | 18
TD | KEAD_1 | 0.768 | 0.045 | 0.364 | E | 18
TD | KEAR_1 | 0 | 0 | 0 | E | 18
TD | KEAR_3 | 0 | 0 | 0 | E | 18
TD | KEIT_P | 0 | 0 | 0 | E | 18
TD | KEMS_1 | 0.386 | 0.023 | 0.183 | E | 18
TD | KEOO | 0 | 0 | 0 | E | 18
TD | KIBY_1 | 0 | 0 | 0 | E | 18
TD | KIBY_G | 0.273 | 0.016 | 0.129 | E | 18
TD | KIER | 0 | 0 | 0 | E | 18
TD | KIIN_P | 0 | 0 | 0 | E | 18
TD | KILS | 0 | 0 | 0 | E | 18
TD | KILT | 0.23 | 0.01 | 0.109 | E | 18
TD | KILW | 0 | 0 | 0 | E | 18
TD | KINL_P | 0 | 0 | 0 | E | 18
TD | KINO_1 | 0.536 | 0.032 | 0.254 | E | 18
TD | KINT_P | 0.04 | 0 | 0.021 | E | 18
TD | KIRKB1 | 0.79 | 0.047 | 0.374 | E | 18
TD | KITW_1 | 0 | 0 | 0 | E | 18
TD | KNAR | 0.239 | 0.014 | 0.113 | E | 18
TD | LACK_6 | 0.136 | 0.008 | 0.065 | E | 18
TD | LAIR_P | 0 | 0 | 0 | E | 18
TD | LALE1SG003 | 0.356 | 0.021 | 0.169 | E | 18
TD | LAND1 | 0.309 | 0.018 | 0.146 | E | 18
TD | LEGA_1 | 0.246 | 0.015 | 0.116 | E | 18
TD | LEVE | 0 | 0 | 0 | E | 18
TD | LING | 0 | 0 | 0 | E | 18
TD | LINM | 0 | 0 | 0 | E | 18
TD | LISD_1 | 0.518 | 0.031 | 0.245 | E | 18
TD | LITT_C | 0.298 | 0.018 | 0.141 | E | 18
TD | LITT_J | 0.297 | 0.018 | 0.141 | E | 18
TD | LODR_6 | 1.204 | 0.071 | 0.57 | E | 18
TD | LOUD_H | 0 | 0 | 0 | E | 18
TD | LOVE_1 | 0.03 | 0.002 | 0.014 | E | 18
TD | LUNA_P | 0 | 0 | 0 | E | 18
TD | LYND_P | 0 | 0 | 0 | E | 18
TD | MACC_3 | 0 | 0 | 0 | E | 18
TD | MACD_P | 0 | 0 | 0 | E | 18
TD | MAGA_6 | 0 | 0 | 0 | E | 18
TD | MANN_1 | 0.007 | 0.001 | 0.003 | E | 18
TD | MAYB | 0 | 0 | 0 | E | 18
TD | MELK_1 | 0.008 | 0.001 | 0.004 | E | 18
TD | MILC_P | 0 | 0 | 0 | E | 18
TD | MILH_1 | 1.28 | 0.076 | 0.606 | E | 18
TD | MITY_1 | 0 | 0 | 0 | E | 18
TD | MYBS_P | 0.02 | 0 | 0.012 | E | 18
TD | NAIR_P | 0 | 0 | 0 | E | 18
TD | NEAR | 0.23 | 0.01 | 0.107 | E | 18
TD | NECE_1 | 9.76 | 0.576 | 4.62 | E | 18
TD | NEEP_3 | 0.293 | 0.017 | 0.139 | E | 18
TD | NETS | 0 | 0 | 0 | E | 18
TD | NEWX_6 | 0.63 | 0.037 | 0.298 | E | 18
TD | NFLE | 1.898 | 0.112 | 0.898 | E | 18
TD | NHYD_6 | 0.136 | 0.008 | 0.065 | E | 18
TD | NINF_1 | 1.837 | 0.109 | 0.87 | E | 18
TD | NORL_3 | 0.375 | 0.022 | 0.178 | E | 18
TD | NORM_1 | 1.724 | 0.102 | 0.816 | E | 18
TD | NORT_1 | 0.574 | 0.034 | 0.272 | E | 18
TD | NURS_1 | 0.02 | 0.001 | 0.01 | E | 18
TD | OCKH_1 | 0.107 | 0.006 | 0.051 | E | 18
TD | OFFE_3 | 0.104 | 0.006 | 0.049 | E | 18
TD | OLDB_1 | 0.328 | 0.019 | 0.155 | E | 18
TD | ORMO | 0 | 0 | 0 | E | 18
TD | ORRI_P | 0 | 0 | 0 | E | 18
TD | OSBA_1 | 0.359 | 0.021 | 0.17 | E | 18
TD | PADIB1 | 0.417 | 0.025 | 0.197 | E | 18
TD | PAIS | 0.16 | 0.01 | 0.078 | E | 18
TD | PART | 0 | 0 | 0 | E | 18
TD | PEHG_P | 0 | 0 | 0 | E | 18
TD | PEHS_P | 0 | 0 | 0 | E | 18
TD | PELH_1 | 0.912 | 0.054 | 0.432 | E | 18
TD | PEMB_1 | 0 | 0 | 0 | E | 18
TD | PENE_1 | 0 | 0 | 0 | E | 18
TD | PENN_1 | 0 | 0 | 0 | E | 18
TD | PENT_1 | 0.116 | 0.007 | 0.055 | E | 18
TD | PENW_1 | 0.629 | 0.037 | 0.298 | E | 18
TD | PERI_H | 0 | 0 | 0 | E | 18
TD | PERS_P | 0 | 0 | 0 | E | 18
TD | PITS_3 | 0.123 | 0.007 | 0.058 | E | 18
TD | POOB | 0 | 0 | 0 | E | 18
TD | POPP_3 | 0.07 | 0.004 | 0.033 | E | 18
TD | PORA_P | 0 | 0 | 0 | E | 18
TD | PORD | 0 | 0 | 0 | E | 18
TD | PYLE_1 | 0 | 0 | 0 | E | 18
TD | QUOI_P | 0 | 0 | 0 | E | 18
TD | RAIN_1 | 0 | 0 | 0 | E | 18
TD | RANN_P | 0 | 0 | 0 | E | 18
TD | RASS_1 | 0.084 | 0.005 | 0.04 | E | 18
TD | RATS_1 | 0.14 | 0.008 | 0.067 | E | 18
TD | RAVE | 0 | 0 | 0 | E | 18
TD | RAYL_1 | 1.532 | 0.091 | 0.725 | E | 18
TD | REBR_3 | 0.284 | 0.017 | 0.134 | E | 18
TD | REDH | 0.39 | 0.02 | 0.186 | E | 18
TD | REDM_P | 0 | 0 | 0 | E | 18
TD | RICH1 | 0 | 0 | 0 | E | 18
TD | ROCH_1 | 1.331 | 0.079 | 0.63 | E | 18
TD | RRIG | 0 | 0 | 0 | E | 18
TD | RUGEB1 | 0 | 0 | 0 | E | 18
TD | RYEH_1 | 0.895 | 0.053 | 0.424 | E | 18
TD | SALH_1 | 0.001 | 0 | 0.001 | E | 18
TD | SALL1 | 0 | 0 | 0 | E | 18
TD | SALT_1 | 0.12 | 0.007 | 0.057 | E | 18
TD | SANX | 0 | 0 | 0 | E | 18
TD | SASA | 0 | 0 | 0 | E | 18
TD | SBAR | 1.193 | 0.071 | 0.565 | E | 18
TD | SEAB1 | 0.325 | 0.019 | 0.154 | E | 18
TD | SELL_1 | 0.648 | 0.038 | 0.307 | E | 18
TD | SFEG_P | 0 | 0 | 0 | E | 18
TD | SFIL_P | 0 | 0 | 0 | E | 18
TD | SHEC_3 | 0.146 | 0.009 | 0.069 | E | 18
TD | SHIN_P | 0 | 0 | 0 | E | 18
TD | SHRU | 0.27 | 0.02 | 0.127 | E | 18
TD | SHRW_1 | 0.262 | 0.016 | 0.124 | E | 18
TD | SIGH | 0 | 0 | 0 | E | 18
TD | SJOW_1 | 1.346 | 0.08 | 0.637 | E | 18
TD | SKLGB1 | 1.317 | 0.078 | 0.624 | E | 18
TD | SLOY_P | 0 | 0 | 0 | E | 18
TD | SMAN_1 | 0 | 0 | 0 | E | 18
TD | SPAV | 0 | 0 | 0 | E | 18
TD | SPEN_1 | 0.446 | 0.026 | 0.211 | E | 18
TD | SSHI_3 | 0.081 | 0.005 | 0.038 | E | 18
TD | STAH_1 | 0.371 | 0.022 | 0.176 | E | 18
TD | STAL_1 | 0 | 0 | 0 | E | 18
TD | STAY_1 | 0 | 0 | 0 | E | 18
TD | STEN_1 | 0.367 | 0.022 | 0.174 | E | 18
TD | STES_1 | 0.328 | 0.019 | 0.155 | E | 18
TD | STHA | 0 | 0 | 0 | E | 18
TD | STIR | 0 | 0 | 0 | E | 18
TD | STLE | 0 | 0 | 0 | E | 18
TD | STRI_P | 0 | 0 | 0 | E | 18
TD | SUND_1 | 2.022 | 0.12 | 0.957 | E | 18
TD | SWAN_1 | 0.59 | 0.035 | 0.279 | E | 18
TD | TARL_P | 0 | 0 | 0 | E | 18
TD | TAUN1 | 0.358 | 0.021 | 0.169 | E | 18
TD | TAYN_P | 0 | 0 | 0 | E | 18
TD | TELR | 0.26 | 0.02 | 0.123 | E | 18
TD | TEMP_3 | 0.022 | 0.001 | 0.01 | E | 18
TD | THOM_6 | 1.122 | 0.066 | 0.531 | E | 18
TD | THSO_P | 0.03 | 0 | 0.015 | E | 18
TD | THUR_6 | 0.834 | 0.049 | 0.395 | E | 18
TD | TILBB_1 | 0.495 | 0.029 | 0.234 | E | 18
TD | TONG | 0 | 0 | 0 | E | 18
TD | TOTT_1 | 0.813 | 0.048 | 0.385 | E | 18
TD | TRAW_1 | 0.03 | 0.002 | 0.014 | E | 18
TD | TUMB_P | 0 | 0 | 0 | E | 18
TD | TYNE_1 | 0.294 | 0.017 | 0.139 | E | 18
TD | TYNE_2 | 0.105 | 0.006 | 0.05 | E | 18
TD | UPPB_1 | 0.05 | 0.003 | 0.024 | E | 18
TD | UPPB_3 | 0 | 0 | 0 | E | 18
TD | USKM_1 | 0.261 | 0.015 | 0.123 | E | 18
TD | WABO | 0 | 0 | 0 | E | 18
TD | WALH_1 | 1.305 | 0.077 | 0.618 | E | 18
TD | WALP_1 | 1.228 | 0.073 | 0.581 | E | 18
TD | WALP_B | 0 | 0 | 0 | E | 18
TD | WARL_1 | 0.792 | 0.047 | 0.375 | E | 18
TD | WASF_1 | 0 | 0 | 0 | E | 18
TD | WATFS_1 | 1.3 | 0.077 | 0.615 | E | 18
TD | WBOL_6 | 0.419 | 0.025 | 0.198 | E | 18
TD | WBUR_1 | 0.408 | 0.024 | 0.193 | E | 18
TD | WFIE | 0 | 0 | 0 | E | 18
TD | WGEO | 0 | 0 | 0 | E | 18
TD | WHAM_1 | 0.678 | 0.04 | 0.321 | E | 18
TD | WHGA_1 | 1.335 | 0.079 | 0.632 | E | 18
TD | WHHO | 0 | 0 | 0 | E | 18
TD | WIBA_3 | 0.036 | 0.002 | 0.017 | E | 18
TD | WIEN_1 | 0.312 | 0.019 | 0.148 | E | 18
TD | WILL_1 | 1.473 | 0.087 | 0.697 | E | 18
TD | WIMBN1 | 0.844 | 0.05 | 0.399 | E | 18
TD | WIMBS1 | 0.844 | 0.05 | 0.399 | E | 18
TD | WIOW_P | 0 | 0 | 0 | E | 18
TD | WISD_1 | 0.373 | 0.022 | 0.176 | E | 18
TD | WISD_6 | 0.366 | 0.022 | 0.173 | E | 18
TD | WISH | 0 | 0 | 0 | E | 18
TD | WMEL_1 | 1.11 | 0.066 | 0.525 | E | 18
TD | WOHI_P | 0 | 0 | 0 | E | 18
TD | WTHU31 | 0.049 | 0.003 | 0.023 | E | 18
TD | WWEY_1 | 1.59 | 0.094 | 0.753 | E | 18
TD | WYLF_1 | 0.007 | 0.001 | 0.003 | E | 18
TD | WYMOM_1 | 0.891 | 0.053 | 0.422 | E | 18
TD | ABHA1 | 98.854 | 41.743 | 46.136 | C | 18
TD | ABNE_P | 10.175 | 3.71 | 4.214 | C | 18
TD | ABTH_1 | 112.569 | 48.393 | 43.985 | C | 18
TD | ACTL_2 | 9.139 | 2.839 | 4.618 | C | 18
TD | ACTL_C | 12.821 | 3.505 | 5.231 | C | 18
TD | ALNE_P | 9.82 | 4.05 | 4.903 | C | 18
TD | ALST_3 | 6.304 | 5.077 | 0.116 | C | 18
TD | ALVE1 | 78.117 | 25.857 | 68.352 | C | 18
TD | AMEM_1 | 21.478 | 11.83 | 19.837 | C | 18
TD | ARBR_P | 9.455 | 4.58 | 5.572 | C | 18
TD | ARDK_P | 0 | 0 | 0 | C | 18
TD | ARMO_P | 8.956 | 4.529 | 5.214 | C | 18
TD | AXMI1 | 57.768 | 18.66 | 32.813 | C | 18
TD | AYRR | 21.09 | 6.023 | 9.149 | C | 18
TD | BAGA | 2.013 | 10.2 | 15.373 | C | 18
TD | BAIN | 9.983 | 4.83 | 7.114 | C | 18
TD | BARKC1 | 48.598 | 22.321 | 23.208 | C | 18
TD | BARKW3 | 70.94 | 28.06 | 28.471 | C | 18
TD | BEAU_P | 9.024 | 5.581 | 6.736 | C | 18
TD | BEDDT1 | 43.312 | 7.443 | 12.587 | C | 18
TD | BEDD_1 | 143.748 | 57.539 | 58.875 | C | 18
TD | BERB_P | 0 | 0 | 0 | C | 18
TD | BERW | 0.837 | 12.178 | 19.272 | C | 18
TD | BESW_1 | 117.062 | 36.127 | 56.698 | C | 18
TD | BICF_1 | 90.194 | 10.216 | 73.209 | C | 18
TD | BIRK_1 | 89.813 | 17.281 | 37.288 | C | 18
TD | BISW_1 | 152.136 | 52.158 | 70.012 | C | 18
TD | BLYTB1 | 59.6 | 20.317 | 28.942 | C | 18
TD | BLYTH132 | 25.574 | -34.287 | -30.16 | C | 18
TD | BOAG_P | 8.67 | 4.394 | 5.5 | C | 18
TD | BOLN_1 | 287.608 | 95.747 | 134.33 | C | 18
TD | BONN | 6.794 | 8.513 | 12.331 | C | 18
TD | BOTW_1 | 57.129 | 25.49 | 26.96 | C | 18
TD | BRAC_P | 11.987 | 6.063 | 7.379 | C | 18
TD | BRAI_1 | 94.805 | 33.01 | 54.658 | C | 18
TD | BRAP | 10.702 | 4.918 | 7.399 | C | 18
TD | BRAW_1 | 143.468 | 40.449 | 56.39 | C | 18
TD | BRED_1 | 91.269 | 30.012 | 38.268 | C | 18
TD | BRFO_1 | 263.235 | 84.992 | 83.392 | C | 18
TD | BRID_P | 3.067 | 2.049 | 2.483 | C | 18
TD | BRIM_1 | 103.105 | 33.576 | 41.665 | C | 18
TD | BRLE_1 | 210.243 | 70.381 | 72.004 | C | 18
TD | BROA_P | 3.894 | 1.635 | 2.015 | C | 18
TD | BROR_P | 2.485 | 1.516 | 1.887 | C | 18
TD | BROX | 22.913 | 7.283 | 10.811 | C | 18
TD | BRWA1 | 58.538 | 32.163 | 71.884 | C | 18
TD | BUMU_P | 12.899 | 6.379 | 7.848 | C | 18
TD | BURM_1 | 172.042 | 86.829 | 132.465 | C | 18
TD | BUSH_1 | 50.573 | 16.41 | 21.613 | C | 18
TD | BUST_1 | 91.893 | 29.752 | 31.009 | C | 18
TD | CAAD_P | 9.53 | 5.11 | 6.323 | C | 18
TD | CAFA | 0 | 0.884 | 1.491 | C | 18
TD | CAMB_01 | 15.646 | 1.988 | 7.482 | C | 18
TD | CANTN1 | 102.009 | 24.859 | 45.578 | C | 18
TD | CAPEA1 | 151.937 | 94.176 | 55.015 | C | 18
TD | CARE_1 | 30.325 | 24.992 | 31.911 | C | 18
TD | CARR_1 | 97.123 | 58.754 | 48.672 | C | 18
TD | CASS_P | 0.736 | 0.099 | 0.129 | C | 18
TD | CATY | 5.544 | 2.312 | 3.385 | C | 18
TD | CBNK_H | 8.281 | 4.209 | 6.254 | C | 18
TD | CEAN_P | 0.248 | 0 | 0 | C | 18
TD | CELL_1 | 219.34 | 89.334 | 90.118 | C | 18
TD | CHAP | 13.311 | 4.381 | 6.718 | C | 18
TD | CHAR_P | 4.647 | 3.813 | 4.207 | C | 18
TD | CHAS | 26.093 | 10.237 | 16.577 | C | 18
TD | CHIC_1 | 36.352 | 22.094 | 26.632 | C | 18
TD | CHSI_1 | 110.508 | 31.764 | 39.576 | C | 18
TD | CHTE_1 | 200.522 | 79.68 | 90.823 | C | 18
TD | CITR_1 | 307.337 | 124.907 | 166.026 | C | 18
TD | CLAC_P | 0.992 | 0 | 0 | C | 18
TD | CLAY_P | 11.414 | 5.071 | 6.744 | C | 18
TD | CLT03 | 0.195 | 21.508 | 20.556 | C | 18
TD | CLYM | 30.439 | 11.898 | 17.863 | C | 18
TD | COAT | 21.92 | 8.21 | 12.279 | C | 18
TD | COCK | 17.678 | 6.623 | 9.788 | C | 18
TD | CONQA1 | 101.435 | 46.171 | 69.472 | C | 18
TD | COUA_P | 7.642 | 3.729 | 4.567 | C | 18
TD | COVE_1 | 160.969 | 47.895 | 68.502 | C | 18
TD | COWL_1 | 197.229 | 69.955 | 115.263 | C | 18
TD | COYL | 12.114 | 8.589 | 12.818 | C | 18
TD | CRAI_P | 6.197 | 3.018 | 3.381 | C | 18
TD | CREB_1 | 183.949 | 71.166 | 77.314 | C | 18
TD | CUMB | 24.488 | 9.917 | 15.335 | C | 18
TD | CUPA | 22.208 | 7.099 | 10.751 | C | 18
TD | CURR | 3.554 | 1.383 | 1.929 | C | 18
TD | DALL_P | 0 | 4.205 | 5.862 | C | 18
TD | DALM3 | 16.322 | 9.138 | 13.621 | C | 18
TD | DEVM | 11.376 | 4.787 | 7.474 | C | 18
TD | DEVO | 0.163 | 2.232 | 3.254 | C | 18
TD | DEWP | 32.818 | 8.25 | 13.059 | C | 18
TD | DOUN_P | 3.036 | 1.794 | 2.156 | C | 18
TD | DRAK_1 | 62.594 | 22.456 | 40.119 | C | 18
TD | DRAX_1 | 44.232 | 26.539 | 20.253 | C | 18
TD | DRCR | 16.071 | 5.407 | 7.987 | C | 18
TD | DRUM | 17.318 | 6.726 | 8.871 | C | 18
TD | DUBE_P | 0.337 | 0.016 | 0.019 | C | 18
TD | DUDH_P | 14.693 | 6.537 | 8.388 | C | 18
TD | DUGR_P | 1.956 | 1.562 | 1.868 | C | 18
TD | DUNB | 23.186 | 16.41 | 24.649 | C | 18
TD | DUNF | 13.594 | 4.753 | 6.684 | C | 18
TD | DUNO_P | 9.105 | 4.224 | 6.43 | C | 18
TD | DYCE_P | 9.132 | 5.029 | 6.197 | C | 18
TD | EALI_6 | 73.61 | 24.453 | 33.125 | C | 18
TD | EASO_1 | 101.483 | 44.641 | 80.616 | C | 18
TD | EAST | 0 | -2.412 | -0.758 | C | 18
TD | ECCL | 1.642 | 2.643 | 3.907 | C | 18
TD | ECLA_1 | 130.118 | 44.802 | 60.98 | C | 18
TD | EERH | 26.895 | 7.802 | 11.406 | C | 18
TD | EKIL | 18.244 | 7.333 | 10.648 | C | 18
TD | EKIS | 9.711 | -1.3 | -0.339 | C | 18
TD | ELDE | 9.969 | 3.4 | 4.688 | C | 18
TD | ELGI_P | 13.622 | 6.82 | 8.273 | C | 18
TD | ELLA_1 | 110.994 | 39.794 | 38.19 | C | 18
TD | ELST_1 | 136.654 | 38.783 | 46.138 | C | 18
TD | ENDE_1 | 169.671 | 52.627 | 82.562 | C | 18
TD | ERSK | 7.402 | 3.602 | 5.115 | C | 18
TD | EXET1 | 122.861 | 62.379 | 58.675 | C | 18
TD | FASN_P | 0.158 | -0.003 | -0.001 | C | 18
TD | FAUG_P | 1.744 | 0.358 | 0.451 | C | 18
TD | FAWL_1 | 114.449 | 93.702 | 56.379 | C | 18
TD | FECK_6 | 119.168 | 50.132 | 57.898 | C | 18
TD | FERRA2 | 24.946 | 10.521 | 11.365 | C | 18
TD | FERRB1 | 140.961 | 68.505 | 55.483 | C | 18
TD | FETT_P | 0 | 0 | 0 | C | 18
TD | FIDD_P | 3.377 | -1.175 | -0.641 | C | 18
TD | FIDF_1 | 118.087 | 61.121 | 45.341 | C | 18
TD | FINN | 18.812 | 8.778 | 13.856 | C | 18
TD | FLEE_1 | 255.176 | 106.485 | 115.35 | C | 18
TD | FOUR_1 | 14.823 | 2.571 | 9.261 | C | 18
TD | FRAS_P | 5.831 | 2.993 | 3.692 | C | 18
TD | FROD_1 | 120.695 | 99.458 | 58.227 | C | 18
TD | FWIL_P | 9.642 | 4.852 | 6.09 | C | 18
TD | GALA | 11.542 | 5.588 | 8.547 | C | 18
TD | GIFF | 17.968 | 5.626 | 7.628 | C | 18
TD | GLEF_P | 0 | 0 | 0 | C | 18
TD | GLLE | 0 | 0.588 | 0.991 | C | 18
TD | GLLU | 7.588 | -11.731 | -3.352 | C | 18
TD | GLNI | 5.312 | 5.729 | 8.195 | C | 18
TD | GLRO | 11.651 | 6.775 | 9.767 | C | 18
TD | GORG | 9.932 | 5.973 | 8.694 | C | 18
TD | GOVA | 14.346 | 6.943 | 10.541 | C | 18
TD | GREE_H | 11.882 | 5.362 | 5.994 | C | 18
TD | GREN_1 | 269.507 | 97.662 | 143.509 | C | 18
TD | GRIW_1 | 87.345 | 62.149 | 40.25 | C | 18
TD | GRUB_P | 2.292 | 0.913 | 1.146 | C | 18
TD | G_EXTRA_1 | 5.429 | 2.204 | 3.203 | C | 18
TD | G_EXTRA_10 | 8.239 | 3.507 | 4.485 | C | 18
TD | G_EXTRA_11 | 1.345 | -0.076 | -0.018 | C | 18
TD | G_EXTRA_13 | 0 | 0 | 0 | C | 18
TD | G_EXTRA_14 | 0 | 0 | 0 | C | 18
TD | G_EXTRA_2 | 3.194 | 6.411 | 9.315 | C | 18
TD | G_EXTRA_3 | 3.764 | -0.592 | -0.16 | C | 18
TD | G_EXTRA_4 | 13.15 | 7.898 | 11.387 | C | 18
TD | G_EXTRA_5 | 8.174 | 4.485 | 6.466 | C | 18
TD | G_EXTRA_6 | 2.835 | 0.769 | 1.064 | C | 18
TD | G_EXTRA_7 | 5.829 | 3.326 | 4.602 | C | 18
TD | G_EXTRA_8 | 10.177 | -4.632 | -1.206 | C | 18
TD | G_EXTRA_9 | -0.097 | -3.907 | -1.017 | C | 18
TD | HACK_1 | 50.017 | 20.018 | 31.811 | C | 18
TD | HACK_6 | 56.455 | 16.348 | 19.814 | C | 18
TD | HAGR | 12.086 | 4.486 | 6.404 | C | 18
TD | HAMHC1 | 134.425 | 43.692 | 61.312 | C | 18
TD | HARK_1 | 168.045 | 52.305 | 77.898 | C | 18
TD | HARM_6 | 27.268 | 6.124 | 8.262 | C | 18
TD | HAWI | 3.162 | 1.277 | 1.886 | C | 18
TD | HAWP_6 | 30.161 | 8.692 | 12.214 | C | 18
TD | HELE | 6.638 | 3.049 | 4.293 | C | 18
TD | HEYS1 | 1.242 | 17.013 | 11.504 | C | 18
TD | HEYS_1 | 32.364 | -29.004 | -8.99 | C | 18
TD | HUER | 1.795 | 0.739 | 1.05 | C | 18
TD | HURS_1 | 93.503 | 35.565 | 39.224 | C | 18
TD | HUTT_1 | 77.561 | 1.316 | 15.145 | C | 18
TD | IMPK_1 | 1.522 | 0.983 | 2.765 | C | 18
TD | INDQ1 | 140.809 | 60.271 | 104.645 | C | 18
TD | INKE | 12.493 | 8.376 | 11.65 | C | 18
TD | INNE_P | 16.569 | 8.486 | 9.584 | C | 18
TD | IROA1 | 195.778 | 77.737 | 97.495 | C | 18
TD | IRONB1 | 69.893 | 24.195 | 22.697 | C | 18
TD | IVER_1 | 152.843 | 84.953 | 72.726 | C | 18
TD | IVER_6 | 35.038 | 12.12 | 13.833 | C | 18
TD | JOHN | 14.627 | 4.917 | 7.066 | C | 18
TD | JORD_3 | 13.399 | 3.546 | 4.34 | C | 18
TD | KAIM | 24.995 | 10.149 | 14.57 | C | 18
TD | KEAD_1 | 118.488 | 75.705 | 73.654 | C | 18
TD | KEAR_1 | 168.631 | 54.912 | 63.594 | C | 18
TD | KEAR_3 | 32.865 | 7.694 | 13.614 | C | 18
TD | KEIT_P | 18.211 | 6.008 | 7.527 | C | 18
TD | KEMS_1 | 114.296 | 75.871 | 65.828 | C | 18
TD | KEOO | 0 | 2.23 | 3.759 | C | 18
TD | KIBY_1 | 86.509 | 19.045 | 32.907 | C | 18
TD | KIBY_G | 24.165 | 13.503 | 6.607 | C | 18
TD | KIER | 19.875 | 9.527 | 13.015 | C | 18
TD | KIIN_P | 1.536 | -0.848 | -0.473 | C | 18
TD | KILS | 15.064 | 7.057 | 10.434 | C | 18
TD | KILT | 27.031 | 10.859 | 16.542 | C | 18
TD | KILW | 11.919 | 4.674 | 6.714 | C | 18
TD | KINL_P | 1.236 | 0.615 | 0.788 | C | 18
TD | KINO_1 | 91.631 | 47.233 | 34.676 | C | 18
TD | KINT_P | 21.238 | 8.562 | 10.508 | C | 18
TD | KIRKB1 | 76.561 | 22.924 | 32.765 | C | 18
TD | KITW_1 | 102.545 | 31.031 | 33.955 | C | 18
TD | KNAR | 27.284 | 12.856 | 19.008 | C | 18
TD | LACK_6 | 85.351 | 42.19 | 41.851 | C | 18
TD | LAIR_P | 0.936 | 0.276 | 0.352 | C | 18
TD | LALE1SG003 | 86.995 | 38.481 | 43.285 | C | 18
TD | LAND1 | 84.841 | 39.562 | 62.095 | C | 18
TD | LEGA_1 | 108.524 | 34.634 | 56.51 | C | 18
TD | LEVE | 18.874 | 13.777 | 19.889 | C | 18
TD | LING | 9.399 | 4.901 | 7.476 | C | 18
TD | LINM | 3.655 | -3.819 | -1.037 | C | 18
TD | LISD_1 | 123.423 | 53.005 | 51.442 | C | 18
TD | LITT_C | 43.609 | 15.101 | 22.896 | C | 18
TD | LITT_J | 4.205 | 3.565 | 2.793 | C | 18
TD | LODR_6 | 143.023 | 47.766 | 70.644 | C | 18
TD | LOUD_H | 15.105 | 3.581 | 4.967 | C | 18
TD | LOVE_1 | 209.567 | 84.626 | 99.424 | C | 18
TD | LUNA_P | 7.866 | 4.516 | 5.559 | C | 18
TD | LYND_P | 6.452 | 2.96 | 3.396 | C | 18
TD | MACC_3 | 39.97 | 20.068 | 14.075 | C | 18
TD | MACD_P | 9.448 | 3.255 | 4.063 | C | 18
TD | MAGA_6 | 13.812 | 9.89 | 21.574 | C | 18
TD | MANN_1 | 208.709 | 67.011 | 121.667 | C | 18
TD | MAYB | 1.383 | -4.548 | -1.33 | C | 18
TD | MELK_1 | 148.66 | 45.908 | 80.782 | C | 18
TD | MILC_P | 13.58 | 6.405 | 7.55 | C | 18
TD | MILH_1 | 54.201 | 18.426 | 27.911 | C | 18
TD | MITY_1 | 95.921 | 30.168 | 108.729 | C | 18
TD | MYBS_P | 5.927 | 0.881 | 1.087 | C | 18
TD | NAIR_P | 10.176 | 5.257 | 6.509 | C | 18
TD | NEAR | 28.329 | 12.165 | 17.307 | C | 18
TD | NECE_1 | 114.018 | 67.724 | 49.496 | C | 18
TD | NEEP_3 | 25.65 | 7.736 | 12.352 | C | 18
TD | NETS | 5.324 | -1.738 | -0.51 | C | 18
TD | NEWX_6 | 154.781 | 47.096 | 70.11 | C | 18
TD | NFLE | 139.153 | 41.927 | 61.086 | C | 18
TD | NHYD_6 | 53.38 | 19.995 | 27.359 | C | 18
TD | NINF_1 | 142.764 | 38.392 | 49.912 | C | 18
TD | NORL_3 | 17.284 | 4.357 | 6.337 | C | 18
TD | NORM_1 | 220.858 | 19.779 | 109.348 | C | 18
TD | NORT_1 | 176.131 | 62.725 | 82.358 | C | 18
TD | NURS_1 | 110.23 | 40.875 | 89.285 | C | 18
TD | OCKH_1 | 30.396 | 9.766 | 12.252 | C | 18
TD | OFFE_3 | 18.349 | 5.534 | 8.105 | C | 18
TD | OLDB_1 | 37.019 | 14.652 | 15.135 | C | 18
TD | ORMO | 3.933 | 26.137 | 21.202 | C | 18
TD | ORRI_P | 0 | 0 | 0 | C | 18
TD | OSBA_1 | 109.089 | 49.337 | 50.966 | C | 18
TD | PADIB1 | 84.403 | 28.093 | 43.717 | C | 18
TD | PAIS | 14.615 | 5.794 | 8.909 | C | 18
TD | PART | 17.651 | 6.006 | 8.886 | C | 18
TD | PEHG_P | 1.608 | 3.44 | 4.391 | C | 18
TD | PEHS_P | 1.66 | 1.658 | 1.94 | C | 18
TD | PELH_1 | 86.076 | 31.189 | 41.405 | C | 18
TD | PEMB_1 | 54.945 | 28.964 | 66.24 | C | 18
TD | PENE_1 | 73.381 | 32.309 | 37.669 | C | 18
TD | PENN_1 | 82.731 | 21.009 | 26.158 | C | 18
TD | PENT_1 | 47.249 | -1.334 | 35.185 | C | 18
TD | PENW_1 | 95.657 | 19.679 | 35.271 | C | 18
TD | PERI_H | 11.152 | 5.394 | 5.702 | C | 18
TD | PERS_P | 12.494 | 5.482 | 6.651 | C | 18
TD | PITS_3 | 18.995 | 6.239 | 8.889 | C | 18
TD | POOB | 35.936 | 16.147 | 23.905 | C | 18
TD | POPP_3 | 16.047 | 4.828 | 10.971 | C | 18
TD | PORA_P | 8.388 | 3.72 | 4.626 | C | 18
TD | PORD | 14.058 | 5.305 | 7.963 | C | 18
TD | PYLE_1 | 39.162 | 23.615 | 28.261 | C | 18
TD | QUOI_P | 0.016 | 0 | 0 | C | 18
TD | RAIN_1 | 141.352 | 59.207 | 53.588 | C | 18
TD | RANN_P | 2.117 | -0.645 | -0.37 | C | 18
TD | RASS_1 | 109.398 | 47.165 | 41.072 | C | 18
TD | RATS_1 | 198.436 | 84.146 | 84.41 | C | 18
TD | RAVE | 5.507 | 5.108 | 7.646 | C | 18
TD | RAYL_1 | 155.298 | 50.711 | 67.935 | C | 18
TD | REBR_3 | 40.578 | 12.005 | 18.067 | C | 18
TD | REDH | 5.34 | 7.594 | 11.224 | C | 18
TD | REDM_P | 14.232 | 6.87 | 8.602 | C | 18
TD | RICH1 | 24.904 | 33.089 | 37.722 | C | 18
TD | ROCH_1 | 87.427 | 14.099 | 34.48 | C | 18
TD | RRIG | 4.598 | 33.153 | 32.318 | C | 18
TD | RUGEB1 | 65.133 | 16.706 | 24.649 | C | 18
TD | RYEH_1 | 123.557 | 41.095 | 50.471 | C | 18
TD | SALH_1 | 62.412 | 79.395 | 25.448 | C | 18
TD | SALL1 | -0.675 | 59.139 | 42.477 | C | 18
TD | SALT_1 | 39.639 | 22.498 | 22.516 | C | 18
TD | SANX | 16.887 | 5.823 | 8.729 | C | 18
TD | SASA | 0 | 0 | 0 | C | 18
TD | SBAR | 72.976 | 21.866 | 27.1 | C | 18
TD | SEAB1 | 140.365 | 38.409 | 51.047 | C | 18
TD | SELL_1 | 78.888 | 22.571 | 36.45 | C | 18
TD | SFEG_P | 1.099 | -0.18 | -0.101 | C | 18
TD | SFIL_P | 0.551 | 0.267 | 0.321 | C | 18
TD | SHEC_3 | 28.925 | 9.012 | 14.806 | C | 18
TD | SHIN_P | 4.382 | 0.385 | 0.49 | C | 18
TD | SHRU | 27.716 | 14.166 | 21.65 | C | 18
TD | SHRW_1 | 43.17 | 18.051 | 42.563 | C | 18
TD | SIGH | 40.777 | 15.095 | 22.697 | C | 18
TD | SJOW_1 | 293.401 | 105.527 | 164.112 | C | 18
TD | SKLGB1 | 194.96 | 72.598 | 78.734 | C | 18
TD | SLOY_P | 0.775 | -0.158 | -0.082 | C | 18
TD | SMAN_1 | 113.304 | 43.687 | 51.508 | C | 18
TD | SPAV | 14.431 | 6.523 | 10.005 | C | 18
TD | SPEN_1 | 80.913 | 20.993 | 30.46 | C | 18
TD | SSHI_3 | 23.612 | 11.724 | 5.984 | C | 18
TD | STAH_1 | 62.262 | 7.259 | 21.158 | C | 18
TD | STAL_1 | 126.399 | 49.323 | 44.009 | C | 18
TD | STAY_1 | 77.365 | 34.611 | 68.931 | C | 18
TD | STEN_1 | 77.357 | 25.774 | 37.593 | C | 18
TD | STES_1 | 82.593 | 27.196 | 40.949 | C | 18
TD | STHA | 13.271 | 4.847 | 7.074 | C | 18
TD | STIR | 24.99 | 11.194 | 17.195 | C | 18
TD | STLE | 14.019 | 4.568 | 6.879 | C | 18
TD | STRI_P | 4.82 | 1.668 | 2.05 | C | 18
TD | SUND_1 | 176.648 | 55.175 | 67.473 | C | 18
TD | SWAN_1 | 264.639 | 126.592 | 142.402 | C | 18
TD | TARL_P | 5.551 | 2.223 | 2.708 | C | 18
TD | TAUN1 | 24.767 | 15.31 | 27.39 | C | 18
TD | TAYN_P | 10.418 | 3.428 | 4.25 | C | 18
TD | TELR | 8.434 | 4.612 | 6.254 | C | 18
TD | TEMP_3 | 18.892 | 12.542 | 11.761 | C | 18
TD | THOM_6 | 95.426 | 51.518 | 48.827 | C | 18
TD | THSO_P | 19.184 | 6.859 | 8.304 | C | 18
TD | THUR_6 | 56.497 | 22.106 | 16.743 | C | 18
TD | TILBB_1 | 62.603 | 22.812 | 20.806 | C | 18
TD | TONG | 6.529 | 4.169 | 6.418 | C | 18
TD | TOTT_1 | 109.627 | 35.535 | 41.187 | C | 18
TD | TRAW_1 | 37.844 | 25.833 | 48.437 | C | 18
TD | TUMB_P | 4.542 | 3.159 | 3.974 | C | 18
TD | TYNE_1 | 51.289 | 15.001 | 21.726 | C | 18
TD | TYNE_2 | 14.126 | 12.136 | 3.677 | C | 18
TD | UPPB_1 | 66.746 | 37.502 | 38.312 | C | 18
TD | UPPB_3 | 26.478 | 5.53 | 15.125 | C | 18
TD | USKM_1 | 97.986 | 52.302 | 53.376 | C | 18
TD | WABO | 8.106 | 43.049 | 25.025 | C | 18
TD | WALH_1 | 186.18 | 76.282 | 80.634 | C | 18
TD | WALP_1 | 214.757 | 69.498 | 72.118 | C | 18
TD | WALP_B | 16.348 | 5.048 | 50.768 | C | 18
TD | WARL_1 | 68.436 | 18.241 | 32.214 | C | 18
TD | WASF_1 | 42.621 | 14.02 | 20.19 | C | 18
TD | WATFS_1 | 88.564 | 34.753 | 37.559 | C | 18
TD | WBOL_6 | 74.266 | 20.459 | 28.381 | C | 18
TD | WBUR_1 | 79.699 | 30.648 | 51.646 | C | 18
TD | WFIE | 6.061 | 4.919 | 6.879 | C | 18
TD | WGEO | 19.327 | 8.628 | 14.125 | C | 18
TD | WHAM_1 | 169.591 | 81.043 | 89.012 | C | 18
TD | WHGA_1 | 96.178 | 32.209 | 40.548 | C | 18
TD | WHHO | 20.39 | 6.99 | 10.125 | C | 18
TD | WIBA_3 | 9.615 | 3.345 | 4.482 | C | 18
TD | WIEN_1 | 45.473 | 15.832 | 13.962 | C | 18
TD | WILL_1 | 197.148 | 85.427 | 86.897 | C | 18
TD | WIMBN1 | 30.46 | 11.059 | 11.756 | C | 18
TD | WIMBS1 | 182.738 | 56.191 | 84.498 | C | 18
TD | WIOW_P | 14.42 | 5.711 | 7.333 | C | 18
TD | WISD_1 | 86.145 | 26.234 | 39.196 | C | 18
TD | WISD_6 | 23.913 | 7.161 | 10.507 | C | 18
TD | WISH | 17.847 | 9.212 | 13.239 | C | 18
TD | WMEL_1 | 165.075 | 58.811 | 65.838 | C | 18
TD | WOHI_P | 10.492 | 5.877 | 6.9 | C | 18
TD | WTHU31 | 24.316 | 16.86 | 14.587 | C | 18
TD | WWEY_1 | 100.722 | 36.06 | 45.69 | C | 18
TD | WYLF_1 | 22.635 | 4.975 | 10.035 | C | 18
TD | WYMOM_1 | 78.256 | 24.077 | 27.38 | C | 18
TD | ABHA1 | 93.425 | 39.449 | 43.6 | I | 18
TD | ABNE_P | 9.616 | 3.507 | 3.984 | I | 18
TD | ABTH_1 | 106.386 | 45.733 | 41.568 | I | 18
TD | ACTL_2 | 8.637 | 2.683 | 4.364 | I | 18
TD | ACTL_C | 12.117 | 3.313 | 4.944 | I | 18
TD | ALNE_P | 9.281 | 3.829 | 4.635 | I | 18
TD | ALST_3 | 5.957 | 4.798 | 0.11 | I | 18
TD | ALVE1 | 73.826 | 24.436 | 64.595 | I | 18
TD | AMEM_1 | 20.299 | 11.18 | 18.747 | I | 18
TD | ARBR_P | 8.936 | 4.33 | 5.267 | I | 18
TD | ARDK_P | 0 | 0 | 0 | I | 18
TD | ARMO_P | 8.464 | 4.281 | 4.929 | I | 18
TD | AXMI1 | 54.595 | 17.634 | 31.01 | I | 18
TD | AYRR | 19.931 | 5.694 | 8.649 | I | 18
TD | BAGA | 1.902 | 9.643 | 14.533 | I | 18
TD | BAIN | 9.435 | 4.566 | 6.726 | I | 18
TD | BARKC1 | 45.929 | 21.094 | 21.932 | I | 18
TD | BARKW3 | 67.044 | 26.518 | 26.906 | I | 18
TD | BEAU_P | 8.528 | 5.276 | 6.368 | I | 18
TD | BEDDT1 | 40.934 | 7.034 | 11.896 | I | 18
TD | BEDD_1 | 135.853 | 54.378 | 55.639 | I | 18
TD | BERB_P | 0 | 0 | 0 | I | 18
TD | BERW | 0.791 | 11.512 | 18.219 | I | 18
TD | BESW_1 | 110.633 | 34.142 | 53.582 | I | 18
TD | BICF_1 | 85.24 | 9.655 | 69.185 | I | 18
TD | BIRK_1 | 84.88 | 16.331 | 35.239 | I | 18
TD | BISW_1 | 143.781 | 49.292 | 66.165 | I | 18
TD | BLYTB1 | 56.326 | 19.2 | 27.351 | I | 18
TD | BLYTH132 | 24.169 | -32.403 | -28.502 | I | 18
TD | BOAG_P | 8.193 | 4.154 | 5.199 | I | 18
TD | BOLN_1 | 271.811 | 90.486 | 126.947 | I | 18
TD | BONN | 6.421 | 8.048 | 11.657 | I | 18
TD | BOTW_1 | 53.991 | 24.09 | 25.478 | I | 18
TD | BRAC_P | 11.328 | 5.732 | 6.976 | I | 18
TD | BRAI_1 | 89.598 | 31.196 | 51.654 | I | 18
TD | BRAP | 10.114 | 4.649 | 6.995 | I | 18
TD | BRAW_1 | 135.588 | 38.226 | 53.291 | I | 18
TD | BRED_1 | 86.256 | 28.363 | 36.165 | I | 18
TD | BRFO_1 | 248.777 | 80.321 | 78.809 | I | 18
TD | BRID_P | 2.898 | 1.937 | 2.348 | I | 18
TD | BRIM_1 | 97.442 | 31.731 | 39.375 | I | 18
TD | BRLE_1 | 198.696 | 66.513 | 68.047 | I | 18
TD | BROA_P | 3.68 | 1.545 | 1.905 | I | 18
TD | BROR_P | 2.348 | 1.434 | 1.784 | I | 18
TD | BROX | 21.655 | 6.885 | 10.221 | I | 18
TD | BRWA1 | 55.323 | 30.396 | 67.933 | I | 18
TD | BUMU_P | 12.191 | 6.03 | 7.42 | I | 18
TD | BURM_1 | 162.592 | 82.058 | 125.185 | I | 18
TD | BUSH_1 | 47.795 | 15.509 | 20.425 | I | 18
TD | BUST_1 | 86.846 | 28.118 | 29.305 | I | 18
TD | CAAD_P | 9.007 | 4.831 | 5.977 | I | 18
TD | CAFA | 0 | 0.836 | 1.409 | I | 18
TD | CAMB_01 | 14.786 | 1.879 | 7.071 | I | 18
TD | CANTN1 | 96.406 | 23.493 | 43.073 | I | 18
TD | CAPEA1 | 143.592 | 89.001 | 51.991 | I | 18
TD | CARE_1 | 28.66 | 23.619 | 30.158 | I | 18
TD | CARR_1 | 91.789 | 55.526 | 45.997 | I | 18
TD | CASS_P | 0.696 | 0.094 | 0.122 | I | 18
TD | CATY | 5.239 | 2.186 | 3.201 | I | 18
TD | CBNK_H | 7.826 | 3.978 | 5.91 | I | 18
TD | CEAN_P | 0.234 | 0 | 0 | I | 18
TD | CELL_1 | 207.293 | 84.425 | 85.165 | I | 18
TD | CHAP | 12.58 | 4.142 | 6.351 | I | 18
TD | CHAR_P | 4.392 | 3.604 | 3.977 | I | 18
TD | CHAS | 24.66 | 9.678 | 15.672 | I | 18
TD | CHIC_1 | 34.355 | 20.88 | 25.168 | I | 18
TD | CHSI_1 | 104.438 | 30.019 | 37.401 | I | 18
TD | CHTE_1 | 189.508 | 75.301 | 85.832 | I | 18
TD | CITR_1 | 290.457 | 118.044 | 156.902 | I | 18
TD | CLAC_P | 0.938 | 0 | 0 | I | 18
TD | CLAY_P | 10.787 | 4.794 | 6.375 | I | 18
TD | CLT03 | 0.184 | 20.326 | 19.426 | I | 18
TD | CLYM | 28.767 | 11.248 | 16.887 | I | 18
TD | COAT | 20.716 | 7.761 | 11.608 | I | 18
TD | COCK | 16.707 | 6.261 | 9.254 | I | 18
TD | CONQA1 | 95.863 | 43.634 | 65.654 | I | 18
TD | COUA_P | 7.223 | 3.526 | 4.317 | I | 18
TD | COVE_1 | 152.128 | 45.263 | 64.738 | I | 18
TD | COWL_1 | 186.396 | 66.111 | 108.928 | I | 18
TD | COYL | 11.448 | 8.12 | 12.118 | I | 18
TD | CRAI_P | 5.856 | 2.853 | 3.196 | I | 18
TD | CREB_1 | 173.846 | 67.255 | 73.065 | I | 18
TD | CUMB | 23.143 | 9.375 | 14.497 | I | 18
TD | CUPA | 20.988 | 6.711 | 10.164 | I | 18
TD | CURR | 3.359 | 1.307 | 1.824 | I | 18
TD | DALL_P | 0 | 3.975 | 5.542 | I | 18
TD | DALM3 | 15.426 | 8.638 | 12.877 | I | 18
TD | DEVM | 10.752 | 4.525 | 7.066 | I | 18
TD | DEVO | 0.155 | 2.11 | 3.077 | I | 18
TD | DEWP | 31.016 | 7.8 | 12.346 | I | 18
TD | DOUN_P | 2.869 | 1.696 | 2.038 | I | 18
TD | DRAK_1 | 59.156 | 21.222 | 37.914 | I | 18
TD | DRAX_1 | 41.802 | 25.08 | 19.14 | I | 18
TD | DRCR | 15.188 | 5.111 | 7.551 | I | 18
TD | DRUM | 16.367 | 6.358 | 8.386 | I | 18
TD | DUBE_P | 0.319 | 0.015 | 0.018 | I | 18
TD | DUDH_P | 13.886 | 6.18 | 7.93 | I | 18
TD | DUGR_P | 1.849 | 1.477 | 1.766 | I | 18
TD | DUNB | 21.912 | 15.514 | 23.303 | I | 18
TD | DUNF | 12.847 | 4.494 | 6.319 | I | 18
TD | DUNO_P | 8.605 | 3.994 | 6.079 | I | 18
TD | DYCE_P | 8.631 | 4.754 | 5.858 | I | 18
TD | EALI_6 | 69.567 | 23.11 | 31.305 | I | 18
TD | EASO_1 | 95.909 | 42.188 | 76.186 | I | 18
TD | EAST | 0 | -2.28 | -0.716 | I | 18
TD | ECCL | 1.551 | 2.499 | 3.694 | I | 18
TD | ECLA_1 | 122.971 | 42.34 | 57.629 | I | 18
TD | EERH | 25.418 | 7.376 | 10.783 | I | 18
TD | EKIL | 17.242 | 6.933 | 10.066 | I | 18
TD | EKIS | 9.178 | -1.229 | -0.32 | I | 18
TD | ELDE | 9.421 | 3.214 | 4.432 | I | 18
TD | ELGI_P | 12.873 | 6.448 | 7.821 | I | 18
TD | ELLA_1 | 104.897 | 37.607 | 36.091 | I | 18
TD | ELST_1 | 129.148 | 36.652 | 43.602 | I | 18
TD | ENDE_1 | 160.352 | 49.735 | 78.025 | I | 18
TD | ERSK | 6.996 | 3.405 | 4.835 | I | 18
TD | EXET1 | 116.113 | 58.951 | 55.451 | I | 18
TD | FASN_P | 0.15 | -0.002 | -0.001 | I | 18
TD | FAUG_P | 1.648 | 0.338 | 0.426 | I | 18
TD | FAWL_1 | 108.163 | 88.553 | 53.281 | I | 18
TD | FECK_6 | 112.623 | 47.377 | 54.716 | I | 18
TD | FERRA2 | 23.576 | 9.943 | 10.741 | I | 18
TD | FERRB1 | 133.219 | 64.741 | 52.434 | I | 18
TD | FETT_P | 0 | 0 | 0 | I | 18
TD | FIDD_P | 3.192 | -1.111 | -0.606 | I | 18
TD | FIDF_1 | 111.601 | 57.762 | 42.85 | I | 18
TD | FINN | 17.779 | 8.299 | 13.099 | I | 18
TD | FLEE_1 | 241.16 | 100.634 | 109.011 | I | 18
TD | FOUR_1 | 14.009 | 2.43 | 8.752 | I | 18
TD | FRAS_P | 5.511 | 2.83 | 3.49 | I | 18
TD | FROD_1 | 114.066 | 93.993 | 55.027 | I | 18
TD | FWIL_P | 9.113 | 4.587 | 5.757 | I | 18
TD | GALA | 10.908 | 5.283 | 8.08 | I | 18
TD | GIFF | 16.981 | 5.318 | 7.211 | I | 18
TD | GLEF_P | 0 | 0 | 0 | I | 18
TD | GLLE | 0 | 0.556 | 0.937 | I | 18
TD | GLLU | 7.171 | -11.09 | -3.168 | I | 18
TD | GLNI | 5.02 | 5.416 | 7.747 | I | 18
TD | GLRO | 11.011 | 6.405 | 9.233 | I | 18
TD | GORG | 9.387 | 5.646 | 8.219 | I | 18
TD | GOVA | 13.558 | 6.564 | 9.965 | I | 18
TD | GREE_H | 11.229 | 5.068 | 5.665 | I | 18
TD | GREN_1 | 254.705 | 92.295 | 135.622 | I | 18
TD | GRIW_1 | 82.548 | 58.734 | 38.038 | I | 18
TD | GRUB_P | 2.166 | 0.863 | 1.084 | I | 18
TD | G_EXTRA_1 | 5.131 | 2.084 | 3.028 | I | 18
TD | G_EXTRA_10 | 7.787 | 3.316 | 4.24 | I | 18
TD | G_EXTRA_11 | 1.272 | -0.072 | -0.017 | I | 18
TD | G_EXTRA_13 | 0 | 0 | 0 | I | 18
TD | G_EXTRA_14 | 0 | 0 | 0 | I | 18
TD | G_EXTRA_2 | 3.018 | 6.061 | 8.807 | I | 18
TD | G_EXTRA_3 | 3.557 | -0.56 | -0.152 | I | 18
TD | G_EXTRA_4 | 12.427 | 7.467 | 10.765 | I | 18
TD | G_EXTRA_5 | 7.725 | 4.24 | 6.113 | I | 18
TD | G_EXTRA_6 | 2.679 | 0.727 | 1.006 | I | 18
TD | G_EXTRA_7 | 5.509 | 3.144 | 4.351 | I | 18
TD | G_EXTRA_8 | 9.618 | -4.379 | -1.14 | I | 18
TD | G_EXTRA_9 | -0.092 | -3.694 | -0.962 | I | 18
TD | HACK_1 | 47.27 | 18.918 | 30.063 | I | 18
TD | HACK_6 | 53.354 | 15.45 | 18.726 | I | 18
TD | HAGR | 11.422 | 4.241 | 6.054 | I | 18
TD | HAMHC1 | 127.042 | 41.291 | 57.942 | I | 18
TD | HARK_1 | 158.815 | 49.431 | 73.617 | I | 18
TD | HARM_6 | 25.77 | 5.787 | 7.808 | I | 18
TD | HAWI | 2.988 | 1.207 | 1.783 | I | 18
TD | HAWP_6 | 28.505 | 8.214 | 11.542 | I | 18
TD | HELE | 6.273 | 2.883 | 4.059 | I | 18
TD | HEYS1 | 1.174 | 16.078 | 10.872 | I | 18
TD | HEYS_1 | 30.586 | -27.41 | -8.496 | I | 18
TD | HUER | 1.697 | 0.699 | 0.992 | I | 18
TD | HURS_1 | 88.367 | 33.611 | 37.069 | I | 18
TD | HUTT_1 | 73.301 | 1.244 | 14.313 | I | 18
TD | IMPK_1 | 1.439 | 0.929 | 2.613 | I | 18
TD | INDQ1 | 133.075 | 56.959 | 98.894 | I | 18
TD | INKE | 11.807 | 7.919 | 11.014 | I | 18
TD | INNE_P | 15.659 | 8.022 | 9.06 | I | 18
TD | IROA1 | 185.025 | 73.465 | 92.137 | I | 18
TD | IRONB1 | 66.054 | 22.866 | 21.45 | I | 18
TD | IVER_1 | 144.448 | 80.285 | 68.729 | I | 18
TD | IVER_6 | 33.114 | 11.454 | 13.073 | I | 18
TD | JOHN | 13.824 | 4.649 | 6.68 | I | 18
TD | JORD_3 | 12.663 | 3.351 | 4.101 | I | 18
TD | KAIM | 23.622 | 9.594 | 13.774 | I | 18
TD | KEAD_1 | 111.98 | 71.544 | 69.606 | I | 18
TD | KEAR_1 | 159.369 | 51.895 | 60.099 | I | 18
TD | KEAR_3 | 31.06 | 7.271 | 12.866 | I | 18
TD | KEIT_P | 17.211 | 5.68 | 7.116 | I | 18
TD | KEMS_1 | 108.018 | 71.702 | 62.211 | I | 18
TD | KEOO | 0 | 2.108 | 3.553 | I | 18
TD | KIBY_1 | 81.758 | 17.999 | 31.098 | I | 18
TD | KIBY_G | 22.837 | 12.761 | 6.244 | I | 18
TD | KIER | 18.783 | 9.006 | 12.304 | I | 18
TD | KIIN_P | 1.452 | -0.801 | -0.447 | I | 18
TD | KILS | 14.237 | 6.671 | 9.864 | I | 18
TD | KILT | 25.546 | 10.266 | 15.638 | I | 18
TD | KILW | 11.264 | 4.418 | 6.347 | I | 18
TD | KINL_P | 1.168 | 0.581 | 0.745 | I | 18
TD | KINO_1 | 86.598 | 44.637 | 32.77 | I | 18
TD | KINT_P | 20.072 | 8.094 | 9.934 | I | 18
TD | KIRKB1 | 72.356 | 21.664 | 30.964 | I | 18
TD | KITW_1 | 96.913 | 29.326 | 32.089 | I | 18
TD | KNAR | 25.785 | 12.149 | 17.963 | I | 18
TD | LACK_6 | 80.663 | 39.872 | 39.551 | I | 18
TD | LAIR_P | 0.885 | 0.261 | 0.333 | I | 18
TD | LALE1SG003 | 82.217 | 36.366 | 40.906 | I | 18
TD | LAND1 | 80.181 | 37.388 | 58.682 | I | 18
TD | LEGA_1 | 102.564 | 32.731 | 53.405 | I | 18
TD | LEVE | 17.837 | 13.024 | 18.802 | I | 18
TD | LING | 8.883 | 4.633 | 7.068 | I | 18
TD | LINM | 3.454 | -3.61 | -0.981 | I | 18
TD | LISD_1 | 116.644 | 50.093 | 48.615 | I | 18
TD | LITT_C | 41.213 | 14.271 | 21.638 | I | 18
TD | LITT_J | 3.974 | 3.369 | 2.639 | I | 18
TD | LODR_6 | 135.167 | 45.141 | 66.762 | I | 18
TD | LOUD_H | 14.276 | 3.384 | 4.694 | I | 18
TD | LOVE_1 | 198.056 | 79.976 | 93.96 | I | 18
TD | LUNA_P | 7.434 | 4.269 | 5.255 | I | 18
TD | LYND_P | 6.097 | 2.798 | 3.21 | I | 18
TD | MACC_3 | 37.774 | 18.965 | 13.301 | I | 18
TD | MACD_P | 8.929 | 3.077 | 3.841 | I | 18
TD | MAGA_6 | 13.053 | 9.347 | 20.388 | I | 18
TD | MANN_1 | 197.246 | 63.328 | 114.981 | I | 18
TD | MAYB | 1.307 | -4.3 | -1.257 | I | 18
TD | MELK_1 | 140.495 | 43.385 | 76.342 | I | 18
TD | MILC_P | 12.834 | 6.055 | 7.137 | I | 18
TD | MILH_1 | 51.224 | 17.413 | 26.377 | I | 18
TD | MITY_1 | 90.653 | 28.51 | 102.753 | I | 18
TD | MYBS_P | 5.602 | 0.832 | 1.027 | I | 18
TD | NAIR_P | 9.617 | 4.969 | 6.154 | I | 18
TD | NEAR | 26.773 | 11.501 | 16.362 | I | 18
TD | NECE_1 | 107.756 | 64.002 | 46.775 | I | 18
TD | NEEP_3 | 24.241 | 7.311 | 11.673 | I | 18
TD | NETS | 5.032 | -1.643 | -0.482 | I | 18
TD | NEWX_6 | 146.28 | 44.508 | 66.257 | I | 18
TD | NFLE | 131.51 | 39.623 | 57.729 | I | 18
TD | NHYD_6 | 50.449 | 18.896 | 25.855 | I | 18
TD | NINF_1 | 134.923 | 36.282 | 47.169 | I | 18
TD | NORL_3 | 16.335 | 4.117 | 5.989 | I | 18
TD | NORM_1 | 208.728 | 18.692 | 103.338 | I | 18
TD | NORT_1 | 166.458 | 59.279 | 77.831 | I | 18
TD | NURS_1 | 104.176 | 38.628 | 84.378 | I | 18
TD | OCKH_1 | 28.727 | 9.229 | 11.579 | I | 18
TD | OFFE_3 | 17.341 | 5.23 | 7.66 | I | 18
TD | OLDB_1 | 34.986 | 13.847 | 14.303 | I | 18
TD | ORMO | 3.717 | 24.701 | 20.037 | I | 18
TD | ORRI_P | 0 | 0 | 0 | I | 18
TD | OSBA_1 | 103.098 | 46.626 | 48.165 | I | 18
TD | PADIB1 | 79.768 | 26.549 | 41.315 | I | 18
TD | PAIS | 13.813 | 5.478 | 8.422 | I | 18
TD | PART | 16.682 | 5.678 | 8.401 | I | 18
TD | PEHG_P | 1.519 | 3.252 | 4.151 | I | 18
TD | PEHS_P | 1.569 | 1.567 | 1.834 | I | 18
TD | PELH_1 | 81.349 | 29.475 | 39.129 | I | 18
TD | PEMB_1 | 51.927 | 27.373 | 62.6 | I | 18
TD | PENE_1 | 69.35 | 30.534 | 35.599 | I | 18
TD | PENN_1 | 78.188 | 19.855 | 24.721 | I | 18
TD | PENT_1 | 44.653 | -1.261 | 33.251 | I | 18
TD | PENW_1 | 90.403 | 18.597 | 33.333 | I | 18
TD | PERI_H | 10.539 | 5.097 | 5.389 | I | 18
TD | PERS_P | 11.808 | 5.183 | 6.288 | I | 18
TD | PITS_3 | 17.952 | 5.896 | 8.401 | I | 18
TD | POOB | 33.962 | 15.265 | 22.599 | I | 18
TD | POPP_3 | 15.165 | 4.563 | 10.368 | I | 18
TD | PORA_P | 7.928 | 3.517 | 4.373 | I | 18
TD | PORD | 13.286 | 5.015 | 7.528 | I | 18
TD | PYLE_1 | 37.011 | 22.317 | 26.707 | I | 18
TD | QUOI_P | 0.015 | 0 | 0 | I | 18
TD | RAIN_1 | 133.588 | 55.953 | 50.643 | I | 18
TD | RANN_P | 2.001 | -0.61 | -0.35 | I | 18
TD | RASS_1 | 103.389 | 44.573 | 38.814 | I | 18
TD | RATS_1 | 187.537 | 79.522 | 79.771 | I | 18
TD | RAVE | 5.204 | 4.829 | 7.228 | I | 18
TD | RAYL_1 | 146.769 | 47.924 | 64.202 | I | 18
TD | REBR_3 | 38.35 | 11.345 | 17.074 | I | 18
TD | REDH | 5.047 | 7.179 | 10.611 | I | 18
TD | REDM_P | 13.45 | 6.494 | 8.132 | I | 18
TD | RICH1 | 23.537 | 31.271 | 35.649 | I | 18
TD | ROCH_1 | 82.625 | 13.325 | 32.585 | I | 18
TD | RRIG | 4.346 | 31.331 | 30.542 | I | 18
TD | RUGEB1 | 61.556 | 15.788 | 23.294 | I | 18
TD | RYEH_1 | 116.771 | 38.837 | 47.698 | I | 18
TD | SALH_1 | 58.984 | 75.032 | 24.049 | I | 18
TD | SALL1 | -0.638 | 55.889 | 40.143 | I | 18
TD | SALT_1 | 37.462 | 21.262 | 21.278 | I | 18
TD | SANX | 15.96 | 5.505 | 8.252 | I | 18
TD | SASA | 0 | 0 | 0 | I | 18
TD | SBAR | 68.968 | 20.665 | 25.61 | I | 18
TD | SEAB1 | 132.656 | 36.299 | 48.242 | I | 18
TD | SELL_1 | 74.555 | 21.33 | 34.447 | I | 18
TD | SFEG_P | 1.039 | -0.17 | -0.096 | I | 18
TD | SFIL_P | 0.521 | 0.253 | 0.304 | I | 18
TD | SHEC_3 | 27.337 | 8.516 | 13.992 | I | 18
TD | SHIN_P | 4.141 | 0.364 | 0.464 | I | 18
TD | SHRU | 26.194 | 13.392 | 20.468 | I | 18
TD | SHRW_1 | 40.799 | 17.059 | 40.224 | I | 18
TD | SIGH | 38.538 | 14.27 | 21.457 | I | 18
TD | SJOW_1 | 277.286 | 99.728 | 155.093 | I | 18
TD | SKLGB1 | 184.252 | 68.608 | 74.407 | I | 18
TD | SLOY_P | 0.733 | -0.149 | -0.077 | I | 18
TD | SMAN_1 | 107.081 | 41.286 | 48.677 | I | 18
TD | SPAV | 13.638 | 6.166 | 9.459 | I | 18
TD | SPEN_1 | 76.469 | 19.84 | 28.786 | I | 18
TD | SSHI_3 | 22.315 | 11.08 | 5.655 | I | 18
TD | STAH_1 | 58.842 | 6.86 | 19.995 | I | 18
TD | STAL_1 | 119.456 | 46.613 | 41.59 | I | 18
TD | STAY_1 | 73.116 | 32.709 | 65.142 | I | 18
TD | STEN_1 | 73.109 | 24.358 | 35.527 | I | 18
TD | STES_1 | 78.056 | 25.702 | 38.699 | I | 18
TD | STHA | 12.542 | 4.583 | 6.687 | I | 18
TD | STIR | 23.618 | 10.583 | 16.255 | I | 18
TD | STLE | 13.249 | 4.318 | 6.503 | I | 18
TD | STRI_P | 4.555 | 1.576 | 1.938 | I | 18
TD | SUND_1 | 166.946 | 52.143 | 63.765 | I | 18
TD | SWAN_1 | 250.104 | 119.636 | 134.576 | I | 18
TD | TARL_P | 5.246 | 2.101 | 2.56 | I | 18
TD | TAUN1 | 23.407 | 14.468 | 25.885 | I | 18
TD | TAYN_P | 9.846 | 3.241 | 4.018 | I | 18
TD | TELR | 7.971 | 4.36 | 5.913 | I | 18
TD | TEMP_3 | 17.854 | 11.853 | 11.115 | I | 18
TD | THOM_6 | 90.185 | 48.687 | 46.144 | I | 18
TD | THSO_P | 18.13 | 6.484 | 7.85 | I | 18
TD | THUR_6 | 53.394 | 20.892 | 15.822 | I | 18
TD | TILBB_1 | 59.165 | 21.558 | 19.663 | I | 18
TD | TONG | 6.17 | 3.941 | 6.068 | I | 18
TD | TOTT_1 | 103.605 | 33.582 | 38.923 | I | 18
TD | TRAW_1 | 35.765 | 24.413 | 45.775 | I | 18
TD | TUMB_P | 4.293 | 2.986 | 3.757 | I | 18
TD | TYNE_1 | 48.472 | 14.177 | 20.532 | I | 18
TD | TYNE_2 | 13.35 | 11.469 | 3.475 | I | 18
TD | UPPB_1 | 63.08 | 35.441 | 36.207 | I | 18
TD | UPPB_3 | 25.024 | 5.226 | 14.293 | I | 18
TD | USKM_1 | 92.604 | 49.428 | 50.443 | I | 18
TD | WABO | 7.661 | 40.683 | 23.65 | I | 18
TD | WALH_1 | 175.955 | 72.09 | 76.202 | I | 18
TD | WALP_1 | 202.962 | 65.679 | 68.155 | I | 18
TD | WALP_B | 15.45 | 4.771 | 47.978 | I | 18
TD | WARL_1 | 64.677 | 17.239 | 30.443 | I | 18
TD | WASF_1 | 40.28 | 13.249 | 19.081 | I | 18
TD | WATFS_1 | 83.7 | 32.844 | 35.495 | I | 18
TD | WBOL_6 | 70.187 | 19.334 | 26.822 | I | 18
TD | WBUR_1 | 75.322 | 28.964 | 48.808 | I | 18
TD | WFIE | 5.728 | 4.65 | 6.504 | I | 18
TD | WGEO | 18.265 | 8.156 | 13.353 | I | 18
TD | WHAM_1 | 160.276 | 76.59 | 84.12 | I | 18
TD | WHGA_1 | 90.895 | 30.439 | 38.319 | I | 18
TD | WHHO | 19.27 | 6.608 | 9.572 | I | 18
TD | WIBA_3 | 9.087 | 3.161 | 4.235 | I | 18
TD | WIEN_1 | 42.975 | 14.962 | 13.195 | I | 18
TD | WILL_1 | 186.32 | 80.733 | 82.121 | I | 18
TD | WIMBN1 | 28.787 | 10.451 | 11.11 | I | 18
TD | WIMBS1 | 172.701 | 53.103 | 79.854 | I | 18
TD | WIOW_P | 13.628 | 5.399 | 6.933 | I | 18
TD | WISD_1 | 81.414 | 24.792 | 37.042 | I | 18
TD | WISD_6 | 22.6 | 6.767 | 9.93 | I | 18
TD | WISH | 16.866 | 8.709 | 12.516 | I | 18
TD | WMEL_1 | 156.008 | 55.58 | 62.22 | I | 18
TD | WOHI_P | 9.916 | 5.556 | 6.523 | I | 18
TD | WTHU31 | 22.98 | 15.934 | 13.786 | I | 18
TD | WWEY_1 | 95.19 | 34.078 | 43.179 | I | 18
TD | WYLF_1 | 21.392 | 4.701 | 9.484 | I | 18
TD | WYMOM_1 | 73.958 | 22.754 | 25.875 | I | 18
TD | ABHA1 | 1.491 | 0.166 | 0.151 | H | 18
TD | ABNE_P | 0.258 | 0.037 | 0.021 | H | 18
TD | ABTH_1 | 1.897 | 0.212 | 0.193 | H | 18
TD | ACTL_2 | 0 | 0 | 0 | H | 18
TD | ACTL_C | 0 | 0 | 0 | H | 18
TD | ALNE_P | 0.163 | 0.023 | 0.016 | H | 18
TD | ALST_3 | 0.089 | 0.01 | 0.009 | H | 18
TD | ALVE1 | 1.074 | 0.12 | 0.109 | H | 18
TD | AMEM_1 | 0.345 | 0.038 | 0.035 | H | 18
TD | ARBR_P | 0.151 | 0.022 | 0.018 | H | 18
TD | ARDK_P | 0 | 0 | 0 | H | 18
TD | ARMO_P | 0.21 | 0.03 | 0.024 | H | 18
TD | AXMI1 | 0.909 | 0.101 | 0.092 | H | 18
TD | AYRR | 0.279 | 0.04 | 0.046 | H | 18
TD | BAGA | 0.029 | 0.004 | 0.005 | H | 18
TD | BAIN | 0.177 | 0.026 | 0.029 | H | 18
TD | BARKC1 | 0 | 0 | 0 | H | 18
TD | BARKW3 | 0 | 0 | 0 | H | 18
TD | BEAU_P | 0.153 | 0.022 | 0.023 | H | 18
TD | BEDDT1 | 0.141 | 0.016 | 0.014 | H | 18
TD | BEDD_1 | 0.528 | 0.059 | 0.054 | H | 18
TD | BERB_P | 0 | 0 | 0 | H | 18
TD | BERW | 0.006 | 0.001 | 0.001 | H | 18
TD | BESW_1 | 1.478 | 0.165 | 0.15 | H | 18
TD | BICF_1 | 1.27 | 0.142 | 0.129 | H | 18
TD | BIRK_1 | 1.536 | 0.171 | 0.156 | H | 18
TD | BISW_1 | 2.344 | 0.261 | 0.238 | H | 18
TD | BLYTB1 | 1.135 | 0.126 | 0.115 | H | 18
TD | BLYTH132 | 0.36 | 0.04 | 0.037 | H | 18
TD | BOAG_P | 0.107 | 0.015 | 0.014 | H | 18
TD | BOLN_1 | 4.331 | 0.483 | 0.44 | H | 18
TD | BONN | 0.139 | 0.02 | 0.023 | H | 18
TD | BOTW_1 | 0.962 | 0.107 | 0.098 | H | 18
TD | BRAC_P | 0.19 | 0.027 | 0.023 | H | 18
TD | BRAI_1 | 1.409 | 0.157 | 0.143 | H | 18
TD | BRAP | 0.065 | 0.009 | 0.011 | H | 18
TD | BRAW_1 | 2.026 | 0.226 | 0.206 | H | 18
TD | BRED_1 | 1.435 | 0.16 | 0.146 | H | 18
TD | BRFO_1 | 4.077 | 0.455 | 0.414 | H | 18
TD | BRID_P | 0.05 | 0.007 | 0.008 | H | 18
TD | BRIM_1 | 0.706 | 0.079 | 0.072 | H | 18
TD | BRLE_1 | 2.996 | 0.334 | 0.304 | H | 18
TD | BROA_P | 0.055 | 0.008 | 0.006 | H | 18
TD | BROR_P | 0.032 | 0.005 | 0.005 | H | 18
TD | BROX | 0.283 | 0.041 | 0.047 | H | 18
TD | BRWA1 | 0.857 | 0.096 | 0.087 | H | 18
TD | BUMU_P | 0.187 | 0.027 | 0.023 | H | 18
TD | BURM_1 | 2.191 | 0.244 | 0.222 | H | 18
TD | BUSH_1 | 0.958 | 0.107 | 0.097 | H | 18
TD | BUST_1 | 1.692 | 0.189 | 0.172 | H | 18
TD | CAAD_P | 0.131 | 0.019 | 0.017 | H | 18
TD | CAFA | 0 | 0 | 0 | H | 18
TD | CAMB_01 | 0.238 | 0.027 | 0.024 | H | 18
TD | CANTN1 | 1.47 | 0.164 | 0.149 | H | 18
TD | CAPEA1 | 2.051 | 0.229 | 0.208 | H | 18
TD | CARE_1 | 0.099 | 0.011 | 0.01 | H | 18
TD | CARR_1 | 1.621 | 0.181 | 0.165 | H | 18
TD | CASS_P | 0.005 | 0.001 | 0 | H | 18
TD | CATY | 0 | 0 | 0 | H | 18
TD | CBNK_H | 0 | 0 | 0 | H | 18
TD | CEAN_P | 0.004 | 0.001 | 0 | H | 18
TD | CELL_1 | 3.756 | 0.419 | 0.381 | H | 18
TD | CHAP | 0.159 | 0.023 | 0.026 | H | 18
TD | CHAR_P | 0.138 | 0.02 | 0.024 | H | 18
TD | CHAS | 0 | 0 | 0 | H | 18
TD | CHIC_1 | 0.418 | 0.047 | 0.042 | H | 18
TD | CHSI_1 | 1.465 | 0.163 | 0.149 | H | 18
TD | CHTE_1 | 2.907 | 0.324 | 0.295 | H | 18
TD | CITR_1 | 0 | 0 | 0 | H | 18
TD | CLAC_P | 0.016 | 0.002 | 0 | H | 18
TD | CLAY_P | 0 | 0 | 0.007 | H | 18
TD | CLT03 | 0.003 | 0 | 0 | H | 18
TD | CLYM | 0 | 0 | 0 | H | 18
TD | COAT | 0.339 | 0.049 | 0.056 | H | 18
TD | COCK | 0.305 | 0.044 | 0.05 | H | 18
TD | CONQA1 | 1.604 | 0.179 | 0.163 | H | 18
TD | COUA_P | 0.115 | 0.016 | 0.014 | H | 18
TD | COVE_1 | 2.591 | 0.289 | 0.263 | H | 18
TD | COWL_1 | 2.158 | 0.241 | 0.219 | H | 18
TD | COYL | 0.192 | 0.028 | 0.032 | H | 18
TD | CRAI_P | 0.013 | 0.002 | 0.018 | H | 18
TD | CREB_1 | 1.795 | 0.2 | 0.182 | H | 18
TD | CUMB | 0.263 | 0.038 | 0.043 | H | 18
TD | CUPA | 0.303 | 0.044 | 0.05 | H | 18
TD | CURR | 0.03 | 0.004 | 0.005 | H | 18
TD | DALL_P | 0 | 0 | 0 | H | 18
TD | DALM3 | 0.135 | 0.02 | 0.022 | H | 18
TD | DEVM | 0.107 | 0.016 | 0.018 | H | 18
TD | DEVO | 0.003 | 0 | 0.001 | H | 18
TD | DEWP | 0 | 0 | 0 | H | 18
TD | DOUN_P | 0.053 | 0.008 | 0.007 | H | 18
TD | DRAK_1 | 0.841 | 0.094 | 0.085 | H | 18
TD | DRAX_1 | 0.686 | 0.076 | 0.07 | H | 18
TD | DRCR | 0.279 | 0.04 | 0.046 | H | 18
TD | DRUM | 0.469 | 0.068 | 0.077 | H | 18
TD | DUBE_P | 0.006 | 0.001 | 0 | H | 18
TD | DUDH_P | 0.136 | 0.02 | 0.016 | H | 18
TD | DUGR_P | 0.036 | 0.005 | 0.007 | H | 18
TD | DUNB | 0.345 | 0.05 | 0.057 | H | 18
TD | DUNF | 0.344 | 0.05 | 0.057 | H | 18
TD | DUNO_P | 0.118 | 0.017 | 0.019 | H | 18
TD | DYCE_P | 0.088 | 0.013 | 0.018 | H | 18
TD | EALI_6 | 0 | 0 | 0 | H | 18
TD | EASO_1 | 1.465 | 0.163 | 0.149 | H | 18
TD | EAST | 0 | 0 | 0 | H | 18
TD | ECCL | 0.028 | 0.004 | 0.005 | H | 18
TD | ECLA_1 | 2.166 | 0.241 | 0.22 | H | 18
TD | EERH | 0.34 | 0.049 | 0.056 | H | 18
TD | EKIL | 0.308 | 0.045 | 0.051 | H | 18
TD | EKIS | 0.256 | 0.037 | 0.042 | H | 18
TD | ELDE | 0.286 | 0.042 | 0.047 | H | 18
TD | ELGI_P | 0.222 | 0.032 | 0.027 | H | 18
TD | ELLA_1 | 1.733 | 0.193 | 0.176 | H | 18
TD | ELST_1 | 2.07 | 0.231 | 0.21 | H | 18
TD | ENDE_1 | 1.316 | 0.147 | 0.134 | H | 18
TD | ERSK | 0.175 | 0.025 | 0.029 | H | 18
TD | EXET1 | 1.777 | 0.198 | 0.18 | H | 18
TD | FASN_P | 0.003 | 0 | 0 | H | 18
TD | FAUG_P | 0.02 | 0.003 | 0.001 | H | 18
TD | FAWL_1 | 1.645 | 0.183 | 0.167 | H | 18
TD | FECK_6 | 1.836 | 0.205 | 0.186 | H | 18
TD | FERRA2 | 0.536 | 0.06 | 0.054 | H | 18
TD | FERRB1 | 2.249 | 0.251 | 0.228 | H | 18
TD | FETT_P | 0 | 0 | 0 | H | 18
TD | FIDD_P | 0.04 | 0.006 | -0.002 | H | 18
TD | FIDF_1 | 1.499 | 0.167 | 0.152 | H | 18
TD | FINN | 0 | 0 | 0 | H | 18
TD | FLEE_1 | 4.144 | 0.462 | 0.421 | H | 18
TD | FOUR_1 | 0.136 | 0.015 | 0.014 | H | 18
TD | FRAS_P | 0.083 | 0.012 | 0.01 | H | 18
TD | FROD_1 | 1.744 | 0.194 | 0.177 | H | 18
TD | FWIL_P | 0.115 | 0.017 | 0.015 | H | 18
TD | GALA | 0.142 | 0.021 | 0.023 | H | 18
TD | GIFF | 0.448 | 0.065 | 0.074 | H | 18
TD | GLEF_P | 0 | 0 | 0 | H | 18
TD | GLLE | 0 | 0 | 0 | H | 18
TD | GLLU | 0.091 | 0.013 | 0.015 | H | 18
TD | GLNI | 0.119 | 0.017 | 0.02 | H | 18
TD | GLRO | 0.247 | 0.036 | 0.041 | H | 18
TD | GORG | 0 | 0 | 0 | H | 18
TD | GOVA | 0 | 0 | 0 | H | 18
TD | GREE_H | 0 | 0 | 0 | H | 18
TD | GREN_1 | 4.013 | 0.447 | 0.407 | H | 18
TD | GRIW_1 | 1.477 | 0.165 | 0.15 | H | 18
TD | GRUB_P | 0.027 | 0.004 | 0.003 | H | 18
TD | G_EXTRA_1 | 0.108 | 0.016 | 0.018 | H | 18
TD | G_EXTRA_10 | 0.119 | 0.017 | 0.02 | H | 18
TD | G_EXTRA_11 | 0.02 | 0.003 | 0.003 | H | 18
TD | G_EXTRA_13 | 0 | 0 | 0 | H | 18
TD | G_EXTRA_14 | 0 | 0 | 0 | H | 18
TD | G_EXTRA_2 | 0.064 | 0.009 | 0.01 | H | 18
TD | G_EXTRA_3 | 0.075 | 0.011 | 0.012 | H | 18
TD | G_EXTRA_4 | 0.278 | 0.04 | 0.046 | H | 18
TD | G_EXTRA_5 | 0.173 | 0.025 | 0.028 | H | 18
TD | G_EXTRA_6 | 0.075 | 0.011 | 0.012 | H | 18
TD | G_EXTRA_7 | 0.153 | 0.022 | 0.025 | H | 18
TD | G_EXTRA_8 | 0.269 | 0.039 | 0.044 | H | 18
TD | G_EXTRA_9 | -0.003 | 0 | 0 | H | 18
TD | HACK_1 | 0 | 0 | 0 | H | 18
TD | HACK_6 | 0 | 0 | 0 | H | 18
TD | HAGR | 0 | 0 | 0 | H | 18
TD | HAMHC1 | 1.882 | 0.21 | 0.191 | H | 18
TD | HARK_1 | 1.859 | 0.207 | 0.189 | H | 18
TD | HARM_6 | 0.557 | 0.062 | 0.057 | H | 18
TD | HAWI | 0.055 | 0.008 | 0.009 | H | 18
TD | HAWP_6 | 0.781 | 0.087 | 0.079 | H | 18
TD | HELE | 0.166 | 0.024 | 0.027 | H | 18
TD | HEYS1 | 0.017 | 0.002 | 0.002 | H | 18
TD | HEYS_1 | 0.467 | 0.052 | 0.047 | H | 18
TD | HUER | 0.042 | 0.006 | 0.007 | H | 18
TD | HURS_1 | 0.449 | 0.05 | 0.046 | H | 18
TD | HUTT_1 | 0.786 | 0.088 | 0.08 | H | 18
TD | IMPK_1 | 0.025 | 0.003 | 0.003 | H | 18
TD | INDQ1 | 2.396 | 0.267 | 0.243 | H | 18
TD | INKE | 0.286 | 0.041 | 0.047 | H | 18
TD | INNE_P | 0.434 | 0.062 | 0.049 | H | 18
TD | IROA1 | 2.598 | 0.29 | 0.264 | H | 18
TD | IRONB1 | 1.143 | 0.127 | 0.116 | H | 18
TD | IVER_1 | 1.822 | 0.203 | 0.185 | H | 18
TD | IVER_6 | 0.352 | 0.039 | 0.036 | H | 18
TD | JOHN | 0.317 | 0.046 | 0.052 | H | 18
TD | JORD_3 | 0.124 | 0.014 | 0.013 | H | 18
TD | KAIM | 0.403 | 0.058 | 0.066 | H | 18
TD | KEAD_1 | 1.811 | 0.202 | 0.184 | H | 18
TD | KEAR_1 | 3.174 | 0.354 | 0.322 | H | 18
TD | KEAR_3 | 0.462 | 0.052 | 0.047 | H | 18
TD | KEIT_P | 0.222 | 0.032 | 0.018 | H | 18
TD | KEMS_1 | 1.953 | 0.218 | 0.198 | H | 18
TD | KEOO | 0 | 0 | 0 | H | 18
TD | KIBY_1 | 1.103 | 0.123 | 0.112 | H | 18
TD | KIBY_G | 0.358 | 0.04 | 0.036 | H | 18
TD | KIER | 0.209 | 0.03 | 0.034 | H | 18
TD | KIIN_P | 0.014 | 0.002 | -0.001 | H | 18
TD | KILS | 0.259 | 0.038 | 0.043 | H | 18
TD | KILT | 0.347 | 0.05 | 0.057 | H | 18
TD | KILW | 0.259 | 0.038 | 0.043 | H | 18
TD | KINL_P | 0.012 | 0.002 | 0.002 | H | 18
TD | KINO_1 | 1.608 | 0.179 | 0.163 | H | 18
TD | KINT_P | 0.314 | 0.045 | 0.031 | H | 18
TD | KIRKB1 | 0.194 | 0.022 | 0.02 | H | 18
TD | KITW_1 | 1.011 | 0.113 | 0.103 | H | 18
TD | KNAR | 0.358 | 0.04 | 0.036 | H | 18
TD | LACK_6 | 1.31 | 0.146 | 0.133 | H | 18
TD | LAIR_P | 0.009 | 0.001 | 0.001 | H | 18
TD | LALE1SG003 | 1.113 | 0.124 | 0.113 | H | 18
TD | LAND1 | 1.715 | 0.191 | 0.174 | H | 18
TD | LEGA_1 | 1.471 | 0.164 | 0.149 | H | 18
TD | LEVE | 0.395 | 0.057 | 0.065 | H | 18
TD | LING | 0.119 | 0.017 | 0.02 | H | 18
TD | LINM | 0.039 | 0.006 | 0.006 | H | 18
TD | LISD_1 | 0.516 | 0.058 | 0.052 | H | 18
TD | LITT_C | 0.356 | 0.04 | 0.036 | H | 18
TD | LITT_J | 0.052 | 0.006 | 0.005 | H | 18
TD | LODR_6 | 0 | 0 | 0 | H | 18
TD | LOUD_H | 0.299 | 0.033 | 0.03 | H | 18
TD | LOVE_1 | 3.126 | 0.349 | 0.317 | H | 18
TD | LUNA_P | 0.113 | 0.016 | 0.016 | H | 18
TD | LYND_P | 0.154 | 0.022 | 0.016 | H | 18
TD | MACC_3 | 0.456 | 0.051 | 0.046 | H | 18
TD | MACD_P | 0.12 | 0.017 | 0.01 | H | 18
TD | MAGA_6 | 0.276 | 0.031 | 0.028 | H | 18
TD | MANN_1 | 2.912 | 0.325 | 0.296 | H | 18
TD | MAYB | 0.012 | 0.002 | 0.002 | H | 18
TD | MELK_1 | 2.208 | 0.246 | 0.224 | H | 18
TD | MILC_P | 0.273 | 0.039 | 0.03 | H | 18
TD | MILH_1 | 0.05 | 0.006 | 0.005 | H | 18
TD | MITY_1 | 1.532 | 0.171 | 0.156 | H | 18
TD | MYBS_P | 0.083 | 0.012 | 0.003 | H | 18
TD | NAIR_P | 0.139 | 0.02 | 0.018 | H | 18
TD | NEAR | 0.661 | 0.096 | 0.109 | H | 18
TD | NECE_1 | 0.223 | 0.025 | 0.023 | H | 18
TD | NEEP_3 | 0.05 | 0.006 | 0.005 | H | 18
TD | NETS | 0.045 | 0.006 | 0.007 | H | 18
TD | NEWX_6 | 0 | 0 | 0 | H | 18
TD | NFLE | 2.083 | 0.232 | 0.212 | H | 18
TD | NHYD_6 | 0 | 0 | 0 | H | 18
TD | NINF_1 | 2.285 | 0.255 | 0.232 | H | 18
TD | NORL_3 | 0.033 | 0.004 | 0.003 | H | 18
TD | NORM_1 | 3.111 | 0.347 | 0.316 | H | 18
TD | NORT_1 | 2.432 | 0.271 | 0.247 | H | 18
TD | NURS_1 | 1.34 | 0.149 | 0.136 | H | 18
TD | OCKH_1 | 0.533 | 0.059 | 0.054 | H | 18
TD | OFFE_3 | 0.332 | 0.037 | 0.034 | H | 18
TD | OLDB_1 | 0.537 | 0.06 | 0.055 | H | 18
TD | ORMO | 0.055 | 0.006 | 0.006 | H | 18
TD | ORRI_P | 0 | 0 | 0 | H | 18
TD | OSBA_1 | 1.456 | 0.162 | 0.148 | H | 18
TD | PADIB1 | 1.153 | 0.129 | 0.117 | H | 18
TD | PAIS | 0.153 | 0.022 | 0.025 | H | 18
TD | PART | 0 | 0 | 0 | H | 18
TD | PEHG_P | 0.016 | 0.002 | 0.009 | H | 18
TD | PEHS_P | 0.035 | 0.005 | 0.008 | H | 18
TD | PELH_1 | 1.336 | 0.149 | 0.136 | H | 18
TD | PEMB_1 | 0.633 | 0.071 | 0.064 | H | 18
TD | PENE_1 | 1.032 | 0.115 | 0.105 | H | 18
TD | PENN_1 | 1.808 | 0.202 | 0.184 | H | 18
TD | PENT_1 | 0.675 | 0.075 | 0.068 | H | 18
TD | PENW_1 | 1.364 | 0.152 | 0.138 | H | 18
TD | PERI_H | 0 | 0 | 0 | H | 18
TD | PERS_P | 0 | 0 | 0.022 | H | 18
TD | PITS_3 | 0 | 0 | 0 | H | 18
TD | POOB | 0.167 | 0.024 | 0.027 | H | 18
TD | POPP_3 | 0.198 | 0.022 | 0.02 | H | 18
TD | PORA_P | 0.11 | 0.016 | 0.012 | H | 18
TD | PORD | 0 | 0 | 0 | H | 18
TD | PYLE_1 | 0.597 | 0.067 | 0.061 | H | 18
TD | QUOI_P | 0 | 0 | 0 | H | 18
TD | RAIN_1 | 2.294 | 0.256 | 0.233 | H | 18
TD | RANN_P | 0.013 | 0.002 | 0 | H | 18
TD | RASS_1 | 1.549 | 0.173 | 0.157 | H | 18
TD | RATS_1 | 2.733 | 0.305 | 0.277 | H | 18
TD | RAVE | 0.085 | 0.012 | 0.014 | H | 18
TD | RAYL_1 | 2.363 | 0.263 | 0.24 | H | 18
TD | REBR_3 | 0.089 | 0.01 | 0.009 | H | 18
TD | REDH | 0.092 | 0.013 | 0.015 | H | 18
TD | REDM_P | 0.077 | 0.011 | 0.021 | H | 18
TD | RICH1 | 0.424 | 0.047 | 0.043 | H | 18
TD | ROCH_1 | 1.174 | 0.131 | 0.119 | H | 18
TD | RRIG | 0.065 | 0.007 | 0.007 | H | 18
TD | RUGEB1 | 1.251 | 0.14 | 0.127 | H | 18
TD | RYEH_1 | 1.964 | 0.219 | 0.199 | H | 18
TD | SALH_1 | 0.374 | 0.042 | 0.038 | H | 18
TD | SALL1 | -0.009 | -0.001 | -0.001 | H | 18
TD | SALT_1 | 0.186 | 0.021 | 0.019 | H | 18
TD | SANX | 0.256 | 0.037 | 0.042 | H | 18
TD | SASA | 0 | 0 | 0 | H | 18
TD | SBAR | 1.032 | 0.115 | 0.105 | H | 18
TD | SEAB1 | 0.735 | 0.082 | 0.075 | H | 18
TD | SELL_1 | 1.125 | 0.125 | 0.114 | H | 18
TD | SFEG_P | 0.009 | 0.001 | 0 | H | 18
TD | SFIL_P | 0.01 | 0.001 | 0.001 | H | 18
TD | SHEC_3 | 0 | 0 | 0 | H | 18
TD | SHIN_P | 0.044 | 0.006 | 0.001 | H | 18
TD | SHRU | 0 | 0 | 0 | H | 18
TD | SHRW_1 | 0.674 | 0.075 | 0.068 | H | 18
TD | SIGH | 0 | 0 | 0 | H | 18
TD | SJOW_1 | 0 | 0 | 0 | H | 18
TD | SKLGB1 | 1.213 | 0.135 | 0.123 | H | 18
TD | SLOY_P | 0.014 | 0.002 | 0 | H | 18
TD | SMAN_1 | 0.699 | 0.078 | 0.071 | H | 18
TD | SPAV | 0.171 | 0.025 | 0.028 | H | 18
TD | SPEN_1 | 1.396 | 0.156 | 0.142 | H | 18
TD | SSHI_3 | 0.463 | 0.052 | 0.047 | H | 18
TD | STAH_1 | 0.893 | 0.1 | 0.091 | H | 18
TD | STAL_1 | 2.259 | 0.252 | 0.229 | H | 18
TD | STAY_1 | 0.819 | 0.091 | 0.083 | H | 18
TD | STEN_1 | 0.203 | 0.023 | 0.021 | H | 18
TD | STES_1 | 1.355 | 0.151 | 0.138 | H | 18
TD | STHA | 0.255 | 0.037 | 0.042 | H | 18
TD | STIR | 0.292 | 0.042 | 0.048 | H | 18
TD | STLE | 0.203 | 0.029 | 0.033 | H | 18
TD | STRI_P | 0.07 | 0.01 | 0.006 | H | 18
TD | SUND_1 | 1.864 | 0.208 | 0.189 | H | 18
TD | SWAN_1 | 3.629 | 0.405 | 0.368 | H | 18
TD | TARL_P | 0.087 | 0.012 | 0.008 | H | 18
TD | TAUN1 | 0.373 | 0.042 | 0.038 | H | 18
TD | TAYN_P | 0.141 | 0.02 | 0.012 | H | 18
TD | TELR | 0 | 0 | 0 | H | 18
TD | TEMP_3 | 0.157 | 0.017 | 0.016 | H | 18
TD | THOM_6 | 1.262 | 0.141 | 0.128 | H | 18
TD | THSO_P | 0.317 | 0.045 | 0.027 | H | 18
TD | THUR_6 | 1.118 | 0.125 | 0.114 | H | 18
TD | TILBB_1 | 1.353 | 0.151 | 0.137 | H | 18
TD | TONG | 0.074 | 0.011 | 0.012 | H | 18
TD | TOTT_1 | 0 | 0 | 0 | H | 18
TD | TRAW_1 | 0.521 | 0.058 | 0.053 | H | 18
TD | TUMB_P | 0.053 | 0.008 | 0.009 | H | 18
TD | TYNE_1 | 0.494 | 0.055 | 0.05 | H | 18
TD | TYNE_2 | 0.211 | 0.024 | 0.021 | H | 18
TD | UPPB_1 | 0.794 | 0.089 | 0.081 | H | 18
TD | UPPB_3 | 0.372 | 0.042 | 0.038 | H | 18
TD | USKM_1 | 1.547 | 0.172 | 0.157 | H | 18
TD | WABO | 0.114 | 0.013 | 0.012 | H | 18
TD | WALH_1 | 2.998 | 0.334 | 0.304 | H | 18
TD | WALP_1 | 3.512 | 0.392 | 0.357 | H | 18
TD | WALP_B | 0.233 | 0.026 | 0.024 | H | 18
TD | WARL_1 | 0.561 | 0.063 | 0.057 | H | 18
TD | WASF_1 | 0.553 | 0.062 | 0.056 | H | 18
TD | WATFS_1 | 1.061 | 0.118 | 0.108 | H | 18
TD | WBOL_6 | 1.253 | 0.14 | 0.127 | H | 18
TD | WBUR_1 | 0.968 | 0.108 | 0.098 | H | 18
TD | WFIE | 0.159 | 0.023 | 0.026 | H | 18
TD | WGEO | 0 | 0 | 0 | H | 18
TD | WHAM_1 | 0 | 0 | 0 | H | 18
TD | WHGA_1 | 1.017 | 0.113 | 0.103 | H | 18
TD | WHHO | 0 | 0 | 0 | H | 18
TD | WIBA_3 | 0.022 | 0.002 | 0.002 | H | 18
TD | WIEN_1 | 0.82 | 0.091 | 0.083 | H | 18
TD | WILL_1 | 2.862 | 0.319 | 0.291 | H | 18
TD | WIMBN1 | 0 | 0 | 0 | H | 18
TD | WIMBS1 | 0 | 0 | 0 | H | 18
TD | WIOW_P | 0 | 0 | 0.014 | H | 18
TD | WISD_1 | 0 | 0 | 0 | H | 18
TD | WISD_6 | 0 | 0 | 0 | H | 18
TD | WISH | 0.387 | 0.056 | 0.064 | H | 18
TD | WMEL_1 | 2.538 | 0.283 | 0.258 | H | 18
TD | WOHI_P | 0 | 0 | 0.028 | H | 18
TD | WTHU31 | 0.348 | 0.039 | 0.035 | H | 18
TD | WWEY_1 | 1.638 | 0.183 | 0.166 | H | 18
TD | WYLF_1 | 0.281 | 0.031 | 0.029 | H | 18
TD | WYMOM_1 | 1.211 | 0.135 | 0.123 | H | 18
TD | ABHA1 | 0.365 | 0.041 | 0.039 | D | 18
TD | ABNE_P | 0.065 | 0.035 | 0.007 | D | 18
TD | ABTH_1 | 0.465 | 0.053 | 0.05 | D | 18
TD | ACTL_2 | 0.026 | 0.003 | 0.003 | D | 18
TD | ACTL_C | 0.044 | 0.005 | 0.005 | D | 18
TD | ALNE_P | 0.041 | 0.022 | 0.005 | D | 18
TD | ALST_3 | 0.022 | 0.002 | 0.002 | D | 18
TD | ALVE1 | 0.263 | 0.03 | 0.028 | D | 18
TD | AMEM_1 | 0.084 | 0.01 | 0.009 | D | 18
TD | ARBR_P | 0.038 | 0.02 | 0.004 | D | 18
TD | ARDK_P | 0 | 0 | 0 | D | 18
TD | ARMO_P | 0.053 | 0.028 | 0.006 | D | 18
TD | AXMI1 | 0.223 | 0.025 | 0.024 | D | 18
TD | AYRR | 0.07 | 0.008 | 0.008 | D | 18
TD | BAGA | 0.007 | 0.001 | 0.001 | D | 18
TD | BAIN | 0.045 | 0.005 | 0.005 | D | 18
TD | BARKC1 | 0.162 | 0.018 | 0.017 | D | 18
TD | BARKW3 | 0.244 | 0.028 | 0.026 | D | 18
TD | BEAU_P | 0.038 | 0.021 | 0.004 | D | 18
TD | BEDDT1 | 0.17 | 0.019 | 0.018 | D | 18
TD | BEDD_1 | 0.638 | 0.072 | 0.068 | D | 18
TD | BERB_P | 0 | 0 | 0 | D | 18
TD | BERW | 0.002 | 0 | 0 | D | 18
TD | BESW_1 | 0.362 | 0.041 | 0.039 | D | 18
TD | BICF_1 | 0.311 | 0.035 | 0.033 | D | 18
TD | BIRK_1 | 0.376 | 0.043 | 0.04 | D | 18
TD | BISW_1 | 0.574 | 0.065 | 0.061 | D | 18
TD | BLYTB1 | 0.278 | 0.031 | 0.03 | D | 18
TD | BLYTH132 | 0.088 | 0.01 | 0.009 | D | 18
TD | BOAG_P | 0.027 | 0.014 | 0.003 | D | 18
TD | BOLN_1 | 1.061 | 0.12 | 0.113 | D | 18
TD | BONN | 0.035 | 0.004 | 0.004 | D | 18
TD | BOTW_1 | 0.235 | 0.027 | 0.025 | D | 18
TD | BRAC_P | 0.048 | 0.026 | 0.005 | D | 18
TD | BRAI_1 | 0.345 | 0.039 | 0.037 | D | 18
TD | BRAP | 0.039 | 0.004 | 0.005 | D | 18
TD | BRAW_1 | 0.506 | 0.057 | 0.054 | D | 18
TD | BRED_1 | 0.399 | 0.045 | 0.043 | D | 18
TD | BRFO_1 | 0.998 | 0.113 | 0.107 | D | 18
TD | BRID_P | 0.013 | 0.007 | 0.001 | D | 18
TD | BRIM_1 | 0.444 | 0.05 | 0.047 | D | 18
TD | BRLE_1 | 0.734 | 0.083 | 0.078 | D | 18
TD | BROA_P | 0.014 | 0.007 | 0.002 | D | 18
TD | BROR_P | 0.008 | 0.004 | 0.001 | D | 18
TD | BROX | 0.096 | 0.01 | 0.011 | D | 18
TD | BRWA1 | 0.21 | 0.024 | 0.022 | D | 18
TD | BUMU_P | 0.047 | 0.025 | 0.005 | D | 18
TD | BURM_1 | 0.537 | 0.061 | 0.057 | D | 18
TD | BUSH_1 | 0.234 | 0.027 | 0.025 | D | 18
TD | BUST_1 | 0.546 | 0.062 | 0.058 | D | 18
TD | CAAD_P | 0.033 | 0.018 | 0.004 | D | 18
TD | CAFA | 0 | 0 | 0 | D | 18
TD | CAMB_01 | 0.058 | 0.007 | 0.006 | D | 18
TD | CANTN1 | 0.36 | 0.041 | 0.039 | D | 18
TD | CAPEA1 | 0.502 | 0.057 | 0.054 | D | 18
TD | CARE_1 | 0.096 | 0.011 | 0.01 | D | 18
TD | CARR_1 | 0.397 | 0.045 | 0.042 | D | 18
TD | CASS_P | 0.001 | 0.001 | 0 | D | 18
TD | CATY | 0.026 | 0.003 | 0.003 | D | 18
TD | CBNK_H | 0.029 | 0.003 | 0.003 | D | 18
TD | CEAN_P | 0.001 | 0.001 | 0 | D | 18
TD | CELL_1 | 0.92 | 0.104 | 0.098 | D | 18
TD | CHAP | 0.04 | 0.004 | 0.005 | D | 18
TD | CHAR_P | 0.035 | 0.019 | 0.004 | D | 18
TD | CHAS | 0.031 | 0.003 | 0.004 | D | 18
TD | CHIC_1 | 0.102 | 0.012 | 0.011 | D | 18
TD | CHSI_1 | 0.472 | 0.053 | 0.05 | D | 18
TD | CHTE_1 | 0.712 | 0.081 | 0.076 | D | 18
TD | CITR_1 | 0.373 | 0.042 | 0.04 | D | 18
TD | CLAC_P | 0.004 | 0.002 | 0 | D | 18
TD | CLAY_P | 0.015 | 0.008 | 0.002 | D | 18
TD | CLT03 | 0.001 | 0 | 0 | D | 18
TD | CLYM | 0.114 | 0.012 | 0.013 | D | 18
TD | COAT | 0.085 | 0.009 | 0.01 | D | 18
TD | COCK | 0.077 | 0.008 | 0.009 | D | 18
TD | CONQA1 | 0.393 | 0.045 | 0.042 | D | 18
TD | COUA_P | 0.029 | 0.016 | 0.003 | D | 18
TD | COVE_1 | 0.634 | 0.072 | 0.068 | D | 18
TD | COWL_1 | 0.673 | 0.076 | 0.072 | D | 18
TD | COYL | 0.048 | 0.005 | 0.006 | D | 18
TD | CRAI_P | 0.043 | 0.023 | 0.005 | D | 18
TD | CREB_1 | 0.659 | 0.075 | 0.071 | D | 18
TD | CUMB | 0.066 | 0.007 | 0.008 | D | 18
TD | CUPA | 0.076 | 0.008 | 0.009 | D | 18
TD | CURR | 0.024 | 0.003 | 0.003 | D | 18
TD | DALL_P | 0 | 0 | 0 | D | 18
TD | DALM3 | 0.066 | 0.007 | 0.008 | D | 18
TD | DEVM | 0.027 | 0.003 | 0.003 | D | 18
TD | DEVO | 0.001 | 0 | 0 | D | 18
TD | DEWP | 0.063 | 0.007 | 0.007 | D | 18
TD | DOUN_P | 0.013 | 0.007 | 0.002 | D | 18
TD | DRAK_1 | 0.206 | 0.023 | 0.022 | D | 18
TD | DRAX_1 | 0.168 | 0.019 | 0.018 | D | 18
TD | DRCR | 0.07 | 0.008 | 0.008 | D | 18
TD | DRUM | 0.162 | 0.018 | 0.019 | D | 18
TD | DUBE_P | 0.001 | 0.001 | 0 | D | 18
TD | DUDH_P | 0.034 | 0.018 | 0.004 | D | 18
TD | DUGR_P | 0.009 | 0.005 | 0.001 | D | 18
TD | DUNB | 0.087 | 0.009 | 0.01 | D | 18
TD | DUNF | 0.086 | 0.009 | 0.01 | D | 18
TD | DUNO_P | 0.03 | 0.003 | 0.003 | D | 18
TD | DYCE_P | 0.033 | 0.018 | 0.004 | D | 18
TD | EALI_6 | 0.227 | 0.026 | 0.024 | D | 18
TD | EASO_1 | 0.359 | 0.041 | 0.038 | D | 18
TD | EAST | 0 | 0 | 0 | D | 18
TD | ECCL | 0.007 | 0.001 | 0.001 | D | 18
TD | ECLA_1 | 0.53 | 0.06 | 0.057 | D | 18
TD | EERH | 0.128 | 0.014 | 0.015 | D | 18
TD | EKIL | 0.092 | 0.01 | 0.011 | D | 18
TD | EKIS | 0.064 | 0.007 | 0.008 | D | 18
TD | ELDE | 0.072 | 0.008 | 0.008 | D | 18
TD | ELGI_P | 0.056 | 0.03 | 0.006 | D | 18
TD | ELLA_1 | 0.424 | 0.048 | 0.045 | D | 18
TD | ELST_1 | 0.58 | 0.066 | 0.062 | D | 18
TD | ENDE_1 | 0.525 | 0.059 | 0.056 | D | 18
TD | ERSK | 0.044 | 0.005 | 0.005 | D | 18
TD | EXET1 | 0.435 | 0.049 | 0.047 | D | 18
TD | FASN_P | 0.001 | 0 | 0 | D | 18
TD | FAUG_P | 0.005 | 0.003 | 0.001 | D | 18
TD | FAWL_1 | 0.403 | 0.046 | 0.043 | D | 18
TD | FECK_6 | 0.45 | 0.051 | 0.048 | D | 18
TD | FERRA2 | 0.131 | 0.015 | 0.014 | D | 18
TD | FERRB1 | 0.634 | 0.072 | 0.068 | D | 18
TD | FETT_P | 0 | 0 | 0 | D | 18
TD | FIDD_P | 0.01 | 0.005 | 0.001 | D | 18
TD | FIDF_1 | 0.367 | 0.042 | 0.039 | D | 18
TD | FINN | 0.038 | 0.004 | 0.004 | D | 18
TD | FLEE_1 | 1.015 | 0.115 | 0.109 | D | 18
TD | FOUR_1 | 0.033 | 0.004 | 0.004 | D | 18
TD | FRAS_P | 0.021 | 0.011 | 0.002 | D | 18
TD | FROD_1 | 0.445 | 0.05 | 0.048 | D | 18
TD | FWIL_P | 0.029 | 0.016 | 0.003 | D | 18
TD | GALA | 0.036 | 0.004 | 0.004 | D | 18
TD | GIFF | 0.144 | 0.016 | 0.017 | D | 18
TD | GLEF_P | 0 | 0 | 0 | D | 18
TD | GLLE | 0 | 0 | 0 | D | 18
TD | GLLU | 0.023 | 0.002 | 0.003 | D | 18
TD | GLNI | 0.03 | 0.003 | 0.004 | D | 18
TD | GLRO | 0.062 | 0.007 | 0.007 | D | 18
TD | GORG | 0.049 | 0.005 | 0.006 | D | 18
TD | GOVA | 0.048 | 0.005 | 0.006 | D | 18
TD | GREE_H | 0.041 | 0.005 | 0.004 | D | 18
TD | GREN_1 | 0.983 | 0.111 | 0.105 | D | 18
TD | GRIW_1 | 0.362 | 0.041 | 0.039 | D | 18
TD | GRUB_P | 0.007 | 0.004 | 0.001 | D | 18
TD | G_EXTRA_1 | 0.027 | 0.003 | 0.003 | D | 18
TD | G_EXTRA_10 | 0.09 | 0.01 | 0.011 | D | 18
TD | G_EXTRA_11 | 0.015 | 0.002 | 0.002 | D | 18
TD | G_EXTRA_13 | 0 | 0 | 0 | D | 18
TD | G_EXTRA_14 | 0 | 0 | 0 | D | 18
TD | G_EXTRA_2 | 0.016 | 0.002 | 0.002 | D | 18
TD | G_EXTRA_3 | 0.019 | 0.002 | 0.002 | D | 18
TD | G_EXTRA_4 | 0.07 | 0.008 | 0.008 | D | 18
TD | G_EXTRA_5 | 0.043 | 0.005 | 0.005 | D | 18
TD | G_EXTRA_6 | 0.02 | 0.002 | 0.002 | D | 18
TD | G_EXTRA_7 | 0.041 | 0.004 | 0.005 | D | 18
TD | G_EXTRA_8 | 0.068 | 0.007 | 0.008 | D | 18
TD | G_EXTRA_9 | -0.001 | 0 | 0 | D | 18
TD | HACK_1 | 0.139 | 0.016 | 0.015 | D | 18
TD | HACK_6 | 0.194 | 0.022 | 0.021 | D | 18
TD | HAGR | 0.069 | 0.007 | 0.008 | D | 18
TD | HAMHC1 | 0.538 | 0.061 | 0.058 | D | 18
TD | HARK_1 | 0.455 | 0.052 | 0.049 | D | 18
TD | HARM_6 | 0.136 | 0.015 | 0.015 | D | 18
TD | HAWI | 0.014 | 0.001 | 0.002 | D | 18
TD | HAWP_6 | 0.191 | 0.022 | 0.02 | D | 18
TD | HELE | 0.042 | 0.005 | 0.005 | D | 18
TD | HEYS1 | 0.004 | 0 | 0 | D | 18
TD | HEYS_1 | 0.114 | 0.013 | 0.012 | D | 18
TD | HUER | 0.011 | 0.001 | 0.001 | D | 18
TD | HURS_1 | 0.395 | 0.045 | 0.042 | D | 18
TD | HUTT_1 | 0.192 | 0.022 | 0.021 | D | 18
TD | IMPK_1 | 0.006 | 0.001 | 0.001 | D | 18
TD | INDQ1 | 0.587 | 0.066 | 0.063 | D | 18
TD | INKE | 0.085 | 0.009 | 0.01 | D | 18
TD | INNE_P | 0.109 | 0.059 | 0.012 | D | 18
TD | IROA1 | 0.71 | 0.081 | 0.076 | D | 18
TD | IRONB1 | 0.28 | 0.032 | 0.03 | D | 18
TD | IVER_1 | 0.532 | 0.06 | 0.057 | D | 18
TD | IVER_6 | 0.168 | 0.019 | 0.018 | D | 18
TD | JOHN | 0.08 | 0.009 | 0.009 | D | 18
TD | JORD_3 | 0.077 | 0.009 | 0.008 | D | 18
TD | KAIM | 0.137 | 0.015 | 0.016 | D | 18
TD | KEAD_1 | 0.443 | 0.05 | 0.047 | D | 18
TD | KEAR_1 | 0.777 | 0.088 | 0.083 | D | 18
TD | KEAR_3 | 0.113 | 0.013 | 0.012 | D | 18
TD | KEIT_P | 0.056 | 0.03 | 0.006 | D | 18
TD | KEMS_1 | 0.478 | 0.054 | 0.051 | D | 18
TD | KEOO | 0 | 0 | 0 | D | 18
TD | KIBY_1 | 0.318 | 0.036 | 0.034 | D | 18
TD | KIBY_G | 0.103 | 0.012 | 0.011 | D | 18
TD | KIER | 0.152 | 0.016 | 0.018 | D | 18
TD | KIIN_P | 0.004 | 0.002 | 0 | D | 18
TD | KILS | 0.065 | 0.007 | 0.008 | D | 18
TD | KILT | 0.087 | 0.009 | 0.01 | D | 18
TD | KILW | 0.065 | 0.007 | 0.008 | D | 18
TD | KINL_P | 0.003 | 0.002 | 0 | D | 18
TD | KINO_1 | 0.394 | 0.045 | 0.042 | D | 18
TD | KINT_P | 0.079 | 0.042 | 0.009 | D | 18
TD | KIRKB1 | 0.244 | 0.028 | 0.026 | D | 18
TD | KITW_1 | 0.61 | 0.069 | 0.065 | D | 18
TD | KNAR | 0.094 | 0.011 | 0.01 | D | 18
TD | LACK_6 | 0.425 | 0.048 | 0.045 | D | 18
TD | LAIR_P | 0.002 | 0.001 | 0 | D | 18
TD | LALE1SG003 | 0.345 | 0.039 | 0.037 | D | 18
TD | LAND1 | 0.42 | 0.048 | 0.045 | D | 18
TD | LEGA_1 | 0.36 | 0.041 | 0.039 | D | 18
TD | LEVE | 0.099 | 0.011 | 0.012 | D | 18
TD | LING | 0.03 | 0.003 | 0.003 | D | 18
TD | LINM | 0.018 | 0.002 | 0.002 | D | 18
TD | LISD_1 | 0.469 | 0.053 | 0.05 | D | 18
TD | LITT_C | 0.115 | 0.013 | 0.012 | D | 18
TD | LITT_J | 0.017 | 0.002 | 0.002 | D | 18
TD | LODR_6 | 0.357 | 0.04 | 0.038 | D | 18
TD | LOUD_H | 0.073 | 0.008 | 0.008 | D | 18
TD | LOVE_1 | 0.765 | 0.087 | 0.082 | D | 18
TD | LUNA_P | 0.028 | 0.015 | 0.003 | D | 18
TD | LYND_P | 0.039 | 0.021 | 0.004 | D | 18
TD | MACC_3 | 0.112 | 0.013 | 0.012 | D | 18
TD | MACD_P | 0.03 | 0.016 | 0.003 | D | 18
TD | MAGA_6 | 0.068 | 0.008 | 0.007 | D | 18
TD | MANN_1 | 0.713 | 0.081 | 0.076 | D | 18
TD | MAYB | 0.003 | 0 | 0 | D | 18
TD | MELK_1 | 0.541 | 0.061 | 0.058 | D | 18
TD | MILC_P | 0.069 | 0.037 | 0.008 | D | 18
TD | MILH_1 | 0.197 | 0.022 | 0.021 | D | 18
TD | MITY_1 | 0.375 | 0.043 | 0.04 | D | 18
TD | MYBS_P | 0.021 | 0.011 | 0.002 | D | 18
TD | NAIR_P | 0.035 | 0.019 | 0.004 | D | 18
TD | NEAR | 0.166 | 0.018 | 0.019 | D | 18
TD | NECE_1 | 0.414 | 0.047 | 0.044 | D | 18
TD | NEEP_3 | 0.099 | 0.011 | 0.011 | D | 18
TD | NETS | 0.011 | 0.001 | 0.001 | D | 18
TD | NEWX_6 | 0.368 | 0.042 | 0.039 | D | 18
TD | NFLE | 0.51 | 0.058 | 0.055 | D | 18
TD | NHYD_6 | 0.162 | 0.018 | 0.017 | D | 18
TD | NINF_1 | 0.559 | 0.063 | 0.06 | D | 18
TD | NORL_3 | 0.078 | 0.009 | 0.008 | D | 18
TD | NORM_1 | 0.762 | 0.086 | 0.081 | D | 18
TD | NORT_1 | 0.595 | 0.067 | 0.064 | D | 18
TD | NURS_1 | 0.328 | 0.037 | 0.035 | D | 18
TD | OCKH_1 | 0.13 | 0.015 | 0.014 | D | 18
TD | OFFE_3 | 0.081 | 0.009 | 0.009 | D | 18
TD | OLDB_1 | 0.145 | 0.016 | 0.015 | D | 18
TD | ORMO | 0.014 | 0.002 | 0.001 | D | 18
TD | ORRI_P | 0 | 0 | 0 | D | 18
TD | OSBA_1 | 0.356 | 0.04 | 0.038 | D | 18
TD | PADIB1 | 0.282 | 0.032 | 0.03 | D | 18
TD | PAIS | 0.042 | 0.005 | 0.005 | D | 18
TD | PART | 0.076 | 0.008 | 0.009 | D | 18
TD | PEHG_P | 0.004 | 0.002 | 0 | D | 18
TD | PEHS_P | 0.009 | 0.005 | 0.001 | D | 18
TD | PELH_1 | 0.327 | 0.037 | 0.035 | D | 18
TD | PEMB_1 | 0.155 | 0.018 | 0.017 | D | 18
TD | PENE_1 | 0.253 | 0.029 | 0.027 | D | 18
TD | PENN_1 | 0.443 | 0.05 | 0.047 | D | 18
TD | PENT_1 | 0.165 | 0.019 | 0.018 | D | 18
TD | PENW_1 | 0.334 | 0.038 | 0.036 | D | 18
TD | PERI_H | 0.038 | 0.004 | 0.004 | D | 18
TD | PERS_P | 0.051 | 0.027 | 0.006 | D | 18
TD | PITS_3 | 0.045 | 0.005 | 0.005 | D | 18
TD | POOB | 0.154 | 0.017 | 0.018 | D | 18
TD | POPP_3 | 0.049 | 0.006 | 0.005 | D | 18
TD | PORA_P | 0.028 | 0.015 | 0.003 | D | 18
TD | PORD | 0.053 | 0.006 | 0.006 | D | 18
TD | PYLE_1 | 0.146 | 0.017 | 0.016 | D | 18
TD | QUOI_P | 0 | 0 | 0 | D | 18
TD | RAIN_1 | 0.562 | 0.064 | 0.06 | D | 18
TD | RANN_P | 0.003 | 0.002 | 0 | D | 18
TD | RASS_1 | 0.379 | 0.043 | 0.041 | D | 18
TD | RATS_1 | 0.669 | 0.076 | 0.072 | D | 18
TD | RAVE | 0.021 | 0.002 | 0.002 | D | 18
TD | RAYL_1 | 0.578 | 0.066 | 0.062 | D | 18
TD | REBR_3 | 0.152 | 0.017 | 0.016 | D | 18
TD | REDH | 0.023 | 0.003 | 0.003 | D | 18
TD | REDM_P | 0.044 | 0.023 | 0.005 | D | 18
TD | RICH1 | 0.104 | 0.012 | 0.011 | D | 18
TD | ROCH_1 | 0.288 | 0.033 | 0.031 | D | 18
TD | RRIG | 0.016 | 0.002 | 0.002 | D | 18
TD | RUGEB1 | 0.306 | 0.035 | 0.033 | D | 18
TD | RYEH_1 | 0.481 | 0.055 | 0.051 | D | 18
TD | SALH_1 | 0.215 | 0.024 | 0.023 | D | 18
TD | SALL1 | -0.002 | 0 | 0 | D | 18
TD | SALT_1 | 0.126 | 0.014 | 0.013 | D | 18
TD | SANX | 0.064 | 0.007 | 0.008 | D | 18
TD | SASA | 0 | 0 | 0 | D | 18
TD | SBAR | 0.253 | 0.029 | 0.027 | D | 18
TD | SEAB1 | 0.525 | 0.06 | 0.056 | D | 18
TD | SELL_1 | 0.275 | 0.031 | 0.029 | D | 18
TD | SFEG_P | 0.002 | 0.001 | 0 | D | 18
TD | SFIL_P | 0.002 | 0.001 | 0 | D | 18
TD | SHEC_3 | 0.038 | 0.004 | 0.004 | D | 18
TD | SHIN_P | 0.011 | 0.006 | 0.001 | D | 18
TD | SHRU | 0.086 | 0.009 | 0.01 | D | 18
TD | SHRW_1 | 0.165 | 0.019 | 0.018 | D | 18
TD | SIGH | 0.151 | 0.016 | 0.018 | D | 18
TD | SJOW_1 | 0.353 | 0.04 | 0.038 | D | 18
TD | SKLGB1 | 0.813 | 0.092 | 0.087 | D | 18
TD | SLOY_P | 0.004 | 0.002 | 0 | D | 18
TD | SMAN_1 | 0.384 | 0.044 | 0.041 | D | 18
TD | SPAV | 0.043 | 0.005 | 0.005 | D | 18
TD | SPEN_1 | 0.342 | 0.039 | 0.037 | D | 18
TD | SSHI_3 | 0.113 | 0.013 | 0.012 | D | 18
TD | STAH_1 | 0.219 | 0.025 | 0.023 | D | 18
TD | STAL_1 | 0.553 | 0.063 | 0.059 | D | 18
TD | STAY_1 | 0.201 | 0.023 | 0.021 | D | 18
TD | STEN_1 | 0.206 | 0.023 | 0.022 | D | 18
TD | STES_1 | 0.332 | 0.038 | 0.036 | D | 18
TD | STHA | 0.064 | 0.007 | 0.008 | D | 18
TD | STIR | 0.073 | 0.008 | 0.009 | D | 18
TD | STLE | 0.051 | 0.006 | 0.006 | D | 18
TD | STRI_P | 0.018 | 0.009 | 0.002 | D | 18
TD | SUND_1 | 0.74 | 0.084 | 0.079 | D | 18
TD | SWAN_1 | 0.889 | 0.101 | 0.095 | D | 18
TD | TARL_P | 0.022 | 0.012 | 0.002 | D | 18
TD | TAUN1 | 0.091 | 0.01 | 0.01 | D | 18
TD | TAYN_P | 0.035 | 0.019 | 0.004 | D | 18
TD | TELR | 0.067 | 0.007 | 0.008 | D | 18
TD | TEMP_3 | 0.051 | 0.006 | 0.005 | D | 18
TD | THOM_6 | 0.309 | 0.035 | 0.033 | D | 18
TD | THSO_P | 0.08 | 0.043 | 0.009 | D | 18
TD | THUR_6 | 0.274 | 0.031 | 0.029 | D | 18
TD | TILBB_1 | 0.331 | 0.038 | 0.035 | D | 18
TD | TONG | 0.019 | 0.002 | 0.002 | D | 18
TD | TOTT_1 | 0.421 | 0.048 | 0.045 | D | 18
TD | TRAW_1 | 0.127 | 0.014 | 0.014 | D | 18
TD | TUMB_P | 0.013 | 0.007 | 0.002 | D | 18
TD | TYNE_1 | 0.177 | 0.02 | 0.019 | D | 18
TD | TYNE_2 | 0.076 | 0.009 | 0.008 | D | 18
TD | UPPB_1 | 0.281 | 0.032 | 0.03 | D | 18
TD | UPPB_3 | 0.091 | 0.01 | 0.01 | D | 18
TD | USKM_1 | 0.379 | 0.043 | 0.041 | D | 18
TD | WABO | 0.028 | 0.003 | 0.003 | D | 18
TD | WALH_1 | 0.734 | 0.083 | 0.079 | D | 18
TD | WALP_1 | 0.86 | 0.097 | 0.092 | D | 18
TD | WALP_B | 0.057 | 0.006 | 0.006 | D | 18
TD | WARL_1 | 0.272 | 0.031 | 0.029 | D | 18
TD | WASF_1 | 0.135 | 0.015 | 0.014 | D | 18
TD | WATFS_1 | 0.41 | 0.046 | 0.044 | D | 18
TD | WBOL_6 | 0.326 | 0.037 | 0.035 | D | 18
TD | WBUR_1 | 0.237 | 0.027 | 0.025 | D | 18
TD | WFIE | 0.04 | 0.004 | 0.005 | D | 18
TD | WGEO | 0.017 | 0.002 | 0.002 | D | 18
TD | WHAM_1 | 0.576 | 0.065 | 0.062 | D | 18
TD | WHGA_1 | 0.391 | 0.044 | 0.042 | D | 18
TD | WHHO | 0.105 | 0.011 | 0.012 | D | 18
TD | WIBA_3 | 0.026 | 0.003 | 0.003 | D | 18
TD | WIEN_1 | 0.201 | 0.023 | 0.021 | D | 18
TD | WILL_1 | 0.701 | 0.079 | 0.075 | D | 18
TD | WIMBN1 | 0.105 | 0.012 | 0.011 | D | 18
TD | WIMBS1 | 0.613 | 0.07 | 0.066 | D | 18
TD | WIOW_P | 0.033 | 0.018 | 0.004 | D | 18
TD | WISD_1 | 0.242 | 0.027 | 0.026 | D | 18
TD | WISD_6 | 0.069 | 0.008 | 0.007 | D | 18
TD | WISH | 0.097 | 0.011 | 0.011 | D | 18
TD | WMEL_1 | 0.621 | 0.07 | 0.066 | D | 18
TD | WOHI_P | 0.055 | 0.029 | 0.006 | D | 18
TD | WTHU31 | 0.085 | 0.01 | 0.009 | D | 18
TD | WWEY_1 | 0.401 | 0.045 | 0.043 | D | 18
TD | WYLF_1 | 0.069 | 0.008 | 0.007 | D | 18
TD | WYMOM_1 | 0.304 | 0.035 | 0.033 | D | 18
TD | M_ACTLLU_C | 8.682 | 8.682 | 8.682 | T | 18
TD | M_GRTO | 5.275 | 5.275 | 5.275 | T | 18
TD | M_TEMP | 9.869 | 9.869 | 9.869 | T | 18
TD | T_ALUKD-1 | 7.727 | 7.727 | 7.727 | T | 18
TD | T_ANGLD-1 | 0 | 0 | 0 | T | 18
TD | T_BAGED-1 | 8.924 | 8.924 | 8.924 | T | 18
TD | T_BAGTD-1 | 3.448 | 3.448 | 3.448 | T | 18
TD | T_BARK-CTRL | 24.42 | 24.42 | 24.42 | T | 18
TD | T_BARK_NR | 5.198 | 5.198 | 5.198 | T | 18
TD | T_BPGRD-1 | 88.735 | 88.735 | 88.735 | T | 18
TD | T_BPGRD-2 | 0 | 0 | 0 | T | 18
TD | T_BRER_RTK | 17.102 | 17.102 | 17.102 | T | 18
TD | T_BUSH_RTK | 15.405 | 15.405 | 15.405 | T | 18
TD | T_CASKD-1 | 99.337 | 99.337 | 99.337 | T | 18
TD | T_CHAPD-1 | 0 | 0 | 0 | T | 18
TD | T_CORM_RTK | 18.049 | 18.049 | 18.049 | T | 18
TD | T_DALRD-1 | 5.349 | 5.349 | 5.349 | T | 18
TD | T_ECCFD-1 | 2.384 | 2.384 | 2.384 | T | 18
TD | T_EGLSD-1 | 9.887 | 9.887 | 9.887 | T | 18
TD | T_ELSTR-1 | 11.753 | 11.753 | 11.753 | T | 18
TD | T_ELVAD-1 | 6.457 | 6.457 | 6.457 | T | 18
TD | T_EXMOSSD-1 | 13.084 | 13.084 | 13.084 | T | 18
TD | T_FOXJD-1 | 0.449 | 0.449 | 0.449 | T | 18
TD | T_FOXJD-2 | 0 | 0 | 0 | T | 18
TD | T_FROD_NR | 8.25 | 8.25 | 8.25 | T | 18
TD | T_GLNG | 19.244 | 19.244 | 19.244 | T | 18
TD | T_GNHLD-1 | 0 | 0 | 0 | T | 18
TD | T_GNHLD-2 | 0 | 0 | 0 | T | 18
TD | T_GNHLD-3 | 0 | 0 | 0 | T | 18
TD | T_GOWKD-1 | 8.366 | 8.366 | 8.366 | T | 18
TD | T_HARK_NR | 6.532 | 6.532 | 6.532 | T | 18
TD | T_HPC-CES | 0 | 0 | 0 | T | 18
TD | T_INWID-1 | 3.459 | 3.459 | 3.459 | T | 18
TD | T_KSGND-1 | 0 | 0 | 0 | T | 18
TD | T_KSGND-2 | 0 | 0 | 0 | T | 18
TD | T_LBUZ_RTK | 23.348 | 23.348 | 23.348 | T | 18
TD | T_LLWSD-1 | 15.979 | 15.979 | 15.979 | T | 18
TD | T_LONGB-RTK | 12.357 | 12.357 | 12.357 | T | 18
TD | T_MARMD-1 | 3.342 | 3.342 | 3.342 | T | 18
TD | T_MEADD-1 | 10.736 | 10.736 | 10.736 | T | 18
TD | T_MOSED-1 | 32.673 | 32.673 | 32.673 | T | 18
TD | T_OXEN_NR | 4.416 | 4.416 | 4.416 | T | 18
TD | T_PARHD-1 | 3.802 | 3.802 | 3.802 | T | 18
TD | T_PATB_RTK | 7.175 | 7.175 | 7.175 | T | 18
TD | T_POOBD-1 | 4.624 | 4.624 | 4.624 | T | 18
TD | T_POPP_3RTK | 3.867 | 3.867 | 3.867 | T | 18
TD | T_PORGD-1 | 1.473 | 1.473 | 1.473 | T | 18
TD | T_PUDMD-1 | 0 | 0 | 0 | T | 18
TD | T_PUDMD-2 | 0 | 0 | 0 | T | 18
TD | T_RAVED-1 | 3.196 | 3.196 | 3.196 | T | 18
TD | T_RYHAD-1 | 1.164 | 1.164 | 1.164 | T | 18
TD | T_RYHAD-2 | 0 | 0 | 0 | T | 18
TD | T_SACOD-1 | 4.164 | 4.164 | 4.164 | T | 18
TD | T_SELL-1 | 13.213 | 13.213 | 13.213 | T | 18
TD | T_SFGSD-1 | 18.947 | 18.947 | 18.947 | T | 18
TD | T_SFGSD-2 | 17.501 | 17.501 | 17.501 | T | 18
TD | T_SGGLD-1 | 6.473 | 6.473 | 6.473 | T | 18
TD | T_SINGL1 | 18.688 | 18.688 | 18.688 | T | 18
TD | T_STFERGD-1 | 6.73 | 6.73 | 6.73 | T | 18
TD | T_THNJD-1 | 0 | 0 | 0 | T | 18
TD | T_THNJD-2 | 0 | 0 | 0 | T | 18
TD | T_TINSD-1 | 34.053 | 34.053 | 34.053 | T | 18
TD | T_TODSD-1 | 7.232 | 7.232 | 7.232 | T | 18
TD | T_WHISTLD-1 | 13.355 | 13.355 | 13.355 | T | 18
TD | T_WILCT-1 | 0 | 0 | 0 | T | 18
TD | T__HYELT002 | 0 | 0 | 0 | T | 18
TD | T__KYELT003 | 70.663 | 70.663 | 70.663 | T | 18
TD | T__MYELT001 | 18.441 | 18.441 | 18.441 | T | 18

## Gross Reactive
Source: | Write_ETYS-Demands-CSV.sas
scenario | GSP | DemandPk | DemandAM | DemandPM | year
TD | ABHA1 | 37.137 | -25.556 | -3.674 | 18
TD | ABNE_P | 2.415 | -2.452 | 1.845 | 18
TD | ABTH_1 | 21.845 | -47.492 | -17.296 | 18
TD | ACTL_2 | 3.243 | -0.382 | 2.651 | 18
TD | ACTL_C | 6.397 | 1.301 | 4.969 | 18
TD | ALNE_P | 6.308 | -2.226 | 1.004 | 18
TD | ALST_3 | 0.36 | -0.411 | -0.152 | 18
TD | ALVE1 | 40.628 | -6.912 | 3.939 | 18
TD | AMEM_1 | 0.318 | -17.187 | -14.797 | 18
TD | ARBR_P | 1.658 | -0.188 | 1.008 | 18
TD | ARDK_P | 0 | 0 | 0 | 18
TD | ARMO_P | 13.751 | 15.477 | 4.963 | 18
TD | AXMI1 | 46.975 | 19.837 | 22.891 | 18
TD | AYRR | 6.558 | 6.356 | 4.8 | 18
TD | BAGA | 12.475 | 11.331 | 50.83 | 18
TD | BAIN | 4.977 | 3.202 | 4.367 | 18
TD | BARKC1 | 46.819 | 36.573 | 36.596 | 18
TD | BARKW3 | 43.606 | 50.434 | 49.941 | 18
TD | BEAU_P | 4.901 | 3.387 | 2.226 | 18
TD | BEDDT1 | 43.038 | 1.597 | 1.204 | 18
TD | BEDD_1 | 131.927 | -9.955 | 14.526 | 18
TD | BERB_P | 0 | 0 | 0 | 18
TD | BERW | 12.33 | 10.475 | 120.228 | 18
TD | BESW_1 | 17.7 | -42.933 | -24.117 | 18
TD | BICF_1 | 29.411 | -6.92 | 9.013 | 18
TD | BIRK_1 | -2.363 | -91.203 | -58.413 | 18
TD | BISW_1 | 72.752 | 45.808 | 62.616 | 18
TD | BLYTB1 | -11.451 | -7.475 | -10.064 | 18
TD | BLYTH132 | -4.366 | -11.888 | -9.169 | 18
TD | BOAG_P | -2.809 | -5.064 | 0.886 | 18
TD | BOLN_1 | 227.12 | 84.516 | 23.271 | 18
TD | BONN | 12.935 | 12.159 | 17.513 | 18
TD | BOTW_1 | 66.496 | 16.577 | 25.697 | 18
TD | BRAC_P | 6.131 | 1.935 | 2.188 | 18
TD | BRAI_1 | 23.431 | -40.799 | -29.467 | 18
TD | BRAP | 6.223 | 1.004 | 4.375 | 18
TD | BRAW_1 | 82.388 | 58.758 | 43.353 | 18
TD | BRED_1 | 82.73 | 128.4 | 125.652 | 18
TD | BRFO_1 | 246.641 | -0.436 | 24.968 | 18
TD | BRID_P | 8.069 | 4.725 | 1.511 | 18
TD | BRIM_1 | 79.264 | 10.681 | 26.834 | 18
TD | BRLE_1 | 9.132 | 20.752 | 28.701 | 18
TD | BROA_P | 1.406 | 0.504 | 0.506 | 18
TD | BROR_P | 0.546 | 0.139 | 0.256 | 18
TD | BROX | 8.1 | 5.628 | 5.15 | 18
TD | BRWA1 | 34.854 | -13.921 | -4.28 | 18
TD | BUMU_P | 3.363 | 0.883 | 2.318 | 18
TD | BURM_1 | 84.557 | 1.11 | 28.445 | 18
TD | BUSH_1 | 27.246 | 6.112 | 10.206 | 18
TD | BUST_1 | 139.871 | 41.91 | 48.277 | 18
TD | CAAD_P | 6.245 | 3.822 | 2.336 | 18
TD | CAFA | 0.384 | -0.165 | 0.009 | 18
TD | CAMB_01 | -2.868 | 0.818 | 2.322 | 18
TD | CANTN1 | 96.051 | -2.437 | 6.331 | 18
TD | CAPEA1 | 78.17 | 33.34 | 41.99 | 18
TD | CARE_1 | 7.065 | -18.336 | -8.609 | 18
TD | CARR_1 | 70.278 | 99.813 | 91.709 | 18
TD | CASS_P | -0.072 | -0.004 | 0.297 | 18
TD | CATY | 6.229 | 7.808 | 4.266 | 18
TD | CBNK_H | 3.092 | -0.355 | 4.26 | 18
TD | CEAN_P | 0.369 | 0 | 0 | 18
TD | CELL_1 | 195.262 | -7.111 | 17.654 | 18
TD | CHAP | 35.632 | 17.336 | 21.913 | 18
TD | CHAR_P | 1.387 | 0.268 | 0.638 | 18
TD | CHAS | 4.569 | 3.47 | 3.789 | 18
TD | CHIC_1 | 20.377 | -1.667 | 4.032 | 18
TD | CHSI_1 | 139.545 | 24.38 | 35.436 | 18
TD | CHTE_1 | 56.02 | -24.316 | -4.032 | 18
TD | CITR_1 | 218.697 | 186.851 | 211.189 | 18
TD | CLAC_P | -0.175 | 0 | 0 | 18
TD | CLAY_P | 5.782 | 3.009 | 2.425 | 18
TD | CLT03 | 0.208 | 21.605 | 25.636 | 18
TD | CLYM | 17.942 | 7.645 | 13.282 | 18
TD | COAT | 6.598 | 5.531 | 5.048 | 18
TD | COCK | 7.01 | 3.559 | 5.323 | 18
TD | CONQA1 | 13.661 | 0 | 0 | 18
TD | COUA_P | 7.834 | 3.602 | 1.175 | 18
TD | COVE_1 | 84.99 | -13.533 | 3.807 | 18
TD | COWL_1 | 126.943 | -38.491 | -14.95 | 18
TD | COYL | 21.526 | 11.81 | 21.191 | 18
TD | CRAI_P | 0.007 | -1.874 | 0.175 | 18
TD | CREB_1 | 132.753 | 3.863 | 27.586 | 18
TD | CUMB | 4.623 | 14.136 | 4.508 | 18
TD | CUPA | 7.125 | 0.904 | 3.471 | 18
TD | CURR | 1.523 | 0.276 | 0.732 | 18
TD | DALL_P | 0 | 4 | 0 | 18
TD | DALM3 | 3.203 | 1.718 | 3.002 | 18
TD | DEVM | 2.06 | 1.274 | 1.768 | 18
TD | DEVO | 14.207 | 12.542 | 136.048 | 18
TD | DEWP | 8.629 | 4.384 | 5.472 | 18
TD | DOUN_P | 4.024 | -0.268 | 0.517 | 18
TD | DRAK_1 | 33.192 | 19.945 | 27.629 | 18
TD | DRAX_1 | 23.948 | -4.089 | 3.012 | 18
TD | DRCR | 5.712 | 4.838 | 3.55 | 18
TD | DRUM | 12.231 | 10.905 | 11.481 | 18
TD | DUBE_P | -0.735 | -0.248 | 1.928 | 18
TD | DUDH_P | 5.201 | 2.706 | 2.725 | 18
TD | DUGR_P | 0.729 | 5.805 | 0.4 | 18
TD | DUNB | 18.225 | 14.696 | 18.132 | 18
TD | DUNF | 2.636 | 2.949 | 1.866 | 18
TD | DUNO_P | 18.643 | 16.703 | 17.906 | 18
TD | DYCE_P | 7.102 | 3.497 | 2.791 | 18
TD | EALI_6 | 15.47 | 14.899 | 25.108 | 18
TD | EASO_1 | 60.407 | 3.922 | 19.048 | 18
TD | EAST | 0.158 | 0.01 | 0 | 18
TD | ECCL | 10.007 | 2.452 | 19.847 | 18
TD | ECLA_1 | 84.287 | 93.155 | 86.707 | 18
TD | EERH | 10.251 | 5.502 | 7.348 | 18
TD | EKIL | 5.954 | 4.501 | 5.274 | 18
TD | EKIS | 12.416 | 17.004 | 8.114 | 18
TD | ELDE | 7.056 | 5.242 | 4.306 | 18
TD | ELGI_P | 7.525 | 4.098 | 3.723 | 18
TD | ELLA_1 | 95.316 | 49.22 | 55.242 | 18
TD | ELST_1 | 131.897 | 52.77 | 59.962 | 18
TD | ENDE_1 | 129.592 | 44.967 | 68.004 | 18
TD | ERSK | 3.684 | 1.018 | 2.57 | 18
TD | EXET1 | 45.306 | -35.256 | -0.399 | 18
TD | FASN_P | -0.623 | 0 | 0 | 18
TD | FAUG_P | -0.842 | 0.055 | 0.728 | 18
TD | FAWL_1 | 66.623 | 64.351 | 63.825 | 18
TD | FECK_6 | 101.478 | 38.593 | 53 | 18
TD | FERRA2 | 13.747 | 2.003 | 2.803 | 18
TD | FERRB1 | 31.916 | -42.11 | -14.782 | 18
TD | FETT_P | 0 | 0 | 0 | 18
TD | FIDD_P | -0.923 | 0.374 | 0.052 | 18
TD | FIDF_1 | 60.991 | -10.866 | 16.534 | 18
TD | FINN | 6.348 | 3.935 | 5.291 | 18
TD | FLEE_1 | 215.094 | 233.274 | 173.345 | 18
TD | FOUR_1 | 1.477 | -13.847 | -6.399 | 18
TD | FRAS_P | 5.521 | 3.997 | 2.427 | 18
TD | FROD_1 | 17.355 | 26.335 | 27.38 | 18
TD | FWIL_P | 3.812 | 9.723 | 1.879 | 18
TD | GALA | 14.045 | 7.499 | 10.983 | 18
TD | GIFF | 9.469 | 5.825 | 7.166 | 18
TD | GLEF_P | 0 | 0 | 0 | 18
TD | GLLE | 0.157 | 0.065 | 0.002 | 18
TD | GLLU | 3.257 | 6.232 | 3.248 | 18
TD | GLNI | 1.864 | 3.967 | 2.135 | 18
TD | GLRO | 7.075 | 11.034 | 6.373 | 18
TD | GORG | 4.831 | 4.919 | 4.016 | 18
TD | GOVA | 5.256 | 6.922 | 4.166 | 18
TD | GREE_H | 4.436 | -0.452 | 5.464 | 18
TD | GREN_1 | 123.607 | -55.558 | -2.142 | 18
TD | GRIW_1 | 22.685 | -5.998 | 1.968 | 18
TD | GRUB_P | -1.612 | 0 | 0 | 18
TD | G_EXTRA_1 | 0.655 | 1.394 | 0.353 | 18
TD | G_EXTRA_10 | 3.554 | 2.661 | 3.063 | 18
TD | G_EXTRA_11 | 7.87 | 1.321 | 3.179 | 18
TD | G_EXTRA_13 | 0 | 0 | 0 | 18
TD | G_EXTRA_14 | 0 | 0 | 0 | 18
TD | G_EXTRA_2 | 10.701 | 8.458 | 18.58 | 18
TD | G_EXTRA_3 | 9.587 | 7.243 | 1.294 | 18
TD | G_EXTRA_4 | 5.302 | 5.423 | 4.658 | 18
TD | G_EXTRA_5 | 2.766 | 3.821 | 2.518 | 18
TD | G_EXTRA_6 | 2.665 | 0.079 | 0.881 | 18
TD | G_EXTRA_7 | 10.885 | 2.082 | 7.987 | 18
TD | G_EXTRA_8 | 12.381 | 6.477 | 5.151 | 18
TD | G_EXTRA_9 | 14.324 | 11.397 | 117.269 | 18
TD | HACK_1 | 15.618 | 17.507 | 21.635 | 18
TD | HACK_6 | 21.581 | 15.342 | 18.962 | 18
TD | HAGR | 9.39 | 3.219 | 5.619 | 18
TD | HAMHC1 | 130.013 | 74.664 | 87.033 | 18
TD | HARK_1 | -11.659 | -14.525 | -16.419 | 18
TD | HARM_6 | 2.798 | -3.801 | -1.226 | 18
TD | HAWI | 4.235 | 2.998 | 3.679 | 18
TD | HAWP_6 | 8.1 | -4.545 | 0.67 | 18
TD | HELE | 4.62 | 1.423 | 3.051 | 18
TD | HEYS1 | -0.057 | -3.641 | -1.183 | 18
TD | HEYS_1 | -3.29 | -6.229 | -0.927 | 18
TD | HUER | 7.15 | 5.816 | 4.485 | 18
TD | HURS_1 | 25.219 | -126.578 | -76.082 | 18
TD | HUTT_1 | 101.746 | 23.012 | 44.586 | 18
TD | IMPK_1 | 1.374 | 3.157 | 3.09 | 18
TD | INDQ1 | 78.039 | -14.402 | 12.722 | 18
TD | INKE | 2.447 | 1.797 | 2.333 | 18
TD | INNE_P | 9.398 | 5.829 | 4.395 | 18
TD | IROA1 | 146.296 | -35.778 | -4.313 | 18
TD | IRONB1 | 41.903 | -10.078 | -1.659 | 18
TD | IVER_1 | 44.211 | 2.603 | 20.497 | 18
TD | IVER_6 | 20.678 | 13.466 | 12.403 | 18
TD | JOHN | 3.349 | 1.127 | 1.996 | 18
TD | JORD_3 | 0.575 | -3.978 | -3.282 | 18
TD | KAIM | 18.713 | 7.044 | 13.013 | 18
TD | KEAD_1 | 57.65 | 63.288 | 68.228 | 18
TD | KEAR_1 | 123.491 | 109.42 | 142.843 | 18
TD | KEAR_3 | 11.194 | 9.82 | 14.885 | 18
TD | KEIT_P | 8.136 | -0.011 | 0.186 | 18
TD | KEMS_1 | 100.959 | 1.97 | 27.385 | 18
TD | KEOO | 1.944 | 1.39 | 0.002 | 18
TD | KIBY_1 | 36.725 | -22.384 | -9.505 | 18
TD | KIBY_G | 3.142 | -30.8 | -4.29 | 18
TD | KIER | 10.363 | 6.83 | 8.847 | 18
TD | KIIN_P | 7.299 | 6.206 | 2.735 | 18
TD | KILS | 5.566 | 3.436 | 4.347 | 18
TD | KILT | 12.154 | 8.987 | 8.709 | 18
TD | KILW | 9.301 | 6.903 | 7.567 | 18
TD | KINL_P | 7.237 | 7.683 | 2.788 | 18
TD | KINO_1 | -18.437 | -75.712 | -59.588 | 18
TD | KINT_P | 4.467 | -6.409 | 0.762 | 18
TD | KIRKB1 | 46.155 | 30.659 | 38.191 | 18
TD | KITW_1 | 98.223 | 83.369 | 82.803 | 18
TD | KNAR | 175.57 | 58.8 | 0 | 18
TD | LACK_6 | 42.26 | 38.718 | 42.884 | 18
TD | LAIR_P | 0.629 | -0.056 | 2.82 | 18
TD | LALE1SG003 | 43.192 | 1.191 | 14.786 | 18
TD | LAND1 | 35.976 | -24.433 | -8.951 | 18
TD | LEGA_1 | 62.218 | 10.877 | 23.51 | 18
TD | LEVE | 6.374 | 6.083 | 6.158 | 18
TD | LING | 15.413 | 11.935 | 14.226 | 18
TD | LINM | 62.571 | 27.385 | -5.754 | 18
TD | LISD_1 | 12.867 | -28.421 | -16.49 | 18
TD | LITT_C | 45.758 | 6.551 | 14.813 | 18
TD | LITT_J | 2.1 | -1.889 | 0.714 | 18
TD | LODR_6 | 126.997 | 97.499 | 113.628 | 18
TD | LOUD_H | 3.374 | -2.368 | -0.97 | 18
TD | LOVE_1 | 92.83 | -113.67 | -89.277 | 18
TD | LUNA_P | 2.979 | 2.095 | 1.813 | 18
TD | LYND_P | 0.917 | -0.676 | 0.687 | 18
TD | MACC_3 | 4.22 | -1.86 | -0.06 | 18
TD | MACD_P | 1.535 | -1.11 | 0.466 | 18
TD | MAGA_6 | 26.905 | 34.591 | 52.823 | 18
TD | MANN_1 | 103.773 | -58.295 | -27.696 | 18
TD | MAYB | 15.779 | 9.041 | -7.734 | 18
TD | MELK_1 | 154.373 | 4.372 | 16.785 | 18
TD | MILC_P | 2.135 | -1.305 | 0.204 | 18
TD | MILH_1 | -22.823 | -71.226 | -57.708 | 18
TD | MITY_1 | 85.738 | -18.867 | 7.888 | 18
TD | MYBS_P | 2.207 | 0.474 | 0.928 | 18
TD | NAIR_P | 8.702 | 6.272 | 3.867 | 18
TD | NEAR | 3.683 | 4.623 | 3.234 | 18
TD | NECE_1 | 74.028 | 61.553 | 58.47 | 18
TD | NEEP_3 | 13.875 | 4.143 | 6.767 | 18
TD | NETS | 19.357 | 4.785 | -0.781 | 18
TD | NEWX_6 | 125.025 | 67.423 | 68.782 | 18
TD | NFLE | 155.706 | 15.256 | 44.071 | 18
TD | NHYD_6 | 49.217 | 26.768 | 33.105 | 18
TD | NINF_1 | 141.296 | 17.114 | 41.563 | 18
TD | NORL_3 | 3.186 | -2.363 | -0.603 | 18
TD | NORM_1 | 117.49 | -72.058 | -45.584 | 18
TD | NORT_1 | 54.81 | 1.511 | 14.195 | 18
TD | NURS_1 | 99.87 | 43.389 | 52.202 | 18
TD | OCKH_1 | 20.748 | 13.356 | 15.111 | 18
TD | OFFE_3 | 6.26 | 0.549 | 2.784 | 18
TD | OLDB_1 | 17.895 | 7.806 | 12.448 | 18
TD | ORMO | 0.768 | 0 | 0 | 18
TD | ORRI_P | 0 | 0 | 0 | 18
TD | OSBA_1 | 11.968 | -33.141 | -17.083 | 18
TD | PADIB1 | 34.929 | -21.516 | -11.65 | 18
TD | PAIS | 3.66 | 6.324 | 3.469 | 18
TD | PART | 9.066 | 2.309 | 5.044 | 18
TD | PEHG_P | 1.907 | 1.695 | 1.676 | 18
TD | PEHS_P | 0.089 | 0.002 | 0.149 | 18
TD | PELH_1 | 34.917 | -22.903 | -3.131 | 18
TD | PEMB_1 | 6.268 | 34.194 | 34.184 | 18
TD | PENE_1 | 45.355 | -22.879 | -8.374 | 18
TD | PENN_1 | 65.34 | 42.43 | 44.428 | 18
TD | PENT_1 | 85.466 | -19.74 | -25.45 | 18
TD | PENW_1 | 43.175 | -46.856 | -21.021 | 18
TD | PERI_H | 4.163 | -0.455 | 5.502 | 18
TD | PERS_P | 2.87 | 0.794 | 3.474 | 18
TD | PITS_3 | 4.686 | 5.039 | 5.191 | 18
TD | POOB | 9.339 | 4.404 | 7.439 | 18
TD | POPP_3 | 5.84 | -3.12 | 3.59 | 18
TD | PORA_P | 3.839 | 3.102 | 0.872 | 18
TD | PORD | 2.94 | 2.838 | 2.892 | 18
TD | PYLE_1 | 139.093 | 9.8 | 13.524 | 18
TD | QUOI_P | 0 | 0 | 0 | 18
TD | RAIN_1 | 55.673 | -17.507 | -11.199 | 18
TD | RANN_P | 4.826 | 1.882 | 1.139 | 18
TD | RASS_1 | 43.982 | 22.429 | 26.528 | 18
TD | RATS_1 | 78.225 | -38.499 | -28.879 | 18
TD | RAVE | 6.726 | 5.09 | 8.514 | 18
TD | RAYL_1 | 139.384 | 28.094 | 45.354 | 18
TD | REBR_3 | 41.232 | 19.87 | 25.815 | 18
TD | REDH | 12.957 | 6.809 | 22.816 | 18
TD | REDM_P | 8.191 | 2.9 | 3.077 | 18
TD | RICH1 | 20.131 | 3.264 | 14.211 | 18
TD | ROCH_1 | 39.729 | -10.396 | -8.811 | 18
TD | RRIG | 0.989 | 0.354 | 0.315 | 18
TD | RUGEB1 | 65.816 | 6.489 | 5.476 | 18
TD | RYEH_1 | 52.204 | 94.843 | 97.932 | 18
TD | SALH_1 | 16.8 | 25.815 | 28.714 | 18
TD | SALL1 | 3.001 | 59.67 | 53.059 | 18
TD | SALT_1 | 15.149 | 7.018 | 6.326 | 18
TD | SANX | 5.133 | 1.768 | 3.097 | 18
TD | SASA | 0 | 0 | 0 | 18
TD | SBAR | 25.634 | -33.843 | -27.176 | 18
TD | SEAB1 | 77.548 | -13.394 | -0.099 | 18
TD | SELL_1 | -12.383 | 19.928 | 10.759 | 18
TD | SFEG_P | 3.63 | 3.556 | 1.086 | 18
TD | SFIL_P | 0.799 | 2.782 | 0.895 | 18
TD | SHEC_3 | 13.445 | 6.583 | 9.653 | 18
TD | SHIN_P | 0.884 | 0.343 | 0.557 | 18
TD | SHRU | 7.848 | 3.691 | 6.755 | 18
TD | SHRW_1 | 24.706 | -7.728 | -8.459 | 18
TD | SIGH | 7.575 | 5.672 | 6.661 | 18
TD | SJOW_1 | 216.163 | 143.706 | 175.66 | 18
TD | SKLGB1 | 115.853 | 78.012 | 91.581 | 18
TD | SLOY_P | 0.342 | 2.6 | 0.134 | 18
TD | SMAN_1 | 87.098 | 146.149 | 143.558 | 18
TD | SPAV | 4.742 | 2.179 | 3.86 | 18
TD | SPEN_1 | 17.59 | -22.04 | -8.618 | 18
TD | SSHI_3 | 3.76 | 0.453 | 2.878 | 18
TD | STAH_1 | 30.13 | -17.4 | -12.705 | 18
TD | STAL_1 | 62.967 | -11.003 | 2.825 | 18
TD | STAY_1 | 58.578 | -5.222 | 10.776 | 18
TD | STEN_1 | 13.909 | 18.771 | 16.691 | 18
TD | STES_1 | 45.798 | -43.778 | -15.558 | 18
TD | STHA | 26.63 | 49.632 | 15.311 | 18
TD | STIR | 11.043 | 30.589 | 8.812 | 18
TD | STLE | 16.425 | 7.217 | 9.791 | 18
TD | STRI_P | 2.34 | 0.037 | 0.126 | 18
TD | SUND_1 | 159.082 | 30.192 | 56.752 | 18
TD | SWAN_1 | 75.568 | 29.508 | 36.555 | 18
TD | TARL_P | 3.204 | -0.245 | 0.891 | 18
TD | TAUN1 | 11.875 | -6.664 | -1.653 | 18
TD | TAYN_P | 3.554 | -0.221 | 0.73 | 18
TD | TELR | 3.556 | 1.99 | 2.969 | 18
TD | TEMP_3 | 7.492 | 9.805 | 11.244 | 18
TD | THOM_6 | 38.619 | -6.753 | 9.907 | 18
TD | THSO_P | 10.099 | -7.985 | 3.808 | 18
TD | THUR_6 | 25.999 | 0.652 | 6.288 | 18
TD | TILBB_1 | 12.04 | -15.791 | -12.72 | 18
TD | TONG | 8.315 | 4.236 | 7.751 | 18
TD | TOTT_1 | 104.319 | 48.108 | 57.832 | 18
TD | TRAW_1 | -18.784 | -32.35 | -26.43 | 18
TD | TUMB_P | 2.053 | 1.592 | 1.585 | 18
TD | TYNE_1 | 33.312 | 26.015 | 22.34 | 18
TD | TYNE_2 | -0.1 | -16.739 | -3.632 | 18
TD | UPPB_1 | 29.279 | -21.473 | -4.519 | 18
TD | UPPB_3 | 17.997 | -1.178 | -1.575 | 18
TD | USKM_1 | 70.872 | -5.051 | 13.553 | 18
TD | WABO | 1.872 | 2.63 | 2.338 | 18
TD | WALH_1 | 181.367 | 111.219 | 130.019 | 18
TD | WALP_1 | 179.162 | 8.304 | 47.838 | 18
TD | WALP_B | 12.408 | -0.406 | 11.655 | 18
TD | WARL_1 | 101.45 | 80.881 | 86.431 | 18
TD | WASF_1 | 42.856 | 9.356 | 19.952 | 18
TD | WATFS_1 | 125.707 | 44.527 | 63.878 | 18
TD | WBOL_6 | 6.03 | -29.19 | -17.76 | 18
TD | WBUR_1 | 44.173 | -4.14 | 2.645 | 18
TD | WFIE | 4.396 | 1.087 | 4.421 | 18
TD | WGEO | 3.906 | 2.329 | 3.454 | 18
TD | WHAM_1 | 118.979 | 74.929 | 103.84 | 18
TD | WHGA_1 | 79.527 | 68.722 | 66.446 | 18
TD | WHHO | 7.466 | 2.811 | 4.916 | 18
TD | WIBA_3 | 1.999 | -1.079 | -0.535 | 18
TD | WIEN_1 | 31.856 | 13.138 | 20.574 | 18
TD | WILL_1 | 114.104 | 3.128 | 30.467 | 18
TD | WIMBN1 | 25.61 | 0.205 | 9.173 | 18
TD | WIMBS1 | 160.642 | 19.475 | 46.412 | 18
TD | WIOW_P | 1.435 | -3.298 | 1.386 | 18
TD | WISD_1 | 55.479 | 50.537 | 57.509 | 18
TD | WISD_6 | 6.864 | 5.353 | 8.197 | 18
TD | WISH | 5.167 | 27.654 | 5.088 | 18
TD | WMEL_1 | 105.043 | 31.162 | 48.742 | 18
TD | WOHI_P | 1.308 | -1.062 | 0.526 | 18
TD | WTHU31 | 10.373 | 14.661 | 14.309 | 18
TD | WWEY_1 | 115.734 | 17.051 | 30.569 | 18
TD | WYLF_1 | 38.749 | 44.929 | 39.862 | 18
TD | WYMOM_1 | 75.163 | 28.375 | 40.043 | 18
TD | M_ACTLLU_C | 3.493 | 3.493 | 3.493 | 18
TD | M_GRTO | 1.538 | 1.538 | 1.538 | 18
TD | M_TEMP | 2.878 | 2.878 | 2.878 | 18
TD | T_ALUKD-1 | 2.254 | 2.254 | 2.254 | 18
TD | T_ANGLD-1 | 0 | 0 | 0 | 18
TD | T_BAGED-1 | 2.603 | 2.603 | 2.603 | 18
TD | T_BAGTD-1 | 1.077 | 1.077 | 1.077 | 18
TD | T_BARK-CTRL | 9.826 | 9.826 | 9.826 | 18
TD | T_BARK_NR | 2.092 | 2.092 | 2.092 | 18
TD | T_BPGRD-1 | 60.421 | 60.421 | 60.421 | 18
TD | T_BPGRD-2 | 0 | 0 | 0 | 18
TD | T_BRER_RTK | 6.881 | 6.881 | 6.881 | 18
TD | T_BUSH_RTK | 6.198 | 6.198 | 6.198 | 18
TD | T_CASKD-1 | 28.973 | 28.973 | 28.973 | 18
TD | T_CHAPD-1 | 0 | 0 | 0 | 18
TD | T_CORM_RTK | 7.262 | 7.262 | 7.262 | 18
TD | T_DALRD-1 | 3.189 | 3.189 | 3.189 | 18
TD | T_ECCFD-1 | 0.397 | 0.397 | 0.397 | 18
TD | T_EGLSD-1 | 1.816 | 1.816 | 1.816 | 18
TD | T_ELSTR-1 | 3.428 | 3.428 | 3.428 | 18
TD | T_ELVAD-1 | 2.152 | 2.152 | 2.152 | 18
TD | T_EXMOSSD-1 | 8.332 | 8.332 | 8.332 | 18
TD | T_FOXJD-1 | 0.181 | 0.181 | 0.181 | 18
TD | T_FOXJD-2 | 0 | 0 | 0 | 18
TD | T_FROD_NR | 3.32 | 3.32 | 3.32 | 18
TD | T_GLNG | 5.613 | 5.613 | 5.613 | 18
TD | T_GNHLD-1 | 0 | 0 | 0 | 18
TD | T_GNHLD-2 | 0 | 0 | 0 | 18
TD | T_GNHLD-3 | 0 | 0 | 0 | 18
TD | T_GOWKD-1 | 0.823 | 0.823 | 0.823 | 18
TD | T_HARK_NR | 2.628 | 2.628 | 2.628 | 18
TD | T_HPC-CES | 0 | 0 | 0 | 18
TD | T_INWID-1 | 2.248 | 2.248 | 2.248 | 18
TD | T_KSGND-1 | 0 | 0 | 0 | 18
TD | T_KSGND-2 | 0 | 0 | 0 | 18
TD | T_LBUZ_RTK | 9.394 | 9.394 | 9.394 | 18
TD | T_LLWSD-1 | 4.66 | 4.66 | 4.66 | 18
TD | T_LONGB-RTK | 4.972 | 4.972 | 4.972 | 18
TD | T_MARMD-1 | 2.089 | 2.089 | 2.089 | 18
TD | T_MEADD-1 | 3.326 | 3.326 | 3.326 | 18
TD | T_MOSED-1 | 18.468 | 18.468 | 18.468 | 18
TD | T_OXEN_NR | 1.777 | 1.777 | 1.777 | 18
TD | T_PARHD-1 | 2.281 | 2.281 | 2.281 | 18
TD | T_PATB_RTK | 2.887 | 2.887 | 2.887 | 18
TD | T_POOBD-1 | 2.413 | 2.413 | 2.413 | 18
TD | T_POPP_3RTK | 1.556 | 1.556 | 1.556 | 18
TD | T_PORGD-1 | 0.316 | 0.316 | 0.316 | 18
TD | T_PUDMD-1 | 0 | 0 | 0 | 18
TD | T_PUDMD-2 | 0 | 0 | 0 | 18
TD | T_RAVED-1 | 0.447 | 0.447 | 0.447 | 18
TD | T_RYHAD-1 | 0.468 | 0.468 | 0.468 | 18
TD | T_RYHAD-2 | 0 | 0 | 0 | 18
TD | T_SACOD-1 | 0.32 | 0.32 | 0.32 | 18
TD | T_SELL-1 | 5.317 | 5.317 | 5.317 | 18
TD | T_SFGSD-1 | 12.505 | 12.505 | 12.505 | 18
TD | T_SFGSD-2 | 11.551 | 11.551 | 11.551 | 18
TD | T_SGGLD-1 | 1.888 | 1.888 | 1.888 | 18
TD | T_SINGL1 | 7.52 | 7.52 | 7.52 | 18
TD | T_STFERGD-1 | 2.243 | 2.243 | 2.243 | 18
TD | T_THNJD-1 | 0 | 0 | 0 | 18
TD | T_THNJD-2 | 0 | 0 | 0 | 18
TD | T_TINSD-1 | 9.932 | 9.932 | 9.932 | 18
TD | T_TODSD-1 | 2.109 | 2.109 | 2.109 | 18
TD | T_WHISTLD-1 | 3.47 | 3.47 | 3.47 | 18
TD | T_WILCT-1 | 0 | 0 | 0 | 18
TD | T__HYELT002 | 0 | 0 | 0 | 18
TD | T__KYELT003 | 20.61 | 20.61 | 20.61 | 18
TD | T__MYELT001 | 5.379 | 5.379 | 5.379 | 18

## LV Gain
Source: | LV Gain Tool
GSP | Scenario | Year | Peak | SummerAM | SummerPM
ABTH_1 | CR | 18 | 0
ABHA1 | CR | 18 | 0
ACTL_C | CR | 18 | 0
ACTL_2 | CR | 18 | 0
ALST_3 | CR | 18 | 0
ALVE1 | CR | 18 | 0
AMEM_1 | CR | 18 | 0

## DSR
Scenario | Elexon id | GSP Name | Flopzone | 2017/18 | 2018/19 | 2019/20 | 2020/21 | 2021/22 | 2022/23 | 2023/24 | 2024/25 | 2025/26 | 2026/27 | 2027/28 | 2028/29 | 2029/30 | 2030/31 | 2031/32 | 2032/33 | 2033/34 | 2034/35 | 2035/36 | 2036/37 | 2037/38 | 2038/39 | 2039/40 | 2040/41
CR | ABTH_1 | Aberthaw | H2 | -4.5994 | -4.6514 | -4.6703 | -4.7067 | -5.0174 | -5.5118 | -6.1922 | -7.1592 | -8.3422 | -9.0098 | -9.4435 | -10.1296 | -10.8271 | -11.3795 | -12.0866 | -12.7212 | -13.1807 | -13.7351 | -14.2475 | -14.9316 | -15.3958 | -15.939 | -16.3884 | -16.5949
CR | ABHA1 | Abham | F6 | -3.2917 | -3.3289 | -3.3424 | -3.3685 | -3.5908 | -3.9447 | -4.4316 | -5.1237 | -5.9703 | -6.4481 | -6.7585 | -7.2495 | -7.7487 | -8.1441 | -8.6501 | -9.1043 | -9.4331 | -9.8299 | -10.1966 | -10.6862 | -11.0184 | -11.4072 | -11.7288 | -11.8766
CR | ACTL_C | Acton Lane 22kV | A7 | -0.68383 | -0.69156 | -0.69437 | -0.69978 | -0.74597 | -0.81948 | -0.92063 | -1.0644 | -1.2403 | -1.3396 | -1.404 | -1.506 | -1.6097 | -1.6919 | -1.797 | -1.8914 | -1.9597 | -2.0421 | -2.1183 | -2.22 | -2.289 | -2.3698 | -2.4366 | -2.4673
CR | ACTL_2 | Acton Lane 66kV | A7 | -0.46208 | -0.4673 | -0.4692 | -0.47285 | -0.50407 | -0.55374 | -0.62209 | -0.71925 | -0.83809 | -0.90516 | -0.94874 | -1.0177 | -1.0877 | -1.1432 | -1.2143 | -1.278 | -1.3242 | -1.3799 | -1.4314 | -1.5001 | -1.5467 | -1.6013 | -1.6464 | -1.6672
CR | ALST_3 | Alpha Steel (Uskmouth) | H2 | -0.014072 | -0.014231 | -0.014289 | -0.0144 | -0.01535 | -0.016863 | -0.018945 | -0.021903 | -0.025523 | -0.027565 | -0.028892 | -0.030991 | -0.033125 | -0.034815 | -0.036978 | -0.03892 | -0.040326 | -0.042022 | -0.043589 | -0.045682 | -0.047103 | -0.048765 | -0.050139 | -0.050771
CR | ALVE1 | Alverdiscott | F6 | -3.4227 | -3.4614 | -3.4754 | -3.5025 | -3.7337 | -4.1016 | -4.6079 | -5.3276 | -6.2079 | -6.7047 | -7.0274 | -7.538 | -8.057 | -8.4681 | -8.9943 | -9.4665 | -9.8085 | -10.221 | -10.6023 | -11.1114 | -11.4568 | -11.8611 | -12.1955 | -12.3491
CR | AMEM_1 | Amersham Main | A6 | -0.84804 | -0.85763 | -0.86111 | -0.86782 | -0.92511 | -1.0163 | -1.1417 | -1.32 | -1.5381 | -1.6612 | -1.7412 | -1.8677 | -1.9963 | -2.0982 | -2.2285 | -2.3455 | -2.4303 | -2.5325 | -2.627 | -2.7531 | -2.8387 | -2.9388 | -3.0217 | -3.0598
CR | AXMI1 | Axminster | E1 | -2.6845 | -2.7148 | -2.7258 | -2.7471 | -2.9284 | -3.217 | -3.6141 | -4.1785 | -4.8689 | -5.2586 | -5.5117 | -5.9122 | -6.3192 | -6.6417 | -7.0544 | -7.4248 | -7.6929 | -8.0165 | -8.3156 | -8.7148 | -8.9858 | -9.3028 | -9.5651 | -9.6856
CR | BARKC1 | Barking | A1 | -3.3583 | -3.3963 | -3.4101 | -3.4367 | -3.6635 | -4.0245 | -4.5213 | -5.2274 | -6.0912 | -6.5787 | -6.8954 | -7.3963 | -7.9056 | -8.309 | -8.8253 | -9.2886 | -9.6241 | -10.0289 | -10.4031 | -10.9025 | -11.2415 | -11.6381 | -11.9663 | -12.117
CR | BARKW3 | Barking West | A1 | -3.5999 | -3.6406 | -3.6554 | -3.6839 | -3.927 | -4.314 | -4.8465 | -5.6034 | -6.5293 | -7.0519 | -7.3913 | -7.9283 | -8.4742 | -8.9066 | -9.46 | -9.9567 | -10.3164 | -10.7503 | -11.1513 | -11.6868 | -12.0501 | -12.4753 | -12.827 | -12.9886
CR | BEDDT1 | Beddington (_C) | A8 | -1.9379 | -1.9598 | -1.9677 | -1.9831 | -2.114 | -2.3223 | -2.6089 | -3.0164 | -3.5148 | -3.7961 | -3.9789 | -4.2679 | -4.5618 | -4.7945 | -5.0925 | -5.3599 | -5.5535 | -5.787 | -6.0029 | -6.2911 | -6.4867 | -6.7156 | -6.9049 | -6.992
CR | BEDD_1 | Beddington (_J) | A8 | -6.8999 | -6.9779 | -7.0062 | -7.0608 | -7.5269 | -8.2686 | -9.2892 | -10.74 | -12.5146 | -13.5162 | -14.1668 | -15.196 | -16.2423 | -17.0711 | -18.1319 | -19.0839 | -19.7732 | -20.6049 | -21.3735 | -22.3997 | -23.0962 | -23.9111 | -24.5852 | -24.895
CR | BESW_1 | Berkswell | L3 | -5.8141 | -5.8799 | -5.9037 | -5.9497 | -6.3425 | -6.9675 | -7.8275 | -9.05 | -10.5454 | -11.3893 | -11.9376 | -12.8048 | -13.6865 | -14.3848 | -15.2787 | -16.0809 | -16.6617 | -17.3626 | -18.0103 | -18.875 | -19.4618 | -20.1485 | -20.7166 | -20.9776
CR | BICF_1 | Bicker Fen | K4 | -5.0206 | -5.0773 | -5.0979 | -5.1377 | -5.4768 | -6.0165 | -6.7591 | -7.8148 | -9.1061 | -9.8348 | -10.3082 | -11.0571 | -11.8184 | -12.4215 | -13.1933 | -13.886 | -14.3876 | -14.9928 | -15.5521 | -16.2988 | -16.8055 | -17.3985 | -17.889 | -18.1144
CR | BIRK_1 | Birkenhead | N3 | -4.3631 | -4.4125 | -4.4304 | -4.4649 | -4.7596 | -5.2287 | -5.8741 | -6.7915 | -7.9137 | -8.547 | -8.9584 | -9.6092 | -10.2708 | -10.7949 | -11.4657 | -12.0677 | -12.5036 | -13.0295 | -13.5156 | -14.1645 | -14.6049 | -15.1202 | -15.5465 | -15.7424
CR | BISW_1 | Bishops Wood | L2 | -7.4777 | -7.5622 | -7.5929 | -7.6521 | -8.1572 | -8.961 | -10.0671 | -11.6394 | -13.5627 | -14.648 | -15.3532 | -16.4686 | -17.6025 | -18.5007 | -19.6503 | -20.682 | -21.429 | -22.3304 | -23.1634 | -24.2756 | -25.0303 | -25.9135 | -26.6441 | -26.9798
CR | BLYTB1 | Blyth 66kV | Q6 | -3.0732 | -3.1079 | -3.1205 | -3.1449 | -3.3524 | -3.6828 | -4.1374 | -4.7836 | -5.574 | -6.0201 | -6.3099 | -6.7683 | -7.2343 | -7.6034 | -8.0759 | -8.4999 | -8.8069 | -9.1774 | -9.5197 | -9.9768 | -10.287 | -10.6499 | -10.9502 | -11.0881
CR | BLYTH132 | Blyth 132kV | Q6 | -1.2634 | -1.2777 | -1.2829 | -1.2929 | -1.3782 | -1.514 | -1.7009 | -1.9666 | -2.2915 | -2.4749 | -2.5941 | -2.7825 | -2.9741 | -3.1259 | -3.3201 | -3.4944 | -3.6206 | -3.7729 | -3.9137 | -4.1016 | -4.2291 | -4.3783 | -4.5018 | -4.5585
CR | BOLN_1 | Bolney | B1 | -13.9748 | -14.1328 | -14.1902 | -14.3008 | -15.2447 | -16.747 | -18.8142 | -21.7526 | -25.3469 | -27.3753 | -28.6932 | -30.7777 | -32.8968 | -34.5754 | -36.7239 | -38.652 | -40.0482 | -41.7327 | -43.2895 | -45.3679 | -46.7785 | -48.429 | -49.7944 | -50.4218
CR | BOTW_1 | Botley Wood | B2 | -2.7386 | -2.7696 | -2.7808 | -2.8025 | -2.9875 | -3.2819 | -3.687 | -4.2628 | -4.9672 | -5.3647 | -5.623 | -6.0315 | -6.4468 | -6.7757 | -7.1967 | -7.5746 | -7.8482 | -8.1783 | -8.4834 | -8.8907 | -9.1671 | -9.4906 | -9.7582 | -9.8811
CR | BRAW_1 | Bradford West | P1 | -7.3555 | -7.4387 | -7.4689 | -7.5271 | -8.0239 | -8.8146 | -9.9027 | -11.4493 | -13.3411 | -14.4087 | -15.1024 | -16.1995 | -17.3149 | -18.1984 | -19.3293 | -20.3441 | -21.079 | -21.9656 | -22.785 | -23.879 | -24.6214 | -25.4901 | -26.2088 | -26.539
CR | BRAI_1 | Braintree | J8 | -3.8595 | -3.9032 | -3.919 | -3.9495 | -4.2102 | -4.6251 | -5.196 | -6.0075 | -7.0002 | -7.5604 | -7.9244 | -8.5001 | -9.0853 | -9.5489 | -10.1422 | -10.6748 | -11.0603 | -11.5256 | -11.9555 | -12.5295 | -12.9191 | -13.3749 | -13.752 | -13.9253
CR | BRFO_1 | Bramford | J5 | -11.1735 | -11.2998 | -11.3457 | -11.4341 | -12.1888 | -13.39 | -15.0428 | -17.3922 | -20.266 | -21.8878 | -22.9415 | -24.6081 | -26.3025 | -27.6446 | -29.3624 | -30.904 | -32.0203 | -33.3672 | -34.6119 | -36.2737 | -37.4015 | -38.7211 | -39.8128 | -40.3145
CR | BRLE_1 | Bramley | B4 | -11.3509 | -11.4793 | -11.5259 | -11.6157 | -12.3824 | -13.6026 | -15.2816 | -17.6683 | -20.5878 | -22.2353 | -23.3057 | -24.9989 | -26.7201 | -28.0835 | -29.8286 | -31.3947 | -32.5287 | -33.897 | -35.1614 | -36.8497 | -37.9954 | -39.3359 | -40.445 | -40.9546
CR | BRED_1 | Bredbury | N2 | -4.889 | -4.9443 | -4.9644 | -5.0031 | -5.3333 | -5.8589 | -6.5821 | -7.61 | -8.8675 | -9.5771 | -10.0382 | -10.7674 | -11.5088 | -12.0961 | -12.8477 | -13.5222 | -14.0107 | -14.6 | -15.1446 | -15.8718 | -16.3652 | -16.9427 | -17.4203 | -17.6398
CR | BRWA1 | Bridgewater | E7 | -2.7466 | -2.7777 | -2.7889 | -2.8107 | -2.9962 | -3.2915 | -3.6977 | -4.2752 | -4.9817 | -5.3803 | -5.6393 | -6.049 | -6.4655 | -6.7954 | -7.2177 | -7.5967 | -7.871 | -8.2021 | -8.5081 | -8.9166 | -9.1938 | -9.5182 | -9.7866 | -9.9099
CR | BRIM_1 | Brimsdown | A3 | -5.081 | -5.1384 | -5.1593 | -5.1995 | -5.5427 | -6.0889 | -6.8404 | -7.9088 | -9.2156 | -9.9531 | -10.4323 | -11.1901 | -11.9606 | -12.5709 | -13.352 | -14.0531 | -14.5607 | -15.1732 | -15.7392 | -16.4949 | -17.0077 | -17.6078 | -18.1042 | -18.3323
CR | BURM_1 | Burwell Main | J7 | -9.2413 | -9.3458 | -9.3837 | -9.4568 | -10.0811 | -11.0745 | -12.4415 | -14.3846 | -16.7614 | -18.1028 | -18.9743 | -20.3527 | -21.7541 | -22.8641 | -24.2848 | -25.5599 | -26.4831 | -27.5971 | -28.6265 | -30.001 | -30.9338 | -32.0252 | -32.9281 | -33.343
CR | BUSH_1 | Bushbury | L2 | -2.5547 | -2.5836 | -2.594 | -2.6143 | -2.7868 | -3.0614 | -3.4393 | -3.9765 | -4.6335 | -5.0043 | -5.2453 | -5.6263 | -6.0137 | -6.3206 | -6.7133 | -7.0658 | -7.321 | -7.629 | -7.9135 | -8.2935 | -8.5513 | -8.8531 | -9.1027 | -9.2174
CR | BUST_1 | Bustleholme | L3 | -5.2855 | -5.3453 | -5.367 | -5.4088 | -5.7658 | -6.334 | -7.1159 | -8.2272 | -9.5867 | -10.3539 | -10.8523 | -11.6407 | -12.4422 | -13.0771 | -13.8896 | -14.6189 | -15.147 | -15.7841 | -16.3729 | -17.159 | -17.6925 | -18.3167 | -18.8331 | -19.0704
CR | CAMB_01 | Camblesforth | P4 | -0.67795 | -0.68561 | -0.6884 | -0.69376 | -0.73955 | -0.81243 | -0.91271 | -1.0553 | -1.2296 | -1.328 | -1.392 | -1.4931 | -1.5959 | -1.6773 | -1.7815 | -1.8751 | -1.9428 | -2.0245 | -2.1001 | -2.2009 | -2.2693 | -2.3494 | -2.4156 | -2.4461
CR | CBNK_H | Canal Bank | A7 | -0.443 | -0.44801 | -0.44983 | -0.45333 | -0.48325 | -0.53088 | -0.59641 | -0.68955 | -0.80349 | -0.86779 | -0.90957 | -0.97565 | -1.0428 | -1.096 | -1.1641 | -1.2253 | -1.2695 | -1.3229 | -1.3723 | -1.4382 | -1.4829 | -1.5352 | -1.5785 | -1.5984
CR | CANTN1 | Canterbury | C7 | -5.3736 | -5.4344 | -5.4564 | -5.4989 | -5.8619 | -6.4396 | -7.2344 | -8.3643 | -9.7464 | -10.5264 | -11.0331 | -11.8347 | -12.6495 | -13.295 | -14.1211 | -14.8625 | -15.3994 | -16.0471 | -16.6457 | -17.4449 | -17.9873 | -18.6219 | -19.147 | -19.3882
CR | CAPEA1 | Capenhurst | N3 | -8.689 | -8.7872 | -8.8229 | -8.8917 | -9.4786 | -10.4126 | -11.6979 | -13.5249 | -15.7597 | -17.0209 | -17.8403 | -19.1364 | -20.4539 | -21.4976 | -22.8335 | -24.0323 | -24.9004 | -25.9478 | -26.9157 | -28.208 | -29.085 | -30.1112 | -30.9602 | -31.3503
CR | CARE_1 | Cardiff East | H2 | -3.5424 | -3.5825 | -3.597 | -3.625 | -3.8643 | -4.2451 | -4.7691 | -5.514 | -6.4251 | -6.9392 | -7.2733 | -7.8017 | -8.3389 | -8.7644 | -9.309 | -9.7977 | -10.1516 | -10.5786 | -10.9732 | -11.5001 | -11.8577 | -12.276 | -12.6221 | -12.7812
CR | CARR_1 | Carrington | N2 | -5.6273 | -5.691 | -5.7141 | -5.7586 | -6.1387 | -6.7436 | -7.576 | -8.7592 | -10.2066 | -11.0234 | -11.554 | -12.3934 | -13.2467 | -13.9227 | -14.7878 | -15.5642 | -16.1264 | -16.8047 | -17.4316 | -18.2686 | -18.8366 | -19.5012 | -20.051 | -20.3036
CR | CELL_1 | Cellarhead | L5 | -12.3963 | -12.5365 | -12.5874 | -12.6855 | -13.5228 | -14.8554 | -16.6891 | -19.2956 | -22.4839 | -24.2832 | -25.4522 | -27.3013 | -29.181 | -30.67 | -32.5758 | -34.2862 | -35.5246 | -37.0189 | -38.3998 | -40.2435 | -41.4947 | -42.9588 | -44.1699 | -44.7265
CR | CHSI_1 | Chessington | A8 | -5.2575 | -5.3169 | -5.3385 | -5.3801 | -5.7352 | -6.3004 | -7.0781 | -8.1836 | -9.5358 | -10.2989 | -10.7947 | -11.5789 | -12.3761 | -13.0077 | -13.8159 | -14.5413 | -15.0666 | -15.7003 | -16.286 | -17.0679 | -17.5986 | -18.2195 | -18.7332 | -18.9692
CR | CHTE_1 | Chesterfield | P3 | -9.5731 | -9.6814 | -9.7207 | -9.7964 | -10.443 | -11.4722 | -12.8882 | -14.9011 | -17.3633 | -18.7528 | -19.6556 | -21.0836 | -22.5352 | -23.6851 | -25.1568 | -26.4777 | -27.4341 | -28.588 | -29.6544 | -31.0783 | -32.0445 | -33.1752 | -34.1105 | -34.5403
CR | CHIC_1 | Chickerell | E1 | -1.6277 | -1.6461 | -1.6528 | -1.6656 | -1.7756 | -1.9506 | -2.1913 | -2.5336 | -2.9522 | -3.1885 | -3.342 | -3.5848 | -3.8316 | -4.0271 | -4.2773 | -4.5019 | -4.6645 | -4.8607 | -5.042 | -5.2841 | -5.4484 | -5.6406 | -5.7997 | -5.8727
CR | CITR_1 | City Road | A7 | -17.8201 | -18.0217 | -18.0948 | -18.2358 | -19.4395 | -21.3552 | -23.9911 | -27.738 | -32.3213 | -34.9079 | -36.5884 | -39.2465 | -41.9487 | -44.0892 | -46.8288 | -49.2876 | -51.0678 | -53.2159 | -55.201 | -57.8514 | -59.6501 | -61.7547 | -63.4958 | -64.2959
CR | CLT03 | Clacton | J5 | -0.32888 | -0.33259 | -0.33394 | -0.33655 | -0.35876 | -0.39411 | -0.44276 | -0.51191 | -0.5965 | -0.64424 | -0.67525 | -0.7243 | -0.77417 | -0.81368 | -0.86424 | -0.90962 | -0.94247 | -0.98211 | -1.0187 | -1.0677 | -1.1009 | -1.1397 | -1.1718 | -1.1866
CR | CONQA1 | Connah's Quay | M5 | -5.7292 | -5.794 | -5.8175 | -5.8629 | -6.2498 | -6.8657 | -7.7132 | -8.9179 | -10.3914 | -11.223 | -11.7633 | -12.6179 | -13.4866 | -14.1748 | -15.0556 | -15.8461 | -16.4185 | -17.1091 | -17.7473 | -18.5994 | -19.1777 | -19.8543 | -20.4141 | -20.6713
CR | COVE_1 | Coventry | L3 | -8.9017 | -9.0024 | -9.0389 | -9.1093 | -9.7106 | -10.6676 | -11.9843 | -13.856 | -16.1455 | -17.4376 | -18.2771 | -19.6049 | -20.9547 | -22.024 | -23.3925 | -24.6207 | -25.51 | -26.583 | -27.5747 | -28.8986 | -29.7971 | -30.8484 | -31.7182 | -32.1178
CR | COWL_1 | Cowley | D6 | -10.9254 | -11.0489 | -11.0938 | -11.1802 | -11.9182 | -13.0926 | -14.7087 | -17.0059 | -19.8159 | -21.4017 | -22.432 | -24.0617 | -25.7184 | -27.0307 | -28.7103 | -30.2177 | -31.3092 | -32.6262 | -33.8432 | -35.4682 | -36.5709 | -37.8612 | -38.9287 | -39.4192
CR | CREB_1 | Creyke Beck | P8 | -7.8631 | -7.9521 | -7.9843 | -8.0466 | -8.5777 | -9.423 | -10.5861 | -12.2394 | -14.2618 | -15.4032 | -16.1447 | -17.3176 | -18.5099 | -19.4544 | -20.6633 | -21.7482 | -22.5337 | -23.4816 | -24.3575 | -25.527 | -26.3207 | -27.2493 | -28.0176 | -28.3706
CR | DRAK_1 | Drakelow | L2 | -3.5843 | -3.6248 | -3.6395 | -3.6679 | -3.91 | -4.2953 | -4.8255 | -5.5791 | -6.501 | -7.0212 | -7.3592 | -7.8939 | -8.4374 | -8.8679 | -9.4189 | -9.9135 | -10.2716 | -10.7036 | -11.1029 | -11.636 | -11.9978 | -12.4211 | -12.7713 | -12.9322
CR | DRAX_1 | Drax | P4 | -2.7877 | -2.8192 | -2.8307 | -2.8527 | -3.041 | -3.3407 | -3.7531 | -4.3392 | -5.0562 | -5.4609 | -5.7237 | -6.1396 | -6.5623 | -6.8971 | -7.3257 | -7.7103 | -7.9888 | -8.3249 | -8.6354 | -9.05 | -9.3314 | -9.6606 | -9.933 | -10.0582
CR | EALI_6 | Ealing | A7 | -3.9636 | -4.0084 | -4.0246 | -4.056 | -4.3237 | -4.7498 | -5.3361 | -6.1695 | -7.1889 | -7.7642 | -8.138 | -8.7292 | -9.3302 | -9.8063 | -10.4157 | -10.9625 | -11.3585 | -11.8363 | -12.2778 | -12.8673 | -13.2674 | -13.7355 | -14.1227 | -14.3007
CR | ECLA_1 | East Claydon | D4 | -6.8923 | -6.9702 | -6.9985 | -7.053 | -7.5186 | -8.2595 | -9.279 | -10.7282 | -12.5009 | -13.5013 | -14.1513 | -15.1793 | -16.2245 | -17.0524 | -18.112 | -19.0629 | -19.7515 | -20.5823 | -21.3501 | -22.3752 | -23.0708 | -23.8848 | -24.5582 | -24.8677
CR | EASO_1 | Eaton Socon | J4 | -3.9257 | -3.9701 | -3.9862 | -4.0173 | -4.2824 | -4.7044 | -5.2851 | -6.1106 | -7.1202 | -7.6901 | -8.0603 | -8.6458 | -9.2411 | -9.7127 | -10.3162 | -10.8578 | -11.25 | -11.7232 | -12.1605 | -12.7444 | -13.1406 | -13.6043 | -13.9878 | -14.1641
CR | ELLA_1 | Elland | P1 | -6.3778 | -6.4499 | -6.4761 | -6.5265 | -6.9573 | -7.643 | -8.5864 | -9.9274 | -11.5677 | -12.4935 | -13.0949 | -14.0462 | -15.0134 | -15.7794 | -16.7599 | -17.6399 | -18.2771 | -19.0459 | -19.7563 | -20.7049 | -21.3486 | -22.1019 | -22.725 | -23.0113
CR | ELST_1 | Elstree | A6 | -7.051 | -7.1307 | -7.1596 | -7.2154 | -7.6917 | -8.4497 | -9.4926 | -10.9752 | -12.7887 | -13.8122 | -14.4771 | -15.5288 | -16.598 | -17.4449 | -18.5289 | -19.5018 | -20.2062 | -21.0561 | -21.8416 | -22.8903 | -23.602 | -24.4347 | -25.1236 | -25.4402
CR | ENDE_1 | Enderby | L8 | -9.146 | -9.2494 | -9.287 | -9.3593 | -9.9771 | -10.9603 | -12.3132 | -14.2362 | -16.5886 | -17.9161 | -18.7786 | -20.1428 | -21.5297 | -22.6283 | -24.0344 | -25.2963 | -26.21 | -27.3125 | -28.3313 | -29.6916 | -30.6148 | -31.6949 | -32.5885 | -32.9992
CR | EXET1 | Exeter | F6 | -5.5125 | -5.5748 | -5.5974 | -5.6411 | -6.0134 | -6.606 | -7.4214 | -8.5805 | -9.9983 | -10.7984 | -11.3183 | -12.1405 | -12.9764 | -13.6386 | -14.486 | -15.2466 | -15.7973 | -16.4618 | -17.0759 | -17.8958 | -18.4522 | -19.1032 | -19.6418 | -19.8893
CR | FAWL_1 | Fawley | B2 | -5.1779 | -5.2364 | -5.2577 | -5.2987 | -5.6484 | -6.205 | -6.9709 | -8.0597 | -9.3914 | -10.143 | -10.6313 | -11.4036 | -12.1888 | -12.8107 | -13.6068 | -14.3212 | -14.8385 | -15.4626 | -16.0394 | -16.8095 | -17.3322 | -17.9437 | -18.4496 | -18.682
CR | FECK_6 | Feckenham | L3 | -5.3109 | -5.3709 | -5.3927 | -5.4348 | -5.7935 | -6.3644 | -7.15 | -8.2667 | -9.6326 | -10.4035 | -10.9043 | -11.6965 | -12.5019 | -13.1398 | -13.9563 | -14.689 | -15.2196 | -15.8598 | -16.4514 | -17.2413 | -17.7774 | -18.4046 | -18.9235 | -19.1619
CR | FERRA2 | Ferrybridge A | P5 | -1.622 | -1.6403 | -1.647 | -1.6598 | -1.7694 | -1.9437 | -2.1837 | -2.5247 | -2.9419 | -3.1773 | -3.3303 | -3.5722 | -3.8182 | -4.013 | -4.2624 | -4.4861 | -4.6482 | -4.8437 | -5.0244 | -5.2656 | -5.4293 | -5.6209 | -5.7794 | -5.8522
CR | FERRB1 | Ferrybridge B | P5 | -7.5441 | -7.6295 | -7.6604 | -7.7201 | -8.2297 | -9.0407 | -10.1566 | -11.7429 | -13.6832 | -14.7783 | -15.4897 | -16.615 | -17.759 | -18.6651 | -19.825 | -20.8659 | -21.6195 | -22.5289 | -23.3693 | -24.4914 | -25.2528 | -26.1438 | -26.8809 | -27.2196
CR | FIDF_1 | Fiddlers Ferry | N1 | -5.1659 | -5.2243 | -5.2455 | -5.2864 | -5.6353 | -6.1907 | -6.9548 | -8.041 | -9.3697 | -10.1195 | -10.6066 | -11.3772 | -12.1606 | -12.7811 | -13.5753 | -14.288 | -14.8041 | -15.4268 | -16.0023 | -16.7706 | -17.292 | -17.9021 | -18.4069 | -18.6388
CR | FLEE_1 | Fleet | B3 | -11.6179 | -11.7493 | -11.797 | -11.8889 | -12.6737 | -13.9226 | -15.6411 | -18.0839 | -21.0721 | -22.7584 | -23.854 | -25.5869 | -27.3487 | -28.7442 | -30.5303 | -32.1333 | -33.2939 | -34.6944 | -35.9886 | -37.7165 | -38.8892 | -40.2613 | -41.3964 | -41.918
CR | FOUR_1 | Fourstones | Q8 | -0.96751 | -0.97845 | -0.98242 | -0.99007 | -1.0554 | -1.1594 | -1.3025 | -1.506 | -1.7548 | -1.8953 | -1.9865 | -2.1308 | -2.2775 | -2.3937 | -2.5425 | -2.676 | -2.7726 | -2.8892 | -2.997 | -3.1409 | -3.2386 | -3.3528 | -3.4474 | -3.4908
CR | FROD_1 | Frodsham | N3 | -6.4349 | -6.5077 | -6.5341 | -6.585 | -7.0197 | -7.7114 | -8.6633 | -10.0163 | -11.6714 | -12.6054 | -13.2122 | -14.1721 | -15.1479 | -15.9208 | -16.9101 | -17.7979 | -18.4408 | -19.2165 | -19.9333 | -20.8904 | -21.5399 | -22.2999 | -22.9286 | -23.2175
CR | GREE_H | Greenford | A7 | -0.62708 | -0.63417 | -0.63675 | -0.64171 | -0.68406 | -0.75148 | -0.84423 | -0.97609 | -1.1374 | -1.2284 | -1.2875 | -1.3811 | -1.4762 | -1.5515 | -1.6479 | -1.7344 | -1.797 | -1.8726 | -1.9425 | -2.0358 | -2.0991 | -2.1731 | -2.2344 | -2.2625
CR | GREN_1 | Grendon | J6 | -14.1396 | -14.2995 | -14.3575 | -14.4694 | -15.4245 | -16.9445 | -19.036 | -22.0091 | -25.6458 | -27.6981 | -29.0315 | -31.1406 | -33.2847 | -34.9831 | -37.1569 | -39.1078 | -40.5204 | -42.2248 | -43.7999 | -45.9029 | -47.3301 | -49 | -50.3815 | -51.0163
CR | GRIW_1 | Grimsby West | P7 | -4.2393 | -4.2872 | -4.3046 | -4.3382 | -4.6245 | -5.0802 | -5.7073 | -6.5987 | -7.689 | -8.3044 | -8.7041 | -9.3365 | -9.9793 | -10.4885 | -11.1402 | -11.7252 | -12.1487 | -12.6597 | -13.1319 | -13.7624 | -14.1903 | -14.691 | -15.1052 | -15.2955
CR | HACK_1 | Hackney 132kV | A1 | -2.5377 | -2.5664 | -2.5768 | -2.5969 | -2.7683 | -3.0411 | -3.4165 | -3.95 | -4.6027 | -4.9711 | -5.2104 | -5.5889 | -5.9737 | -6.2785 | -6.6687 | -7.0188 | -7.2723 | -7.5782 | -7.8609 | -8.2384 | -8.4945 | -8.7942 | -9.0422 | -9.1561
CR | HACK_6 | Hackney 66kV | A1 | -2.6806 | -2.7109 | -2.7219 | -2.7431 | -2.9242 | -3.2124 | -3.6089 | -4.1725 | -4.8619 | -5.251 | -5.5038 | -5.9037 | -6.3101 | -6.6321 | -7.0442 | -7.4141 | -7.6819 | -8.005 | -8.3036 | -8.7023 | -8.9729 | -9.2895 | -9.5514 | -9.6717
CR | HAMHC1 | Hams Hall | L3 | -8.3273 | -8.4215 | -8.4557 | -8.5216 | -9.084 | -9.9792 | -11.211 | -12.962 | -15.1037 | -16.3125 | -17.0977 | -18.3399 | -19.6026 | -20.6029 | -21.8831 | -23.032 | -23.864 | -24.8678 | -25.7954 | -27.0339 | -27.8744 | -28.8579 | -29.6715 | -30.0454
CR | HARK_1 | Harker | Q8 | -6.4497 | -6.5226 | -6.5491 | -6.6001 | -7.0358 | -7.7291 | -8.6832 | -10.0393 | -11.6982 | -12.6343 | -13.2426 | -14.2046 | -15.1826 | -15.9573 | -16.9489 | -17.8388 | -18.4831 | -19.2606 | -19.9791 | -20.9383 | -21.5893 | -22.3511 | -22.9812 | -23.2708
CR | HARM_6 | Hart Moor | Q4 | -1.7655 | -1.7855 | -1.7927 | -1.8067 | -1.9259 | -2.1157 | -2.3769 | -2.7481 | -3.2022 | -3.4584 | -3.6249 | -3.8883 | -4.156 | -4.3681 | -4.6395 | -4.8831 | -5.0595 | -5.2723 | -5.4689 | -5.7315 | -5.9097 | -6.1182 | -6.2907 | -6.37
CR | HAWP_6 | Hawthorn Pit | Q4 | -1.8722 | -1.8934 | -1.9011 | -1.9159 | -2.0423 | -2.2436 | -2.5205 | -2.9142 | -3.3957 | -3.6675 | -3.844 | -4.1233 | -4.4072 | -4.6321 | -4.9199 | -5.1782 | -5.3653 | -5.591 | -5.7995 | -6.078 | -6.2669 | -6.4881 | -6.671 | -6.755
CR | HEYS_1 | Heysham (HEYS_1) | R5 | -1.2904 | -1.305 | -1.3103 | -1.3205 | -1.4077 | -1.5464 | -1.7373 | -2.0086 | -2.3405 | -2.5278 | -2.6495 | -2.8419 | -3.0376 | -3.1926 | -3.391 | -3.5691 | -3.698 | -3.8535 | -3.9973 | -4.1892 | -4.3194 | -4.4718 | -4.5979 | -4.6558
CR | HEYS1 | Heysham (HEYS1) | R5 | -0.22353 | -0.22606 | -0.22698 | -0.22875 | -0.24385 | -0.26788 | -0.30094 | -0.34794 | -0.40544 | -0.43788 | -0.45896 | -0.4923 | -0.5262 | -0.55305 | -0.58742 | -0.61826 | -0.64059 | -0.66754 | -0.69244 | -0.72568 | -0.74825 | -0.77465 | -0.79649 | -0.80652
CR | HURS_1 | Hurst | A8 | -3.8524 | -3.8959 | -3.9117 | -3.9422 | -4.2024 | -4.6166 | -5.1864 | -5.9964 | -6.9872 | -7.5464 | -7.9097 | -8.4843 | -9.0685 | -9.5312 | -10.1234 | -10.655 | -11.0398 | -11.5042 | -11.9333 | -12.5063 | -12.8952 | -13.3501 | -13.7265 | -13.8995
CR | HUTT_1 | Hutton | R6 | -5.1168 | -5.1747 | -5.1957 | -5.2361 | -5.5818 | -6.1318 | -6.8887 | -7.9646 | -9.2806 | -10.0233 | -10.5058 | -11.2691 | -12.045 | -12.6596 | -13.4462 | -14.1522 | -14.6634 | -15.2802 | -15.8502 | -16.6112 | -17.1277 | -17.732 | -18.2319 | -18.4616
CR | IMPK_1 | Imperial Park | H6 | -0.14619 | -0.14785 | -0.14845 | -0.1496 | -0.15948 | -0.17519 | -0.19682 | -0.22756 | -0.26516 | -0.28638 | -0.30016 | -0.32197 | -0.34414 | -0.3617 | -0.38417 | -0.40435 | -0.41895 | -0.43657 | -0.45286 | -0.4746 | -0.48936 | -0.50662 | -0.52091 | -0.52747
CR | INDQ1 | Indian Queens | F6 | -6.141 | -6.2104 | -6.2356 | -6.2842 | -6.699 | -7.3592 | -8.2675 | -9.5587 | -11.1382 | -12.0296 | -12.6087 | -13.5247 | -14.4559 | -15.1935 | -16.1376 | -16.9849 | -17.5984 | -18.3386 | -19.0227 | -19.9361 | -20.5559 | -21.2812 | -21.8812 | -22.1569
CR | IROA1 | Iron Acton | G5 | -8.5353 | -8.6318 | -8.6669 | -8.7344 | -9.3109 | -10.2285 | -11.491 | -13.2857 | -15.481 | -16.7199 | -17.5247 | -18.7979 | -20.0922 | -21.1174 | -22.4296 | -23.6073 | -24.46 | -25.4888 | -26.4396 | -27.7091 | -28.5706 | -29.5787 | -30.4126 | -30.7958
CR | IRONB1 | Ironbridge | L5 | -4.0993 | -4.1456 | -4.1625 | -4.1949 | -4.4718 | -4.9125 | -5.5188 | -6.3808 | -7.4351 | -8.0301 | -8.4167 | -9.0282 | -9.6498 | -10.1422 | -10.7724 | -11.338 | -11.7475 | -12.2416 | -12.6983 | -13.308 | -13.7217 | -14.2059 | -14.6064 | -14.7904
CR | IVER_1 | Iver 132kV | A6 | -8.0856 | -8.177 | -8.2102 | -8.2742 | -8.8203 | -9.6895 | -10.8855 | -12.5856 | -14.6652 | -15.8389 | -16.6013 | -17.8074 | -19.0335 | -20.0047 | -21.2478 | -22.3634 | -23.1711 | -24.1458 | -25.0465 | -26.2491 | -27.0652 | -28.0201 | -28.8101 | -29.1731
CR | IVER_6 | Iver 66kV | A6 | -2.5784 | -2.6075 | -2.6181 | -2.6385 | -2.8127 | -3.0899 | -3.4713 | -4.0134 | -4.6766 | -5.0508 | -5.294 | -5.6786 | -6.0695 | -6.3792 | -6.7756 | -7.1314 | -7.389 | -7.6998 | -7.987 | -8.3705 | -8.6307 | -8.9353 | -9.1872 | -9.3029
CR | JORD_3 | Jordanthorpe | P3 | -0.79381 | -0.80278 | -0.80604 | -0.81232 | -0.86594 | -0.95128 | -1.0687 | -1.2356 | -1.4398 | -1.555 | -1.6299 | -1.7483 | -1.8686 | -1.964 | -2.086 | -2.1955 | -2.2748 | -2.3705 | -2.459 | -2.577 | -2.6571 | -2.7509 | -2.8285 | -2.8641
CR | KEAD_1 | Keadby | P8 | -5.4233 | -5.4846 | -5.5069 | -5.5498 | -5.9161 | -6.4992 | -7.3014 | -8.4417 | -9.8366 | -10.6238 | -11.1352 | -11.9441 | -12.7665 | -13.418 | -14.2517 | -15 | -15.5418 | -16.1955 | -16.7997 | -17.6063 | -18.1537 | -18.7942 | -19.3241 | -19.5676
CR | KEAR_1 | Kearsley 132kV | N4 | -8.3876 | -8.4825 | -8.5169 | -8.5833 | -9.1498 | -10.0515 | -11.2922 | -13.0558 | -15.2131 | -16.4306 | -17.2215 | -18.4727 | -19.7445 | -20.752 | -22.0415 | -23.1988 | -24.0368 | -25.0478 | -25.9822 | -27.2297 | -28.0763 | -29.0669 | -29.8864 | -30.263
CR | KEAR_3 | Kearsley 33kV | N4 | -1.5413 | -1.5587 | -1.565 | -1.5772 | -1.6813 | -1.847 | -2.075 | -2.3991 | -2.7955 | -3.0192 | -3.1645 | -3.3944 | -3.6282 | -3.8133 | -4.0502 | -4.2629 | -4.4169 | -4.6027 | -4.7744 | -5.0036 | -5.1592 | -5.3412 | -5.4918 | -5.561
CR | KEMS_1 | Kemsley | C3 | -7.1528 | -7.2337 | -7.2631 | -7.3196 | -7.8028 | -8.5717 | -9.6298 | -11.1337 | -12.9734 | -14.0117 | -14.6862 | -15.7531 | -16.8378 | -17.6969 | -18.7966 | -19.7835 | -20.4981 | -21.3603 | -22.1571 | -23.2209 | -23.9429 | -24.7877 | -25.4865 | -25.8077
CR | KINO_1 | Kingsnorth | C2 | -4.7798 | -4.8339 | -4.8535 | -4.8913 | -5.2142 | -5.728 | -6.435 | -7.44 | -8.6694 | -9.3632 | -9.8139 | -10.5269 | -11.2517 | -11.8258 | -12.5607 | -13.2202 | -13.6977 | -14.2738 | -14.8063 | -15.5172 | -15.9996 | -16.5642 | -17.0312 | -17.2458
CR | KIBY_1 | Kirkby (_D) | N1 | -4.7088 | -4.7621 | -4.7814 | -4.8186 | -5.1367 | -5.6429 | -6.3394 | -7.3295 | -8.5406 | -9.2241 | -9.6682 | -10.3705 | -11.0846 | -11.6502 | -12.3741 | -13.0238 | -13.4942 | -14.0618 | -14.5864 | -15.2867 | -15.762 | -16.3181 | -16.7782 | -16.9896
CR | KIBY_G | Kirkby (_G) | N1 | -0.6212 | -0.62822 | -0.63077 | -0.63569 | -0.67765 | -0.74442 | -0.83631 | -0.96693 | -1.1267 | -1.2169 | -1.2754 | -1.3681 | -1.4623 | -1.5369 | -1.6324 | -1.7181 | -1.7802 | -1.8551 | -1.9243 | -2.0167 | -2.0794 | -2.1527 | -2.2134 | -2.2413
CR | KIRKB1 | Kirkstall B | P1 | -4.2702 | -4.3184 | -4.336 | -4.3698 | -4.6582 | -5.1172 | -5.7489 | -6.6467 | -7.745 | -8.3648 | -8.7675 | -9.4045 | -10.052 | -10.5649 | -11.2214 | -11.8105 | -12.2371 | -12.7519 | -13.2276 | -13.8627 | -14.2937 | -14.798 | -15.2152 | -15.4069
CR | KITW_1 | Kitwell | L2 | -5.4781 | -5.54 | -5.5625 | -5.6058 | -5.9759 | -6.5647 | -7.3751 | -8.5269 | -9.9358 | -10.731 | -11.2476 | -12.0647 | -12.8954 | -13.5534 | -14.3956 | -15.1514 | -15.6987 | -16.359 | -16.9692 | -17.784 | -18.3369 | -18.9839 | -19.5191 | -19.7651
CR | KNAR | Knaresborough | P2 | -1.0123 | -1.0237 | -1.0279 | -1.0359 | -1.1042 | -1.2131 | -1.3628 | -1.5756 | -1.836 | -1.9829 | -2.0784 | -2.2294 | -2.3828 | -2.5044 | -2.6601 | -2.7997 | -2.9009 | -3.0229 | -3.1356 | -3.2862 | -3.3884 | -3.5079 | -3.6068 | -3.6523
CR | LACK_6 | Lackenby | Q2 | -5.7982 | -5.8638 | -5.8876 | -5.9335 | -6.3251 | -6.9484 | -7.8061 | -9.0252 | -10.5165 | -11.3581 | -11.9049 | -12.7698 | -13.649 | -14.3455 | -15.2369 | -16.0369 | -16.6162 | -17.3151 | -17.961 | -18.8233 | -19.4086 | -20.0934 | -20.6599 | -20.9202
CR | LALE1SG003 | Laleham | A6 | -5.2176 | -5.2766 | -5.298 | -5.3393 | -5.6917 | -6.2526 | -7.0244 | -8.1215 | -9.4634 | -10.2207 | -10.7128 | -11.491 | -12.2822 | -12.9089 | -13.7111 | -14.431 | -14.9522 | -15.5812 | -16.1624 | -16.9384 | -17.465 | -18.0813 | -18.591 | -18.8253
CR | LAND1 | Landulph | F6 | -4.9692 | -5.0254 | -5.0458 | -5.0851 | -5.4207 | -5.9549 | -6.6899 | -7.7348 | -9.0128 | -9.7341 | -10.2027 | -10.9439 | -11.6975 | -12.2943 | -13.0583 | -13.7439 | -14.2403 | -14.8393 | -15.3929 | -16.1319 | -16.6335 | -17.2204 | -17.7059 | -17.929
CR | LEGA_1 | Legacy | M4 | -6.1186 | -6.1878 | -6.2129 | -6.2613 | -6.6746 | -7.3324 | -8.2375 | -9.524 | -11.0977 | -11.9858 | -12.5628 | -13.4755 | -14.4033 | -15.1383 | -16.0789 | -16.9231 | -17.5344 | -18.272 | -18.9535 | -19.8636 | -20.4812 | -21.2038 | -21.8016 | -22.0763
CR | LISD_1 | Lister Drive | N1 | -5.8414 | -5.9075 | -5.9314 | -5.9777 | -6.3722 | -7.0002 | -7.8642 | -9.0925 | -10.5949 | -11.4428 | -11.9936 | -12.8649 | -13.7507 | -14.4524 | -15.3504 | -16.1564 | -16.7399 | -17.4441 | -18.0948 | -18.9636 | -19.5532 | -20.2431 | -20.8138 | -21.0761
CR | LITT_C | Littlebrook (_C) | A8 | -2.3082 | -2.3343 | -2.3438 | -2.362 | -2.5179 | -2.7661 | -3.1075 | -3.5928 | -4.1865 | -4.5215 | -4.7392 | -5.0835 | -5.4335 | -5.7107 | -6.0656 | -6.3841 | -6.6147 | -6.8929 | -7.15 | -7.4933 | -7.7263 | -7.9989 | -8.2244 | -8.328
CR | LITT_J | Littlebrook (_J) | A8 | -0.28189 | -0.28508 | -0.28624 | -0.28847 | -0.30751 | -0.33781 | -0.37951 | -0.43878 | -0.51129 | -0.5522 | -0.57879 | -0.62083 | -0.66358 | -0.69744 | -0.74078 | -0.77967 | -0.80783 | -0.84181 | -0.87322 | -0.91514 | -0.94359 | -0.97689 | -1.0044 | -1.0171
CR | LODR_6 | Lodge Road | A7 | -8.9291 | -9.0301 | -9.0668 | -9.1374 | -9.7405 | -10.7004 | -12.0212 | -13.8987 | -16.1952 | -17.4913 | -18.3333 | -19.6652 | -21.0192 | -22.0918 | -23.4645 | -24.6965 | -25.5885 | -26.6649 | -27.6596 | -28.9876 | -29.8889 | -30.9434 | -31.8158 | -32.2167
CR | LOUD_H | Loudwater | A6 | -0.79525 | -0.80425 | -0.80751 | -0.8138 | -0.86752 | -0.95301 | -1.0706 | -1.2379 | -1.4424 | -1.5578 | -1.6328 | -1.7514 | -1.872 | -1.9676 | -2.0898 | -2.1995 | -2.279 | -2.3749 | -2.4634 | -2.5817 | -2.662 | -2.7559 | -2.8336 | -2.8693
CR | LOVE_1 | Lovedean | B2 | -10.3981 | -10.5157 | -10.5584 | -10.6406 | -11.343 | -12.4608 | -13.9989 | -16.1852 | -18.8596 | -20.3689 | -21.3494 | -22.9004 | -24.4772 | -25.7262 | -27.3247 | -28.7594 | -29.7982 | -31.0516 | -32.2099 | -33.7564 | -34.806 | -36.034 | -37.0499 | -37.5168
CR | MACC_3 | Macclesfield | N6 | -1.5842 | -1.6021 | -1.6086 | -1.6211 | -1.7281 | -1.8984 | -2.1328 | -2.4659 | -2.8733 | -3.1033 | -3.2527 | -3.489 | -3.7292 | -3.9195 | -4.163 | -4.3816 | -4.5399 | -4.7308 | -4.9073 | -5.1429 | -5.3028 | -5.4899 | -5.6447 | -5.7158
CR | MANN_1 | Mannington | E1 | -10.1907 | -10.3059 | -10.3478 | -10.4284 | -11.1167 | -12.2123 | -13.7197 | -15.8624 | -18.4834 | -19.9626 | -20.9236 | -22.4437 | -23.989 | -25.2131 | -26.7797 | -28.1858 | -29.2039 | -30.4323 | -31.5675 | -33.0832 | -34.1118 | -35.3153 | -36.311 | -36.7685
CR | MAGA_6 | Margam | H1 | -0.47288 | -0.47823 | -0.48017 | -0.48391 | -0.51585 | -0.56669 | -0.63664 | -0.73607 | -0.85769 | -0.92633 | -0.97093 | -1.0415 | -1.1132 | -1.17 | -1.2427 | -1.3079 | -1.3552 | -1.4122 | -1.4648 | -1.5352 | -1.5829 | -1.6387 | -1.685 | -1.7062
CR | MELK_1 | Melksham | G6 | -7.231 | -7.3127 | -7.3424 | -7.3996 | -7.8881 | -8.6654 | -9.735 | -11.2554 | -13.1152 | -14.1648 | -14.8467 | -15.9253 | -17.0218 | -17.8903 | -19.002 | -19.9997 | -20.7221 | -21.5937 | -22.3992 | -23.4747 | -24.2046 | -25.0586 | -25.7651 | -26.0897
CR | MILH_1 | Mill Hill | A6 | -2.2853 | -2.3111 | -2.3205 | -2.3386 | -2.493 | -2.7386 | -3.0767 | -3.5572 | -4.145 | -4.4767 | -4.6922 | -5.0331 | -5.3796 | -5.6541 | -6.0055 | -6.3208 | -6.5491 | -6.8246 | -7.0791 | -7.419 | -7.6497 | -7.9196 | -8.1429 | -8.2455
CR | MITY_1 | Minety | G6 | -5.4072 | -5.4683 | -5.4905 | -5.5333 | -5.8985 | -6.4798 | -7.2796 | -8.4166 | -9.8073 | -10.5922 | -11.1021 | -11.9086 | -12.7286 | -13.3781 | -14.2093 | -14.9554 | -15.4956 | -16.1474 | -16.7497 | -17.5539 | -18.0997 | -18.7383 | -19.2666 | -19.5094
CR | NECE_1 | Nechells | L3 | -6.5856 | -6.6601 | -6.6871 | -6.7392 | -7.184 | -7.892 | -8.8661 | -10.2509 | -11.9447 | -12.9006 | -13.5216 | -14.5039 | -15.5026 | -16.2936 | -17.3061 | -18.2147 | -18.8726 | -19.6665 | -20.4001 | -21.3796 | -22.0443 | -22.8221 | -23.4655 | -23.7612
CR | NEEP_3 | Neepsend | P3 | -1.3014 | -1.3161 | -1.3214 | -1.3317 | -1.4196 | -1.5595 | -1.752 | -2.0257 | -2.3604 | -2.5493 | -2.672 | -2.8661 | -3.0635 | -3.2198 | -3.4198 | -3.5994 | -3.7294 | -3.8863 | -4.0312 | -4.2248 | -4.3562 | -4.5099 | -4.637 | -4.6954
CR | NEWX_6 | New Cross | A4 | -7.5988 | -7.6847 | -7.7159 | -7.776 | -8.2893 | -9.1062 | -10.2302 | -11.8279 | -13.7824 | -14.8853 | -15.6019 | -16.7354 | -17.8876 | -18.8004 | -19.9686 | -21.017 | -21.7762 | -22.6921 | -23.5386 | -24.6688 | -25.4358 | -26.3332 | -27.0757 | -27.4168
CR | NINF_1 | Ninfield | B1 | -5.92 | -5.987 | -6.0113 | -6.0581 | -6.458 | -7.0944 | -7.9701 | -9.2149 | -10.7375 | -11.5968 | -12.1551 | -13.0381 | -13.9358 | -14.6469 | -15.557 | -16.3739 | -16.9653 | -17.6789 | -18.3384 | -19.2189 | -19.8164 | -20.5156 | -21.094 | -21.3598
CR | NHYD_6 | North Hyde | A6 | -2.8723 | -2.9048 | -2.9166 | -2.9393 | -3.1334 | -3.4421 | -3.867 | -4.471 | -5.2097 | -5.6267 | -5.8975 | -6.326 | -6.7615 | -7.1065 | -7.5481 | -7.9444 | -8.2314 | -8.5776 | -8.8976 | -9.3248 | -9.6147 | -9.954 | -10.2346 | -10.3636
CR | NFLE | Northfleet East | C2 | -6.4345 | -6.5073 | -6.5337 | -6.5846 | -7.0192 | -7.7109 | -8.6627 | -10.0157 | -11.6706 | -12.6046 | -13.2113 | -14.1711 | -15.1469 | -15.9197 | -16.909 | -17.7968 | -18.4396 | -19.2152 | -19.932 | -20.889 | -21.5385 | -22.2984 | -22.9271 | -23.216
CR | NORT_1 | Norton | Q4 | -8.6213 | -8.7188 | -8.7542 | -8.8224 | -9.4048 | -10.3316 | -11.6068 | -13.4196 | -15.637 | -16.8884 | -17.7014 | -18.9874 | -20.2947 | -21.3303 | -22.6557 | -23.8452 | -24.7065 | -25.7458 | -26.7061 | -27.9884 | -28.8586 | -29.8768 | -30.7192 | -31.1062
CR | NORL_3 | Norton Lees | P3 | -0.91387 | -0.92421 | -0.92796 | -0.93519 | -0.99692 | -1.0952 | -1.2303 | -1.4225 | -1.6575 | -1.7902 | -1.8764 | -2.0127 | -2.1513 | -2.261 | -2.4015 | -2.5276 | -2.6189 | -2.7291 | -2.8309 | -2.9668 | -3.0591 | -3.167 | -3.2563 | -3.2973
CR | NORM_1 | Norwich Main | J3 | -10.4922 | -10.6109 | -10.6539 | -10.7369 | -11.4456 | -12.5736 | -14.1256 | -16.3317 | -19.0303 | -20.5532 | -21.5427 | -23.1077 | -24.6987 | -25.959 | -27.572 | -29.0197 | -30.0679 | -31.3327 | -32.5015 | -34.062 | -35.121 | -36.3602 | -37.3853 | -37.8563
CR | NURS_1 | Nursling | B2 | -5.2788 | -5.3385 | -5.3602 | -5.402 | -5.7585 | -6.326 | -7.1069 | -8.2168 | -9.5745 | -10.3408 | -10.8386 | -11.626 | -12.4265 | -13.0605 | -13.8721 | -14.6004 | -15.1278 | -15.7641 | -16.3522 | -17.1373 | -17.6701 | -18.2936 | -18.8093 | -19.0463
CR | OCKH_1 | Ocker Hill | L2 | -1.6556 | -1.6743 | -1.6811 | -1.6942 | -1.806 | -1.984 | -2.2289 | -2.577 | -3.0028 | -3.2431 | -3.3993 | -3.6462 | -3.8973 | -4.0961 | -4.3506 | -4.5791 | -4.7445 | -4.944 | -5.1285 | -5.3747 | -5.5418 | -5.7373 | -5.8991 | -5.9734
CR | OFFE_3 | Offerton | Q4 | -1.2557 | -1.2699 | -1.275 | -1.285 | -1.3698 | -1.5048 | -1.6905 | -1.9545 | -2.2775 | -2.4597 | -2.5782 | -2.7655 | -2.9559 | -3.1067 | -3.2997 | -3.473 | -3.5984 | -3.7498 | -3.8897 | -4.0764 | -4.2032 | -4.3515 | -4.4741 | -4.5305
CR | OLDB_1 | Oldbury | L2 | -2.463 | -2.4909 | -2.501 | -2.5205 | -2.6868 | -2.9516 | -3.3159 | -3.8338 | -4.4673 | -4.8248 | -5.0571 | -5.4244 | -5.7979 | -6.0938 | -6.4724 | -6.8123 | -7.0583 | -7.3552 | -7.6296 | -7.9959 | -8.2445 | -8.5354 | -8.7761 | -8.8866
CR | ORMO | Ormonde | R5 | -0.6971 | -0.70498 | -0.70784 | -0.71336 | -0.76044 | -0.83538 | -0.9385 | -1.0851 | -1.2644 | -1.3655 | -1.4313 | -1.5353 | -1.641 | -1.7247 | -1.8319 | -1.9281 | -1.9977 | -2.0817 | -2.1594 | -2.2631 | -2.3334 | -2.4158 | -2.4839 | -2.5152
CR | OSBA_1 | Osbaldwick | P6 | -5.6361 | -5.6998 | -5.7229 | -5.7675 | -6.1482 | -6.7541 | -7.5878 | -8.7728 | -10.2224 | -11.0405 | -11.572 | -12.4127 | -13.2673 | -13.9443 | -14.8108 | -15.5884 | -16.1515 | -16.8309 | -17.4587 | -18.2969 | -18.8658 | -19.5315 | -20.0821 | -20.3352
CR | PADIB1 | Padiham | N5 | -5.7675 | -5.8327 | -5.8563 | -5.902 | -6.2916 | -6.9116 | -7.7647 | -8.9774 | -10.4607 | -11.2979 | -11.8418 | -12.7021 | -13.5766 | -14.2694 | -15.1561 | -15.9518 | -16.528 | -17.2232 | -17.8657 | -18.7235 | -19.3056 | -19.9868 | -20.5503 | -20.8092
CR | PELH_1 | Pelham | D5 | -4.1735 | -4.2207 | -4.2378 | -4.2708 | -4.5527 | -5.0014 | -5.6187 | -6.4962 | -7.5696 | -8.1754 | -8.569 | -9.1915 | -9.8244 | -10.3257 | -10.9673 | -11.5431 | -11.9601 | -12.4631 | -12.928 | -13.5488 | -13.97 | -14.4629 | -14.8707 | -15.058
CR | PEMB_1 | Pembroke | H6 | -3.2885 | -3.3257 | -3.3392 | -3.3652 | -3.5873 | -3.9408 | -4.4273 | -5.1187 | -5.9645 | -6.4418 | -6.7519 | -7.2425 | -7.7411 | -8.1361 | -8.6417 | -9.0954 | -9.424 | -9.8204 | -10.1867 | -10.6758 | -11.0077 | -11.3961 | -11.7174 | -11.865
CR | PENN_1 | Penn | L1 | -4.0065 | -4.0518 | -4.0682 | -4.0999 | -4.3705 | -4.8012 | -5.3939 | -6.2363 | -7.2667 | -7.8483 | -8.2261 | -8.8237 | -9.4312 | -9.9125 | -10.5284 | -11.0812 | -11.4815 | -11.9644 | -12.4107 | -13.0066 | -13.411 | -13.8842 | -14.2756 | -14.4555
CR | PENT_1 | Pentir | M6 | -2.3574 | -2.384 | -2.3937 | -2.4124 | -2.5716 | -2.825 | -3.1737 | -3.6694 | -4.2757 | -4.6179 | -4.8402 | -5.1918 | -5.5493 | -5.8325 | -6.1949 | -6.5202 | -6.7557 | -7.0398 | -7.3024 | -7.6531 | -7.891 | -8.1694 | -8.3997 | -8.5056
CR | PENE_1 | Penwortham East | R4 | -4.0409 | -4.0866 | -4.1032 | -4.1351 | -4.4081 | -4.8425 | -5.4402 | -6.2898 | -7.3291 | -7.9157 | -8.2967 | -8.8995 | -9.5122 | -9.9976 | -10.6188 | -11.1764 | -11.5801 | -12.0672 | -12.5173 | -13.1183 | -13.5262 | -14.0034 | -14.3982 | -14.5796
CR | PENW_1 | Penwortham West | R4 | -3.8216 | -3.8648 | -3.8805 | -3.9107 | -4.1689 | -4.5797 | -5.145 | -5.9485 | -6.9314 | -7.4862 | -7.8465 | -8.4166 | -8.9961 | -9.4551 | -10.0426 | -10.5699 | -10.9517 | -11.4124 | -11.8381 | -12.4065 | -12.7922 | -13.2436 | -13.6169 | -13.7885
CR | PERI_H | Perivale | A7 | -0.59904 | -0.60581 | -0.60827 | -0.61301 | -0.65347 | -0.71787 | -0.80648 | -0.93243 | -1.0865 | -1.1735 | -1.2299 | -1.3193 | -1.4101 | -1.4821 | -1.5742 | -1.6568 | -1.7167 | -1.7889 | -1.8556 | -1.9447 | -2.0052 | -2.0759 | -2.1345 | -2.1613
CR | PITS_3 | Pitsmoor | P3 | -1.1395 | -1.1524 | -1.157 | -1.1661 | -1.243 | -1.3655 | -1.5341 | -1.7737 | -2.0667 | -2.2321 | -2.3396 | -2.5095 | -2.6823 | -2.8192 | -2.9944 | -3.1516 | -3.2654 | -3.4028 | -3.5297 | -3.6992 | -3.8142 | -3.9488 | -4.0601 | -4.1113
CR | POPP_3 | Poppleton | P2 | -0.88772 | -0.89776 | -0.9014 | -0.90842 | -0.96839 | -1.0638 | -1.1951 | -1.3818 | -1.6101 | -1.739 | -1.8227 | -1.9551 | -2.0897 | -2.1963 | -2.3328 | -2.4553 | -2.544 | -2.651 | -2.7499 | -2.8819 | -2.9715 | -3.0763 | -3.1631 | -3.2029
CR | PYLE_1 | Pyle | H1 | -3.0769 | -3.1117 | -3.1243 | -3.1487 | -3.3565 | -3.6873 | -4.1424 | -4.7894 | -5.5808 | -6.0274 | -6.3175 | -6.7765 | -7.2431 | -7.6127 | -8.0857 | -8.5102 | -8.8176 | -9.1885 | -9.5313 | -9.9889 | -10.2995 | -10.6629 | -10.9635 | -11.1016
CR | RAIN_1 | Rainhill | N1 | -7.9667 | -8.0568 | -8.0895 | -8.1525 | -8.6907 | -9.5471 | -10.7255 | -12.4006 | -14.4497 | -15.606 | -16.3573 | -17.5457 | -18.7537 | -19.7107 | -20.9354 | -22.0346 | -22.8305 | -23.7909 | -24.6783 | -25.8632 | -26.6673 | -27.6082 | -28.3866 | -28.7443
CR | RASS_1 | Rassau | H6 | -4.9839 | -5.0402 | -5.0607 | -5.1001 | -5.4368 | -5.9725 | -6.7098 | -7.7577 | -9.0395 | -9.763 | -10.2329 | -10.9764 | -11.7321 | -12.3307 | -13.097 | -13.7846 | -14.2825 | -14.8833 | -15.4385 | -16.1797 | -16.6828 | -17.2714 | -17.7583 | -17.9821
CR | RATS_1 | Ratcliffe | L7 | -8.899 | -8.9996 | -9.0361 | -9.1065 | -9.7076 | -10.6643 | -11.9806 | -13.8518 | -16.1406 | -17.4323 | -18.2714 | -19.5988 | -20.9483 | -22.0172 | -23.3853 | -24.6131 | -25.5022 | -26.5749 | -27.5662 | -28.8897 | -29.788 | -30.839 | -31.7084 | -32.1079
CR | RAYL_1 | Rayleigh | C5 | -7.1788 | -7.26 | -7.2894 | -7.3462 | -7.8311 | -8.6029 | -9.6647 | -11.1742 | -13.0206 | -14.0626 | -14.7395 | -15.8103 | -16.8989 | -17.7612 | -18.8649 | -19.8554 | -20.5725 | -21.4379 | -22.2376 | -23.3053 | -24.0299 | -24.8777 | -25.5791 | -25.9014
CR | REBR_3 | Redbridge | A1 | -1.6468 | -1.6654 | -1.6722 | -1.6852 | -1.7965 | -1.9735 | -2.2171 | -2.5634 | -2.9869 | -3.2259 | -3.3812 | -3.6269 | -3.8766 | -4.0744 | -4.3276 | -4.5548 | -4.7193 | -4.9178 | -5.1013 | -5.3462 | -5.5124 | -5.7069 | -5.8678 | -5.9418
CR | RICH1 | Richborough | C7 | -0.38569 | -0.39005 | -0.39163 | -0.39469 | -0.42074 | -0.4622 | -0.51925 | -0.60035 | -0.69955 | -0.75553 | -0.7919 | -0.84943 | -0.90791 | -0.95424 | -1.0135 | -1.0668 | -1.1053 | -1.1518 | -1.1947 | -1.2521 | -1.291 | -1.3366 | -1.3743 | -1.3916
CR | RRIG | Robin Rigg | Q8 | -0.42065 | -0.42541 | -0.42713 | -0.43046 | -0.45887 | -0.50409 | -0.56632 | -0.65476 | -0.76295 | -0.82401 | -0.86368 | -0.92642 | -0.99021 | -1.0407 | -1.1054 | -1.1634 | -1.2055 | -1.2562 | -1.303 | -1.3656 | -1.4081 | -1.4577 | -1.4988 | -1.5177
CR | ROCH_1 | Rochdale | N4 | -4.2513 | -4.2994 | -4.3168 | -4.3504 | -4.6376 | -5.0946 | -5.7235 | -6.6174 | -7.7108 | -8.3279 | -8.7288 | -9.3629 | -10.0075 | -10.5182 | -11.1718 | -11.7583 | -12.1831 | -12.6955 | -13.1691 | -13.8014 | -14.2305 | -14.7326 | -15.148 | -15.3388
CR | RUGEB1 | Rugeley | L5 | -3.6714 | -3.713 | -3.728 | -3.7571 | -4.0051 | -4.3998 | -4.9428 | -5.7148 | -6.6591 | -7.192 | -7.5382 | -8.0859 | -8.6426 | -9.0836 | -9.648 | -10.1546 | -10.5214 | -10.964 | -11.3729 | -11.919 | -12.2896 | -12.7232 | -13.0819 | -13.2467
CR | RYEH_1 | Rye House | A9 | -6.4268 | -6.4995 | -6.5259 | -6.5767 | -7.0108 | -7.7017 | -8.6524 | -10.0037 | -11.6567 | -12.5895 | -13.1956 | -14.1542 | -15.1288 | -15.9007 | -16.8888 | -17.7755 | -18.4176 | -19.1923 | -19.9082 | -20.864 | -21.5127 | -22.2718 | -22.8997 | -23.1882
CR | SALT_1 | Saltend North | P8 | -1.8471 | -1.868 | -1.8755 | -1.8901 | -2.0149 | -2.2135 | -2.4867 | -2.8751 | -3.3501 | -3.6182 | -3.7924 | -4.0679 | -4.348 | -4.5699 | -4.8538 | -5.1087 | -5.2932 | -5.5159 | -5.7216 | -5.9963 | -6.1828 | -6.4009 | -6.5814 | -6.6643
CR | SALH_1 | Saltholme | Q2 | -4.9352 | -4.9911 | -5.0113 | -5.0504 | -5.3837 | -5.9143 | -6.6443 | -7.682 | -8.9513 | -9.6677 | -10.1331 | -10.8692 | -11.6176 | -12.2104 | -12.9691 | -13.6501 | -14.1431 | -14.738 | -15.2878 | -16.0218 | -16.52 | -17.1028 | -17.585 | -17.8066
CR | SEAB1 | Seabank | G7 | -8.4539 | -8.5495 | -8.5842 | -8.6511 | -9.2221 | -10.1309 | -11.3814 | -13.159 | -15.3333 | -16.5604 | -17.3576 | -18.6186 | -19.9005 | -20.916 | -22.2156 | -23.3821 | -24.2266 | -25.2457 | -26.1874 | -27.4448 | -28.2981 | -29.2965 | -30.1225 | -30.502
CR | SELL_1 | Sellindge | C4 | -3.9379 | -3.9825 | -3.9986 | -4.0298 | -4.2958 | -4.7191 | -5.3016 | -6.1296 | -7.1424 | -7.714 | -8.0854 | -8.6728 | -9.2699 | -9.7429 | -10.3483 | -10.8916 | -11.2851 | -11.7597 | -12.1984 | -12.7841 | -13.1816 | -13.6467 | -14.0314 | -14.2082
CR | SHEC_3 | Sheffield City | P3 | -1.8151 | -1.8357 | -1.8431 | -1.8575 | -1.9801 | -2.1752 | -2.4437 | -2.8254 | -3.2922 | -3.5557 | -3.7268 | -3.9976 | -4.2728 | -4.4909 | -4.7699 | -5.0204 | -5.2017 | -5.4205 | -5.6227 | -5.8927 | -6.0759 | -6.2903 | -6.4676 | -6.5491
CR | SALL1 | Sheringham Shoal | J3 | -0.92737 | -0.93786 | -0.94167 | -0.949 | -1.0116 | -1.1113 | -1.2485 | -1.4435 | -1.682 | -1.8166 | -1.9041 | -2.0424 | -2.183 | -2.2944 | -2.437 | -2.565 | -2.6576 | -2.7694 | -2.8727 | -3.0106 | -3.1042 | -3.2138 | -3.3044 | -3.346
CR | SHRW_1 | Shrewsbury | L5 | -2.6702 | -2.7004 | -2.7114 | -2.7325 | -2.9129 | -3.1999 | -3.5949 | -4.1563 | -4.8431 | -5.2307 | -5.4825 | -5.8808 | -6.2857 | -6.6064 | -7.017 | -7.3854 | -7.6521 | -7.974 | -8.2715 | -8.6686 | -8.9381 | -9.2535 | -9.5144 | -9.6343
CR | SKLGB1 | Skelton Grange | P1 | -10.2317 | -10.3474 | -10.3894 | -10.4703 | -11.1615 | -12.2614 | -13.7748 | -15.9262 | -18.5578 | -20.0429 | -21.0078 | -22.534 | -24.0855 | -25.3145 | -26.8875 | -28.2992 | -29.3214 | -30.5547 | -31.6945 | -33.2162 | -34.249 | -35.4574 | -36.4571 | -36.9164
CR | SMAN_1 | South Manchester | N2 | -6.9936 | -7.0727 | -7.1014 | -7.1567 | -7.6291 | -8.3809 | -9.4154 | -10.8859 | -12.6846 | -13.6998 | -14.3593 | -15.4025 | -16.4629 | -17.303 | -18.3782 | -19.3431 | -20.0418 | -20.8848 | -21.6639 | -22.704 | -23.4099 | -24.2359 | -24.9192 | -25.2332
CR | SSHI_3 | South Shields | Q4 | -0.70635 | -0.71434 | -0.71723 | -0.72282 | -0.77053 | -0.84647 | -0.95095 | -1.0995 | -1.2811 | -1.3837 | -1.4503 | -1.5556 | -1.6627 | -1.7476 | -1.8562 | -1.9536 | -2.0242 | -2.1094 | -2.188 | -2.2931 | -2.3644 | -2.4478 | -2.5168 | -2.5485
CR | SPEN_1 | Spennymoor | Q7 | -6.0728 | -6.1415 | -6.1664 | -6.2144 | -6.6246 | -7.2775 | -8.1757 | -9.4526 | -11.0145 | -11.896 | -12.4687 | -13.3745 | -14.2954 | -15.0248 | -15.9584 | -16.7963 | -17.403 | -18.1351 | -18.8115 | -19.7147 | -20.3277 | -21.0449 | -21.6383 | -21.9109
CR | SJOW_1 | St John's Wood | A7 | -15.7194 | -15.8972 | -15.9617 | -16.086 | -17.1478 | -18.8377 | -21.1629 | -24.4681 | -28.5111 | -30.7928 | -32.2752 | -34.6199 | -37.0036 | -38.8917 | -41.3084 | -43.4773 | -45.0477 | -46.9425 | -48.6936 | -51.0316 | -52.6182 | -54.4747 | -56.0106 | -56.7163
CR | SASA | St. Asaph | M6 | -0.021726 | -0.021972 | -0.022061 | -0.022233 | -0.0237 | -0.026036 | -0.02925 | -0.033818 | -0.039406 | -0.042559 | -0.044608 | -0.047849 | -0.051143 | -0.053753 | -0.057093 | -0.060091 | -0.062261 | -0.06488 | -0.0673 | -0.070532 | -0.072725 | -0.07529 | -0.077413 | -0.078389
CR | STAL_1 | Stalybridge | N7 | -6.6024 | -6.677 | -6.7041 | -6.7564 | -7.2023 | -7.9121 | -8.8887 | -10.2769 | -11.9751 | -12.9334 | -13.556 | -14.5408 | -15.542 | -16.3351 | -17.3501 | -18.2611 | -18.9206 | -19.7165 | -20.452 | -21.434 | -22.1004 | -22.8801 | -23.5252 | -23.8216
CR | STAH_1 | Stanah | R4 | -2.7648 | -2.7961 | -2.8074 | -2.8293 | -3.016 | -3.3132 | -3.7222 | -4.3035 | -5.0147 | -5.416 | -5.6767 | -6.0891 | -6.5083 | -6.8404 | -7.2655 | -7.647 | -7.9232 | -8.2564 | -8.5644 | -8.9756 | -9.2547 | -9.5812 | -9.8514 | -9.9755
CR | STAY_1 | Staythorpe | K5 | -4.2517 | -4.2998 | -4.3172 | -4.3509 | -4.638 | -5.0951 | -5.724 | -6.618 | -7.7115 | -8.3287 | -8.7296 | -9.3638 | -10.0085 | -10.5192 | -11.1728 | -11.7595 | -12.1842 | -12.6967 | -13.1704 | -13.8027 | -14.2319 | -14.734 | -15.1494 | -15.3403
CR | STEN_1 | Stella North | Q5 | -4.2888 | -4.3373 | -4.3549 | -4.3888 | -4.6785 | -5.1395 | -5.7739 | -6.6757 | -7.7788 | -8.4013 | -8.8057 | -9.4455 | -10.0958 | -10.611 | -11.2703 | -11.862 | -12.2905 | -12.8075 | -13.2852 | -13.9231 | -14.356 | -14.8625 | -15.2815 | -15.4741
CR | STES_1 | Stella South | Q5 | -4.197 | -4.2445 | -4.2617 | -4.2949 | -4.5784 | -5.0296 | -5.6504 | -6.5329 | -7.6124 | -8.2216 | -8.6174 | -9.2434 | -9.8799 | -10.384 | -11.0292 | -11.6083 | -12.0276 | -12.5335 | -13.0011 | -13.6253 | -14.0489 | -14.5446 | -14.9547 | -15.1431
CR | SBAR | Stoke Bardolph | L7 | -1.9958 | -2.0183 | -2.0265 | -2.0423 | -2.1771 | -2.3917 | -2.6869 | -3.1065 | -3.6199 | -3.9095 | -4.0977 | -4.3954 | -4.6981 | -4.9378 | -5.2446 | -5.52 | -5.7194 | -5.96 | -6.1823 | -6.4791 | -6.6806 | -6.9163 | -7.1113 | -7.2009
CR | SUND_1 | Sundon | D4 | -9.4261 | -9.5327 | -9.5714 | -9.646 | -10.2827 | -11.296 | -12.6903 | -14.6722 | -17.0966 | -18.4648 | -19.3537 | -20.7597 | -22.1891 | -23.3213 | -24.7705 | -26.071 | -27.0127 | -28.149 | -29.199 | -30.6009 | -31.5524 | -32.6656 | -33.5866 | -34.0098
CR | SWAN_1 | Swansea North | H6 | -12.2677 | -12.4065 | -12.4568 | -12.5539 | -13.3825 | -14.7013 | -16.516 | -19.0954 | -22.2507 | -24.0314 | -25.1882 | -27.0181 | -28.8784 | -30.3519 | -32.2379 | -33.9306 | -35.1562 | -36.635 | -38.0015 | -39.8261 | -41.0644 | -42.5132 | -43.7118 | -44.2626
CR | TAUN1 | Taunton | E8 | -1.2534 | -1.2675 | -1.2727 | -1.2826 | -1.3673 | -1.502 | -1.6874 | -1.9509 | -2.2733 | -2.4552 | -2.5734 | -2.7604 | -2.9504 | -3.101 | -3.2937 | -3.4666 | -3.5918 | -3.7429 | -3.8825 | -4.0689 | -4.1955 | -4.3435 | -4.4659 | -4.5222
CR | TEMP_3 | Templeborough | P3 | -0.32441 | -0.32808 | -0.32941 | -0.33197 | -0.35389 | -0.38876 | -0.43675 | -0.50496 | -0.5884 | -0.63548 | -0.66608 | -0.71447 | -0.76366 | -0.80263 | -0.8525 | -0.89726 | -0.92967 | -0.96877 | -1.0049 | -1.0532 | -1.0859 | -1.1242 | -1.1559 | -1.1705
CR | THOM_6 | Thorpe Marsh | P6 | -3.7399 | -3.7821 | -3.7975 | -3.8271 | -4.0797 | -4.4817 | -5.0349 | -5.8213 | -6.7832 | -7.326 | -7.6787 | -8.2365 | -8.8036 | -9.2529 | -9.8278 | -10.3438 | -10.7174 | -11.1683 | -11.5849 | -12.1411 | -12.5186 | -12.9603 | -13.3257 | -13.4936
CR | THUR_6 | Thurcroft | P3 | -2.5782 | -2.6074 | -2.618 | -2.6384 | -2.8125 | -3.0897 | -3.4711 | -4.0132 | -4.6763 | -5.0505 | -5.2937 | -5.6782 | -6.0692 | -6.3789 | -6.7753 | -7.131 | -7.3886 | -7.6994 | -7.9866 | -8.37 | -8.6303 | -8.9348 | -9.1867 | -9.3024
CR | TILBB_1 | Tilbury | C1 | -3.1363 | -3.1717 | -3.1846 | -3.2094 | -3.4213 | -3.7584 | -4.2223 | -4.8818 | -5.6884 | -6.1437 | -6.4394 | -6.9072 | -7.3828 | -7.7595 | -8.2417 | -8.6744 | -8.9877 | -9.3658 | -9.7152 | -10.1816 | -10.4982 | -10.8686 | -11.175 | -11.3158
CR | TOTT_1 | Tottenham | A1 | -4.7862 | -4.8404 | -4.86 | -4.8979 | -5.2212 | -5.7357 | -6.4437 | -7.45 | -8.6811 | -9.3758 | -9.8271 | -10.541 | -11.2668 | -11.8417 | -12.5776 | -13.2379 | -13.7161 | -14.293 | -14.8262 | -15.5381 | -16.0212 | -16.5864 | -17.0541 | -17.2689
CR | TRAW_1 | Trawsfynydd | M7 | -1.4747 | -1.4914 | -1.4975 | -1.5091 | -1.6088 | -1.7673 | -1.9854 | -2.2955 | -2.6748 | -2.8889 | -3.028 | -3.2479 | -3.4716 | -3.6487 | -3.8754 | -4.0789 | -4.2262 | -4.404 | -4.5683 | -4.7876 | -4.9365 | -5.1107 | -5.2548 | -5.321
CR | TYNE_1 | Tynemouth 1 | Q4 | -2.6804 | -2.7107 | -2.7217 | -2.7429 | -2.9239 | -3.2121 | -3.6085 | -4.1721 | -4.8615 | -5.2506 | -5.5033 | -5.9031 | -6.3096 | -6.6315 | -7.0436 | -7.4134 | -7.6812 | -8.0043 | -8.3029 | -8.7015 | -8.9721 | -9.2886 | -9.5505 | -9.6709
CR | TYNE_2 | Tynemouth 2 | Q4 | -0.33286 | -0.33663 | -0.33799 | -0.34063 | -0.36311 | -0.39889 | -0.44813 | -0.51812 | -0.60373 | -0.65204 | -0.68343 | -0.73308 | -0.78356 | -0.82354 | -0.87471 | -0.92064 | -0.95389 | -0.99402 | -1.0311 | -1.0806 | -1.1142 | -1.1535 | -1.186 | -1.201
CR | UPPB_1 | Upper Boat 132kV | H2 | -3.2618 | -3.2987 | -3.3121 | -3.3379 | -3.5583 | -3.9089 | -4.3914 | -5.0772 | -5.9162 | -6.3896 | -6.6972 | -7.1838 | -7.6784 | -8.0702 | -8.5717 | -9.0217 | -9.3476 | -9.7408 | -10.1041 | -10.5893 | -10.9185 | -11.3037 | -11.6224 | -11.7689
CR | UPPB_3 | Upper Boat 33kV | H2 | -1.6612 | -1.68 | -1.6868 | -1.6999 | -1.8121 | -1.9907 | -2.2364 | -2.5857 | -3.013 | -3.2541 | -3.4107 | -3.6585 | -3.9104 | -4.11 | -4.3654 | -4.5946 | -4.7605 | -4.9608 | -5.1458 | -5.3929 | -5.5605 | -5.7567 | -5.919 | -5.9936
CR | USKM_1 | Uskmouth | H2 | -5.3807 | -5.4416 | -5.4637 | -5.5062 | -5.8697 | -6.4481 | -7.244 | -8.3754 | -9.7593 | -10.5403 | -11.0477 | -11.8503 | -12.6663 | -13.3126 | -14.1398 | -14.8822 | -15.4198 | -16.0684 | -16.6678 | -17.468 | -18.0111 | -18.6466 | -19.1723 | -19.4139
CR | WALH_1 | Walham | G1 | -9.1214 | -9.2245 | -9.2619 | -9.3341 | -9.9502 | -10.9308 | -12.28 | -14.1979 | -16.5439 | -17.8679 | -18.728 | -20.0886 | -21.4717 | -22.5674 | -23.9697 | -25.2282 | -26.1394 | -27.2389 | -28.255 | -29.6116 | -30.5323 | -31.6096 | -32.5008 | -32.9103
CR | WABO | Walney 2 | R4 | -0.82125 | -0.83054 | -0.83391 | -0.84041 | -0.89588 | -0.98417 | -1.1056 | -1.2783 | -1.4896 | -1.6088 | -1.6862 | -1.8087 | -1.9332 | -2.0319 | -2.1581 | -2.2715 | -2.3535 | -2.4525 | -2.544 | -2.6661 | -2.749 | -2.846 | -2.9263 | -2.9631
CR | WALP_1 | Walpole (_A) | J1 | -13.3405 | -13.4914 | -13.5461 | -13.6517 | -14.5528 | -15.9869 | -17.9602 | -20.7652 | -24.1964 | -26.1328 | -27.3908 | -29.3807 | -31.4036 | -33.0061 | -35.057 | -36.8977 | -38.2304 | -39.8385 | -41.3246 | -43.3087 | -44.6553 | -46.2308 | -47.5342 | -48.1332
CR | WALP_B | Walpole (_B) | J1 | -1.2938 | -1.3084 | -1.3137 | -1.3239 | -1.4113 | -1.5504 | -1.7418 | -2.0138 | -2.3466 | -2.5344 | -2.6564 | -2.8494 | -3.0455 | -3.2009 | -3.3998 | -3.5783 | -3.7076 | -3.8636 | -4.0077 | -4.2001 | -4.3307 | -4.4835 | -4.6099 | -4.668
CR | WARL_1 | Warley | C6 | -2.9729 | -3.0065 | -3.0187 | -3.0422 | -3.243 | -3.5626 | -4.0024 | -4.6275 | -5.3921 | -5.8236 | -6.1039 | -6.5474 | -6.9982 | -7.3553 | -7.8123 | -8.2225 | -8.5195 | -8.8779 | -9.209 | -9.6512 | -9.9513 | -10.3024 | -10.5928 | -10.7263
CR | WASF_1 | Washway Farm | N1 | -2.5881 | -2.6174 | -2.628 | -2.6485 | -2.8233 | -3.1015 | -3.4844 | -4.0286 | -4.6942 | -5.0699 | -5.314 | -5.7 | -6.0925 | -6.4034 | -6.8013 | -7.1584 | -7.4169 | -7.7289 | -8.0172 | -8.4021 | -8.6634 | -8.969 | -9.2219 | -9.3381
CR | WATFS_1 | Watford South | A6 | -4.4894 | -4.5402 | -4.5586 | -4.5941 | -4.8974 | -5.38 | -6.044 | -6.988 | -8.1427 | -8.7943 | -9.2177 | -9.8873 | -10.5681 | -11.1073 | -11.7975 | -12.4169 | -12.8654 | -13.4066 | -13.9067 | -14.5744 | -15.0276 | -15.5578 | -15.9964 | -16.1979
CR | WBOL_6 | West Boldon | Q4 | -4.288 | -4.3365 | -4.3541 | -4.388 | -4.6777 | -5.1386 | -5.7729 | -6.6745 | -7.7774 | -8.3998 | -8.8041 | -9.4438 | -10.094 | -10.609 | -11.2683 | -11.8599 | -12.2883 | -12.8052 | -13.2828 | -13.9206 | -14.3534 | -14.8598 | -15.2788 | -15.4713
CR | WBUR_1 | West Burton | K6 | -3.7994 | -3.8423 | -3.8579 | -3.888 | -4.1446 | -4.5531 | -5.1151 | -5.9139 | -6.8911 | -7.4426 | -7.8009 | -8.3676 | -8.9438 | -9.4001 | -9.9842 | -10.5085 | -10.888 | -11.346 | -11.7692 | -12.3343 | -12.7178 | -13.1665 | -13.5377 | -13.7083
CR | WHAM_1 | West Ham | A1 | -10.5799 | -10.6996 | -10.743 | -10.8267 | -11.5414 | -12.6787 | -14.2437 | -16.4683 | -19.1894 | -20.7251 | -21.7228 | -23.3009 | -24.9053 | -26.1761 | -27.8026 | -29.2624 | -30.3194 | -31.5947 | -32.7733 | -34.3468 | -35.4147 | -36.6642 | -37.6979 | -38.1729
CR | WMEL_1 | West Melton | P3 | -8.7986 | -8.8981 | -8.9343 | -9.0039 | -9.5982 | -10.544 | -11.8455 | -13.6956 | -15.9586 | -17.2357 | -18.0654 | -19.3778 | -20.712 | -21.7689 | -23.1216 | -24.3356 | -25.2146 | -26.2752 | -27.2553 | -28.564 | -29.4521 | -30.4912 | -31.3509 | -31.7459
CR | WTHU31 | West Thurrock | A1 | -0.99331 | -1.0045 | -1.0086 | -1.0165 | -1.0836 | -1.1904 | -1.3373 | -1.5461 | -1.8016 | -1.9458 | -2.0395 | -2.1876 | -2.3383 | -2.4576 | -2.6103 | -2.7473 | -2.8466 | -2.9663 | -3.0769 | -3.2247 | -3.3249 | -3.4423 | -3.5393 | -3.5839
CR | WWEY_1 | West Weybridge | A8 | -5.8227 | -5.8886 | -5.9125 | -5.9586 | -6.3519 | -6.9778 | -7.8391 | -9.0634 | -10.561 | -11.4062 | -11.9553 | -12.8238 | -13.7068 | -14.4062 | -15.3014 | -16.1048 | -16.6865 | -17.3884 | -18.037 | -18.903 | -19.4907 | -20.1784 | -20.7473 | -21.0087
CR | WHGA_1 | Whitegate | N4 | -5.3468 | -5.4072 | -5.4292 | -5.4715 | -5.8326 | -6.4074 | -7.1983 | -8.3225 | -9.6977 | -10.4738 | -10.978 | -11.7756 | -12.5863 | -13.2286 | -14.0506 | -14.7883 | -15.3224 | -15.967 | -16.5626 | -17.3578 | -17.8975 | -18.5289 | -19.0513 | -19.2914
CR | WIEN_1 | Willenhall | L2 | -2.6012 | -2.6306 | -2.6413 | -2.6619 | -2.8376 | -3.1172 | -3.502 | -4.0489 | -4.7179 | -5.0955 | -5.3408 | -5.7288 | -6.1232 | -6.4357 | -6.8356 | -7.1945 | -7.4543 | -7.7679 | -8.0576 | -8.4445 | -8.7071 | -9.0143 | -9.2684 | -9.3852
CR | WISD_1 | Willesden 132kV | A7 | -4.3136 | -4.3624 | -4.3801 | -4.4142 | -4.7056 | -5.1693 | -5.8074 | -6.7144 | -7.8239 | -8.45 | -8.8568 | -9.5002 | -10.1543 | -10.6724 | -11.3356 | -11.9308 | -12.3617 | -12.8817 | -13.3622 | -14.0038 | -14.4392 | -14.9486 | -15.3701 | -15.5637
CR | WISD_6 | Willesden 66kV | A7 | -1.2365 | -1.2505 | -1.2556 | -1.2654 | -1.3489 | -1.4818 | -1.6647 | -1.9247 | -2.2427 | -2.4222 | -2.5388 | -2.7233 | -2.9108 | -3.0593 | -3.2494 | -3.42 | -3.5435 | -3.6926 | -3.8303 | -4.0142 | -4.139 | -4.2851 | -4.4059 | -4.4614
CR | WILL_1 | Willington | L3 | -9.4347 | -9.5414 | -9.5802 | -9.6548 | -10.2921 | -11.3063 | -12.7019 | -14.6857 | -17.1123 | -18.4818 | -19.3715 | -20.7788 | -22.2094 | -23.3427 | -24.7932 | -26.095 | -27.0375 | -28.1748 | -29.2258 | -30.629 | -31.5813 | -32.6956 | -33.6174 | -34.041
CR | WIMBN1 | Wimbledon North | A4 | -1.4101 | -1.4261 | -1.4319 | -1.443 | -1.5383 | -1.6899 | -1.8984 | -2.1949 | -2.5576 | -2.7623 | -2.8953 | -3.1056 | -3.3195 | -3.4888 | -3.7056 | -3.9002 | -4.0411 | -4.2111 | -4.3681 | -4.5779 | -4.7202 | -4.8867 | -5.0245 | -5.0878
CR | WIMBS1 | Wimbledon South | A4 | -8.5454 | -8.642 | -8.6771 | -8.7447 | -9.3219 | -10.2405 | -11.5046 | -13.3014 | -15.4992 | -16.7396 | -17.5454 | -18.8201 | -20.1159 | -21.1423 | -22.4561 | -23.6351 | -24.4888 | -25.5189 | -26.4708 | -27.7418 | -28.6043 | -29.6136 | -30.4485 | -30.8321
CR | WIBA_3 | Wincobank | P3 | -1.1596 | -1.1727 | -1.1775 | -1.1866 | -1.265 | -1.3896 | -1.5612 | -1.805 | -2.1032 | -2.2715 | -2.3809 | -2.5539 | -2.7297 | -2.869 | -3.0473 | -3.2073 | -3.3231 | -3.4629 | -3.5921 | -3.7645 | -3.8816 | -4.0185 | -4.1318 | -4.1839
CR | WYLF_1 | Wylfa | M8 | -0.9088 | -0.91908 | -0.92281 | -0.93 | -0.99139 | -1.0891 | -1.2235 | -1.4146 | -1.6483 | -1.7803 | -1.866 | -2.0015 | -2.1393 | -2.2485 | -2.3882 | -2.5136 | -2.6044 | -2.7139 | -2.8152 | -2.9503 | -3.0421 | -3.1494 | -3.2382 | -3.279
CR | WYMOM_1 | Wymondley | D5 | -3.9457 | -3.9903 | -4.0065 | -4.0377 | -4.3042 | -4.7284 | -5.312 | -6.1417 | -7.1565 | -7.7292 | -8.1013 | -8.6898 | -9.2881 | -9.7621 | -10.3687 | -10.9131 | -11.3073 | -11.7829 | -12.2224 | -12.8093 | -13.2075 | -13.6735 | -14.059 | -14.2362
TD | ABTH_1 | Aberthaw | H2 | -4.5994 | -4.6509 | -4.6557 | -4.6736 | -4.8398 | -5.148 | -5.4891 | -5.9271 | -6.8337 | -7.8404 | -8.3817 | -8.942 | -9.3869 | -9.7862 | -10.4486 | -11.0481 | -11.7244 | -12.3158 | -12.7865 | -13.5412 | -14.0112 | -14.5291 | -14.9412 | -15.1668
TD | ABHA1 | Abham | F6 | -3.2917 | -3.3286 | -3.332 | -3.3448 | -3.4637 | -3.6843 | -3.9284 | -4.2419 | -4.8907 | -5.6112 | -5.9986 | -6.3996 | -6.718 | -7.0037 | -7.4778 | -7.9068 | -8.3909 | -8.8142 | -9.151 | -9.6911 | -10.0275 | -10.3981 | -10.693 | -10.8545
TD | ACTL_C | Acton Lane 22kV | A7 | -0.68383 | -0.69149 | -0.69219 | -0.69486 | -0.71957 | -0.76539 | -0.8161 | -0.88122 | -1.016 | -1.1657 | -1.2462 | -1.3295 | -1.3956 | -1.455 | -1.5535 | -1.6426 | -1.7431 | -1.8311 | -1.9011 | -2.0133 | -2.0831 | -2.1601 | -2.2214 | -2.2549
TD | ACTL_2 | Acton Lane 66kV | A7 | -0.46208 | -0.46725 | -0.46773 | -0.46953 | -0.48623 | -0.51719 | -0.55145 | -0.59546 | -0.68654 | -0.78767 | -0.84206 | -0.89835 | -0.94305 | -0.98316 | -1.0497 | -1.1099 | -1.1779 | -1.2373 | -1.2846 | -1.3604 | -1.4076 | -1.4597 | -1.5011 | -1.5237
TD | ALST_3 | Alpha Steel (Uskmouth) | H2 | -0.014072 | -0.014229 | -0.014244 | -0.014299 | -0.014807 | -0.01575 | -0.016794 | -0.018134 | -0.020907 | -0.023987 | -0.025643 | -0.027358 | -0.028719 | -0.02994 | -0.031967 | -0.033801 | -0.03587 | -0.03768 | -0.03912 | -0.041429 | -0.042867 | -0.044451 | -0.045712 | -0.046402
TD | ALVE1 | Alverdiscott | F6 | -3.4227 | -3.461 | -3.4645 | -3.4779 | -3.6015 | -3.8309 | -4.0847 | -4.4107 | -5.0853 | -5.8344 | -6.2373 | -6.6542 | -6.9853 | -7.2824 | -7.7754 | -8.2214 | -8.7247 | -9.1649 | -9.5151 | -10.0767 | -10.4265 | -10.8119 | -11.1185 | -11.2864
TD | AMEM_1 | Amersham Main | A6 | -0.84804 | -0.85754 | -0.85842 | -0.86172 | -0.89236 | -0.94919 | -1.0121 | -1.0928 | -1.26 | -1.4456 | -1.5454 | -1.6487 | -1.7308 | -1.8044 | -1.9265 | -2.0371 | -2.1617 | -2.2708 | -2.3576 | -2.4967 | -2.5834 | -2.6789 | -2.7549 | -2.7965
TD | AXMI1 | Axminster | E1 | -2.6845 | -2.7145 | -2.7173 | -2.7278 | -2.8248 | -3.0046 | -3.2037 | -3.4594 | -3.9885 | -4.576 | -4.892 | -5.219 | -5.4787 | -5.7117 | -6.0983 | -6.4482 | -6.8429 | -7.1881 | -7.4629 | -7.9033 | -8.1777 | -8.4799 | -8.7204 | -8.8521
TD | BARKC1 | Barking | A1 | -3.3583 | -3.396 | -3.3994 | -3.4125 | -3.5339 | -3.7589 | -4.0079 | -4.3278 | -4.9898 | -5.7248 | -6.12 | -6.5291 | -6.854 | -7.1455 | -7.6292 | -8.0669 | -8.5608 | -8.9926 | -9.3363 | -9.8873 | -10.2305 | -10.6087 | -10.9095 | -11.0743
TD | BARKW3 | Barking West | A1 | -3.5999 | -3.6402 | -3.6439 | -3.658 | -3.788 | -4.0293 | -4.2962 | -4.6391 | -5.3487 | -6.1365 | -6.5602 | -6.9988 | -7.347 | -7.6595 | -8.178 | -8.6472 | -9.1765 | -9.6395 | -10.0079 | -10.5985 | -10.9664 | -11.3717 | -11.6943 | -11.8708
TD | BEDDT1 | Beddington (_C) | A8 | -1.9379 | -1.9596 | -1.9616 | -1.9691 | -2.0392 | -2.169 | -2.3127 | -2.4973 | -2.8793 | -3.3034 | -3.5315 | -3.7675 | -3.955 | -4.1232 | -4.4023 | -4.6549 | -4.9398 | -5.189 | -5.3874 | -5.7053 | -5.9034 | -6.1216 | -6.2952 | -6.3902
TD | BEDD_1 | Beddington (_J) | A8 | -6.8999 | -6.9771 | -6.9842 | -7.0112 | -7.2605 | -7.7228 | -8.2345 | -8.8916 | -10.2517 | -11.7618 | -12.5739 | -13.4144 | -14.0818 | -14.6808 | -15.6746 | -16.5739 | -17.5884 | -18.4757 | -19.1818 | -20.3139 | -21.0191 | -21.7959 | -22.4141 | -22.7525
TD | BESW_1 | Berkswell | L3 | -5.8141 | -5.8793 | -5.8852 | -5.9079 | -6.118 | -6.5076 | -6.9387 | -7.4924 | -8.6385 | -9.911 | -10.5953 | -11.3036 | -11.866 | -12.3707 | -13.2081 | -13.9659 | -14.8208 | -15.5684 | -16.1635 | -17.1174 | -17.7116 | -18.3662 | -18.8871 | -19.1723
TD | BICF_1 | Bicker Fen | K4 | -5.0206 | -5.0768 | -5.082 | -5.1016 | -5.283 | -5.6194 | -5.9917 | -6.4698 | -7.4594 | -8.5583 | -9.1492 | -9.7608 | -10.2464 | -10.6822 | -11.4054 | -12.0597 | -12.7979 | -13.4435 | -13.9573 | -14.7811 | -15.2942 | -15.8594 | -16.3092 | -16.5555
TD | BIRK_1 | Birkenhead | N3 | -4.3631 | -4.412 | -4.4165 | -4.4335 | -4.5912 | -4.8835 | -5.2071 | -5.6226 | -6.4827 | -7.4376 | -7.9511 | -8.4826 | -8.9047 | -9.2834 | -9.9119 | -10.4805 | -11.1221 | -11.6831 | -12.1297 | -12.8456 | -13.2914 | -13.7827 | -14.1736 | -14.3876
TD | BISW_1 | Bishops Wood | L2 | -7.4777 | -7.5614 | -7.5691 | -7.5983 | -7.8685 | -8.3696 | -8.9241 | -9.6362 | -11.1102 | -12.7467 | -13.6268 | -14.5378 | -15.2611 | -15.9102 | -16.9872 | -17.9618 | -19.0613 | -20.0229 | -20.7882 | -22.0151 | -22.7793 | -23.6212 | -24.2911 | -24.6579
TD | BLYTB1 | Blyth 66kV | Q6 | -3.0732 | -3.1076 | -3.1108 | -3.1228 | -3.2338 | -3.4397 | -3.6676 | -3.9603 | -4.5661 | -5.2387 | -5.6004 | -5.9747 | -6.272 | -6.5388 | -6.9814 | -7.3819 | -7.8338 | -8.229 | -8.5435 | -9.0478 | -9.3618 | -9.7078 | -9.9832 | -10.1339
TD | BLYTH132 | Blyth 132kV | Q6 | -1.2634 | -1.2776 | -1.2789 | -1.2838 | -1.3295 | -1.4141 | -1.5078 | -1.6281 | -1.8772 | -2.1537 | -2.3024 | -2.4563 | -2.5785 | -2.6882 | -2.8702 | -3.0348 | -3.2206 | -3.3831 | -3.5124 | -3.7197 | -3.8488 | -3.991 | -4.1042 | -4.1662
TD | BOLN_1 | Bolney | B1 | -13.9748 | -14.1314 | -14.1457 | -14.2003 | -14.7052 | -15.6417 | -16.6779 | -18.0088 | -20.7635 | -23.822 | -25.4668 | -27.1692 | -28.521 | -29.7342 | -31.747 | -33.5683 | -35.6232 | -37.4203 | -38.8505 | -41.1434 | -42.5716 | -44.145 | -45.397 | -46.0825
TD | BOTW_1 | Botley Wood | B2 | -2.7386 | -2.7693 | -2.7721 | -2.7828 | -2.8818 | -3.0653 | -3.2684 | -3.5292 | -4.069 | -4.6684 | -4.9907 | -5.3243 | -5.5892 | -5.827 | -6.2214 | -6.5784 | -6.9811 | -7.3332 | -7.6135 | -8.0628 | -8.3427 | -8.6511 | -8.8964 | -9.0307
TD | BRAW_1 | Bradford West | P1 | -7.3555 | -7.4379 | -7.4455 | -7.4742 | -7.7399 | -8.2328 | -8.7783 | -9.4788 | -10.9287 | -12.5385 | -13.4042 | -14.3003 | -15.0118 | -15.6503 | -16.7097 | -17.6684 | -18.7499 | -19.6958 | -20.4486 | -21.6555 | -22.4071 | -23.2353 | -23.8943 | -24.2551
TD | BRAI_1 | Braintree | J8 | -3.8595 | -3.9027 | -3.9067 | -3.9218 | -4.0612 | -4.3198 | -4.606 | -4.9736 | -5.7344 | -6.5791 | -7.0333 | -7.5035 | -7.8768 | -8.2119 | -8.7678 | -9.2708 | -9.8383 | -10.3346 | -10.7296 | -11.3628 | -11.7572 | -12.1918 | -12.5376 | -12.7269
TD | BRFO_1 | Bramford | J5 | -11.1735 | -11.2987 | -11.3102 | -11.3538 | -11.7575 | -12.5062 | -13.3347 | -14.3989 | -16.6013 | -19.0468 | -20.3619 | -21.723 | -22.8038 | -23.7738 | -25.3831 | -26.8394 | -28.4824 | -29.9192 | -31.0627 | -32.896 | -34.0379 | -35.2959 | -36.2969 | -36.845
TD | BRLE_1 | Bramley | B4 | -11.3509 | -11.4781 | -11.4897 | -11.534 | -11.9442 | -12.7048 | -13.5465 | -14.6275 | -16.8649 | -19.3492 | -20.6852 | -22.0679 | -23.1659 | -24.1513 | -25.7862 | -27.2656 | -28.9346 | -30.3943 | -31.5559 | -33.4184 | -34.5784 | -35.8564 | -36.8733 | -37.4301
TD | BRED_1 | Bredbury | N2 | -4.889 | -4.9438 | -4.9488 | -4.9679 | -5.1445 | -5.4722 | -5.8347 | -6.3003 | -7.264 | -8.334 | -8.9095 | -9.505 | -9.9779 | -10.4024 | -11.1065 | -11.7437 | -12.4626 | -13.0913 | -13.5917 | -14.3938 | -14.8935 | -15.4439 | -15.8819 | -16.1217
TD | BRWA1 | Bridgewater | E7 | -2.7466 | -2.7774 | -2.7802 | -2.7909 | -2.8902 | -3.0742 | -3.2779 | -3.5395 | -4.0808 | -4.682 | -5.0052 | -5.3398 | -5.6055 | -5.8439 | -6.2395 | -6.5975 | -7.0014 | -7.3546 | -7.6357 | -8.0863 | -8.367 | -8.6762 | -8.9223 | -9.057
TD | BRIM_1 | Brimsdown | A3 | -5.081 | -5.1379 | -5.1431 | -5.1629 | -5.3465 | -5.687 | -6.0638 | -6.5476 | -7.5492 | -8.6612 | -9.2592 | -9.8782 | -10.3697 | -10.8108 | -11.5426 | -12.2048 | -12.9519 | -13.6053 | -14.1252 | -14.9589 | -15.4782 | -16.0502 | -16.5054 | -16.7546
TD | BURM_1 | Burwell Main | J7 | -9.2413 | -9.3448 | -9.3543 | -9.3904 | -9.7243 | -10.3436 | -11.0288 | -11.9089 | -13.7305 | -15.7531 | -16.8408 | -17.9665 | -18.8604 | -19.6627 | -20.9937 | -22.1982 | -23.557 | -24.7454 | -25.6911 | -27.2074 | -28.1518 | -29.1923 | -30.0203 | -30.4735
TD | BUSH_1 | Bushbury | L2 | -2.5547 | -2.5833 | -2.5859 | -2.5959 | -2.6882 | -2.8594 | -3.0488 | -3.2921 | -3.7957 | -4.3548 | -4.6555 | -4.9667 | -5.2138 | -5.4356 | -5.8035 | -6.1365 | -6.5121 | -6.8406 | -7.1021 | -7.5212 | -7.7823 | -8.0699 | -8.2988 | -8.4241
TD | BUST_1 | Bustleholme | L3 | -5.2855 | -5.3447 | -5.3502 | -5.3708 | -5.5618 | -5.916 | -6.3079 | -6.8113 | -7.8531 | -9.0099 | -9.632 | -10.2759 | -10.7872 | -11.246 | -12.0073 | -12.6962 | -13.4734 | -14.153 | -14.694 | -15.5612 | -16.1014 | -16.6965 | -17.17 | -17.4292
TD | CAMB_01 | Camblesforth | P4 | -0.67795 | -0.68554 | -0.68624 | -0.68888 | -0.71338 | -0.75881 | -0.80908 | -0.87365 | -1.0073 | -1.1557 | -1.2354 | -1.318 | -1.3836 | -1.4425 | -1.5401 | -1.6285 | -1.7282 | -1.8153 | -1.8847 | -1.996 | -2.0652 | -2.1416 | -2.2023 | -2.2356
TD | CBNK_H | Canal Bank | A7 | -0.443 | -0.44796 | -0.44842 | -0.45015 | -0.46615 | -0.49584 | -0.52869 | -0.57088 | -0.6582 | -0.75515 | -0.80729 | -0.86126 | -0.90411 | -0.94257 | -1.0064 | -1.0641 | -1.1293 | -1.1862 | -1.2316 | -1.3042 | -1.3495 | -1.3994 | -1.4391 | -1.4608
TD | CANTN1 | Canterbury | C7 | -5.3736 | -5.4338 | -5.4393 | -5.4603 | -5.6545 | -6.0145 | -6.413 | -6.9248 | -7.984 | -9.1601 | -9.7925 | -10.4471 | -10.9669 | -11.4334 | -12.2074 | -12.9077 | -13.6979 | -14.3889 | -14.9388 | -15.8205 | -16.3697 | -16.9747 | -17.4561 | -17.7197
TD | CAPEA1 | Capenhurst | N3 | -8.689 | -8.7863 | -8.7953 | -8.8292 | -9.1431 | -9.7254 | -10.3697 | -11.1972 | -12.9099 | -14.8116 | -15.8343 | -16.8928 | -17.7333 | -18.4876 | -19.7391 | -20.8715 | -22.1492 | -23.2665 | -24.1557 | -25.5814 | -26.4694 | -27.4477 | -28.2261 | -28.6523
TD | CARE_1 | Cardiff East | H2 | -3.5424 | -3.5821 | -3.5857 | -3.5996 | -3.7276 | -3.9649 | -4.2276 | -4.565 | -5.2632 | -6.0385 | -6.4555 | -6.887 | -7.2297 | -7.5372 | -8.0474 | -8.5091 | -9.03 | -9.4855 | -9.848 | -10.4293 | -10.7913 | -11.1901 | -11.5075 | -11.6812
TD | CARR_1 | Carrington | N2 | -5.6273 | -5.6904 | -5.6962 | -5.7181 | -5.9214 | -6.2985 | -6.7158 | -7.2517 | -8.361 | -9.5926 | -10.2549 | -10.9404 | -11.4847 | -11.9733 | -12.7838 | -13.5172 | -14.3446 | -15.0683 | -15.6441 | -16.5675 | -17.1426 | -17.7761 | -18.2803 | -18.5563
TD | CELL_1 | Cellarhead | L5 | -12.3963 | -12.5352 | -12.5479 | -12.5963 | -13.0442 | -13.8749 | -14.7941 | -15.9747 | -18.4182 | -21.1313 | -22.5903 | -24.1004 | -25.2995 | -26.3757 | -28.1611 | -29.7767 | -31.5995 | -33.1936 | -34.4622 | -36.4962 | -37.763 | -39.1587 | -40.2693 | -40.8773
TD | CHSI_1 | Chessington | A8 | -5.2575 | -5.3164 | -5.3218 | -5.3423 | -5.5323 | -5.8846 | -6.2744 | -6.7751 | -7.8115 | -8.9621 | -9.5809 | -10.2214 | -10.7299 | -11.1863 | -11.9436 | -12.6288 | -13.4019 | -14.0779 | -14.616 | -15.4786 | -16.0159 | -16.6078 | -17.0789 | -17.3367
TD | CHTE_1 | Chesterfield | P3 | -9.5731 | -9.6804 | -9.6902 | -9.7276 | -10.0735 | -10.715 | -11.4248 | -12.3366 | -14.2236 | -16.3188 | -17.4455 | -18.6117 | -19.5377 | -20.3688 | -21.7476 | -22.9952 | -24.4029 | -25.6339 | -26.6136 | -28.1844 | -29.1627 | -30.2405 | -31.0982 | -31.5678
TD | CHIC_1 | Chickerell | E1 | -1.6277 | -1.6459 | -1.6476 | -1.6539 | -1.7127 | -1.8218 | -1.9425 | -2.0975 | -2.4184 | -2.7746 | -2.9662 | -3.1645 | -3.3219 | -3.4632 | -3.6977 | -3.9098 | -4.1491 | -4.3584 | -4.525 | -4.7921 | -4.9584 | -5.1417 | -5.2875 | -5.3673
TD | CITR_1 | City Road | A7 | -17.8202 | -18.0198 | -18.0381 | -18.1077 | -18.7515 | -19.9457 | -21.2671 | -22.9642 | -26.4768 | -30.377 | -32.4743 | -34.6452 | -36.3689 | -37.916 | -40.4826 | -42.8051 | -45.4254 | -47.717 | -49.5407 | -52.4646 | -54.2857 | -56.2921 | -57.8886 | -58.7627
TD | CLT03 | Clacton | J5 | -0.32888 | -0.33256 | -0.3329 | -0.33418 | -0.34606 | -0.3681 | -0.39249 | -0.42381 | -0.48864 | -0.56061 | -0.59932 | -0.63938 | -0.6712 | -0.69975 | -0.74712 | -0.78998 | -0.83834 | -0.88063 | -0.91428 | -0.96825 | -1.0019 | -1.0389 | -1.0683 | -1.0845
TD | CONQA1 | Connah's Quay | M5 | -5.7292 | -5.7934 | -5.7993 | -5.8217 | -6.0287 | -6.4126 | -6.8374 | -7.3831 | -8.5124 | -9.7663 | -10.4406 | -11.1385 | -11.6927 | -12.1901 | -13.0153 | -13.762 | -14.6044 | -15.3412 | -15.9275 | -16.8675 | -17.453 | -18.0981 | -18.6114 | -18.8924
TD | COVE_1 | Coventry | L3 | -8.9017 | -9.0014 | -9.0106 | -9.0453 | -9.367 | -9.9635 | -10.6236 | -11.4713 | -13.226 | -15.1742 | -16.2219 | -17.3063 | -18.1674 | -18.9402 | -20.2223 | -21.3825 | -22.6914 | -23.8361 | -24.7471 | -26.2077 | -27.1174 | -28.1196 | -28.9172 | -29.3538
TD | COWL_1 | Cowley | D6 | -10.9254 | -11.0478 | -11.059 | -11.1016 | -11.4964 | -12.2285 | -13.0386 | -14.0791 | -16.2327 | -18.6238 | -19.9097 | -21.2406 | -22.2974 | -23.2459 | -24.8195 | -26.2434 | -27.8499 | -29.2548 | -30.3729 | -32.1655 | -33.282 | -34.5121 | -35.4909 | -36.0268
TD | CREB_1 | Creyke Beck | P8 | -7.8632 | -7.9512 | -7.9593 | -7.99 | -8.2741 | -8.801 | -9.3841 | -10.133 | -11.6829 | -13.4039 | -14.3293 | -15.2872 | -16.0478 | -16.7304 | -17.863 | -18.8878 | -20.044 | -21.0551 | -21.8598 | -23.15 | -23.9536 | -24.8389 | -25.5434 | -25.9291
TD | DRAK_1 | Drakelow | L2 | -3.5843 | -3.6244 | -3.6281 | -3.6421 | -3.7716 | -4.0118 | -4.2776 | -4.6189 | -5.3254 | -6.1099 | -6.5317 | -6.9684 | -7.3151 | -7.6262 | -8.1425 | -8.6096 | -9.1367 | -9.5976 | -9.9644 | -10.5525 | -10.9188 | -11.3223 | -11.6434 | -11.8193
TD | DRAX_1 | Drax | P4 | -2.7877 | -2.8189 | -2.8218 | -2.8327 | -2.9334 | -3.1202 | -3.3269 | -3.5924 | -4.1419 | -4.752 | -5.0801 | -5.4197 | -5.6894 | -5.9314 | -6.3329 | -6.6962 | -7.1062 | -7.4646 | -7.7499 | -8.2073 | -8.4922 | -8.8061 | -9.0558 | -9.1926
TD | EALI_6 | Ealing | A7 | -3.9636 | -4.008 | -4.012 | -4.0275 | -4.1707 | -4.4363 | -4.7302 | -5.1077 | -5.889 | -6.7564 | -7.2229 | -7.7058 | -8.0892 | -8.4333 | -9.0041 | -9.5207 | -10.1035 | -10.6132 | -11.0188 | -11.6692 | -12.0742 | -12.5205 | -12.8756 | -13.07
TD | ECLA_1 | East Claydon | D4 | -6.8923 | -6.9695 | -6.9766 | -7.0035 | -7.2525 | -7.7144 | -8.2254 | -8.8818 | -10.2404 | -11.7489 | -12.5601 | -13.3997 | -14.0664 | -14.6647 | -15.6574 | -16.5557 | -17.5691 | -18.4554 | -19.1608 | -20.2917 | -20.996 | -21.772 | -22.3895 | -22.7276
TD | EASO_1 | Eaton Socon | J4 | -3.9257 | -3.9697 | -3.9737 | -3.989 | -4.1309 | -4.3939 | -4.685 | -5.0589 | -5.8327 | -6.6919 | -7.1539 | -7.6322 | -8.0119 | -8.3527 | -8.9181 | -9.4298 | -10.007 | -10.5118 | -10.9136 | -11.5577 | -11.9589 | -12.4009 | -12.7526 | -12.9451
TD | ELLA_1 | Elland | P1 | -6.3778 | -6.4492 | -6.4558 | -6.4807 | -6.7111 | -7.1385 | -7.6114 | -8.2188 | -9.476 | -10.8718 | -11.6225 | -12.3994 | -13.0163 | -13.57 | -14.4886 | -15.3198 | -16.2576 | -17.0778 | -17.7305 | -18.7769 | -19.4287 | -20.1468 | -20.7182 | -21.031
TD | ELST_1 | Elstree | A6 | -7.051 | -7.1299 | -7.1372 | -7.1647 | -7.4195 | -7.892 | -8.4148 | -9.0863 | -10.4762 | -12.0194 | -12.8492 | -13.7082 | -14.3902 | -15.0023 | -16.0179 | -16.9368 | -17.9736 | -18.8803 | -19.6019 | -20.7588 | -21.4794 | -22.2733 | -22.905 | -23.2508
TD | ENDE_1 | Enderby | L8 | -9.146 | -9.2485 | -9.2579 | -9.2936 | -9.624 | -10.2369 | -10.9151 | -11.7861 | -13.5889 | -15.5906 | -16.6671 | -17.7812 | -18.6659 | -19.4599 | -20.7772 | -21.9692 | -23.3141 | -24.4902 | -25.4262 | -26.9269 | -27.8615 | -28.8913 | -29.7107 | -30.1593
TD | EXET1 | Exeter | F6 | -5.5125 | -5.5742 | -5.5799 | -5.6014 | -5.8006 | -6.17 | -6.5787 | -7.1037 | -8.1903 | -9.3968 | -10.0456 | -10.7171 | -11.2503 | -11.7289 | -12.5229 | -13.2413 | -14.0519 | -14.7608 | -15.3249 | -16.2294 | -16.7927 | -17.4134 | -17.9072 | -18.1776
TD | FAWL_1 | Fawley | B2 | -5.1779 | -5.2359 | -5.2412 | -5.2614 | -5.4485 | -5.7955 | -6.1794 | -6.6726 | -7.6932 | -8.8264 | -9.4358 | -10.0666 | -10.5675 | -11.017 | -11.7627 | -12.4376 | -13.199 | -13.8648 | -14.3947 | -15.2443 | -15.7734 | -16.3564 | -16.8203 | -17.0743
TD | FECK_6 | Feckenham | L3 | -5.3109 | -5.3704 | -5.3758 | -5.3966 | -5.5885 | -5.9443 | -6.3382 | -6.844 | -7.8908 | -9.0532 | -9.6782 | -10.3252 | -10.8389 | -11.3 | -12.0649 | -12.7571 | -13.538 | -14.2209 | -14.7645 | -15.6359 | -16.1786 | -16.7766 | -17.2524 | -17.5129
TD | FERRA2 | Ferrybridge A | P5 | -1.622 | -1.6402 | -1.6418 | -1.6482 | -1.7068 | -1.8154 | -1.9357 | -2.0902 | -2.4099 | -2.7649 | -2.9558 | -3.1534 | -3.3103 | -3.4511 | -3.6847 | -3.8961 | -4.1346 | -4.3432 | -4.5092 | -4.7753 | -4.9411 | -5.1237 | -5.269 | -5.3486
TD | FERRB1 | Ferrybridge B | P5 | -7.5441 | -7.6287 | -7.6364 | -7.6659 | -7.9384 | -8.444 | -9.0034 | -9.7219 | -11.2089 | -12.8601 | -13.748 | -14.667 | -15.3968 | -16.0517 | -17.1383 | -18.1215 | -19.2308 | -20.2009 | -20.973 | -22.2108 | -22.9818 | -23.8312 | -24.5071 | -24.8771
TD | FIDF_1 | Fiddlers Ferry | N1 | -5.1659 | -5.2238 | -5.2291 | -5.2492 | -5.4359 | -5.7821 | -6.1651 | -6.6571 | -7.6754 | -8.806 | -9.414 | -10.0433 | -10.543 | -10.9915 | -11.7355 | -12.4088 | -13.1684 | -13.8327 | -14.3614 | -15.209 | -15.7369 | -16.3186 | -16.7814 | -17.0347
TD | FLEE_1 | Fleet | B3 | -11.6179 | -11.7481 | -11.76 | -11.8054 | -12.2251 | -13.0036 | -13.8651 | -14.9716 | -17.2617 | -19.8044 | -21.1718 | -22.587 | -23.7108 | -24.7194 | -26.3928 | -27.9069 | -29.6153 | -31.1093 | -32.2982 | -34.2045 | -35.3918 | -36.6998 | -37.7407 | -38.3105
TD | FOUR_1 | Fourstones | Q8 | -0.96751 | -0.97835 | -0.97934 | -0.98312 | -1.0181 | -1.0829 | -1.1546 | -1.2468 | -1.4375 | -1.6493 | -1.7631 | -1.881 | -1.9746 | -2.0586 | -2.1979 | -2.324 | -2.4663 | -2.5907 | -2.6897 | -2.8485 | -2.9473 | -3.0563 | -3.1429 | -3.1904
TD | FROD_1 | Frodsham | N3 | -6.4349 | -6.507 | -6.5136 | -6.5387 | -6.7712 | -7.2025 | -7.6796 | -8.2925 | -9.5609 | -10.9692 | -11.7266 | -12.5105 | -13.133 | -13.6916 | -14.6184 | -15.4571 | -16.4033 | -17.2308 | -17.8893 | -18.9452 | -19.6028 | -20.3273 | -20.9038 | -21.2194
TD | GREE_H | Greenford | A7 | -0.62708 | -0.63411 | -0.63475 | -0.6372 | -0.65985 | -0.70188 | -0.74837 | -0.8081 | -0.9317 | -1.0689 | -1.1428 | -1.2191 | -1.2798 | -1.3342 | -1.4246 | -1.5063 | -1.5985 | -1.6791 | -1.7433 | -1.8462 | -1.9103 | -1.9809 | -2.0371 | -2.0678
TD | GREN_1 | Grendon | J6 | -14.1396 | -14.298 | -14.3126 | -14.3677 | -14.8786 | -15.8261 | -16.8746 | -18.2212 | -21.0083 | -24.1029 | -25.7671 | -27.4896 | -28.8573 | -30.0848 | -32.1214 | -33.9642 | -36.0433 | -37.8616 | -39.3086 | -41.6286 | -43.0736 | -44.6656 | -45.9323 | -46.6259
TD | GRIW_1 | Grimsby West | P7 | -4.2393 | -4.2868 | -4.2911 | -4.3077 | -4.4608 | -4.7449 | -5.0593 | -5.463 | -6.2986 | -7.2265 | -7.7254 | -8.2418 | -8.6519 | -9.0199 | -9.6305 | -10.183 | -10.8064 | -11.3515 | -11.7854 | -12.4809 | -12.9142 | -13.3915 | -13.7713 | -13.9792
TD | HACK_1 | Hackney 132kV | A1 | -2.5377 | -2.5661 | -2.5687 | -2.5786 | -2.6703 | -2.8404 | -3.0285 | -3.2702 | -3.7704 | -4.3258 | -4.6245 | -4.9337 | -5.1791 | -5.3994 | -5.7649 | -6.0957 | -6.4688 | -6.7952 | -7.0549 | -7.4712 | -7.7306 | -8.0163 | -8.2436 | -8.3681
TD | HACK_6 | Hackney 66kV | A1 | -2.6806 | -2.7106 | -2.7134 | -2.7238 | -2.8207 | -3.0003 | -3.1991 | -3.4544 | -3.9828 | -4.5695 | -4.885 | -5.2115 | -5.4708 | -5.7035 | -6.0896 | -6.439 | -6.8331 | -7.1778 | -7.4522 | -7.892 | -8.1659 | -8.4677 | -8.7079 | -8.8394
TD | HAMHC1 | Hams Hall | L3 | -8.3273 | -8.4206 | -8.4292 | -8.4617 | -8.7626 | -9.3206 | -9.9381 | -10.7311 | -12.3726 | -14.1951 | -15.1752 | -16.1896 | -16.9952 | -17.7181 | -18.9175 | -20.0028 | -21.2272 | -22.2981 | -23.1503 | -24.5166 | -25.3676 | -26.3052 | -27.0513 | -27.4597
TD | HARK_1 | Harker | Q8 | -6.4497 | -6.522 | -6.5286 | -6.5538 | -6.7868 | -7.219 | -7.6972 | -8.3115 | -9.5828 | -10.9944 | -11.7535 | -12.5392 | -13.1631 | -13.723 | -14.652 | -15.4926 | -16.4409 | -17.2703 | -17.9304 | -18.9887 | -19.6478 | -20.374 | -20.9518 | -21.2681
TD | HARM_6 | Hart Moor | Q4 | -1.7655 | -1.7853 | -1.7871 | -1.794 | -1.8578 | -1.9761 | -2.107 | -2.2751 | -2.6231 | -3.0095 | -3.2173 | -3.4324 | -3.6032 | -3.7565 | -4.0107 | -4.2408 | -4.5004 | -4.7275 | -4.9081 | -5.1978 | -5.3783 | -5.577 | -5.7352 | -5.8218
TD | HAWP_6 | Hawthorn Pit | Q4 | -1.8722 | -1.8932 | -1.8951 | -1.9024 | -1.9701 | -2.0955 | -2.2343 | -2.4127 | -2.7817 | -3.1915 | -3.4118 | -3.6399 | -3.821 | -3.9835 | -4.2532 | -4.4972 | -4.7725 | -5.0132 | -5.2048 | -5.512 | -5.7033 | -5.9141 | -6.0819 | -6.1737
TD | HEYS_1 | Heysham (HEYS_1) | R5 | -1.2904 | -1.3049 | -1.3062 | -1.3112 | -1.3578 | -1.4443 | -1.54 | -1.6629 | -1.9173 | -2.1997 | -2.3516 | -2.5088 | -2.6336 | -2.7456 | -2.9315 | -3.0996 | -3.2894 | -3.4553 | -3.5874 | -3.7991 | -3.931 | -4.0763 | -4.1919 | -4.2552
TD | HEYS1 | Heysham (HEYS1) | R5 | -0.22353 | -0.22604 | -0.22627 | -0.22714 | -0.23522 | -0.2502 | -0.26677 | -0.28806 | -0.33212 | -0.38105 | -0.40735 | -0.43459 | -0.45621 | -0.47561 | -0.50781 | -0.53694 | -0.56981 | -0.59856 | -0.62143 | -0.65811 | -0.68095 | -0.70612 | -0.72615 | -0.73711
TD | HURS_1 | Hurst | A8 | -3.8524 | -3.8955 | -3.8995 | -3.9145 | -4.0537 | -4.3118 | -4.5975 | -4.9644 | -5.7237 | -6.5669 | -7.0203 | -7.4896 | -7.8622 | -8.1966 | -8.7515 | -9.2536 | -9.82 | -10.3154 | -10.7097 | -11.3418 | -11.7354 | -12.1692 | -12.5143 | -12.7033
TD | HUTT_1 | Hutton | R6 | -5.1168 | -5.1741 | -5.1794 | -5.1993 | -5.3842 | -5.7271 | -6.1065 | -6.5938 | -7.6024 | -8.7223 | -9.3245 | -9.9479 | -10.4428 | -10.887 | -11.624 | -12.2909 | -13.0432 | -13.7012 | -14.2249 | -15.0644 | -15.5873 | -16.1634 | -16.6219 | -16.8728
TD | IMPK_1 | Imperial Park | H6 | -0.14619 | -0.14783 | -0.14798 | -0.14855 | -0.15383 | -0.16363 | -0.17447 | -0.18839 | -0.21721 | -0.24921 | -0.26641 | -0.28422 | -0.29836 | -0.31105 | -0.33211 | -0.35116 | -0.37266 | -0.39146 | -0.40642 | -0.43041 | -0.44535 | -0.46181 | -0.47491 | -0.48208
TD | INDQ1 | Indian Queens | F6 | -6.141 | -6.2098 | -6.2161 | -6.24 | -6.4619 | -6.8734 | -7.3288 | -7.9136 | -9.1241 | -10.4681 | -11.1909 | -11.939 | -12.533 | -13.0661 | -13.9506 | -14.751 | -15.6539 | -16.4436 | -17.0721 | -18.0797 | -18.7073 | -19.3987 | -19.9488 | -20.2501
TD | IROA1 | Iron Acton | G5 | -8.5353 | -8.6309 | -8.6397 | -8.673 | -8.9814 | -9.5534 | -10.1863 | -10.9992 | -12.6816 | -14.5496 | -15.5542 | -16.594 | -17.4196 | -18.1606 | -19.3899 | -20.5023 | -21.7574 | -22.855 | -23.7285 | -25.1289 | -26.0012 | -26.9622 | -27.7269 | -28.1455
TD | IRONB1 | Ironbridge | L5 | -4.0993 | -4.1452 | -4.1494 | -4.1654 | -4.3135 | -4.5882 | -4.8922 | -5.2826 | -6.0906 | -6.9878 | -7.4703 | -7.9697 | -8.3662 | -8.7221 | -9.3125 | -9.8468 | -10.4495 | -10.9767 | -11.3962 | -12.0688 | -12.4877 | -12.9493 | -13.3165 | -13.5176
TD | IVER_1 | Iver 132kV | A6 | -8.0856 | -8.1762 | -8.1845 | -8.216 | -8.5082 | -9.05 | -9.6496 | -10.4196 | -12.0134 | -13.783 | -14.7347 | -15.7196 | -16.5018 | -17.2037 | -18.3683 | -19.4221 | -20.611 | -21.6507 | -22.4782 | -23.8049 | -24.6312 | -25.5415 | -26.2659 | -26.6625
TD | IVER_6 | Iver 66kV | A6 | -2.5784 | -2.6073 | -2.6099 | -2.62 | -2.7131 | -2.8859 | -3.0771 | -3.3227 | -3.8309 | -4.3952 | -4.6987 | -5.0128 | -5.2622 | -5.486 | -5.8574 | -6.1934 | -6.5726 | -6.9041 | -7.168 | -7.5911 | -7.8546 | -8.1449 | -8.3759 | -8.5023
TD | JORD_3 | Jordanthorpe | P3 | -0.79381 | -0.8027 | -0.80352 | -0.80661 | -0.83529 | -0.88849 | -0.94735 | -1.023 | -1.1794 | -1.3532 | -1.4466 | -1.5433 | -1.6201 | -1.689 | -1.8033 | -1.9068 | -2.0235 | -2.1256 | -2.2068 | -2.3371 | -2.4182 | -2.5076 | -2.5787 | -2.6176
TD | KEAD_1 | Keadby | P8 | -5.4233 | -5.4841 | -5.4897 | -5.5108 | -5.7068 | -6.0702 | -6.4723 | -6.9888 | -8.0579 | -9.2448 | -9.8831 | -10.5438 | -11.0684 | -11.5392 | -12.3203 | -13.0271 | -13.8246 | -14.522 | -15.077 | -15.9669 | -16.5211 | -17.1317 | -17.6176 | -17.8836
TD | KEAR_1 | Kearsley 132kV | N4 | -8.3876 | -8.4816 | -8.4902 | -8.523 | -8.826 | -9.3881 | -10.01 | -10.8088 | -12.4622 | -14.2979 | -15.2851 | -16.3069 | -17.1182 | -17.8464 | -19.0544 | -20.1476 | -21.3809 | -22.4595 | -23.3179 | -24.6941 | -25.5513 | -26.4957 | -27.2471 | -27.6585
TD | KEAR_3 | Kearsley 33kV | N4 | -1.5413 | -1.5585 | -1.5601 | -1.5661 | -1.6218 | -1.7251 | -1.8394 | -1.9862 | -2.29 | -2.6273 | -2.8087 | -2.9965 | -3.1456 | -3.2794 | -3.5013 | -3.7022 | -3.9289 | -4.1271 | -4.2848 | -4.5377 | -4.6952 | -4.8687 | -5.0068 | -5.0824
TD | KEMS_1 | Kemsley | C3 | -7.1528 | -7.2329 | -7.2403 | -7.2682 | -7.5266 | -8.006 | -8.5364 | -9.2176 | -10.6275 | -12.193 | -13.0348 | -13.9062 | -14.5981 | -15.219 | -16.2493 | -17.1815 | -18.2333 | -19.1531 | -19.8851 | -21.0587 | -21.7897 | -22.595 | -23.2358 | -23.5867
TD | KINO_1 | Kingsnorth | C2 | -4.7798 | -4.8333 | -4.8383 | -4.8569 | -5.0296 | -5.3499 | -5.7043 | -6.1596 | -7.1017 | -8.1478 | -8.7104 | -9.2927 | -9.755 | -10.17 | -10.8584 | -11.4814 | -12.1842 | -12.7989 | -13.288 | -14.0723 | -14.5608 | -15.0989 | -15.5271 | -15.7616
TD | KIBY_1 | Kirkby (_D) | N1 | -4.7088 | -4.7616 | -4.7664 | -4.7848 | -4.9549 | -5.2705 | -5.6196 | -6.0681 | -6.9963 | -8.0268 | -8.581 | -9.1547 | -9.6102 | -10.0189 | -10.6971 | -11.3109 | -12.0032 | -12.6088 | -13.0907 | -13.8633 | -14.3445 | -14.8747 | -15.2965 | -15.5275
TD | KIBY_G | Kirkby (_G) | N1 | -0.6212 | -0.62816 | -0.62879 | -0.63122 | -0.65366 | -0.69529 | -0.74135 | -0.80051 | -0.92296 | -1.0589 | -1.132 | -1.2077 | -1.2678 | -1.3217 | -1.4112 | -1.4922 | -1.5835 | -1.6634 | -1.7269 | -1.8289 | -1.8924 | -1.9623 | -2.0179 | -2.0484
TD | KIRKB1 | Kirkstall B | P1 | -4.2702 | -4.318 | -4.3224 | -4.339 | -4.4933 | -4.7795 | -5.0961 | -5.5028 | -6.3445 | -7.2791 | -7.7817 | -8.3018 | -8.7149 | -9.0856 | -9.7006 | -10.2572 | -10.8851 | -11.4342 | -11.8712 | -12.5718 | -13.0082 | -13.489 | -13.8716 | -14.081
TD | KITW_1 | Kitwell | L2 | -5.4781 | -5.5394 | -5.5451 | -5.5664 | -5.7644 | -6.1314 | -6.5377 | -7.0594 | -8.1392 | -9.3381 | -9.9829 | -10.6502 | -11.1801 | -11.6557 | -12.4447 | -13.1586 | -13.9641 | -14.6686 | -15.2292 | -16.128 | -16.6878 | -17.3046 | -17.7954 | -18.0641
TD | KNAR | Knaresborough | P2 | -1.0123 | -1.0236 | -1.0246 | -1.0286 | -1.0652 | -1.133 | -1.2081 | -1.3045 | -1.504 | -1.7255 | -1.8447 | -1.968 | -2.0659 | -2.1538 | -2.2996 | -2.4315 | -2.5803 | -2.7105 | -2.8141 | -2.9802 | -3.0836 | -3.1976 | -3.2883 | -3.3379
TD | LACK_6 | Lackenby | Q2 | -5.7982 | -5.8632 | -5.8691 | -5.8918 | -6.1013 | -6.4898 | -6.9197 | -7.472 | -8.6149 | -9.8839 | -10.5663 | -11.2726 | -11.8335 | -12.3369 | -13.172 | -13.9277 | -14.7802 | -15.5259 | -16.1192 | -17.0706 | -17.6631 | -18.316 | -18.8354 | -19.1198
TD | LALE1SG003 | Laleham | A6 | -5.2176 | -5.276 | -5.2814 | -5.3018 | -5.4903 | -5.8399 | -6.2268 | -6.7237 | -7.7522 | -8.8941 | -9.5082 | -10.1438 | -10.6485 | -11.1015 | -11.8529 | -12.533 | -13.3002 | -13.9711 | -14.5051 | -15.3612 | -15.8944 | -16.4818 | -16.9493 | -17.2052
TD | LAND1 | Landulph | F6 | -4.9692 | -5.0248 | -5.0299 | -5.0493 | -5.2289 | -5.5619 | -5.9303 | -6.4036 | -7.3831 | -8.4706 | -9.0555 | -9.6608 | -10.1415 | -10.5729 | -11.2886 | -11.9362 | -12.6669 | -13.3059 | -13.8145 | -14.6298 | -15.1376 | -15.6971 | -16.1423 | -16.386
TD | LEGA_1 | Legacy | M4 | -6.1186 | -6.1872 | -6.1935 | -6.2174 | -6.4384 | -6.8484 | -7.3021 | -7.8849 | -9.0909 | -10.4301 | -11.1502 | -11.8956 | -12.4874 | -13.0186 | -13.8999 | -14.6973 | -15.597 | -16.3839 | -17.01 | -18.014 | -18.6393 | -19.3282 | -19.8763 | -20.1764
TD | LISD_1 | Lister Drive | N1 | -5.8414 | -5.9068 | -5.9129 | -5.9356 | -6.1467 | -6.5381 | -6.9713 | -7.5276 | -8.679 | -9.9575 | -10.645 | -11.3566 | -11.9216 | -12.4288 | -13.2701 | -14.0314 | -14.8903 | -15.6415 | -16.2393 | -17.1978 | -17.7947 | -18.4524 | -18.9757 | -19.2623
TD | LITT_C | Littlebrook (_C) | A8 | -2.3082 | -2.334 | -2.3364 | -2.3454 | -2.4288 | -2.5835 | -2.7547 | -2.9745 | -3.4295 | -3.9346 | -4.2063 | -4.4875 | -4.7107 | -4.9111 | -5.2436 | -5.5444 | -5.8838 | -6.1806 | -6.4168 | -6.7956 | -7.0314 | -7.2913 | -7.4981 | -7.6113
TD | LITT_J | Littlebrook (_J) | A8 | -0.28189 | -0.28505 | -0.28534 | -0.28644 | -0.29663 | -0.31552 | -0.33642 | -0.36327 | -0.41883 | -0.48053 | -0.51371 | -0.54805 | -0.57531 | -0.59979 | -0.64039 | -0.67713 | -0.71858 | -0.75483 | -0.78367 | -0.82993 | -0.85874 | -0.89047 | -0.91573 | -0.92956
TD | LODR_6 | Lodge Road | A7 | -8.9291 | -9.0292 | -9.0384 | -9.0732 | -9.3958 | -9.9942 | -10.6563 | -11.5067 | -13.2667 | -15.221 | -16.2719 | -17.3596 | -18.2234 | -18.9985 | -20.2846 | -21.4483 | -22.7613 | -23.9095 | -24.8233 | -26.2884 | -27.2009 | -28.2062 | -29.0062 | -29.4442
TD | LOUD_H | Loudwater | A6 | -0.79525 | -0.80416 | -0.80498 | -0.80808 | -0.83682 | -0.89011 | -0.94908 | -1.0248 | -1.1816 | -1.3556 | -1.4492 | -1.5461 | -1.623 | -1.6921 | -1.8066 | -1.9102 | -2.0272 | -2.1294 | -2.2108 | -2.3413 | -2.4226 | -2.5121 | -2.5834 | -2.6224
TD | LOVE_1 | Lovedean | B2 | -10.3981 | -10.5146 | -10.5253 | -10.5658 | -10.9415 | -11.6383 | -12.4094 | -13.3996 | -15.4493 | -17.725 | -18.9488 | -20.2155 | -21.2213 | -22.124 | -23.6216 | -24.9768 | -26.5058 | -27.8429 | -28.907 | -30.6132 | -31.6758 | -32.8465 | -33.7781 | -34.2881
TD | MACC_3 | Macclesfield | N6 | -1.5842 | -1.6019 | -1.6036 | -1.6097 | -1.667 | -1.7731 | -1.8906 | -2.0415 | -2.3538 | -2.7005 | -2.8869 | -3.0799 | -3.2332 | -3.3707 | -3.5989 | -3.8053 | -4.0383 | -4.242 | -4.4041 | -4.664 | -4.8259 | -5.0043 | -5.1462 | -5.2239
TD | MANN_1 | Mannington | E1 | -10.1907 | -10.3049 | -10.3154 | -10.3551 | -10.7233 | -11.4062 | -12.1619 | -13.1324 | -15.1411 | -17.3715 | -18.5709 | -19.8123 | -20.7981 | -21.6828 | -23.1505 | -24.4787 | -25.9771 | -27.2876 | -28.3305 | -30.0026 | -31.044 | -32.1914 | -33.1044 | -33.6042
TD | MAGA_6 | Margam | H1 | -0.47288 | -0.47818 | -0.47867 | -0.48051 | -0.4976 | -0.52929 | -0.56435 | -0.60939 | -0.7026 | -0.8061 | -0.86175 | -0.91936 | -0.9651 | -1.0062 | -1.0743 | -1.1359 | -1.2054 | -1.2662 | -1.3146 | -1.3922 | -1.4405 | -1.4938 | -1.5362 | -1.5594
TD | MELK_1 | Melksham | G6 | -7.231 | -7.312 | -7.3194 | -7.3476 | -7.6089 | -8.0935 | -8.6296 | -9.3183 | -10.7436 | -12.3262 | -13.1773 | -14.0581 | -14.7576 | -15.3854 | -16.4268 | -17.3692 | -18.4325 | -19.3624 | -20.1024 | -21.2888 | -22.0278 | -22.8419 | -23.4897 | -23.8444
TD | MILH_1 | Mill Hill | A6 | -2.2853 | -2.3109 | -2.3133 | -2.3222 | -2.4047 | -2.5579 | -2.7273 | -2.945 | -3.3955 | -3.8956 | -4.1646 | -4.443 | -4.664 | -4.8624 | -5.1916 | -5.4894 | -5.8255 | -6.1193 | -6.3532 | -6.7282 | -6.9617 | -7.219 | -7.4238 | -7.5359
TD | MITY_1 | Minety | G6 | -5.4072 | -5.4678 | -5.4733 | -5.4944 | -5.6898 | -6.0521 | -6.4531 | -6.9681 | -8.0339 | -9.2173 | -9.8537 | -10.5124 | -11.0355 | -11.5049 | -12.2837 | -12.9884 | -13.7835 | -14.4788 | -15.0322 | -15.9194 | -16.472 | -17.0808 | -17.5652 | -17.8304
TD | NECE_1 | Nechells | L3 | -6.5856 | -6.6594 | -6.6662 | -6.6919 | -6.9298 | -7.3711 | -7.8594 | -8.4866 | -9.7848 | -11.2261 | -12.0012 | -12.8035 | -13.4405 | -14.0122 | -14.9607 | -15.819 | -16.7874 | -17.6343 | -18.3082 | -19.3888 | -20.0618 | -20.8033 | -21.3933 | -21.7163
TD | NEEP_3 | Neepsend | P3 | -1.3014 | -1.316 | -1.3173 | -1.3224 | -1.3694 | -1.4566 | -1.5531 | -1.677 | -1.9336 | -2.2184 | -2.3715 | -2.5301 | -2.656 | -2.7689 | -2.9564 | -3.126 | -3.3173 | -3.4847 | -3.6179 | -3.8314 | -3.9644 | -4.1109 | -4.2275 | -4.2913
TD | NEWX_6 | New Cross | A4 | -7.5988 | -7.6839 | -7.6917 | -7.7214 | -7.9959 | -8.5051 | -9.0686 | -9.7923 | -11.2901 | -12.9532 | -13.8476 | -14.7733 | -15.5083 | -16.168 | -17.2624 | -18.2528 | -19.3701 | -20.3473 | -21.1249 | -22.3717 | -23.1483 | -24.0038 | -24.6846 | -25.0573
TD | NINF_1 | Ninfield | B1 | -5.92 | -5.9864 | -5.9924 | -6.0155 | -6.2294 | -6.6261 | -7.0651 | -7.6289 | -8.7959 | -10.0915 | -10.7883 | -11.5095 | -12.0821 | -12.5961 | -13.4487 | -14.2203 | -15.0908 | -15.8521 | -16.4579 | -17.4293 | -18.0342 | -18.7008 | -19.2312 | -19.5215
TD | NHYD_6 | North Hyde | A6 | -2.8723 | -2.9045 | -2.9075 | -2.9187 | -3.0225 | -3.2149 | -3.4279 | -3.7015 | -4.2677 | -4.8963 | -5.2344 | -5.5843 | -5.8621 | -6.1115 | -6.5252 | -6.8996 | -7.3219 | -7.6913 | -7.9852 | -8.4565 | -8.7501 | -9.0735 | -9.3308 | -9.4717
TD | NFLE | Northfleet East | C2 | -6.4345 | -6.5066 | -6.5132 | -6.5383 | -6.7708 | -7.202 | -7.6791 | -8.2919 | -9.5602 | -10.9685 | -11.7258 | -12.5097 | -13.1321 | -13.6907 | -14.6174 | -15.456 | -16.4022 | -17.2296 | -17.8881 | -18.9439 | -19.6015 | -20.3259 | -20.9024 | -21.218
TD | NORT_1 | Norton | Q4 | -8.6214 | -8.7179 | -8.7268 | -8.7604 | -9.0719 | -9.6497 | -10.289 | -11.11 | -12.8094 | -14.6963 | -15.711 | -16.7613 | -17.5952 | -18.3437 | -19.5854 | -20.709 | -21.9767 | -23.0854 | -23.9677 | -25.3823 | -26.2633 | -27.234 | -28.0064 | -28.4292
TD | NORL_3 | Norton Lees | P3 | -0.91388 | -0.92411 | -0.92505 | -0.92862 | -0.96164 | -1.0229 | -1.0906 | -1.1777 | -1.3578 | -1.5578 | -1.6654 | -1.7767 | -1.8651 | -1.9445 | -2.0761 | -2.1952 | -2.3296 | -2.4471 | -2.5406 | -2.6906 | -2.7839 | -2.8868 | -2.9687 | -3.0135
TD | NORM_1 | Norwich Main | J3 | -10.4922 | -10.6097 | -10.6205 | -10.6615 | -11.0406 | -11.7437 | -12.5217 | -13.5209 | -15.5891 | -17.8854 | -19.1203 | -20.3985 | -21.4134 | -22.3243 | -23.8354 | -25.2029 | -26.7457 | -28.0949 | -29.1687 | -30.8902 | -31.9625 | -33.1438 | -34.0838 | -34.5984
TD | NURS_1 | Nursling | B2 | -5.2789 | -5.338 | -5.3434 | -5.364 | -5.5547 | -5.9085 | -6.2999 | -6.8027 | -7.8432 | -8.9986 | -9.6199 | -10.2629 | -10.7735 | -11.2318 | -11.9921 | -12.6801 | -13.4563 | -14.1352 | -14.6754 | -15.5415 | -16.081 | -16.6754 | -17.1483 | -17.4072
TD | OCKH_1 | Ocker Hill | L2 | -1.6556 | -1.6741 | -1.6758 | -1.6823 | -1.7421 | -1.8531 | -1.9758 | -2.1335 | -2.4598 | -2.8222 | -3.017 | -3.2187 | -3.3789 | -3.5226 | -3.761 | -3.9768 | -4.2203 | -4.4331 | -4.6026 | -4.8742 | -5.0434 | -5.2298 | -5.3781 | -5.4593
TD | OFFE_3 | Offerton | Q4 | -1.2557 | -1.2697 | -1.271 | -1.2759 | -1.3213 | -1.4054 | -1.4986 | -1.6181 | -1.8657 | -2.1405 | -2.2883 | -2.4412 | -2.5627 | -2.6717 | -2.8525 | -3.0162 | -3.2008 | -3.3623 | -3.4908 | -3.6968 | -3.8252 | -3.9665 | -4.079 | -4.1406
TD | OLDB_1 | Oldbury | L2 | -2.463 | -2.4906 | -2.4931 | -2.5027 | -2.5917 | -2.7568 | -2.9394 | -3.174 | -3.6595 | -4.1985 | -4.4884 | -4.7885 | -5.0267 | -5.2405 | -5.5953 | -5.9163 | -6.2785 | -6.5952 | -6.8472 | -7.2514 | -7.5031 | -7.7804 | -8.0011 | -8.1219
TD | ORMO | Ormonde | R5 | -0.6971 | -0.70491 | -0.70563 | -0.70835 | -0.73353 | -0.78025 | -0.83194 | -0.89833 | -1.0357 | -1.1883 | -1.2703 | -1.3553 | -1.4227 | -1.4832 | -1.5836 | -1.6745 | -1.777 | -1.8666 | -1.938 | -2.0523 | -2.1236 | -2.2021 | -2.2645 | -2.2987
TD | OSBA_1 | Osbaldwick | P6 | -5.6361 | -5.6992 | -5.705 | -5.727 | -5.9306 | -6.3083 | -6.7262 | -7.263 | -8.3739 | -9.6075 | -10.2708 | -10.9574 | -11.5026 | -11.9918 | -12.8036 | -13.5382 | -14.3669 | -15.0917 | -15.6684 | -16.5932 | -17.1692 | -17.8037 | -18.3087 | -18.5851
TD | PADIB1 | Padiham | N5 | -5.7675 | -5.8321 | -5.838 | -5.8605 | -6.0689 | -6.4554 | -6.883 | -7.4323 | -8.5692 | -9.8314 | -10.5103 | -11.2128 | -11.7707 | -12.2714 | -13.1021 | -13.8538 | -14.7018 | -15.4435 | -16.0337 | -16.9801 | -17.5695 | -18.2188 | -18.7355 | -19.0184
TD | PELH_1 | Pelham | D5 | -4.1735 | -4.2202 | -4.2245 | -4.2408 | -4.3916 | -4.6713 | -4.9807 | -5.3782 | -6.2008 | -7.1143 | -7.6055 | -8.1139 | -8.5176 | -8.8799 | -9.481 | -10.0249 | -10.6386 | -11.1753 | -11.6024 | -12.2871 | -12.7136 | -13.1835 | -13.5574 | -13.7621
TD | PEMB_1 | Pembroke | H6 | -3.2885 | -3.3253 | -3.3287 | -3.3415 | -3.4604 | -3.6807 | -3.9246 | -4.2378 | -4.886 | -5.6057 | -5.9927 | -6.3933 | -6.7114 | -6.9969 | -7.4706 | -7.8992 | -8.3827 | -8.8056 | -9.1421 | -9.6817 | -10.0178 | -10.388 | -10.6826 | -10.8439
TD | PENN_1 | Penn | L1 | -4.0065 | -4.0513 | -4.0555 | -4.0711 | -4.2158 | -4.4843 | -4.7814 | -5.163 | -5.9527 | -6.8296 | -7.3011 | -7.7892 | -8.1767 | -8.5245 | -9.1016 | -9.6237 | -10.2129 | -10.7281 | -11.1381 | -11.7955 | -12.2049 | -12.656 | -13.0149 | -13.2114
TD | PENT_1 | Pentir | M6 | -2.3574 | -2.3838 | -2.3862 | -2.3954 | -2.4806 | -2.6386 | -2.8134 | -3.0379 | -3.5026 | -4.0185 | -4.296 | -4.5831 | -4.8112 | -5.0158 | -5.3554 | -5.6626 | -6.0092 | -6.3124 | -6.5536 | -6.9404 | -7.1813 | -7.4468 | -7.658 | -7.7736
TD | PENE_1 | Penwortham East | R4 | -4.0409 | -4.0861 | -4.0903 | -4.1061 | -4.2521 | -4.5228 | -4.8225 | -5.2073 | -6.0038 | -6.8882 | -7.3638 | -7.8561 | -8.247 | -8.5978 | -9.1798 | -9.7064 | -10.3006 | -10.8202 | -11.2338 | -11.8968 | -12.3097 | -12.7647 | -13.1267 | -13.3249
TD | PENW_1 | Penwortham West | R4 | -3.8216 | -3.8644 | -3.8683 | -3.8833 | -4.0213 | -4.2774 | -4.5608 | -4.9248 | -5.6781 | -6.5145 | -6.9642 | -7.4298 | -7.7995 | -8.1312 | -8.6816 | -9.1797 | -9.7417 | -10.2331 | -10.6242 | -11.2512 | -11.6418 | -12.0721 | -12.4144 | -12.6019
TD | PERI_H | Perivale | A7 | -0.59904 | -0.60575 | -0.60636 | -0.6087 | -0.63034 | -0.67049 | -0.71491 | -0.77196 | -0.89004 | -1.0211 | -1.0916 | -1.1646 | -1.2226 | -1.2746 | -1.3608 | -1.4389 | -1.527 | -1.604 | -1.6653 | -1.7636 | -1.8248 | -1.8923 | -1.946 | -1.9753
TD | PITS_3 | Pitsmoor | P3 | -1.1395 | -1.1522 | -1.1534 | -1.1579 | -1.199 | -1.2754 | -1.3599 | -1.4684 | -1.693 | -1.9424 | -2.0765 | -2.2153 | -2.3255 | -2.4245 | -2.5886 | -2.7371 | -2.9046 | -3.0512 | -3.1678 | -3.3547 | -3.4712 | -3.5995 | -3.7016 | -3.7575
TD | POPP_3 | Poppleton | P2 | -0.88772 | -0.89766 | -0.89858 | -0.90204 | -0.93411 | -0.9936 | -1.0594 | -1.144 | -1.319 | -1.5132 | -1.6177 | -1.7259 | -1.8117 | -1.8888 | -2.0167 | -2.1324 | -2.2629 | -2.377 | -2.4679 | -2.6135 | -2.7043 | -2.8042 | -2.8837 | -2.9273
TD | PYLE_1 | Pyle | H1 | -3.0769 | -3.1114 | -3.1146 | -3.1266 | -3.2377 | -3.4439 | -3.6721 | -3.9651 | -4.5716 | -5.245 | -5.6072 | -5.982 | -6.2796 | -6.5468 | -6.9899 | -7.3909 | -7.8434 | -8.239 | -8.5539 | -9.0588 | -9.3732 | -9.7197 | -9.9953 | -10.1462
TD | RAIN_1 | Rainhill | N1 | -7.9667 | -8.056 | -8.0642 | -8.0953 | -8.3831 | -8.917 | -9.5077 | -10.2664 | -11.8368 | -13.5804 | -14.5181 | -15.4886 | -16.2592 | -16.9508 | -18.0982 | -19.1366 | -20.308 | -21.3325 | -22.1478 | -23.4549 | -24.2691 | -25.1661 | -25.8798 | -26.2706
TD | RASS_1 | Rassau | H6 | -4.9839 | -5.0397 | -5.0448 | -5.0643 | -5.2444 | -5.5783 | -5.9479 | -6.4226 | -7.405 | -8.4957 | -9.0823 | -9.6895 | -10.1715 | -10.6042 | -11.322 | -11.9716 | -12.7044 | -13.3453 | -13.8554 | -14.6731 | -15.1825 | -15.7436 | -16.1901 | -16.4346
TD | RATS_1 | Ratcliffe | L7 | -8.899 | -8.9987 | -9.0078 | -9.0426 | -9.3641 | -9.9604 | -10.6203 | -11.4678 | -13.2219 | -15.1696 | -16.217 | -17.301 | -18.1618 | -18.9344 | -20.2161 | -21.3759 | -22.6844 | -23.8288 | -24.7395 | -26.1996 | -27.1091 | -28.111 | -28.9083 | -29.3447
TD | RAYL_1 | Rayleigh | C5 | -7.1788 | -7.2592 | -7.2666 | -7.2946 | -7.554 | -8.035 | -8.5674 | -9.251 | -10.6661 | -12.2373 | -13.0822 | -13.9567 | -14.6511 | -15.2743 | -16.3083 | -17.2439 | -18.2995 | -19.2226 | -19.9573 | -21.1352 | -21.8688 | -22.6771 | -23.3202 | -23.6723
TD | REBR_3 | Redbridge | A1 | -1.6468 | -1.6653 | -1.667 | -1.6734 | -1.7329 | -1.8432 | -1.9653 | -2.1222 | -2.4468 | -2.8072 | -3.001 | -3.2017 | -3.361 | -3.5039 | -3.7411 | -3.9557 | -4.1979 | -4.4097 | -4.5782 | -4.8484 | -5.0167 | -5.2021 | -5.3496 | -5.4304
TD | RICH1 | Richborough | C7 | -0.38569 | -0.39001 | -0.39041 | -0.39191 | -0.40585 | -0.43169 | -0.46029 | -0.49702 | -0.57305 | -0.65746 | -0.70286 | -0.74984 | -0.78715 | -0.82063 | -0.87618 | -0.92645 | -0.98316 | -1.0328 | -1.0722 | -1.1355 | -1.1749 | -1.2184 | -1.2529 | -1.2718
TD | RRIG | Robin Rigg | Q8 | -0.42065 | -0.42536 | -0.42579 | -0.42744 | -0.44263 | -0.47082 | -0.50201 | -0.54208 | -0.62499 | -0.71705 | -0.76656 | -0.81781 | -0.8585 | -0.89501 | -0.9556 | -1.0104 | -1.0723 | -1.1264 | -1.1694 | -1.2384 | -1.2814 | -1.3288 | -1.3665 | -1.3871
TD | ROCH_1 | Rochdale | N4 | -4.2513 | -4.2989 | -4.3033 | -4.3199 | -4.4735 | -4.7584 | -5.0736 | -5.4785 | -6.3165 | -7.2469 | -7.7473 | -8.2652 | -8.6764 | -9.0455 | -9.6578 | -10.2118 | -10.837 | -11.3836 | -11.8187 | -12.5163 | -12.9507 | -13.4294 | -13.8102 | -14.0188
TD | RUGEB1 | Rugeley | L5 | -3.6714 | -3.7126 | -3.7163 | -3.7307 | -3.8633 | -4.1094 | -4.3816 | -4.7313 | -5.455 | -6.2585 | -6.6906 | -7.1379 | -7.493 | -7.8117 | -8.3405 | -8.819 | -9.3589 | -9.831 | -10.2067 | -10.8091 | -11.1843 | -11.5977 | -11.9266 | -12.1067
TD | RYEH_1 | Rye House | A9 | -6.4268 | -6.4988 | -6.5054 | -6.5305 | -6.7627 | -7.1934 | -7.6699 | -8.282 | -9.5488 | -10.9554 | -11.7118 | -12.4947 | -13.1164 | -13.6743 | -14.6 | -15.4376 | -16.3826 | -17.2091 | -17.8668 | -18.9213 | -19.5781 | -20.3017 | -20.8774 | -21.1927
TD | SALT_1 | Saltend North | P8 | -1.8471 | -1.8678 | -1.8697 | -1.8769 | -1.9436 | -2.0674 | -2.2043 | -2.3802 | -2.7443 | -3.1486 | -3.366 | -3.591 | -3.7696 | -3.93 | -4.196 | -4.4368 | -4.7084 | -4.9459 | -5.1349 | -5.438 | -5.6267 | -5.8347 | -6.0002 | -6.0908
TD | SALH_1 | Saltholme | Q2 | -4.9353 | -4.9905 | -4.9956 | -5.0149 | -5.1932 | -5.5239 | -5.8899 | -6.3599 | -7.3327 | -8.4128 | -8.9937 | -9.5949 | -10.0723 | -10.5007 | -11.2116 | -11.8548 | -12.5805 | -13.2151 | -13.7202 | -14.5299 | -15.0343 | -15.59 | -16.0321 | -16.2742
TD | SEAB1 | Seabank | G7 | -8.4539 | -8.5486 | -8.5573 | -8.5903 | -8.8957 | -9.4622 | -10.0891 | -10.8942 | -12.5606 | -14.4109 | -15.4058 | -16.4357 | -17.2534 | -17.9874 | -19.205 | -20.3068 | -21.5498 | -22.637 | -23.5021 | -24.8892 | -25.7532 | -26.705 | -27.4624 | -27.877
TD | SELL_1 | Sellindge | C4 | -3.9379 | -3.982 | -3.9861 | -4.0015 | -4.1437 | -4.4076 | -4.6996 | -5.0747 | -5.8509 | -6.7127 | -7.1762 | -7.6559 | -8.0368 | -8.3787 | -8.9459 | -9.4591 | -10.0382 | -10.5446 | -10.9476 | -11.5937 | -11.9961 | -12.4395 | -12.7923 | -12.9854
TD | SHEC_3 | Sheffield City | P3 | -1.8151 | -1.8355 | -1.8373 | -1.8444 | -1.91 | -2.0316 | -2.1662 | -2.3391 | -2.6969 | -3.0942 | -3.3078 | -3.5289 | -3.7045 | -3.8621 | -4.1235 | -4.3601 | -4.627 | -4.8604 | -5.0461 | -5.344 | -5.5295 | -5.7338 | -5.8965 | -5.9855
TD | SALL1 | Sheringham Shoal | J3 | -0.92737 | -0.93776 | -0.93872 | -0.94233 | -0.97584 | -1.038 | -1.1068 | -1.1951 | -1.3779 | -1.5808 | -1.69 | -1.803 | -1.8927 | -1.9732 | -2.1067 | -2.2276 | -2.364 | -2.4832 | -2.5781 | -2.7303 | -2.8251 | -2.9295 | -3.0126 | -3.058
TD | SHRW_1 | Shrewsbury | L5 | -2.6702 | -2.7001 | -2.7029 | -2.7133 | -2.8098 | -2.9887 | -3.1867 | -3.441 | -3.9674 | -4.5518 | -4.866 | -5.1913 | -5.4496 | -5.6814 | -6.066 | -6.414 | -6.8067 | -7.15 | -7.4233 | -7.8614 | -8.1343 | -8.4349 | -8.6742 | -8.8051
TD | SKLGB1 | Skelton Grange | P1 | -10.2317 | -10.3463 | -10.3568 | -10.3968 | -10.7664 | -11.4521 | -12.2108 | -13.1852 | -15.202 | -17.4414 | -18.6456 | -19.892 | -20.8817 | -21.77 | -23.2436 | -24.5771 | -26.0816 | -27.3974 | -28.4445 | -30.1233 | -31.1689 | -32.3209 | -33.2376 | -33.7394
TD | SMAN_1 | South Manchester | N2 | -6.9936 | -7.0719 | -7.0791 | -7.1064 | -7.3591 | -7.8278 | -8.3463 | -9.0124 | -10.3909 | -11.9216 | -12.7447 | -13.5966 | -14.2731 | -14.8803 | -15.8875 | -16.799 | -17.8274 | -18.7267 | -19.4424 | -20.5899 | -21.3046 | -22.092 | -22.7186 | -23.0616
TD | SSHI_3 | South Shields | Q4 | -0.70635 | -0.71426 | -0.71499 | -0.71774 | -0.74326 | -0.7906 | -0.84297 | -0.91024 | -1.0495 | -1.2041 | -1.2872 | -1.3732 | -1.4416 | -1.5029 | -1.6046 | -1.6967 | -1.8006 | -1.8914 | -1.9637 | -2.0796 | -2.1518 | -2.2313 | -2.2946 | -2.3292
TD | SPEN_1 | Spennymoor | Q7 | -6.0728 | -6.1408 | -6.1471 | -6.1708 | -6.3902 | -6.7971 | -7.2474 | -7.8258 | -9.0228 | -10.3519 | -11.0667 | -11.8065 | -12.3939 | -12.9211 | -13.7957 | -14.5872 | -15.4802 | -16.2611 | -16.8826 | -17.879 | -18.4996 | -19.1833 | -19.7274 | -20.0253
TD | SJOW_1 | St John's Wood | A7 | -15.7194 | -15.8955 | -15.9117 | -15.973 | -16.541 | -17.5944 | -18.76 | -20.2571 | -23.3556 | -26.796 | -28.6461 | -30.561 | -32.0815 | -33.4462 | -35.7103 | -37.759 | -40.0704 | -42.0918 | -43.7005 | -46.2798 | -47.8862 | -49.6561 | -51.0644 | -51.8354
TD | SASA | St. Asaph | M6 | -0.021726 | -0.021969 | -0.021992 | -0.022077 | -0.022862 | -0.024317 | -0.025928 | -0.027998 | -0.03228 | -0.037035 | -0.039592 | -0.042239 | -0.04434 | -0.046227 | -0.049356 | -0.052187 | -0.055382 | -0.058176 | -0.060399 | -0.063964 | -0.066184 | -0.06863 | -0.070577 | -0.071642
TD | STAL_1 | Stalybridge | N7 | -6.6024 | -6.6763 | -6.6831 | -6.7089 | -6.9474 | -7.3899 | -7.8794 | -8.5082 | -9.8097 | -11.2547 | -12.0317 | -12.836 | -13.4747 | -14.0479 | -14.9988 | -15.8593 | -16.8301 | -17.6791 | -18.3548 | -19.4381 | -20.1128 | -20.8562 | -21.4477 | -21.7716
TD | STAH_1 | Stanah | R4 | -2.7648 | -2.7958 | -2.7986 | -2.8094 | -2.9093 | -3.0946 | -3.2996 | -3.5629 | -4.1079 | -4.713 | -5.0384 | -5.3752 | -5.6426 | -5.8826 | -6.2809 | -6.6412 | -7.0477 | -7.4033 | -7.6862 | -8.1399 | -8.4224 | -8.7337 | -8.9814 | -9.117
TD | STAY_1 | Staythorpe | K5 | -4.2517 | -4.2993 | -4.3037 | -4.3203 | -4.4739 | -4.7588 | -5.0741 | -5.479 | -6.3171 | -7.2476 | -7.748 | -8.266 | -8.6772 | -9.0463 | -9.6587 | -10.2128 | -10.838 | -11.3847 | -11.8199 | -12.5175 | -12.952 | -13.4307 | -13.8116 | -14.0201
TD | STEN_1 | Stella North | Q5 | -4.2888 | -4.3368 | -4.3412 | -4.358 | -4.5129 | -4.8003 | -5.1183 | -5.5268 | -6.3722 | -7.3108 | -7.8156 | -8.3381 | -8.7529 | -9.1252 | -9.7429 | -10.3019 | -10.9325 | -11.484 | -11.923 | -12.6266 | -13.0649 | -13.5478 | -13.932 | -14.1424
TD | STES_1 | Stella South | Q5 | -4.197 | -4.2441 | -4.2484 | -4.2648 | -4.4164 | -4.6976 | -5.0089 | -5.4086 | -6.2359 | -7.1544 | -7.6484 | -8.1597 | -8.5657 | -8.93 | -9.5345 | -10.0815 | -10.6987 | -11.2384 | -11.6679 | -12.3566 | -12.7855 | -13.258 | -13.634 | -13.8399
TD | SBAR | Stoke Bardolph | L7 | -1.9958 | -2.0181 | -2.0202 | -2.028 | -2.1001 | -2.2338 | -2.3818 | -2.5719 | -2.9653 | -3.4021 | -3.637 | -3.8801 | -4.0732 | -4.2464 | -4.5339 | -4.794 | -5.0874 | -5.3441 | -5.5483 | -5.8758 | -6.0798 | -6.3045 | -6.4833 | -6.5812
TD | SUND_1 | Sundon | D4 | -9.4261 | -9.5317 | -9.5414 | -9.5782 | -9.9187 | -10.5504 | -11.2494 | -12.1471 | -14.0051 | -16.0681 | -17.1775 | -18.3258 | -19.2376 | -20.0559 | -21.4135 | -22.642 | -24.0281 | -25.2402 | -26.2049 | -27.7515 | -28.7148 | -29.7761 | -30.6206 | -31.0829
TD | SWAN_1 | Swansea North | H6 | -12.2678 | -12.4052 | -12.4178 | -12.4657 | -12.9089 | -13.731 | -14.6407 | -15.809 | -18.2272 | -20.9121 | -22.356 | -23.8504 | -25.0371 | -26.1021 | -27.869 | -29.4679 | -31.2718 | -32.8493 | -34.1048 | -36.1177 | -37.3714 | -38.7526 | -39.8517 | -40.4534
TD | TAUN1 | Taunton | E8 | -1.2534 | -1.2674 | -1.2687 | -1.2736 | -1.3189 | -1.4029 | -1.4958 | -1.6152 | -1.8622 | -2.1365 | -2.2841 | -2.4367 | -2.558 | -2.6668 | -2.8473 | -3.0107 | -3.195 | -3.3561 | -3.4844 | -3.6901 | -3.8181 | -3.9593 | -4.0716 | -4.133
TD | TEMP_3 | Templeborough | P3 | -0.32441 | -0.32804 | -0.32838 | -0.32964 | -0.34136 | -0.3631 | -0.38716 | -0.41805 | -0.482 | -0.553 | -0.59118 | -0.6307 | -0.66208 | -0.69024 | -0.73697 | -0.77925 | -0.82695 | -0.86867 | -0.90187 | -0.9551 | -0.98825 | -1.0248 | -1.0538 | -1.0697
TD | THOM_6 | Thorpe Marsh | P6 | -3.7399 | -3.7818 | -3.7856 | -3.8002 | -3.9353 | -4.1859 | -4.4632 | -4.8194 | -5.5566 | -6.3751 | -6.8153 | -7.2709 | -7.6326 | -7.9573 | -8.4959 | -8.9834 | -9.5333 | -10.0142 | -10.3969 | -11.0106 | -11.3928 | -11.8138 | -12.1489 | -12.3323
TD | THUR_6 | Thurcroft | P3 | -2.5782 | -2.6071 | -2.6098 | -2.6198 | -2.713 | -2.8858 | -3.0769 | -3.3225 | -3.8307 | -4.395 | -4.6984 | -5.0125 | -5.2619 | -5.4857 | -5.8571 | -6.1931 | -6.5722 | -6.9038 | -7.1676 | -7.5906 | -7.8541 | -8.1444 | -8.3754 | -8.5019
TD | TILBB_1 | Tilbury | C1 | -3.1363 | -3.1714 | -3.1746 | -3.1869 | -3.3002 | -3.5104 | -3.7429 | -4.0416 | -4.6598 | -5.3462 | -5.7154 | -6.0974 | -6.4008 | -6.6731 | -7.1248 | -7.5335 | -7.9947 | -8.398 | -8.719 | -9.2336 | -9.5541 | -9.9072 | -10.1882 | -10.342
TD | TOTT_1 | Tottenham | A1 | -4.7862 | -4.8398 | -4.8448 | -4.8634 | -5.0364 | -5.3571 | -5.712 | -6.1678 | -7.1113 | -8.1588 | -8.7221 | -9.3052 | -9.7682 | -10.1837 | -10.873 | -11.4968 | -12.2006 | -12.8161 | -13.3059 | -14.0912 | -14.5803 | -15.1192 | -15.548 | -15.7828
TD | TRAW_1 | Trawsfynydd | M7 | -1.4747 | -1.4913 | -1.4928 | -1.4985 | -1.5518 | -1.6506 | -1.76 | -1.9005 | -2.1912 | -2.5139 | -2.6875 | -2.8671 | -3.0098 | -3.1378 | -3.3502 | -3.5424 | -3.7593 | -3.9489 | -4.0999 | -4.3418 | -4.4925 | -4.6586 | -4.7907 | -4.863
TD | TYNE_1 | Tynemouth 1 | Q4 | -2.6804 | -2.7104 | -2.7131 | -2.7236 | -2.8204 | -3.0001 | -3.1988 | -3.4541 | -3.9824 | -4.5691 | -4.8845 | -5.211 | -5.4703 | -5.703 | -6.0891 | -6.4384 | -6.8325 | -7.1772 | -7.4515 | -7.8913 | -8.1652 | -8.467 | -8.7071 | -8.8386
TD | TYNE_2 | Tynemouth 2 | Q4 | -0.33286 | -0.33659 | -0.33693 | -0.33823 | -0.35026 | -0.37256 | -0.39725 | -0.42895 | -0.49456 | -0.56741 | -0.60659 | -0.64713 | -0.67933 | -0.70823 | -0.75617 | -0.79955 | -0.8485 | -0.8913 | -0.92537 | -0.97998 | -1.014 | -1.0515 | -1.0813 | -1.0976
TD | UPPB_1 | Upper Boat 132kV | H2 | -3.2618 | -3.2984 | -3.3017 | -3.3145 | -3.4323 | -3.6509 | -3.8928 | -4.2034 | -4.8464 | -5.5603 | -5.9442 | -6.3415 | -6.6571 | -6.9402 | -7.41 | -7.8352 | -8.3148 | -8.7342 | -9.068 | -9.6032 | -9.9366 | -10.3038 | -10.5961 | -10.7561
TD | UPPB_3 | Upper Boat 33kV | H2 | -1.6612 | -1.6798 | -1.6815 | -1.688 | -1.748 | -1.8593 | -1.9825 | -2.1407 | -2.4681 | -2.8317 | -3.0272 | -3.2296 | -3.3903 | -3.5345 | -3.7738 | -3.9903 | -4.2345 | -4.4481 | -4.6181 | -4.8907 | -5.0605 | -5.2475 | -5.3963 | -5.4778
TD | USKM_1 | Uskmouth | H2 | -5.3807 | -5.441 | -5.4465 | -5.4675 | -5.662 | -6.0225 | -6.4215 | -6.934 | -7.9946 | -9.1722 | -9.8055 | -10.461 | -10.9815 | -11.4486 | -12.2236 | -12.9248 | -13.716 | -14.408 | -14.9586 | -15.8415 | -16.3914 | -16.9972 | -17.4793 | -17.7432
TD | WALH_1 | Walham | G1 | -9.1214 | -9.2235 | -9.2329 | -9.2685 | -9.5981 | -10.2093 | -10.8857 | -11.7544 | -13.5523 | -15.5486 | -16.6222 | -17.7333 | -18.6157 | -19.4075 | -20.7213 | -21.9101 | -23.2513 | -24.4242 | -25.3577 | -26.8543 | -27.7865 | -28.8135 | -29.6306 | -30.078
TD | WABO | Walney 2 | R4 | -0.82125 | -0.83045 | -0.8313 | -0.8345 | -0.86418 | -0.91921 | -0.98011 | -1.0583 | -1.2202 | -1.3999 | -1.4966 | -1.5966 | -1.6761 | -1.7474 | -1.8657 | -1.9727 | -2.0935 | -2.1991 | -2.2831 | -2.4179 | -2.5018 | -2.5943 | -2.6678 | -2.7081
TD | WALP_1 | Walpole (_A) | J1 | -13.3405 | -13.49 | -13.5037 | -13.5557 | -14.0377 | -14.9317 | -15.9209 | -17.1915 | -19.8211 | -22.7408 | -24.3109 | -25.9361 | -27.2265 | -28.3846 | -30.3061 | -32.0447 | -34.0064 | -35.7219 | -37.0871 | -39.276 | -40.6393 | -42.1413 | -43.3365 | -43.9909
TD | WALP_B | Walpole (_B) | J1 | -1.2938 | -1.3083 | -1.3096 | -1.3146 | -1.3614 | -1.4481 | -1.544 | -1.6672 | -1.9223 | -2.2054 | -2.3577 | -2.5153 | -2.6404 | -2.7528 | -2.9391 | -3.1077 | -3.2979 | -3.4643 | -3.5967 | -3.809 | -3.9412 | -4.0869 | -4.2028 | -4.2662
TD | WARL_1 | Warley | C6 | -2.9729 | -3.0062 | -3.0092 | -3.0208 | -3.1283 | -3.3275 | -3.5479 | -3.831 | -4.417 | -5.0677 | -5.4176 | -5.7797 | -6.0673 | -6.3254 | -6.7536 | -7.141 | -7.5782 | -7.9605 | -8.2647 | -8.7525 | -9.0563 | -9.391 | -9.6574 | -9.8032
TD | WASF_1 | Washway Farm | N1 | -2.5881 | -2.6171 | -2.6198 | -2.6299 | -2.7234 | -2.8968 | -3.0888 | -3.3352 | -3.8454 | -4.4118 | -4.7165 | -5.0317 | -5.2821 | -5.5068 | -5.8795 | -6.2169 | -6.5974 | -6.9302 | -7.1951 | -7.6198 | -7.8843 | -8.1757 | -8.4075 | -8.5345
TD | WATFS_1 | Watford South | A6 | -4.4894 | -4.5397 | -4.5443 | -4.5618 | -4.724 | -5.0249 | -5.3578 | -5.7853 | -6.6703 | -7.6528 | -8.1812 | -8.7281 | -9.1623 | -9.5521 | -10.1987 | -10.7838 | -11.4439 | -12.0212 | -12.4807 | -13.2173 | -13.6761 | -14.1816 | -14.5838 | -14.804
TD | WBOL_6 | West Boldon | Q4 | -4.288 | -4.336 | -4.3405 | -4.3572 | -4.5121 | -4.7995 | -5.1174 | -5.5258 | -6.371 | -7.3095 | -7.8142 | -8.3365 | -8.7513 | -9.1236 | -9.7412 | -10.3 | -10.9306 | -11.482 | -11.9208 | -12.6244 | -13.0626 | -13.5454 | -13.9295 | -14.1399
TD | WBUR_1 | West Burton | K6 | -3.7994 | -3.8419 | -3.8459 | -3.8607 | -3.9979 | -4.2525 | -4.5343 | -4.8961 | -5.645 | -6.4766 | -6.9237 | -7.3866 | -7.7541 | -8.0839 | -8.6312 | -9.1263 | -9.685 | -10.1736 | -10.5624 | -11.1858 | -11.5741 | -12.0018 | -12.3422 | -12.5286
TD | WHAM_1 | West Ham | A1 | -10.58 | -10.6985 | -10.7094 | -10.7506 | -11.1329 | -11.8419 | -12.6264 | -13.634 | -15.7195 | -18.035 | -19.2802 | -20.5691 | -21.5925 | -22.511 | -24.0348 | -25.4137 | -26.9694 | -28.3299 | -29.4127 | -31.1486 | -32.2298 | -33.421 | -34.3689 | -34.8878
TD | WMEL_1 | West Melton | P3 | -8.7986 | -8.8972 | -8.9063 | -8.9406 | -9.2585 | -9.8481 | -10.5005 | -11.3385 | -13.0728 | -14.9985 | -16.0341 | -17.1059 | -17.957 | -18.7209 | -19.9881 | -21.1349 | -22.4286 | -23.5601 | -24.4605 | -25.9042 | -26.8034 | -27.794 | -28.5823 | -29.0138
TD | WTHU31 | West Thurrock | A1 | -0.99331 | -1.0044 | -1.0055 | -1.0093 | -1.0452 | -1.1118 | -1.1854 | -1.28 | -1.4758 | -1.6932 | -1.8101 | -1.9311 | -2.0272 | -2.1135 | -2.2565 | -2.386 | -2.532 | -2.6598 | -2.7614 | -2.9244 | -3.0259 | -3.1378 | -3.2268 | -3.2755
TD | WWEY_1 | West Weybridge | A8 | -5.8228 | -5.888 | -5.894 | -5.9167 | -6.1271 | -6.5173 | -6.949 | -7.5036 | -8.6513 | -9.9257 | -10.611 | -11.3203 | -11.8836 | -12.3891 | -13.2277 | -13.9866 | -14.8428 | -15.5916 | -16.1875 | -17.1428 | -17.7379 | -18.3935 | -18.9151 | -19.2007
TD | WHGA_1 | Whitegate | N4 | -5.3468 | -5.4067 | -5.4122 | -5.433 | -5.6262 | -5.9845 | -6.381 | -6.8902 | -7.9441 | -9.1143 | -9.7436 | -10.395 | -10.9122 | -11.3763 | -12.1464 | -12.8433 | -13.6295 | -14.317 | -14.8642 | -15.7415 | -16.2879 | -16.8899 | -17.3689 | -17.6312
TD | WIEN_1 | Willenhall | L2 | -2.6012 | -2.6303 | -2.633 | -2.6432 | -2.7371 | -2.9114 | -3.1043 | -3.3521 | -3.8648 | -4.4341 | -4.7402 | -5.0571 | -5.3087 | -5.5345 | -5.9092 | -6.2482 | -6.6307 | -6.9652 | -7.2314 | -7.6582 | -7.924 | -8.2169 | -8.4499 | -8.5775
TD | WISD_1 | Willesden 132kV | A7 | -4.3136 | -4.3619 | -4.3664 | -4.3832 | -4.5391 | -4.8281 | -5.148 | -5.5588 | -6.4091 | -7.3532 | -7.8609 | -8.3864 | -8.8036 | -9.1781 | -9.7994 | -10.3616 | -10.9959 | -11.5506 | -11.992 | -12.6998 | -13.1406 | -13.6263 | -14.0128 | -14.2243
TD | WISD_6 | Willesden 66kV | A7 | -1.2365 | -1.2504 | -1.2516 | -1.2565 | -1.3011 | -1.384 | -1.4757 | -1.5935 | -1.8372 | -2.1078 | -2.2533 | -2.404 | -2.5236 | -2.6309 | -2.809 | -2.9702 | -3.152 | -3.311 | -3.4376 | -3.6404 | -3.7668 | -3.906 | -4.0168 | -4.0775
TD | WILL_1 | Willington | L3 | -9.4347 | -9.5404 | -9.5501 | -9.587 | -9.9278 | -10.5601 | -11.2597 | -12.1582 | -14.018 | -16.0829 | -17.1933 | -18.3426 | -19.2552 | -20.0743 | -21.4332 | -22.6628 | -24.0501 | -25.2634 | -26.2289 | -27.777 | -28.7411 | -29.8034 | -30.6487 | -31.1114
TD | WIMBN1 | Wimbledon North | A4 | -1.4101 | -1.4259 | -1.4274 | -1.4329 | -1.4838 | -1.5783 | -1.6829 | -1.8172 | -2.0951 | -2.4038 | -2.5697 | -2.7415 | -2.8779 | -3.0003 | -3.2034 | -3.3872 | -3.5946 | -3.7759 | -3.9202 | -4.1516 | -4.2957 | -4.4545 | -4.5808 | -4.65
TD | WIMBS1 | Wimbledon South | A4 | -8.5454 | -8.6411 | -8.6499 | -8.6832 | -8.992 | -9.5646 | -10.1983 | -11.0121 | -12.6966 | -14.5668 | -15.5726 | -16.6136 | -17.4402 | -18.182 | -19.4128 | -20.5265 | -21.7831 | -22.8819 | -23.7565 | -25.1586 | -26.0319 | -26.994 | -27.7596 | -28.1787
TD | WIBA_3 | Wincobank | P3 | -1.1596 | -1.1726 | -1.1738 | -1.1783 | -1.2202 | -1.2979 | -1.3839 | -1.4943 | -1.7229 | -1.9767 | -2.1132 | -2.2544 | -2.3666 | -2.4673 | -2.6343 | -2.7854 | -2.9559 | -3.1051 | -3.2237 | -3.414 | -3.5325 | -3.6631 | -3.767 | -3.8238
TD | WYLF_1 | Wylfa | M8 | -0.9088 | -0.91898 | -0.91992 | -0.92346 | -0.9563 | -1.0172 | -1.0846 | -1.1711 | -1.3503 | -1.5492 | -1.6561 | -1.7669 | -1.8548 | -1.9337 | -2.0646 | -2.183 | -2.3166 | -2.4335 | -2.5265 | -2.6756 | -2.7685 | -2.8708 | -2.9522 | -2.9968
TD | WYMOM_1 | Wymondley | D5 | -3.9457 | -3.9899 | -3.9939 | -4.0093 | -4.1519 | -4.4163 | -4.7089 | -5.0847 | -5.8624 | -6.726 | -7.1904 | -7.671 | -8.0527 | -8.3952 | -8.9635 | -9.4778 | -10.0579 | -10.5653 | -10.9691 | -11.6165 | -12.0197 | -12.464 | -12.8175 | -13.011
SP | ABTH_1 | Aberthaw | H2 | -4.5994 | -4.6543 | -4.6519 | -4.6562 | -4.6684 | -4.6866 | -4.7212 | -4.7848 | -4.9087 | -5.1577 | -5.4203 | -5.6855 | -5.9838 | -6.1536 | -6.2779 | -6.4101 | -6.5795 | -6.7461 | -7.0287 | -7.2001 | -7.3041 | -7.385 | -7.4583 | -7.5374
SP | ABHA1 | Abham | F6 | -3.2917 | -3.331 | -3.3292 | -3.3323 | -3.3411 | -3.3541 | -3.3788 | -3.4244 | -3.513 | -3.6912 | -3.8791 | -4.0689 | -4.2825 | -4.4039 | -4.4929 | -4.5876 | -4.7088 | -4.828 | -5.0303 | -5.1529 | -5.2273 | -5.2853 | -5.3377 | -5.3943
SP | ACTL_C | Acton Lane 22kV | A7 | -0.68383 | -0.69199 | -0.69163 | -0.69227 | -0.69409 | -0.69679 | -0.70193 | -0.71139 | -0.72981 | -0.76683 | -0.80587 | -0.8453 | -0.88966 | -0.91489 | -0.93337 | -0.95304 | -0.97822 | -1.003 | -1.045 | -1.0705 | -1.0859 | -1.098 | -1.1089 | -1.1206
SP | ACTL_2 | Acton Lane 66kV | A7 | -0.46208 | -0.46759 | -0.46735 | -0.46778 | -0.46901 | -0.47083 | -0.47431 | -0.4807 | -0.49315 | -0.51816 | -0.54454 | -0.57119 | -0.60116 | -0.61821 | -0.6307 | -0.64399 | -0.661 | -0.67775 | -0.70614 | -0.72335 | -0.7338 | -0.74193 | -0.74929 | -0.75723
SP | ALST_3 | Alpha Steel (Uskmouth) | H2 | -0.014072 | -0.01424 | -0.014232 | -0.014246 | -0.014283 | -0.014338 | -0.014444 | -0.014639 | -0.015018 | -0.01578 | -0.016583 | -0.017394 | -0.018307 | -0.018827 | -0.019207 | -0.019611 | -0.02013 | -0.02064 | -0.021504 | -0.022028 | -0.022347 | -0.022594 | -0.022818 | -0.02306
SP | ALVE1 | Alverdiscott | F6 | -3.4227 | -3.4635 | -3.4617 | -3.4649 | -3.474 | -3.4875 | -3.5133 | -3.5606 | -3.6528 | -3.8381 | -4.0335 | -4.2308 | -4.4529 | -4.5792 | -4.6717 | -4.7701 | -4.8961 | -5.0202 | -5.2304 | -5.358 | -5.4353 | -5.4956 | -5.5501 | -5.6089
SP | AMEM_1 | Amersham Main | A6 | -0.84804 | -0.85816 | -0.85771 | -0.85852 | -0.86077 | -0.86411 | -0.87049 | -0.88222 | -0.90507 | -0.95098 | -0.99939 | -1.0483 | -1.1033 | -1.1346 | -1.1575 | -1.1819 | -1.2131 | -1.2439 | -1.296 | -1.3276 | -1.3467 | -1.3617 | -1.3752 | -1.3897
SP | AXMI1 | Axminster | E1 | -2.6844 | -2.7165 | -2.7151 | -2.7176 | -2.7247 | -2.7353 | -2.7555 | -2.7926 | -2.865 | -3.0103 | -3.1635 | -3.3183 | -3.4925 | -3.5915 | -3.6641 | -3.7413 | -3.8401 | -3.9374 | -4.1023 | -4.2023 | -4.263 | -4.3103 | -4.353 | -4.3992
SP | BARKC1 | Barking | A1 | -3.3583 | -3.3984 | -3.3966 | -3.3998 | -3.4087 | -3.422 | -3.4472 | -3.4937 | -3.5842 | -3.766 | -3.9577 | -4.1513 | -4.3692 | -4.4931 | -4.5839 | -4.6805 | -4.8041 | -4.9258 | -5.1321 | -5.2573 | -5.3332 | -5.3923 | -5.4458 | -5.5035
SP | BARKW3 | Barking West | A1 | -3.5999 | -3.6429 | -3.641 | -3.6444 | -3.6539 | -3.6681 | -3.6952 | -3.745 | -3.842 | -4.0369 | -4.2424 | -4.4499 | -4.6835 | -4.8163 | -4.9136 | -5.0171 | -5.1497 | -5.2801 | -5.5013 | -5.6354 | -5.7168 | -5.7802 | -5.8375 | -5.8994
SP | BEDDT1 | Beddington (_C) | A8 | -1.9379 | -1.961 | -1.96 | -1.9618 | -1.967 | -1.9746 | -1.9892 | -2.016 | -2.0682 | -2.1731 | -2.2837 | -2.3955 | -2.5212 | -2.5927 | -2.6451 | -2.7008 | -2.7721 | -2.8424 | -2.9614 | -3.0336 | -3.0774 | -3.1115 | -3.1424 | -3.1757
SP | BEDD_1 | Beddington (_J) | A8 | -6.8998 | -6.9822 | -6.9785 | -6.9851 | -7.0034 | -7.0306 | -7.0825 | -7.1779 | -7.3638 | -7.7373 | -8.1312 | -8.5291 | -8.9767 | -9.2313 | -9.4178 | -9.6162 | -9.8702 | -10.1203 | -10.5442 | -10.8013 | -10.9573 | -11.0787 | -11.1886 | -11.3072
SP | BESW_1 | Berkswell | L3 | -5.8141 | -5.8835 | -5.8804 | -5.8859 | -5.9014 | -5.9243 | -5.968 | -6.0485 | -6.2051 | -6.5198 | -6.8517 | -7.187 | -7.5641 | -7.7787 | -7.9358 | -8.103 | -8.3171 | -8.5278 | -8.885 | -9.1016 | -9.2331 | -9.3354 | -9.428 | -9.528
SP | BICF_1 | Bicker Fen | K4 | -5.0206 | -5.0805 | -5.0778 | -5.0826 | -5.0959 | -5.1157 | -5.1535 | -5.2229 | -5.3582 | -5.63 | -5.9166 | -6.2061 | -6.5317 | -6.717 | -6.8527 | -6.9971 | -7.1819 | -7.3639 | -7.6723 | -7.8594 | -7.9729 | -8.0612 | -8.1412 | -8.2275
SP | BIRK_1 | Birkenhead | N3 | -4.3631 | -4.4152 | -4.4129 | -4.417 | -4.4286 | -4.4458 | -4.4786 | -4.539 | -4.6565 | -4.8927 | -5.1418 | -5.3934 | -5.6764 | -5.8374 | -5.9553 | -6.0808 | -6.2415 | -6.3996 | -6.6676 | -6.8302 | -6.9288 | -7.0056 | -7.0751 | -7.1501
SP | BISW_1 | Bishops Wood | L2 | -7.4777 | -7.5669 | -7.5629 | -7.57 | -7.5899 | -7.6194 | -7.6756 | -7.7791 | -7.9805 | -8.3853 | -8.8122 | -9.2434 | -9.7284 | -10.0044 | -10.2065 | -10.4215 | -10.6968 | -10.9678 | -11.4272 | -11.7058 | -11.8749 | -12.0065 | -12.1256 | -12.2541
SP | BLYTB1 | Blyth 66kV | Q6 | -3.0732 | -3.1099 | -3.1082 | -3.1111 | -3.1193 | -3.1314 | -3.1545 | -3.197 | -3.2798 | -3.4462 | -3.6216 | -3.7988 | -3.9982 | -4.1116 | -4.1947 | -4.283 | -4.3962 | -4.5075 | -4.6964 | -4.8109 | -4.8803 | -4.9344 | -4.9834 | -5.0362
SP | BLYTH132 | Blyth 132kV | Q6 | -1.2634 | -1.2785 | -1.2778 | -1.279 | -1.2824 | -1.2874 | -1.2969 | -1.3143 | -1.3484 | -1.4168 | -1.4889 | -1.5618 | -1.6437 | -1.6903 | -1.7245 | -1.7608 | -1.8073 | -1.8531 | -1.9307 | -1.9778 | -2.0064 | -2.0286 | -2.0487 | -2.0705
SP | BOLN_1 | Bolney | B1 | -13.9748 | -14.1416 | -14.1342 | -14.1474 | -14.1845 | -14.2396 | -14.3447 | -14.5381 | -14.9145 | -15.6711 | -16.4688 | -17.2746 | -18.1811 | -18.6969 | -19.0745 | -19.4764 | -19.991 | -20.4974 | -21.356 | -21.8767 | -22.1926 | -22.4385 | -22.6612 | -22.9014
SP | BOTW_1 | Botley Wood | B2 | -2.7386 | -2.7713 | -2.7699 | -2.7725 | -2.7797 | -2.7905 | -2.8111 | -2.849 | -2.9228 | -3.071 | -3.2274 | -3.3853 | -3.5629 | -3.664 | -3.738 | -3.8168 | -3.9176 | -4.0169 | -4.1851 | -4.2872 | -4.3491 | -4.3973 | -4.4409 | -4.488
SP | BRAW_1 | Bradford West | P1 | -7.3555 | -7.4433 | -7.4394 | -7.4464 | -7.4659 | -7.4949 | -7.5502 | -7.652 | -7.8501 | -8.2483 | -8.6682 | -9.0923 | -9.5695 | -9.8409 | -10.0397 | -10.2512 | -10.5221 | -10.7886 | -11.2405 | -11.5146 | -11.6809 | -11.8103 | -11.9275 | -12.0539
SP | BRAI_1 | Braintree | J8 | -3.8595 | -3.9056 | -3.9035 | -3.9072 | -3.9174 | -3.9326 | -3.9617 | -4.0151 | -4.119 | -4.328 | -4.5483 | -4.7708 | -5.0212 | -5.1636 | -5.2679 | -5.3789 | -5.521 | -5.6609 | -5.898 | -6.0418 | -6.1291 | -6.197 | -6.2585 | -6.3248
SP | BRFO_1 | Bramford | J5 | -11.1734 | -11.3068 | -11.3009 | -11.3115 | -11.3412 | -11.3852 | -11.4692 | -11.6238 | -11.9248 | -12.5297 | -13.1676 | -13.8118 | -14.5366 | -14.949 | -15.251 | -15.5722 | -15.9837 | -16.3886 | -17.075 | -17.4914 | -17.744 | -17.9406 | -18.1186 | -18.3107
SP | BRLE_1 | Bramley | B4 | -11.3509 | -11.4864 | -11.4804 | -11.4911 | -11.5213 | -11.566 | -11.6514 | -11.8084 | -12.1142 | -12.7287 | -13.3767 | -14.0312 | -14.7675 | -15.1864 | -15.4931 | -15.8195 | -16.2375 | -16.6488 | -17.3462 | -17.7692 | -18.0258 | -18.2255 | -18.4064 | -18.6015
SP | BRED_1 | Bredbury | N2 | -4.889 | -4.9474 | -4.9448 | -4.9494 | -4.9624 | -4.9817 | -5.0184 | -5.0861 | -5.2178 | -5.4825 | -5.7615 | -6.0435 | -6.3606 | -6.541 | -6.6731 | -6.8137 | -6.9938 | -7.1709 | -7.4713 | -7.6535 | -7.764 | -7.85 | -7.9279 | -8.0119
SP | BRWA1 | Bridgewater | E7 | -2.7466 | -2.7794 | -2.7779 | -2.7805 | -2.7878 | -2.7986 | -2.8193 | -2.8573 | -2.9313 | -3.08 | -3.2368 | -3.3952 | -3.5733 | -3.6747 | -3.7489 | -3.8279 | -3.929 | -4.0286 | -4.1973 | -4.2996 | -4.3617 | -4.4101 | -4.4538 | -4.501
SP | BRIM_1 | Brimsdown | A3 | -5.0809 | -5.1416 | -5.1389 | -5.1437 | -5.1572 | -5.1772 | -5.2154 | -5.2857 | -5.4226 | -5.6977 | -5.9877 | -6.2807 | -6.6103 | -6.7978 | -6.9351 | -7.0812 | -7.2683 | -7.4524 | -7.7646 | -7.9539 | -8.0688 | -8.1582 | -8.2391 | -8.3265
SP | BURM_1 | Burwell Main | J7 | -9.2413 | -9.3516 | -9.3467 | -9.3555 | -9.38 | -9.4164 | -9.4859 | -9.6138 | -9.8627 | -10.363 | -10.8906 | -11.4234 | -12.0229 | -12.364 | -12.6137 | -12.8794 | -13.2197 | -13.5546 | -14.1224 | -14.4667 | -14.6756 | -14.8383 | -14.9855 | -15.1443
SP | BUSH_1 | Bushbury | L2 | -2.5547 | -2.5852 | -2.5838 | -2.5862 | -2.593 | -2.6031 | -2.6223 | -2.6576 | -2.7265 | -2.8648 | -3.0106 | -3.1579 | -3.3236 | -3.4179 | -3.4869 | -3.5604 | -3.6545 | -3.747 | -3.904 | -3.9992 | -4.0569 | -4.1019 | -4.1426 | -4.1865
SP | BUST_1 | Bustleholme | L3 | -5.2855 | -5.3486 | -5.3458 | -5.3508 | -5.3649 | -5.3857 | -5.4254 | -5.4986 | -5.6409 | -5.9271 | -6.2288 | -6.5336 | -6.8764 | -7.0715 | -7.2143 | -7.3663 | -7.561 | -7.7525 | -8.0772 | -8.2742 | -8.3937 | -8.4867 | -8.5709 | -8.6617
SP | CAMB_01 | Camblesforth | P4 | -0.67795 | -0.68604 | -0.68568 | -0.68632 | -0.68812 | -0.69079 | -0.69589 | -0.70527 | -0.72354 | -0.76024 | -0.79894 | -0.83803 | -0.88201 | -0.90703 | -0.92535 | -0.94484 | -0.96981 | -0.99437 | -1.036 | -1.0613 | -1.0766 | -1.0885 | -1.0993 | -1.111
SP | CBNK_H | Canal Bank | A7 | -0.443 | -0.44829 | -0.44805 | -0.44847 | -0.44965 | -0.45139 | -0.45473 | -0.46085 | -0.47279 | -0.49677 | -0.52206 | -0.5476 | -0.57634 | -0.59269 | -0.60466 | -0.6174 | -0.63371 | -0.64976 | -0.67698 | -0.69349 | -0.7035 | -0.7113 | -0.71836 | -0.72597
SP | CANTN1 | Canterbury | C7 | -5.3736 | -5.4377 | -5.4349 | -5.44 | -5.4543 | -5.4754 | -5.5158 | -5.5902 | -5.7349 | -6.0259 | -6.3326 | -6.6425 | -6.991 | -7.1894 | -7.3346 | -7.4891 | -7.687 | -7.8817 | -8.2118 | -8.4121 | -8.5335 | -8.6281 | -8.7137 | -8.8061
SP | CAPEA1 | Capenhurst | N3 | -8.689 | -8.7927 | -8.7881 | -8.7963 | -8.8194 | -8.8537 | -8.919 | -9.0392 | -9.2733 | -9.7437 | -10.2397 | -10.7407 | -11.3044 | -11.6251 | -11.8599 | -12.1097 | -12.4297 | -12.7445 | -13.2784 | -13.6021 | -13.7986 | -13.9515 | -14.0899 | -14.2392
SP | CARE_1 | Cardiff East | H2 | -3.5424 | -3.5847 | -3.5828 | -3.5862 | -3.5956 | -3.6095 | -3.6362 | -3.6852 | -3.7806 | -3.9724 | -4.1746 | -4.3789 | -4.6087 | -4.7394 | -4.8351 | -4.937 | -5.0674 | -5.1958 | -5.4134 | -5.5454 | -5.6255 | -5.6879 | -5.7443 | -5.8052
SP | CARR_1 | Carrington | N2 | -5.6273 | -5.6945 | -5.6915 | -5.6968 | -5.7118 | -5.734 | -5.7763 | -5.8541 | -6.0057 | -6.3104 | -6.6316 | -6.9561 | -7.3211 | -7.5288 | -7.6809 | -7.8427 | -8.0499 | -8.2538 | -8.5996 | -8.8092 | -8.9365 | -9.0355 | -9.1251 | -9.2219
SP | CELL_1 | Cellarhead | L5 | -12.3963 | -12.5443 | -12.5377 | -12.5494 | -12.5824 | -12.6312 | -12.7245 | -12.896 | -13.2299 | -13.901 | -14.6087 | -15.3234 | -16.1276 | -16.5851 | -16.9201 | -17.2765 | -17.733 | -18.1822 | -18.9438 | -19.4057 | -19.6859 | -19.9041 | -20.1016 | -20.3146
SP | CHSI_1 | Chessington | A8 | -5.2575 | -5.3202 | -5.3174 | -5.3224 | -5.3364 | -5.3571 | -5.3966 | -5.4694 | -5.611 | -5.8956 | -6.1958 | -6.4989 | -6.8399 | -7.034 | -7.1761 | -7.3272 | -7.5208 | -7.7113 | -8.0344 | -8.2303 | -8.3491 | -8.4416 | -8.5254 | -8.6158
SP | CHTE_1 | Chesterfield | P3 | -9.5731 | -9.6874 | -9.6823 | -9.6914 | -9.7168 | -9.7545 | -9.8265 | -9.959 | -10.2169 | -10.7351 | -11.2816 | -11.8336 | -12.4546 | -12.8079 | -13.0666 | -13.3419 | -13.6944 | -14.0413 | -14.6295 | -14.9862 | -15.2026 | -15.3711 | -15.5236 | -15.6881
SP | CHIC_1 | Chickerell | E1 | -1.6277 | -1.6471 | -1.6462 | -1.6478 | -1.6521 | -1.6585 | -1.6708 | -1.6933 | -1.7371 | -1.8252 | -1.9182 | -2.012 | -2.1176 | -2.1777 | -2.2217 | -2.2685 | -2.3284 | -2.3874 | -2.4874 | -2.548 | -2.5848 | -2.6135 | -2.6394 | -2.6674
SP | CITR_1 | City Road | A7 | -17.8202 | -18.0329 | -18.0235 | -18.0403 | -18.0877 | -18.1579 | -18.2919 | -18.5385 | -19.0185 | -19.9833 | -21.0005 | -22.0281 | -23.184 | -23.8417 | -24.3233 | -24.8357 | -25.4919 | -26.1377 | -27.2325 | -27.8965 | -28.2993 | -28.613 | -28.8969 | -29.2031
SP | CLT03 | Clacton | J5 | -0.32887 | -0.3328 | -0.33263 | -0.33294 | -0.33381 | -0.33511 | -0.33758 | -0.34213 | -0.35099 | -0.36879 | -0.38757 | -0.40653 | -0.42786 | -0.44 | -0.44889 | -0.45835 | -0.47046 | -0.48237 | -0.50258 | -0.51483 | -0.52227 | -0.52806 | -0.5333 | -0.53895
SP | CONQA1 | Connah's Quay | M5 | -5.7292 | -5.7976 | -5.7946 | -5.8 | -5.8152 | -5.8378 | -5.8809 | -5.9602 | -6.1145 | -6.4247 | -6.7517 | -7.0821 | -7.4537 | -7.6652 | -7.82 | -7.9847 | -8.1957 | -8.4033 | -8.7553 | -8.9688 | -9.0983 | -9.1991 | -9.2904 | -9.3889
SP | COVE_1 | Coventry | L3 | -8.9017 | -9.008 | -9.0032 | -9.0117 | -9.0353 | -9.0704 | -9.1374 | -9.2605 | -9.5003 | -9.9822 | -10.4904 | -11.0037 | -11.5811 | -11.9096 | -12.1502 | -12.4062 | -12.734 | -13.0565 | -13.6034 | -13.9351 | -14.1364 | -14.293 | -14.4348 | -14.5878
SP | COWL_1 | Cowley | D6 | -10.9254 | -11.0558 | -11.05 | -11.0603 | -11.0894 | -11.1324 | -11.2146 | -11.3657 | -11.66 | -12.2515 | -12.8752 | -13.5052 | -14.2139 | -14.6171 | -14.9123 | -15.2265 | -15.6288 | -16.0247 | -16.6959 | -17.103 | -17.35 | -17.5423 | -17.7163 | -17.9041
SP | CREB_1 | Creyke Beck | P8 | -7.8631 | -7.957 | -7.9528 | -7.9603 | -7.9812 | -8.0122 | -8.0713 | -8.1801 | -8.3919 | -8.8176 | -9.2665 | -9.7199 | -10.2299 | -10.5201 | -10.7326 | -10.9587 | -11.2483 | -11.5332 | -12.0163 | -12.3093 | -12.487 | -12.6254 | -12.7507 | -12.8859
SP | DRAK_1 | Drakelow | L2 | -3.5843 | -3.6271 | -3.6251 | -3.6285 | -3.6381 | -3.6522 | -3.6791 | -3.7287 | -3.8253 | -4.0193 | -4.2239 | -4.4306 | -4.6631 | -4.7954 | -4.8923 | -4.9953 | -5.1273 | -5.2572 | -5.4774 | -5.611 | -5.692 | -5.7551 | -5.8122 | -5.8738
SP | DRAX_1 | Drax | P4 | -2.7877 | -2.821 | -2.8195 | -2.8221 | -2.8296 | -2.8405 | -2.8615 | -2.9001 | -2.9752 | -3.1261 | -3.2852 | -3.446 | -3.6268 | -3.7297 | -3.805 | -3.8852 | -3.9878 | -4.0888 | -4.2601 | -4.364 | -4.427 | -4.4761 | -4.5205 | -4.5684
SP | EALI_6 | Ealing | A7 | -3.9636 | -4.0109 | -4.0088 | -4.0125 | -4.023 | -4.0387 | -4.0685 | -4.1233 | -4.2301 | -4.4447 | -4.6709 | -4.8995 | -5.1566 | -5.3029 | -5.41 | -5.5239 | -5.6699 | -5.8135 | -6.057 | -6.2047 | -6.2943 | -6.3641 | -6.4272 | -6.4953
SP | ECLA_1 | East Claydon | D4 | -6.8923 | -6.9746 | -6.9709 | -6.9774 | -6.9957 | -7.0229 | -7.0747 | -7.1701 | -7.3557 | -7.7289 | -8.1223 | -8.5197 | -8.9668 | -9.2212 | -9.4075 | -9.6056 | -9.8594 | -10.1092 | -10.5326 | -10.7895 | -10.9453 | -11.0666 | -11.1764 | -11.2948
SP | EASO_1 | Eaton Socon | J4 | -3.9257 | -3.9726 | -3.9705 | -3.9742 | -3.9846 | -4.0001 | -4.0296 | -4.0839 | -4.1897 | -4.4022 | -4.6263 | -4.8527 | -5.1073 | -5.2522 | -5.3583 | -5.4712 | -5.6157 | -5.758 | -5.9992 | -6.1454 | -6.2342 | -6.3033 | -6.3658 | -6.4333
SP | ELLA_1 | Elland | P1 | -6.3778 | -6.4539 | -6.4505 | -6.4566 | -6.4735 | -6.4986 | -6.5466 | -6.6348 | -6.8066 | -7.1519 | -7.516 | -7.8838 | -8.2975 | -8.5328 | -8.7052 | -8.8886 | -9.1234 | -9.3546 | -9.7464 | -9.984 | -10.1282 | -10.2405 | -10.3421 | -10.4517
SP | ELST_1 | Elstree | A6 | -7.0509 | -7.1351 | -7.1314 | -7.138 | -7.1568 | -7.1846 | -7.2376 | -7.3351 | -7.5251 | -7.9068 | -8.3093 | -8.7159 | -9.1732 | -9.4335 | -9.624 | -9.8268 | -10.0864 | -10.3419 | -10.7751 | -11.0378 | -11.1972 | -11.3213 | -11.4337 | -11.5548
SP | ENDE_1 | Enderby | L8 | -9.146 | -9.2552 | -9.2503 | -9.259 | -9.2833 | -9.3193 | -9.3881 | -9.5146 | -9.761 | -10.2562 | -10.7783 | -11.3056 | -11.8989 | -12.2364 | -12.4836 | -12.7466 | -13.0834 | -13.4148 | -13.9767 | -14.3175 | -14.5243 | -14.6852 | -14.8309 | -14.9881
SP | EXET1 | Exeter | F6 | -5.5125 | -5.5783 | -5.5753 | -5.5806 | -5.5952 | -5.6169 | -5.6584 | -5.7347 | -5.8832 | -6.1816 | -6.4963 | -6.8141 | -7.1717 | -7.3752 | -7.5241 | -7.6826 | -7.8856 | -8.0854 | -8.424 | -8.6295 | -8.7541 | -8.8511 | -8.9389 | -9.0336
SP | FAWL_1 | Fawley | B2 | -5.1779 | -5.2397 | -5.2369 | -5.2418 | -5.2556 | -5.276 | -5.3149 | -5.3866 | -5.526 | -5.8064 | -6.1019 | -6.4005 | -6.7364 | -6.9275 | -7.0674 | -7.2163 | -7.407 | -7.5946 | -7.9127 | -8.1056 | -8.2227 | -8.3138 | -8.3963 | -8.4853
SP | FECK_6 | Feckenham | L3 | -5.3109 | -5.3743 | -5.3715 | -5.3765 | -5.3906 | -5.4115 | -5.4515 | -5.5249 | -5.668 | -5.9555 | -6.2587 | -6.5649 | -6.9094 | -7.1054 | -7.249 | -7.4017 | -7.5972 | -7.7897 | -8.116 | -8.3139 | -8.4339 | -8.5274 | -8.612 | -8.7033
SP | FERRA2 | Ferrybridge A | P5 | -1.622 | -1.6413 | -1.6405 | -1.642 | -1.6463 | -1.6527 | -1.6649 | -1.6874 | -1.7311 | -1.8189 | -1.9115 | -2.005 | -2.1102 | -2.1701 | -2.2139 | -2.2605 | -2.3203 | -2.379 | -2.4787 | -2.5391 | -2.5758 | -2.6043 | -2.6302 | -2.6581
SP | FERRB1 | Ferrybridge B | P5 | -7.5442 | -7.6342 | -7.6302 | -7.6373 | -7.6574 | -7.6871 | -7.7439 | -7.8482 | -8.0515 | -8.4599 | -8.8905 | -9.3256 | -9.8149 | -10.0933 | -10.2972 | -10.5142 | -10.792 | -11.0653 | -11.5288 | -11.8099 | -11.9805 | -12.1132 | -12.2334 | -12.3631
SP | FIDF_1 | Fiddlers Ferry | N1 | -5.1659 | -5.2276 | -5.2248 | -5.2297 | -5.2434 | -5.2638 | -5.3026 | -5.3741 | -5.5133 | -5.793 | -6.0878 | -6.3857 | -6.7208 | -6.9115 | -7.0511 | -7.1996 | -7.3898 | -7.577 | -7.8944 | -8.0869 | -8.2037 | -8.2946 | -8.3769 | -8.4657
SP | FLEE_1 | Fleet | B3 | -11.6179 | -11.7566 | -11.7504 | -11.7614 | -11.7923 | -11.8381 | -11.9254 | -12.0862 | -12.3991 | -13.0281 | -13.6913 | -14.3612 | -15.1148 | -15.5436 | -15.8576 | -16.1916 | -16.6195 | -17.0404 | -17.7542 | -18.1871 | -18.4498 | -18.6542 | -18.8393 | -19.039
SP | FOUR_1 | Fourstones | Q8 | -0.96751 | -0.97906 | -0.97854 | -0.97946 | -0.98203 | -0.98584 | -0.99312 | -1.0065 | -1.0326 | -1.0849 | -1.1402 | -1.196 | -1.2587 | -1.2944 | -1.3206 | -1.3484 | -1.384 | -1.4191 | -1.4785 | -1.5146 | -1.5364 | -1.5535 | -1.5689 | -1.5855
SP | FROD_1 | Frodsham | N3 | -6.4349 | -6.5118 | -6.5083 | -6.5144 | -6.5315 | -6.5569 | -6.6053 | -6.6943 | -6.8676 | -7.216 | -7.5834 | -7.9544 | -8.3718 | -8.6093 | -8.7832 | -8.9683 | -9.2052 | -9.4384 | -9.8337 | -10.0735 | -10.219 | -10.3322 | -10.4348 | -10.5453
SP | GREE_H | Greenford | A7 | -0.62708 | -0.63457 | -0.63423 | -0.63483 | -0.63649 | -0.63896 | -0.64368 | -0.65236 | -0.66925 | -0.7032 | -0.73899 | -0.77515 | -0.81583 | -0.83897 | -0.85592 | -0.87395 | -0.89704 | -0.91976 | -0.95829 | -0.98166 | -0.99583 | -1.0069 | -1.0169 | -1.0276
SP | GREN_1 | Grendon | J6 | -14.1396 | -14.3084 | -14.3009 | -14.3143 | -14.3518 | -14.4076 | -14.5139 | -14.7095 | -15.0904 | -15.8559 | -16.6631 | -17.4784 | -18.3956 | -18.9174 | -19.2995 | -19.7061 | -20.2268 | -20.7391 | -21.6078 | -22.1347 | -22.4543 | -22.7032 | -22.9285 | -23.1715
SP | GRIW_1 | Grimsby West | P7 | -4.2393 | -4.2899 | -4.2876 | -4.2917 | -4.3029 | -4.3196 | -4.3515 | -4.4102 | -4.5244 | -4.7539 | -4.9959 | -5.2403 | -5.5153 | -5.6718 | -5.7863 | -5.9082 | -6.0643 | -6.2179 | -6.4784 | -6.6364 | -6.7322 | -6.8068 | -6.8743 | -6.9472
SP | HACK_1 | Hackney 132kV | A1 | -2.5377 | -2.568 | -2.5666 | -2.569 | -2.5758 | -2.5858 | -2.6049 | -2.64 | -2.7083 | -2.8457 | -2.9906 | -3.1369 | -3.3015 | -3.3952 | -3.4638 | -3.5367 | -3.6302 | -3.7221 | -3.878 | -3.9726 | -4.03 | -4.0746 | -4.1151 | -4.1587
SP | HACK_6 | Hackney 66kV | A1 | -2.6806 | -2.7126 | -2.7112 | -2.7137 | -2.7208 | -2.7314 | -2.7515 | -2.7886 | -2.8608 | -3.006 | -3.159 | -3.3136 | -3.4874 | -3.5864 | -3.6588 | -3.7359 | -3.8346 | -3.9317 | -4.0964 | -4.1963 | -4.2569 | -4.3041 | -4.3468 | -4.3929
SP | HAMHC1 | Hams Hall | L3 | -8.3273 | -8.4267 | -8.4223 | -8.4302 | -8.4523 | -8.4852 | -8.5478 | -8.663 | -8.8873 | -9.3381 | -9.8135 | -10.2937 | -10.8338 | -11.1412 | -11.3662 | -11.6057 | -11.9123 | -12.2141 | -12.7257 | -13.036 | -13.2242 | -13.3708 | -13.5034 | -13.6466
SP | HARK_1 | Harker | Q8 | -6.4497 | -6.5267 | -6.5233 | -6.5294 | -6.5465 | -6.5719 | -6.6204 | -6.7097 | -6.8834 | -7.2326 | -7.6008 | -7.9727 | -8.391 | -8.6291 | -8.8034 | -8.9888 | -9.2263 | -9.46 | -9.8563 | -10.0966 | -10.2424 | -10.3559 | -10.4587 | -10.5695
SP | HARM_6 | Hart Moor | Q4 | -1.7655 | -1.7866 | -1.7856 | -1.7873 | -1.792 | -1.799 | -1.8122 | -1.8367 | -1.8842 | -1.9798 | -2.0806 | -2.1824 | -2.2969 | -2.3621 | -2.4098 | -2.4605 | -2.5256 | -2.5895 | -2.698 | -2.7638 | -2.8037 | -2.8348 | -2.8629 | -2.8932
SP | HAWP_6 | Hawthorn Pit | Q4 | -1.8722 | -1.8946 | -1.8936 | -1.8953 | -1.9003 | -1.9077 | -1.9218 | -1.9477 | -1.9981 | -2.0995 | -2.2063 | -2.3143 | -2.4357 | -2.5048 | -2.5554 | -2.6093 | -2.6782 | -2.746 | -2.8611 | -2.9308 | -2.9732 | -3.0061 | -3.0359 | -3.0681
SP | HEYS_1 | Heysham (HEYS_1) | R5 | -1.2904 | -1.3058 | -1.3051 | -1.3063 | -1.3098 | -1.3149 | -1.3246 | -1.3424 | -1.3772 | -1.447 | -1.5207 | -1.5951 | -1.6788 | -1.7264 | -1.7613 | -1.7984 | -1.8459 | -1.8927 | -1.972 | -2.0201 | -2.0492 | -2.0719 | -2.0925 | -2.1147
SP | HEYS1 | Heysham (HEYS1) | R5 | -0.22353 | -0.2262 | -0.22608 | -0.2263 | -0.22689 | -0.22777 | -0.22945 | -0.23254 | -0.23857 | -0.25067 | -0.26343 | -0.27632 | -0.29082 | -0.29907 | -0.30511 | -0.31154 | -0.31977 | -0.32787 | -0.3416 | -0.34993 | -0.35498 | -0.35892 | -0.36248 | -0.36632
SP | HURS_1 | Hurst | A8 | -3.8523 | -3.8983 | -3.8963 | -3.8999 | -3.9102 | -3.9253 | -3.9543 | -4.0076 | -4.1114 | -4.3199 | -4.5399 | -4.762 | -5.0119 | -5.154 | -5.2582 | -5.3689 | -5.5108 | -5.6504 | -5.8871 | -6.0306 | -6.1177 | -6.1855 | -6.2469 | -6.3131
SP | HUTT_1 | Hutton | R6 | -5.1168 | -5.1779 | -5.1751 | -5.18 | -5.1936 | -5.2138 | -5.2522 | -5.323 | -5.4609 | -5.7379 | -6.03 | -6.325 | -6.6569 | -6.8458 | -6.984 | -7.1312 | -7.3196 | -7.505 | -7.8194 | -8.01 | -8.1257 | -8.2158 | -8.2973 | -8.3852
SP | IMPK_1 | Imperial Park | H6 | -0.14619 | -0.14794 | -0.14786 | -0.148 | -0.14839 | -0.14896 | -0.15006 | -0.15209 | -0.15602 | -0.16394 | -0.17228 | -0.18071 | -0.1902 | -0.19559 | -0.19954 | -0.20375 | -0.20913 | -0.21443 | -0.22341 | -0.22886 | -0.23216 | -0.23473 | -0.23706 | -0.23958
SP | INDQ1 | Indian Queens | F6 | -6.1409 | -6.2142 | -6.211 | -6.2168 | -6.2331 | -6.2573 | -6.3035 | -6.3885 | -6.5539 | -6.8863 | -7.2369 | -7.591 | -7.9893 | -8.216 | -8.3819 | -8.5585 | -8.7846 | -9.0072 | -9.3845 | -9.6133 | -9.7521 | -9.8602 | -9.958 | -10.0636
SP | IROA1 | Iron Acton | G5 | -8.5353 | -8.6372 | -8.6326 | -8.6407 | -8.6634 | -8.697 | -8.7612 | -8.8793 | -9.1092 | -9.5713 | -10.0586 | -10.5507 | -11.1044 | -11.4194 | -11.6501 | -11.8955 | -12.2098 | -12.5191 | -13.0435 | -13.3615 | -13.5545 | -13.7047 | -13.8407 | -13.9873
SP | IRONB1 | Ironbridge | L5 | -4.0993 | -4.1482 | -4.146 | -4.1499 | -4.1608 | -4.177 | -4.2078 | -4.2645 | -4.375 | -4.5969 | -4.8309 | -5.0673 | -5.3332 | -5.4845 | -5.5952 | -5.7131 | -5.8641 | -6.0126 | -6.2645 | -6.4172 | -6.5099 | -6.582 | -6.6473 | -6.7178
SP | IVER_1 | Iver 132kV | A6 | -8.0856 | -8.1821 | -8.1778 | -8.1855 | -8.207 | -8.2388 | -8.2996 | -8.4115 | -8.6293 | -9.067 | -9.5286 | -9.9948 | -10.5193 | -10.8177 | -11.0362 | -11.2687 | -11.5665 | -11.8595 | -12.3562 | -12.6575 | -12.8403 | -12.9826 | -13.1114 | -13.2504
SP | IVER_6 | Iver 66kV | A6 | -2.5784 | -2.6092 | -2.6078 | -2.6102 | -2.6171 | -2.6273 | -2.6466 | -2.6823 | -2.7518 | -2.8914 | -3.0386 | -3.1872 | -3.3545 | -3.4496 | -3.5193 | -3.5935 | -3.6884 | -3.7818 | -3.9402 | -4.0363 | -4.0946 | -4.14 | -4.1811 | -4.2254
SP | JORD_3 | Jordanthorpe | P3 | -0.79381 | -0.80328 | -0.80286 | -0.80361 | -0.80572 | -0.80885 | -0.81482 | -0.8258 | -0.84719 | -0.89016 | -0.93547 | -0.98125 | -1.0327 | -1.062 | -1.0835 | -1.1063 | -1.1355 | -1.1643 | -1.2131 | -1.2427 | -1.2606 | -1.2746 | -1.2872 | -1.3009
SP | KEAD_1 | Keadby | P8 | -5.4233 | -5.4881 | -5.4852 | -5.4903 | -5.5047 | -5.5261 | -5.5669 | -5.6419 | -5.788 | -6.0816 | -6.3912 | -6.7039 | -7.0557 | -7.2559 | -7.4025 | -7.5584 | -7.7581 | -7.9546 | -8.2878 | -8.4899 | -8.6125 | -8.708 | -8.7944 | -8.8876
SP | KEAR_1 | Kearsley 132kV | N4 | -8.3876 | -8.4877 | -8.4833 | -8.4912 | -8.5135 | -8.5466 | -8.6096 | -8.7257 | -8.9516 | -9.4057 | -9.8845 | -10.3682 | -10.9123 | -11.2218 | -11.4485 | -11.6897 | -11.9985 | -12.3025 | -12.8178 | -13.1303 | -13.3199 | -13.4675 | -13.6012 | -13.7453
SP | KEAR_3 | Kearsley 33kV | N4 | -1.5413 | -1.5597 | -1.5588 | -1.5603 | -1.5644 | -1.5705 | -1.5821 | -1.6034 | -1.6449 | -1.7283 | -1.8163 | -1.9052 | -2.0052 | -2.0621 | -2.1037 | -2.148 | -2.2048 | -2.2606 | -2.3553 | -2.4128 | -2.4476 | -2.4747 | -2.4993 | -2.5258
SP | KEMS_1 | Kemsley | C3 | -7.1528 | -7.2382 | -7.2344 | -7.2412 | -7.2602 | -7.2884 | -7.3421 | -7.4411 | -7.6338 | -8.021 | -8.4294 | -8.8418 | -9.3058 | -9.5698 | -9.7631 | -9.9687 | -10.2321 | -10.4913 | -10.9308 | -11.1973 | -11.359 | -11.4849 | -11.5988 | -11.7218
SP | KINO_1 | Kingsnorth | C2 | -4.7798 | -4.8368 | -4.8343 | -4.8388 | -4.8515 | -4.8704 | -4.9063 | -4.9725 | -5.1012 | -5.36 | -5.6328 | -5.9084 | -6.2185 | -6.3949 | -6.5241 | -6.6615 | -6.8375 | -7.0107 | -7.3044 | -7.4825 | -7.5905 | -7.6747 | -7.7508 | -7.833
SP | KIBY_1 | Kirkby (_D) | N1 | -4.7088 | -4.765 | -4.7625 | -4.767 | -4.7795 | -4.798 | -4.8335 | -4.8986 | -5.0255 | -5.2804 | -5.5492 | -5.8207 | -6.1261 | -6.2999 | -6.4272 | -6.5626 | -6.736 | -6.9066 | -7.1959 | -7.3714 | -7.4778 | -7.5607 | -7.6357 | -7.7166
SP | KIBY_G | Kirkby (_G) | N1 | -0.6212 | -0.62861 | -0.62828 | -0.62887 | -0.63052 | -0.63297 | -0.63764 | -0.64623 | -0.66297 | -0.6966 | -0.73206 | -0.76788 | -0.80817 | -0.8311 | -0.84789 | -0.86575 | -0.88862 | -0.91113 | -0.9493 | -0.97245 | -0.98649 | -0.99742 | -1.0073 | -1.018
SP | KIRKB1 | Kirkstall B | P1 | -4.2702 | -4.3211 | -4.3189 | -4.3229 | -4.3342 | -4.3511 | -4.3832 | -4.4423 | -4.5573 | -4.7885 | -5.0322 | -5.2785 | -5.5555 | -5.7131 | -5.8284 | -5.9512 | -6.1085 | -6.2632 | -6.5256 | -6.6847 | -6.7812 | -6.8564 | -6.9244 | -6.9978
SP | KITW_1 | Kitwell | L2 | -5.478 | -5.5434 | -5.5405 | -5.5457 | -5.5603 | -5.5818 | -5.623 | -5.6988 | -5.8464 | -6.143 | -6.4557 | -6.7716 | -7.1269 | -7.3291 | -7.4771 | -7.6346 | -7.8364 | -8.0349 | -8.3714 | -8.5755 | -8.6994 | -8.7958 | -8.8831 | -8.9772
SP | KNAR | Knaresborough | P2 | -1.0123 | -1.0243 | -1.0238 | -1.0248 | -1.0274 | -1.0314 | -1.039 | -1.0531 | -1.0803 | -1.1351 | -1.1929 | -1.2513 | -1.3169 | -1.3543 | -1.3817 | -1.4108 | -1.448 | -1.4847 | -1.5469 | -1.5846 | -1.6075 | -1.6253 | -1.6414 | -1.6588
SP | LACK_6 | Lackenby | Q2 | -5.7982 | -5.8674 | -5.8643 | -5.8698 | -5.8852 | -5.9081 | -5.9517 | -6.0319 | -6.1881 | -6.502 | -6.833 | -7.1673 | -7.5435 | -7.7574 | -7.9141 | -8.0809 | -8.2944 | -8.5045 | -8.8607 | -9.0768 | -9.2078 | -9.3099 | -9.4023 | -9.5019
SP | LALE1SG003 | Laleham | A6 | -5.2176 | -5.2799 | -5.2771 | -5.282 | -5.2959 | -5.3165 | -5.3557 | -5.4279 | -5.5684 | -5.8509 | -6.1487 | -6.4496 | -6.788 | -6.9806 | -7.1216 | -7.2716 | -7.4638 | -7.6528 | -7.9734 | -8.1678 | -8.2858 | -8.3776 | -8.4607 | -8.5504
SP | LAND1 | Landulph | F6 | -4.9692 | -5.0285 | -5.0258 | -5.0305 | -5.0437 | -5.0633 | -5.1007 | -5.1694 | -5.3033 | -5.5723 | -5.856 | -6.1425 | -6.4649 | -6.6482 | -6.7825 | -6.9254 | -7.1084 | -7.2885 | -7.5938 | -7.7789 | -7.8913 | -7.9787 | -8.0579 | -8.1433
SP | LEGA_1 | Legacy | M4 | -6.1186 | -6.1917 | -6.1884 | -6.1942 | -6.2105 | -6.2346 | -6.2806 | -6.3653 | -6.5301 | -6.8613 | -7.2106 | -7.5634 | -7.9603 | -8.1861 | -8.3515 | -8.5274 | -8.7528 | -8.9745 | -9.3504 | -9.5784 | -9.7167 | -9.8244 | -9.9219 | -10.027
SP | LISD_1 | Lister Drive | N1 | -5.8414 | -5.9111 | -5.908 | -5.9136 | -5.9291 | -5.9521 | -5.996 | -6.0769 | -6.2342 | -6.5504 | -6.8839 | -7.2207 | -7.5996 | -7.8152 | -7.9731 | -8.1411 | -8.3562 | -8.5678 | -8.9267 | -9.1444 | -9.2764 | -9.3792 | -9.4723 | -9.5727
SP | LITT_C | Littlebrook (_C) | A8 | -2.3082 | -2.3357 | -2.3345 | -2.3367 | -2.3428 | -2.3519 | -2.3693 | -2.4012 | -2.4634 | -2.5884 | -2.7201 | -2.8532 | -3.0029 | -3.0881 | -3.1505 | -3.2169 | -3.3019 | -3.3855 | -3.5273 | -3.6133 | -3.6655 | -3.7061 | -3.7429 | -3.7826
SP | LITT_J | Littlebrook (_J) | A8 | -0.28189 | -0.28526 | -0.28511 | -0.28538 | -0.28613 | -0.28724 | -0.28936 | -0.29326 | -0.30085 | -0.31611 | -0.3322 | -0.34846 | -0.36674 | -0.37715 | -0.38476 | -0.39287 | -0.40325 | -0.41347 | -0.43078 | -0.44129 | -0.44766 | -0.45262 | -0.45711 | -0.46196
SP | LODR_6 | Lodge Road | A7 | -8.9292 | -9.0357 | -9.031 | -9.0395 | -9.0632 | -9.0984 | -9.1655 | -9.2891 | -9.5296 | -10.013 | -10.5227 | -11.0376 | -11.6168 | -11.9463 | -12.1876 | -12.4444 | -12.7732 | -13.0968 | -13.6454 | -13.9781 | -14.1799 | -14.3371 | -14.4793 | -14.6328
SP | LOUD_H | Loudwater | A6 | -0.79525 | -0.80475 | -0.80432 | -0.80508 | -0.80719 | -0.81032 | -0.8163 | -0.82731 | -0.84873 | -0.89178 | -0.93718 | -0.98303 | -1.0346 | -1.064 | -1.0855 | -1.1083 | -1.1376 | -1.1664 | -1.2153 | -1.2449 | -1.2629 | -1.2769 | -1.2896 | -1.3032
SP | LOVE_1 | Lovedean | B2 | -10.3981 | -10.5222 | -10.5167 | -10.5265 | -10.5541 | -10.5951 | -10.6733 | -10.8172 | -11.0973 | -11.6602 | -12.2538 | -12.8534 | -13.5278 | -13.9116 | -14.1926 | -14.4916 | -14.8745 | -15.2513 | -15.8901 | -16.2776 | -16.5126 | -16.6956 | -16.8613 | -17.04
SP | MACC_3 | Macclesfield | N6 | -1.5842 | -1.6031 | -1.6023 | -1.6038 | -1.608 | -1.6142 | -1.6261 | -1.648 | -1.6907 | -1.7765 | -1.8669 | -1.9583 | -2.061 | -2.1195 | -2.1623 | -2.2079 | -2.2662 | -2.3236 | -2.4209 | -2.48 | -2.5158 | -2.5437 | -2.5689 | -2.5961
SP | MANN_1 | Mannington | E1 | -10.1907 | -10.3123 | -10.3069 | -10.3166 | -10.3436 | -10.3838 | -10.4604 | -10.6014 | -10.876 | -11.4277 | -12.0094 | -12.597 | -13.258 | -13.6341 | -13.9095 | -14.2026 | -14.5778 | -14.9471 | -15.5732 | -15.9529 | -16.1833 | -16.3626 | -16.525 | -16.7001
SP | MAGA_6 | Margam | H1 | -0.47288 | -0.47853 | -0.47828 | -0.47873 | -0.47998 | -0.48185 | -0.4854 | -0.49195 | -0.50468 | -0.53028 | -0.55728 | -0.58455 | -0.61522 | -0.63267 | -0.64545 | -0.65905 | -0.67646 | -0.6936 | -0.72265 | -0.74027 | -0.75096 | -0.75929 | -0.76682 | -0.77495
SP | MELK_1 | Melksham | G6 | -7.231 | -7.3173 | -7.3134 | -7.3203 | -7.3395 | -7.368 | -7.4224 | -7.5224 | -7.7172 | -8.1087 | -8.5215 | -8.9384 | -9.4075 | -9.6743 | -9.8697 | -10.0777 | -10.3439 | -10.606 | -11.0502 | -11.3196 | -11.4831 | -11.6104 | -11.7256 | -11.8498
SP | MILH_1 | Mill Hill | A6 | -2.2853 | -2.3126 | -2.3114 | -2.3135 | -2.3196 | -2.3286 | -2.3458 | -2.3774 | -2.439 | -2.5627 | -2.6931 | -2.8249 | -2.9732 | -3.0575 | -3.1193 | -3.185 | -3.2691 | -3.3519 | -3.4923 | -3.5775 | -3.6292 | -3.6694 | -3.7058 | -3.7451
SP | MITY_1 | Minety | G6 | -5.4072 | -5.4717 | -5.4689 | -5.474 | -5.4883 | -5.5097 | -5.5503 | -5.6251 | -5.7708 | -6.0635 | -6.3722 | -6.684 | -7.0347 | -7.2343 | -7.3804 | -7.5359 | -7.735 | -7.9309 | -8.2632 | -8.4646 | -8.5869 | -8.682 | -8.7682 | -8.8611
SP | NECE_1 | Nechells | L3 | -6.5856 | -6.6642 | -6.6607 | -6.667 | -6.6845 | -6.7104 | -6.7599 | -6.8511 | -7.0285 | -7.385 | -7.7609 | -8.1407 | -8.5679 | -8.8109 | -8.9889 | -9.1782 | -9.4208 | -9.6594 | -10.064 | -10.3094 | -10.4583 | -10.5742 | -10.6791 | -10.7923
SP | NEEP_3 | Neepsend | P3 | -1.3014 | -1.3169 | -1.3162 | -1.3175 | -1.3209 | -1.326 | -1.3358 | -1.3538 | -1.3889 | -1.4593 | -1.5336 | -1.6087 | -1.6931 | -1.7411 | -1.7763 | -1.8137 | -1.8616 | -1.9088 | -1.9887 | -2.0372 | -2.0666 | -2.0895 | -2.1103 | -2.1326
SP | NEWX_6 | New Cross | A4 | -7.5988 | -7.6895 | -7.6855 | -7.6927 | -7.7129 | -7.7428 | -7.7999 | -7.9051 | -8.1098 | -8.5212 | -8.9549 | -9.3931 | -9.886 | -10.1665 | -10.3718 | -10.5903 | -10.8701 | -11.1455 | -11.6123 | -11.8955 | -12.0672 | -12.201 | -12.322 | -12.4526
SP | NINF_1 | Ninfield | B1 | -5.92 | -5.9907 | -5.9875 | -5.9931 | -6.0089 | -6.0322 | -6.0767 | -6.1586 | -6.3181 | -6.6386 | -6.9765 | -7.3179 | -7.7019 | -7.9204 | -8.0804 | -8.2506 | -8.4686 | -8.6831 | -9.0468 | -9.2674 | -9.4013 | -9.5054 | -9.5998 | -9.7015
SP | NHYD_6 | North Hyde | A6 | -2.8723 | -2.9066 | -2.9051 | -2.9078 | -2.9155 | -2.9268 | -2.9484 | -2.9881 | -3.0655 | -3.221 | -3.385 | -3.5506 | -3.7369 | -3.8429 | -3.9205 | -4.0031 | -4.1089 | -4.213 | -4.3895 | -4.4965 | -4.5614 | -4.612 | -4.6577 | -4.7071
SP | NFLE | Northfleet East | C2 | -6.4345 | -6.5113 | -6.5079 | -6.514 | -6.5311 | -6.5564 | -6.6048 | -6.6938 | -6.8672 | -7.2155 | -7.5828 | -7.9538 | -8.3712 | -8.6087 | -8.7826 | -8.9676 | -9.2046 | -9.4377 | -9.833 | -10.0728 | -10.2183 | -10.3315 | -10.434 | -10.5446
SP | NORT_1 | Norton | Q4 | -8.6214 | -8.7243 | -8.7197 | -8.7279 | -8.7508 | -8.7847 | -8.8496 | -8.9689 | -9.2011 | -9.6678 | -10.16 | -10.6571 | -11.2164 | -11.5345 | -11.7675 | -12.0154 | -12.3329 | -12.6453 | -13.175 | -13.4962 | -13.6911 | -13.8429 | -13.9802 | -14.1284
SP | NORL_3 | Norton Lees | P3 | -0.91387 | -0.92478 | -0.9243 | -0.92516 | -0.92759 | -0.93119 | -0.93806 | -0.95071 | -0.97533 | -1.0248 | -1.077 | -1.1297 | -1.1889 | -1.2227 | -1.2474 | -1.2736 | -1.3073 | -1.3404 | -1.3966 | -1.4306 | -1.4513 | -1.4674 | -1.4819 | -1.4976
SP | NORM_1 | Norwich Main | J3 | -10.4922 | -10.6174 | -10.6118 | -10.6218 | -10.6497 | -10.691 | -10.7699 | -10.9151 | -11.1977 | -11.7657 | -12.3647 | -12.9697 | -13.6503 | -14.0375 | -14.3211 | -14.6228 | -15.0091 | -15.3893 | -16.0339 | -16.4249 | -16.6621 | -16.8467 | -17.0139 | -17.1942
SP | NURS_1 | Nursling | B2 | -5.2788 | -5.3419 | -5.3391 | -5.3441 | -5.3581 | -5.3789 | -5.4186 | -5.4916 | -5.6338 | -5.9196 | -6.221 | -6.5253 | -6.8678 | -7.0626 | -7.2052 | -7.357 | -7.5514 | -7.7427 | -8.067 | -8.2637 | -8.3831 | -8.476 | -8.5601 | -8.6508
SP | OCKH_1 | Ocker Hill | L2 | -1.6556 | -1.6753 | -1.6745 | -1.676 | -1.6804 | -1.687 | -1.6994 | -1.7223 | -1.7669 | -1.8565 | -1.951 | -2.0465 | -2.1539 | -2.215 | -2.2597 | -2.3074 | -2.3683 | -2.4283 | -2.53 | -2.5917 | -2.6291 | -2.6583 | -2.6847 | -2.7131
SP | OFFE_3 | Offerton | Q4 | -1.2557 | -1.2707 | -1.27 | -1.2712 | -1.2745 | -1.2795 | -1.2889 | -1.3063 | -1.3401 | -1.4081 | -1.4798 | -1.5522 | -1.6336 | -1.68 | -1.7139 | -1.75 | -1.7962 | -1.8417 | -1.9189 | -1.9657 | -1.9941 | -2.0162 | -2.0362 | -2.0578
SP | OLDB_1 | Oldbury | L2 | -2.463 | -2.4924 | -2.4911 | -2.4934 | -2.5 | -2.5097 | -2.5282 | -2.5623 | -2.6286 | -2.762 | -2.9026 | -3.0446 | -3.2044 | -3.2953 | -3.3618 | -3.4326 | -3.5233 | -3.6126 | -3.7639 | -3.8557 | -3.9114 | -3.9547 | -3.994 | -4.0363
SP | ORMO | Ormonde | R5 | -0.6971 | -0.70542 | -0.70505 | -0.70571 | -0.70756 | -0.71031 | -0.71555 | -0.7252 | -0.74397 | -0.78171 | -0.82151 | -0.8617 | -0.90692 | -0.93265 | -0.95149 | -0.97153 | -0.9972 | -1.0225 | -1.0653 | -1.0913 | -1.107 | -1.1193 | -1.1304 | -1.1424
SP | OSBA_1 | Osbaldwick | P6 | -5.6361 | -5.7033 | -5.7003 | -5.7057 | -5.7207 | -5.7429 | -5.7853 | -5.8632 | -6.0151 | -6.3202 | -6.6419 | -6.9669 | -7.3325 | -7.5405 | -7.6928 | -7.8549 | -8.0624 | -8.2666 | -8.6129 | -8.8229 | -8.9503 | -9.0495 | -9.1393 | -9.2362
SP | PADIB1 | Padiham | N5 | -5.7675 | -5.8363 | -5.8332 | -5.8387 | -5.854 | -5.8768 | -5.9201 | -5.9999 | -6.1553 | -6.4675 | -6.7968 | -7.1293 | -7.5034 | -7.7163 | -7.8722 | -8.038 | -8.2504 | -8.4594 | -8.8137 | -9.0286 | -9.159 | -9.2605 | -9.3524 | -9.4515
SP | PELH_1 | Pelham | D5 | -4.1734 | -4.2233 | -4.2211 | -4.225 | -4.2361 | -4.2525 | -4.2839 | -4.3417 | -4.4541 | -4.68 | -4.9183 | -5.1589 | -5.4296 | -5.5837 | -5.6965 | -5.8165 | -5.9701 | -6.1214 | -6.3778 | -6.5333 | -6.6276 | -6.7011 | -6.7676 | -6.8393
SP | PEMB_1 | Pembroke | H6 | -3.2885 | -3.3278 | -3.326 | -3.3291 | -3.3379 | -3.3508 | -3.3756 | -3.421 | -3.5096 | -3.6877 | -3.8754 | -4.065 | -4.2783 | -4.3997 | -4.4886 | -4.5831 | -4.7042 | -4.8234 | -5.0254 | -5.148 | -5.2223 | -5.2802 | -5.3326 | -5.3891
SP | PENN_1 | Penn | L1 | -4.0064 | -4.0543 | -4.0521 | -4.0559 | -4.0666 | -4.0824 | -4.1125 | -4.1679 | -4.2758 | -4.4928 | -4.7215 | -4.9525 | -5.2124 | -5.3602 | -5.4685 | -5.5837 | -5.7312 | -5.8764 | -6.1226 | -6.2718 | -6.3624 | -6.4329 | -6.4968 | -6.5656
SP | PENT_1 | Pentir | M6 | -2.3574 | -2.3855 | -2.3843 | -2.3865 | -2.3928 | -2.4021 | -2.4198 | -2.4524 | -2.5159 | -2.6435 | -2.7781 | -2.914 | -3.067 | -3.154 | -3.2177 | -3.2854 | -3.3723 | -3.4577 | -3.6025 | -3.6903 | -3.7436 | -3.7851 | -3.8227 | -3.8632
SP | PENE_1 | Penwortham East | R4 | -4.0409 | -4.0891 | -4.087 | -4.0908 | -4.1015 | -4.1174 | -4.1478 | -4.2037 | -4.3126 | -4.5314 | -4.762 | -4.995 | -5.2572 | -5.4063 | -5.5155 | -5.6317 | -5.7805 | -5.9269 | -6.1752 | -6.3257 | -6.4171 | -6.4882 | -6.5526 | -6.622
SP | PENW_1 | Penwortham West | R4 | -3.8216 | -3.8672 | -3.8652 | -3.8688 | -3.879 | -3.894 | -3.9228 | -3.9756 | -4.0786 | -4.2855 | -4.5036 | -4.724 | -4.9719 | -5.1129 | -5.2162 | -5.3261 | -5.4668 | -5.6053 | -5.8401 | -5.9825 | -6.0689 | -6.1361 | -6.197 | -6.2627
SP | PERI_H | Perivale | A7 | -0.59904 | -0.60619 | -0.60587 | -0.60644 | -0.60803 | -0.61039 | -0.61489 | -0.62318 | -0.63932 | -0.67175 | -0.70594 | -0.74049 | -0.77934 | -0.80145 | -0.81764 | -0.83487 | -0.85692 | -0.87863 | -0.91543 | -0.93775 | -0.9513 | -0.96184 | -0.97138 | -0.98168
SP | PITS_3 | Pitsmoor | P3 | -1.1395 | -1.1531 | -1.1525 | -1.1536 | -1.1566 | -1.1611 | -1.1696 | -1.1854 | -1.2161 | -1.2778 | -1.3428 | -1.4085 | -1.4825 | -1.5245 | -1.5553 | -1.5881 | -1.63 | -1.6713 | -1.7413 | -1.7838 | -1.8095 | -1.8296 | -1.8478 | -1.8673
SP | POPP_3 | Poppleton | P2 | -0.88771 | -0.89831 | -0.89784 | -0.89868 | -0.90104 | -0.90454 | -0.91121 | -0.9235 | -0.94741 | -0.99547 | -1.0461 | -1.0973 | -1.1549 | -1.1877 | -1.2117 | -1.2372 | -1.2699 | -1.302 | -1.3566 | -1.3897 | -1.4097 | -1.4254 | -1.4395 | -1.4548
SP | PYLE_1 | Pyle | H1 | -3.0769 | -3.1136 | -3.112 | -3.1149 | -3.1231 | -3.1352 | -3.1584 | -3.2009 | -3.2838 | -3.4504 | -3.626 | -3.8035 | -4.0031 | -4.1166 | -4.1998 | -4.2882 | -4.4015 | -4.513 | -4.7021 | -4.8167 | -4.8863 | -4.9404 | -4.9895 | -5.0423
SP | RAIN_1 | Rainhill | N1 | -7.9667 | -8.0618 | -8.0576 | -8.0651 | -8.0863 | -8.1177 | -8.1776 | -8.2878 | -8.5024 | -8.9337 | -9.3885 | -9.8479 | -10.3647 | -10.6587 | -10.874 | -11.1031 | -11.3964 | -11.6851 | -12.1746 | -12.4714 | -12.6515 | -12.7917 | -12.9187 | -13.0556
SP | RASS_1 | Rassau | H6 | -4.9839 | -5.0434 | -5.0407 | -5.0454 | -5.0587 | -5.0783 | -5.1158 | -5.1848 | -5.319 | -5.5888 | -5.8733 | -6.1607 | -6.484 | -6.6679 | -6.8026 | -6.9459 | -7.1295 | -7.3101 | -7.6163 | -7.802 | -7.9146 | -8.0024 | -8.0818 | -8.1674
SP | RATS_1 | Ratcliffe | L7 | -8.899 | -9.0052 | -9.0005 | -9.0089 | -9.0325 | -9.0676 | -9.1345 | -9.2577 | -9.4974 | -9.9792 | -10.4872 | -11.0003 | -11.5775 | -11.906 | -12.1464 | -12.4023 | -12.73 | -13.0525 | -13.5992 | -13.9308 | -14.132 | -14.2886 | -14.4304 | -14.5833
SP | RAYL_1 | Rayleigh | C5 | -7.1788 | -7.2645 | -7.2606 | -7.2674 | -7.2865 | -7.3148 | -7.3688 | -7.4681 | -7.6615 | -8.0501 | -8.4599 | -8.8739 | -9.3395 | -9.6045 | -9.7985 | -10.0049 | -10.2693 | -10.5294 | -10.9704 | -11.2379 | -11.4002 | -11.5266 | -11.6409 | -11.7643
SP | REBR_3 | Redbridge | A1 | -1.6468 | -1.6665 | -1.6656 | -1.6671 | -1.6715 | -1.678 | -1.6904 | -1.7132 | -1.7575 | -1.8467 | -1.9407 | -2.0357 | -2.1425 | -2.2033 | -2.2478 | -2.2951 | -2.3558 | -2.4154 | -2.5166 | -2.578 | -2.6152 | -2.6442 | -2.6704 | -2.6987
SP | RICH1 | Richborough | C7 | -0.38569 | -0.39029 | -0.39009 | -0.39045 | -0.39148 | -0.393 | -0.3959 | -0.40123 | -0.41162 | -0.4325 | -0.45452 | -0.47676 | -0.50178 | -0.51601 | -0.52644 | -0.53753 | -0.55173 | -0.56571 | -0.5894 | -0.60377 | -0.61249 | -0.61928 | -0.62542 | -0.63205
SP | RRIG | Robin Rigg | Q8 | -0.42065 | -0.42567 | -0.42545 | -0.42584 | -0.42696 | -0.42862 | -0.43178 | -0.4376 | -0.44893 | -0.47171 | -0.49572 | -0.51998 | -0.54726 | -0.56279 | -0.57415 | -0.58625 | -0.60174 | -0.61698 | -0.64283 | -0.6585 | -0.66801 | -0.67541 | -0.68211 | -0.68934
SP | ROCH_1 | Rochdale | N4 | -4.2513 | -4.302 | -4.2998 | -4.3038 | -4.3151 | -4.3318 | -4.3638 | -4.4226 | -4.5372 | -4.7673 | -5.01 | -5.2551 | -5.5309 | -5.6878 | -5.8027 | -5.9249 | -6.0815 | -6.2355 | -6.4967 | -6.6551 | -6.7512 | -6.8261 | -6.8938 | -6.9668
SP | RUGEB1 | Rugeley | L5 | -3.6714 | -3.7153 | -3.7133 | -3.7168 | -3.7265 | -3.741 | -3.7686 | -3.8194 | -3.9183 | -4.1171 | -4.3267 | -4.5384 | -4.7765 | -4.912 | -5.0112 | -5.1168 | -5.252 | -5.385 | -5.6106 | -5.7474 | -5.8304 | -5.895 | -5.9535 | -6.0166
SP | RYEH_1 | Rye House | A9 | -6.4268 | -6.5035 | -6.5001 | -6.5062 | -6.5233 | -6.5486 | -6.5969 | -6.6859 | -6.859 | -7.2069 | -7.5738 | -7.9444 | -8.3612 | -8.5984 | -8.7721 | -8.9569 | -9.1936 | -9.4265 | -9.8213 | -10.0608 | -10.2061 | -10.3192 | -10.4216 | -10.532
SP | SALT_1 | Saltend North | P8 | -1.8471 | -1.8691 | -1.8681 | -1.8699 | -1.8748 | -1.8821 | -1.896 | -1.9215 | -1.9713 | -2.0713 | -2.1767 | -2.2832 | -2.403 | -2.4712 | -2.5211 | -2.5742 | -2.6422 | -2.7092 | -2.8226 | -2.8915 | -2.9332 | -2.9657 | -2.9952 | -3.0269
SP | SALH_1 | Saltholme | Q2 | -4.9353 | -4.9942 | -4.9915 | -4.9962 | -5.0093 | -5.0288 | -5.0659 | -5.1342 | -5.2671 | -5.5343 | -5.816 | -6.1006 | -6.4208 | -6.6029 | -6.7363 | -6.8782 | -7.0599 | -7.2387 | -7.542 | -7.7259 | -7.8374 | -7.9243 | -8.0029 | -8.0877
SP | SEAB1 | Seabank | G7 | -8.4539 | -8.5548 | -8.5503 | -8.5583 | -8.5808 | -8.6141 | -8.6777 | -8.7946 | -9.0224 | -9.48 | -9.9626 | -10.4501 | -10.9985 | -11.3105 | -11.5389 | -11.782 | -12.0933 | -12.3997 | -12.9191 | -13.2341 | -13.4252 | -13.574 | -13.7086 | -13.8539
SP | SELL_1 | Sellindge | C4 | -3.9379 | -3.9849 | -3.9828 | -3.9866 | -3.997 | -4.0125 | -4.0422 | -4.0966 | -4.2027 | -4.4159 | -4.6407 | -4.8678 | -5.1232 | -5.2685 | -5.375 | -5.4882 | -5.6332 | -5.7759 | -6.0178 | -6.1646 | -6.2536 | -6.3229 | -6.3856 | -6.4533
SP | SHEC_3 | Sheffield City | P3 | -1.8151 | -1.8368 | -1.8358 | -1.8376 | -1.8424 | -1.8495 | -1.8632 | -1.8883 | -1.9372 | -2.0355 | -2.1391 | -2.2437 | -2.3615 | -2.4285 | -2.4775 | -2.5297 | -2.5966 | -2.6623 | -2.7739 | -2.8415 | -2.8825 | -2.9145 | -2.9434 | -2.9746
SP | SALL1 | Sheringham Shoal | J3 | -0.92737 | -0.93844 | -0.93795 | -0.93883 | -0.94129 | -0.94495 | -0.95192 | -0.96475 | -0.98973 | -1.0399 | -1.0929 | -1.1464 | -1.2065 | -1.2407 | -1.2658 | -1.2925 | -1.3266 | -1.3602 | -1.4172 | -1.4517 | -1.4727 | -1.489 | -1.5038 | -1.5197
SP | SHRW_1 | Shrewsbury | L5 | -2.6702 | -2.7021 | -2.7007 | -2.7032 | -2.7103 | -2.7208 | -2.7409 | -2.7778 | -2.8498 | -2.9943 | -3.1468 | -3.3007 | -3.4739 | -3.5725 | -3.6446 | -3.7214 | -3.8198 | -3.9165 | -4.0806 | -4.1801 | -4.2404 | -4.2874 | -4.33 | -4.3759
SP | SKLGB1 | Skelton Grange | P1 | -10.2317 | -10.3538 | -10.3484 | -10.3581 | -10.3853 | -10.4256 | -10.5025 | -10.6441 | -10.9197 | -11.4736 | -12.0577 | -12.6477 | -13.3114 | -13.689 | -13.9655 | -14.2597 | -14.6365 | -15.0072 | -15.6359 | -16.0171 | -16.2484 | -16.4285 | -16.5915 | -16.7673
SP | SMAN_1 | South Manchester | N2 | -6.9936 | -7.0771 | -7.0734 | -7.08 | -7.0986 | -7.1261 | -7.1787 | -7.2755 | -7.4639 | -7.8425 | -8.2417 | -8.645 | -9.0986 | -9.3567 | -9.5457 | -9.7468 | -10.0044 | -10.2578 | -10.6875 | -10.9481 | -11.1062 | -11.2292 | -11.3407 | -11.4609
SP | SSHI_3 | South Shields | Q4 | -0.70634 | -0.71478 | -0.7144 | -0.71507 | -0.71695 | -0.71973 | -0.72504 | -0.73482 | -0.75384 | -0.79208 | -0.8324 | -0.87313 | -0.91895 | -0.94502 | -0.96411 | -0.98442 | -1.0104 | -1.036 | -1.0794 | -1.1057 | -1.1217 | -1.1341 | -1.1454 | -1.1575
SP | SPEN_1 | Spennymoor | Q7 | -6.0728 | -6.1453 | -6.142 | -6.1478 | -6.1639 | -6.1879 | -6.2335 | -6.3176 | -6.4811 | -6.8099 | -7.1566 | -7.5067 | -7.9007 | -8.1248 | -8.2889 | -8.4635 | -8.6872 | -8.9072 | -9.2803 | -9.5066 | -9.6439 | -9.7507 | -9.8475 | -9.9519
SP | SJOW_1 | St John's Wood | A7 | -15.7194 | -15.9071 | -15.8987 | -15.9136 | -15.9554 | -16.0173 | -16.1356 | -16.3531 | -16.7765 | -17.6275 | -18.5249 | -19.4313 | -20.4509 | -21.0311 | -21.4559 | -21.9079 | -22.4868 | -23.0564 | -24.0221 | -24.6079 | -24.9632 | -25.2399 | -25.4903 | -25.7605
SP | SASA | St. Asaph | M6 | -0.021726 | -0.021985 | -0.021974 | -0.021994 | -0.022052 | -0.022138 | -0.022301 | -0.022602 | -0.023187 | -0.024363 | -0.025603 | -0.026856 | -0.028265 | -0.029067 | -0.029654 | -0.030279 | -0.031079 | -0.031866 | -0.033201 | -0.034011 | -0.034502 | -0.034884 | -0.03523 | -0.035604
SP | STAL_1 | Stalybridge | N7 | -6.6024 | -6.6812 | -6.6777 | -6.6839 | -6.7015 | -6.7275 | -6.7771 | -6.8685 | -7.0463 | -7.4038 | -7.7807 | -8.1614 | -8.5897 | -8.8333 | -9.0117 | -9.2016 | -9.4447 | -9.684 | -10.0896 | -10.3356 | -10.4849 | -10.6011 | -10.7063 | -10.8197
SP | STAH_1 | Stanah | R4 | -2.7648 | -2.7978 | -2.7963 | -2.7989 | -2.8063 | -2.8172 | -2.838 | -2.8762 | -2.9507 | -3.1004 | -3.2582 | -3.4176 | -3.597 | -3.699 | -3.7737 | -3.8532 | -3.955 | -4.0552 | -4.2251 | -4.3281 | -4.3906 | -4.4393 | -4.4833 | -4.5308
SP | STAY_1 | Staythorpe | K5 | -4.2517 | -4.3024 | -4.3002 | -4.3042 | -4.3155 | -4.3323 | -4.3642 | -4.4231 | -4.5376 | -4.7678 | -5.0105 | -5.2556 | -5.5314 | -5.6883 | -5.8032 | -5.9255 | -6.0821 | -6.2361 | -6.4973 | -6.6558 | -6.7519 | -6.8267 | -6.8944 | -6.9675
SP | STEN_1 | Stella North | Q5 | -4.2888 | -4.34 | -4.3377 | -4.3418 | -4.3532 | -4.3701 | -4.4023 | -4.4616 | -4.5772 | -4.8094 | -5.0542 | -5.3015 | -5.5797 | -5.738 | -5.8539 | -5.9772 | -6.1351 | -6.2905 | -6.554 | -6.7138 | -6.8108 | -6.8863 | -6.9546 | -7.0283
SP | STES_1 | Stella South | Q5 | -4.197 | -4.2471 | -4.2449 | -4.2489 | -4.26 | -4.2766 | -4.3081 | -4.3662 | -4.4793 | -4.7065 | -4.9461 | -5.1881 | -5.4603 | -5.6152 | -5.7286 | -5.8493 | -6.0039 | -6.156 | -6.4138 | -6.5702 | -6.6651 | -6.739 | -6.8058 | -6.878
SP | SBAR | Stoke Bardolph | L7 | -1.9958 | -2.0196 | -2.0185 | -2.0204 | -2.0257 | -2.0336 | -2.0486 | -2.0762 | -2.13 | -2.238 | -2.352 | -2.467 | -2.5965 | -2.6702 | -2.7241 | -2.7815 | -2.855 | -2.9273 | -3.0499 | -3.1243 | -3.1694 | -3.2045 | -3.2363 | -3.2706
SP | SUND_1 | Sundon | D4 | -9.4261 | -9.5386 | -9.5336 | -9.5425 | -9.5676 | -9.6047 | -9.6756 | -9.806 | -10.0599 | -10.5702 | -11.1083 | -11.6519 | -12.2633 | -12.6112 | -12.8659 | -13.137 | -13.4841 | -13.8256 | -14.4047 | -14.756 | -14.9691 | -15.135 | -15.2851 | -15.4471
SP | SWAN_1 | Swansea North | H6 | -12.2678 | -12.4142 | -12.4077 | -12.4193 | -12.4519 | -12.5002 | -12.5925 | -12.7622 | -13.0927 | -13.7569 | -14.4572 | -15.1645 | -15.9603 | -16.4131 | -16.7446 | -17.0974 | -17.5491 | -17.9936 | -18.7473 | -19.2045 | -19.4818 | -19.6977 | -19.8931 | -20.104
SP | TAUN1 | Taunton | E8 | -1.2534 | -1.2683 | -1.2677 | -1.2688 | -1.2722 | -1.2771 | -1.2865 | -1.3039 | -1.3376 | -1.4055 | -1.4771 | -1.5493 | -1.6306 | -1.6769 | -1.7108 | -1.7468 | -1.7929 | -1.8384 | -1.9154 | -1.9621 | -1.9904 | -2.0125 | -2.0324 | -2.054
SP | TEMP_3 | Templeborough | P3 | -0.32441 | -0.32828 | -0.32811 | -0.32842 | -0.32928 | -0.33056 | -0.333 | -0.33748 | -0.34622 | -0.36379 | -0.38231 | -0.40101 | -0.42205 | -0.43403 | -0.44279 | -0.45212 | -0.46407 | -0.47582 | -0.49576 | -0.50784 | -0.51518 | -0.52089 | -0.52605 | -0.53163
SP | THOM_6 | Thorpe Marsh | P6 | -3.7399 | -3.7845 | -3.7825 | -3.7861 | -3.796 | -3.8107 | -3.8389 | -3.8906 | -3.9913 | -4.1938 | -4.4073 | -4.6229 | -4.8655 | -5.0036 | -5.1046 | -5.2122 | -5.3499 | -5.4854 | -5.7152 | -5.8545 | -5.9391 | -6.0049 | -6.0645 | -6.1287
SP | THUR_6 | Thurcroft | P3 | -2.5782 | -2.609 | -2.6076 | -2.6101 | -2.6169 | -2.6271 | -2.6465 | -2.6822 | -2.7516 | -2.8912 | -3.0384 | -3.187 | -3.3543 | -3.4494 | -3.5191 | -3.5932 | -3.6882 | -3.7816 | -3.94 | -4.0361 | -4.0944 | -4.1397 | -4.1808 | -4.2251
SP | TILBB_1 | Tilbury | C1 | -3.1363 | -3.1737 | -3.172 | -3.175 | -3.1834 | -3.1957 | -3.2193 | -3.2627 | -3.3472 | -3.517 | -3.696 | -3.8768 | -4.0803 | -4.196 | -4.2808 | -4.371 | -4.4865 | -4.6001 | -4.7928 | -4.9097 | -4.9806 | -5.0357 | -5.0857 | -5.1396
SP | TOTT_1 | Tottenham | A1 | -4.7862 | -4.8434 | -4.8408 | -4.8453 | -4.8581 | -4.8769 | -4.9129 | -4.9791 | -5.1081 | -5.3672 | -5.6404 | -5.9164 | -6.2268 | -6.4035 | -6.5328 | -6.6705 | -6.8467 | -7.0201 | -7.3142 | -7.4925 | -7.6007 | -7.685 | -7.7612 | -7.8435
SP | TRAW_1 | Trawsfynydd | M7 | -1.4747 | -1.4923 | -1.4916 | -1.493 | -1.4969 | -1.5027 | -1.5138 | -1.5342 | -1.5739 | -1.6538 | -1.7379 | -1.823 | -1.9186 | -1.9731 | -2.0129 | -2.0553 | -2.1096 | -2.1631 | -2.2537 | -2.3086 | -2.342 | -2.3679 | -2.3914 | -2.4168
SP | TYNE_1 | Tynemouth 1 | Q4 | -2.6804 | -2.7124 | -2.7109 | -2.7135 | -2.7206 | -2.7312 | -2.7513 | -2.7884 | -2.8606 | -3.0057 | -3.1587 | -3.3133 | -3.4871 | -3.5861 | -3.6585 | -3.7356 | -3.8343 | -3.9314 | -4.0961 | -4.1959 | -4.2565 | -4.3037 | -4.3464 | -4.3925
SP | TYNE_2 | Tynemouth 2 | Q4 | -0.33286 | -0.33683 | -0.33666 | -0.33697 | -0.33786 | -0.33917 | -0.34167 | -0.34628 | -0.35524 | -0.37326 | -0.39227 | -0.41146 | -0.43305 | -0.44534 | -0.45433 | -0.4639 | -0.47616 | -0.48822 | -0.50867 | -0.52107 | -0.5286 | -0.53446 | -0.53976 | -0.54548
SP | UPPB_1 | Upper Boat 132kV | H2 | -3.2618 | -3.3008 | -3.299 | -3.3021 | -3.3108 | -3.3237 | -3.3482 | -3.3933 | -3.4812 | -3.6578 | -3.844 | -4.0321 | -4.2436 | -4.364 | -4.4522 | -4.546 | -4.6661 | -4.7843 | -4.9847 | -5.1062 | -5.18 | -5.2374 | -5.2893 | -5.3454
SP | UPPB_3 | Upper Boat 33kV | H2 | -1.6612 | -1.681 | -1.6801 | -1.6817 | -1.6861 | -1.6927 | -1.7051 | -1.7281 | -1.7729 | -1.8628 | -1.9576 | -2.0534 | -2.1612 | -2.2225 | -2.2674 | -2.3152 | -2.3763 | -2.4365 | -2.5386 | -2.6005 | -2.638 | -2.6673 | -2.6937 | -2.7223
SP | USKM_1 | Uskmouth | H2 | -5.3807 | -5.445 | -5.4421 | -5.4472 | -5.4615 | -5.4827 | -5.5232 | -5.5976 | -5.7426 | -6.0339 | -6.341 | -6.6513 | -7.0003 | -7.1989 | -7.3443 | -7.499 | -7.6972 | -7.8922 | -8.2227 | -8.4232 | -8.5449 | -8.6396 | -8.7253 | -8.8178
SP | WALH_1 | Walham | G1 | -9.1213 | -9.2302 | -9.2254 | -9.234 | -9.2583 | -9.2942 | -9.3628 | -9.489 | -9.7347 | -10.2285 | -10.7492 | -11.2752 | -11.8668 | -12.2035 | -12.45 | -12.7123 | -13.0481 | -13.3787 | -13.9391 | -14.2789 | -14.4851 | -14.6457 | -14.791 | -14.9478
SP | WABO | Walney 2 | R4 | -0.82125 | -0.83106 | -0.83062 | -0.8314 | -0.83358 | -0.83682 | -0.84299 | -0.85436 | -0.87648 | -0.92094 | -0.96782 | -1.0152 | -1.0684 | -1.0988 | -1.121 | -1.1446 | -1.1748 | -1.2046 | -1.255 | -1.2856 | -1.3042 | -1.3186 | -1.3317 | -1.3458
SP | WALP_1 | Walpole (_A) | J1 | -13.3405 | -13.4998 | -13.4927 | -13.5053 | -13.5408 | -13.5933 | -13.6937 | -13.8782 | -14.2376 | -14.9598 | -15.7214 | -16.4906 | -17.356 | -17.8483 | -18.2088 | -18.5924 | -19.0837 | -19.5671 | -20.3867 | -20.8838 | -21.1854 | -21.4202 | -21.6327 | -21.862
SP | WALP_B | Walpole (_B) | J1 | -1.2938 | -1.3092 | -1.3085 | -1.3098 | -1.3132 | -1.3183 | -1.328 | -1.3459 | -1.3808 | -1.4508 | -1.5247 | -1.5993 | -1.6832 | -1.7309 | -1.7659 | -1.8031 | -1.8507 | -1.8976 | -1.9771 | -2.0253 | -2.0546 | -2.0773 | -2.0979 | -2.1202
SP | WARL_1 | Warley | C6 | -2.9729 | -3.0084 | -3.0068 | -3.0096 | -3.0175 | -3.0292 | -3.0516 | -3.0927 | -3.1728 | -3.3337 | -3.5034 | -3.6749 | -3.8677 | -3.9774 | -4.0578 | -4.1432 | -4.2527 | -4.3604 | -4.5431 | -4.6539 | -4.7211 | -4.7734 | -4.8207 | -4.8718
SP | WASF_1 | Washway Farm | N1 | -2.5881 | -2.619 | -2.6176 | -2.6201 | -2.627 | -2.6372 | -2.6566 | -2.6925 | -2.7622 | -2.9023 | -3.05 | -3.1993 | -3.3671 | -3.4627 | -3.5326 | -3.607 | -3.7023 | -3.7961 | -3.9551 | -4.0516 | -4.1101 | -4.1556 | -4.1969 | -4.2413
SP | WATFS_1 | Watford South | A6 | -4.4894 | -4.543 | -4.5406 | -4.5448 | -4.5568 | -4.5745 | -4.6082 | -4.6703 | -4.7913 | -5.0343 | -5.2906 | -5.5495 | -5.8407 | -6.0064 | -6.1277 | -6.2568 | -6.4221 | -6.5848 | -6.8606 | -7.0279 | -7.1294 | -7.2084 | -7.2799 | -7.3571
SP | WBOL_6 | West Boldon | Q4 | -4.288 | -4.3392 | -4.3369 | -4.341 | -4.3524 | -4.3693 | -4.4015 | -4.4608 | -4.5763 | -4.8085 | -5.0533 | -5.3005 | -5.5787 | -5.7369 | -5.8528 | -5.9761 | -6.134 | -6.2894 | -6.5528 | -6.7126 | -6.8095 | -6.885 | -6.9533 | -7.027
SP | WBUR_1 | West Burton | K6 | -3.7994 | -3.8447 | -3.8427 | -3.8463 | -3.8564 | -3.8714 | -3.8999 | -3.9525 | -4.0549 | -4.2606 | -4.4774 | -4.6965 | -4.943 | -5.0832 | -5.1859 | -5.2951 | -5.435 | -5.5727 | -5.8061 | -5.9477 | -6.0336 | -6.1005 | -6.161 | -6.2263
SP | WHAM_1 | West Ham | A1 | -10.58 | -10.7063 | -10.7006 | -10.7107 | -10.7388 | -10.7805 | -10.86 | -11.0064 | -11.2914 | -11.8642 | -12.4682 | -13.0782 | -13.7645 | -14.155 | -14.4409 | -14.7451 | -15.1347 | -15.5181 | -16.1681 | -16.5623 | -16.8015 | -16.9877 | -17.1563 | -17.3381
SP | WMEL_1 | West Melton | P3 | -8.7986 | -8.9037 | -8.899 | -8.9073 | -8.9307 | -8.9654 | -9.0315 | -9.1533 | -9.3903 | -9.8666 | -10.3689 | -10.8762 | -11.447 | -11.7717 | -12.0095 | -12.2625 | -12.5865 | -12.9053 | -13.4459 | -13.7737 | -13.9726 | -14.1275 | -14.2677 | -14.4189
SP | WTHU31 | West Thurrock | A1 | -0.99331 | -1.0052 | -1.0046 | -1.0056 | -1.0082 | -1.0121 | -1.0196 | -1.0333 | -1.0601 | -1.1139 | -1.1706 | -1.2279 | -1.2923 | -1.329 | -1.3558 | -1.3844 | -1.4209 | -1.4569 | -1.518 | -1.555 | -1.5774 | -1.5949 | -1.6107 | -1.6278
SP | WWEY_1 | West Weybridge | A8 | -5.8227 | -5.8923 | -5.8892 | -5.8947 | -5.9101 | -5.9331 | -5.9769 | -6.0574 | -6.2143 | -6.5295 | -6.8619 | -7.1977 | -7.5754 | -7.7903 | -7.9476 | -8.1151 | -8.3295 | -8.5405 | -8.8982 | -9.1152 | -9.2468 | -9.3493 | -9.442 | -9.5421
SP | WHGA_1 | Whitegate | N4 | -5.3468 | -5.4106 | -5.4078 | -5.4128 | -5.427 | -5.4481 | -5.4883 | -5.5623 | -5.7063 | -5.9958 | -6.301 | -6.6093 | -6.9561 | -7.1535 | -7.298 | -7.4517 | -7.6486 | -7.8423 | -8.1708 | -8.3701 | -8.4909 | -8.585 | -8.6702 | -8.7621
SP | WIEN_1 | Willenhall | L2 | -2.6012 | -2.6322 | -2.6309 | -2.6333 | -2.6402 | -2.6505 | -2.67 | -2.706 | -2.7761 | -2.9169 | -3.0654 | -3.2154 | -3.3841 | -3.4801 | -3.5504 | -3.6252 | -3.721 | -3.8153 | -3.9751 | -4.072 | -4.1308 | -4.1766 | -4.218 | -4.2627
SP | WISD_1 | Willesden 132kV | A7 | -4.3136 | -4.3651 | -4.3628 | -4.3669 | -4.3784 | -4.3954 | -4.4278 | -4.4875 | -4.6037 | -4.8372 | -5.0835 | -5.3322 | -5.612 | -5.7712 | -5.8878 | -6.0118 | -6.1707 | -6.327 | -6.592 | -6.7527 | -6.8502 | -6.9262 | -6.9949 | -7.069
SP | WISD_6 | Willesden 66kV | A7 | -1.2365 | -1.2513 | -1.2506 | -1.2518 | -1.2551 | -1.2599 | -1.2692 | -1.2864 | -1.3197 | -1.3866 | -1.4572 | -1.5285 | -1.6087 | -1.6543 | -1.6878 | -1.7233 | -1.7688 | -1.8136 | -1.8896 | -1.9357 | -1.9636 | -1.9854 | -2.0051 | -2.0264
SP | WILL_1 | Willington | L3 | -9.4347 | -9.5474 | -9.5423 | -9.5513 | -9.5764 | -9.6135 | -9.6845 | -9.815 | -10.0692 | -10.58 | -11.1185 | -11.6626 | -12.2746 | -12.6228 | -12.8777 | -13.149 | -13.4965 | -13.8383 | -14.418 | -14.7695 | -14.9828 | -15.1489 | -15.2992 | -15.4613
SP | WIMBN1 | Wimbledon North | A4 | -1.4101 | -1.427 | -1.4262 | -1.4275 | -1.4313 | -1.4369 | -1.4475 | -1.467 | -1.505 | -1.5813 | -1.6618 | -1.7431 | -1.8346 | -1.8866 | -1.9247 | -1.9653 | -2.0172 | -2.0683 | -2.1549 | -2.2075 | -2.2394 | -2.2642 | -2.2866 | -2.3109
SP | WIMBS1 | Wimbledon South | A4 | -8.5454 | -8.6474 | -8.6428 | -8.6509 | -8.6736 | -8.7073 | -8.7716 | -8.8898 | -9.12 | -9.5826 | -10.0704 | -10.5632 | -11.1175 | -11.4329 | -11.6638 | -11.9095 | -12.2242 | -12.5338 | -13.0589 | -13.3773 | -13.5704 | -13.7208 | -13.857 | -14.0038
SP | WIBA_3 | Wincobank | P3 | -1.1596 | -1.1734 | -1.1728 | -1.1739 | -1.177 | -1.1816 | -1.1903 | -1.2063 | -1.2376 | -1.3004 | -1.3666 | -1.4334 | -1.5086 | -1.5514 | -1.5828 | -1.6161 | -1.6588 | -1.7008 | -1.7721 | -1.8153 | -1.8415 | -1.8619 | -1.8804 | -1.9003
SP | WYLF_1 | Wylfa | M8 | -0.9088 | -0.91965 | -0.91916 | -0.92002 | -0.92244 | -0.92602 | -0.93285 | -0.94543 | -0.96991 | -1.0191 | -1.071 | -1.1234 | -1.1823 | -1.2159 | -1.2404 | -1.2666 | -1.3 | -1.333 | -1.3888 | -1.4227 | -1.4432 | -1.4592 | -1.4737 | -1.4893
SP | WYMOM_1 | Wymondley | D5 | -3.9457 | -3.9928 | -3.9907 | -3.9944 | -4.0049 | -4.0204 | -4.0501 | -4.1047 | -4.211 | -4.4246 | -4.6498 | -4.8774 | -5.1333 | -5.2789 | -5.3856 | -5.499 | -5.6443 | -5.7873 | -6.0297 | -6.1767 | -6.2659 | -6.3354 | -6.3982 | -6.466
CE | ABTH_1 | Aberthaw | H2 | -4.5994 | -4.6543 | -4.6519 | -4.6562 | -4.6684 | -4.6866 | -4.7212 | -4.7848 | -4.9087 | -5.1577 | -5.4203 | -5.6855 | -5.9838 | -6.1536 | -6.2779 | -6.4101 | -6.5795 | -6.7461 | -7.0287 | -7.2001 | -7.3041 | -7.385 | -7.4583 | -7.5374
CE | ABHA1 | Abham | F6 | -3.2917 | -3.331 | -3.3292 | -3.3323 | -3.3411 | -3.3541 | -3.3788 | -3.4244 | -3.513 | -3.6912 | -3.8791 | -4.0689 | -4.2825 | -4.4039 | -4.4929 | -4.5876 | -4.7088 | -4.828 | -5.0303 | -5.1529 | -5.2273 | -5.2853 | -5.3377 | -5.3943
CE | ACTL_C | Acton Lane 22kV | A7 | -0.68383 | -0.69199 | -0.69163 | -0.69227 | -0.69409 | -0.69679 | -0.70193 | -0.71139 | -0.72981 | -0.76683 | -0.80587 | -0.8453 | -0.88966 | -0.91489 | -0.93337 | -0.95304 | -0.97822 | -1.003 | -1.045 | -1.0705 | -1.0859 | -1.098 | -1.1089 | -1.1206
CE | ACTL_2 | Acton Lane 66kV | A7 | -0.46208 | -0.46759 | -0.46735 | -0.46778 | -0.46901 | -0.47083 | -0.47431 | -0.4807 | -0.49315 | -0.51816 | -0.54454 | -0.57119 | -0.60116 | -0.61821 | -0.6307 | -0.64399 | -0.661 | -0.67775 | -0.70614 | -0.72335 | -0.7338 | -0.74193 | -0.74929 | -0.75723
CE | ALST_3 | Alpha Steel (Uskmouth) | H2 | -0.014072 | -0.01424 | -0.014232 | -0.014246 | -0.014283 | -0.014338 | -0.014444 | -0.014639 | -0.015018 | -0.01578 | -0.016583 | -0.017394 | -0.018307 | -0.018827 | -0.019207 | -0.019611 | -0.02013 | -0.02064 | -0.021504 | -0.022028 | -0.022347 | -0.022594 | -0.022818 | -0.02306
CE | ALVE1 | Alverdiscott | F6 | -3.4227 | -3.4635 | -3.4617 | -3.4649 | -3.474 | -3.4875 | -3.5133 | -3.5606 | -3.6528 | -3.8381 | -4.0335 | -4.2308 | -4.4529 | -4.5792 | -4.6717 | -4.7701 | -4.8961 | -5.0202 | -5.2304 | -5.358 | -5.4353 | -5.4956 | -5.5501 | -5.6089
CE | AMEM_1 | Amersham Main | A6 | -0.84804 | -0.85816 | -0.85771 | -0.85852 | -0.86077 | -0.86411 | -0.87049 | -0.88222 | -0.90507 | -0.95098 | -0.99939 | -1.0483 | -1.1033 | -1.1346 | -1.1575 | -1.1819 | -1.2131 | -1.2439 | -1.296 | -1.3276 | -1.3467 | -1.3617 | -1.3752 | -1.3897
CE | AXMI1 | Axminster | E1 | -2.6844 | -2.7165 | -2.7151 | -2.7176 | -2.7247 | -2.7353 | -2.7555 | -2.7926 | -2.865 | -3.0103 | -3.1635 | -3.3183 | -3.4925 | -3.5915 | -3.6641 | -3.7413 | -3.8401 | -3.9374 | -4.1023 | -4.2023 | -4.263 | -4.3103 | -4.353 | -4.3992
CE | BARKC1 | Barking | A1 | -3.3583 | -3.3984 | -3.3966 | -3.3998 | -3.4087 | -3.422 | -3.4472 | -3.4937 | -3.5842 | -3.766 | -3.9577 | -4.1513 | -4.3692 | -4.4931 | -4.5839 | -4.6805 | -4.8041 | -4.9258 | -5.1321 | -5.2573 | -5.3332 | -5.3923 | -5.4458 | -5.5035
CE | BARKW3 | Barking West | A1 | -3.5999 | -3.6429 | -3.641 | -3.6444 | -3.6539 | -3.6681 | -3.6952 | -3.745 | -3.842 | -4.0369 | -4.2424 | -4.4499 | -4.6835 | -4.8163 | -4.9136 | -5.0171 | -5.1497 | -5.2801 | -5.5013 | -5.6354 | -5.7168 | -5.7802 | -5.8375 | -5.8994
CE | BEDDT1 | Beddington (_C) | A8 | -1.9379 | -1.961 | -1.96 | -1.9618 | -1.967 | -1.9746 | -1.9892 | -2.016 | -2.0682 | -2.1731 | -2.2837 | -2.3955 | -2.5212 | -2.5927 | -2.6451 | -2.7008 | -2.7721 | -2.8424 | -2.9614 | -3.0336 | -3.0774 | -3.1115 | -3.1424 | -3.1757
CE | BEDD_1 | Beddington (_J) | A8 | -6.8998 | -6.9822 | -6.9785 | -6.9851 | -7.0034 | -7.0306 | -7.0825 | -7.1779 | -7.3638 | -7.7373 | -8.1312 | -8.5291 | -8.9767 | -9.2313 | -9.4178 | -9.6162 | -9.8702 | -10.1203 | -10.5442 | -10.8013 | -10.9573 | -11.0787 | -11.1886 | -11.3072
CE | BESW_1 | Berkswell | L3 | -5.8141 | -5.8835 | -5.8804 | -5.8859 | -5.9014 | -5.9243 | -5.968 | -6.0485 | -6.2051 | -6.5198 | -6.8517 | -7.187 | -7.5641 | -7.7787 | -7.9358 | -8.103 | -8.3171 | -8.5278 | -8.885 | -9.1016 | -9.2331 | -9.3354 | -9.428 | -9.528
CE | BICF_1 | Bicker Fen | K4 | -5.0206 | -5.0805 | -5.0778 | -5.0826 | -5.0959 | -5.1157 | -5.1535 | -5.2229 | -5.3582 | -5.63 | -5.9166 | -6.2061 | -6.5317 | -6.717 | -6.8527 | -6.9971 | -7.1819 | -7.3639 | -7.6723 | -7.8594 | -7.9729 | -8.0612 | -8.1412 | -8.2275
CE | BIRK_1 | Birkenhead | N3 | -4.3631 | -4.4152 | -4.4129 | -4.417 | -4.4286 | -4.4458 | -4.4786 | -4.539 | -4.6565 | -4.8927 | -5.1418 | -5.3934 | -5.6764 | -5.8374 | -5.9553 | -6.0808 | -6.2415 | -6.3996 | -6.6676 | -6.8302 | -6.9288 | -7.0056 | -7.0751 | -7.1501
CE | BISW_1 | Bishops Wood | L2 | -7.4777 | -7.5669 | -7.5629 | -7.57 | -7.5899 | -7.6194 | -7.6756 | -7.7791 | -7.9805 | -8.3853 | -8.8122 | -9.2434 | -9.7284 | -10.0044 | -10.2065 | -10.4215 | -10.6968 | -10.9678 | -11.4272 | -11.7058 | -11.8749 | -12.0065 | -12.1256 | -12.2541
CE | BLYTB1 | Blyth 66kV | Q6 | -3.0732 | -3.1099 | -3.1082 | -3.1111 | -3.1193 | -3.1314 | -3.1545 | -3.197 | -3.2798 | -3.4462 | -3.6216 | -3.7988 | -3.9982 | -4.1116 | -4.1947 | -4.283 | -4.3962 | -4.5075 | -4.6964 | -4.8109 | -4.8803 | -4.9344 | -4.9834 | -5.0362
CE | BLYTH132 | Blyth 132kV | Q6 | -1.2634 | -1.2785 | -1.2778 | -1.279 | -1.2824 | -1.2874 | -1.2969 | -1.3143 | -1.3484 | -1.4168 | -1.4889 | -1.5618 | -1.6437 | -1.6903 | -1.7245 | -1.7608 | -1.8073 | -1.8531 | -1.9307 | -1.9778 | -2.0064 | -2.0286 | -2.0487 | -2.0705
CE | BOLN_1 | Bolney | B1 | -13.9748 | -14.1416 | -14.1342 | -14.1474 | -14.1845 | -14.2396 | -14.3447 | -14.5381 | -14.9145 | -15.6711 | -16.4688 | -17.2746 | -18.1811 | -18.6969 | -19.0745 | -19.4764 | -19.991 | -20.4974 | -21.356 | -21.8767 | -22.1926 | -22.4385 | -22.6612 | -22.9014
CE | BOTW_1 | Botley Wood | B2 | -2.7386 | -2.7713 | -2.7699 | -2.7725 | -2.7797 | -2.7905 | -2.8111 | -2.849 | -2.9228 | -3.071 | -3.2274 | -3.3853 | -3.5629 | -3.664 | -3.738 | -3.8168 | -3.9176 | -4.0169 | -4.1851 | -4.2872 | -4.3491 | -4.3973 | -4.4409 | -4.488
CE | BRAW_1 | Bradford West | P1 | -7.3555 | -7.4433 | -7.4394 | -7.4464 | -7.4659 | -7.4949 | -7.5502 | -7.652 | -7.8501 | -8.2483 | -8.6682 | -9.0923 | -9.5695 | -9.8409 | -10.0397 | -10.2512 | -10.5221 | -10.7886 | -11.2405 | -11.5146 | -11.6809 | -11.8103 | -11.9275 | -12.0539
CE | BRAI_1 | Braintree | J8 | -3.8595 | -3.9056 | -3.9035 | -3.9072 | -3.9174 | -3.9326 | -3.9617 | -4.0151 | -4.119 | -4.328 | -4.5483 | -4.7708 | -5.0212 | -5.1636 | -5.2679 | -5.3789 | -5.521 | -5.6609 | -5.898 | -6.0418 | -6.1291 | -6.197 | -6.2585 | -6.3248
CE | BRFO_1 | Bramford | J5 | -11.1734 | -11.3068 | -11.3009 | -11.3115 | -11.3412 | -11.3852 | -11.4692 | -11.6238 | -11.9248 | -12.5297 | -13.1676 | -13.8118 | -14.5366 | -14.949 | -15.251 | -15.5722 | -15.9837 | -16.3886 | -17.075 | -17.4914 | -17.744 | -17.9406 | -18.1186 | -18.3107
CE | BRLE_1 | Bramley | B4 | -11.3509 | -11.4864 | -11.4804 | -11.4911 | -11.5213 | -11.566 | -11.6514 | -11.8084 | -12.1142 | -12.7287 | -13.3767 | -14.0312 | -14.7675 | -15.1864 | -15.4931 | -15.8195 | -16.2375 | -16.6488 | -17.3462 | -17.7692 | -18.0258 | -18.2255 | -18.4064 | -18.6015
CE | BRED_1 | Bredbury | N2 | -4.889 | -4.9474 | -4.9448 | -4.9494 | -4.9624 | -4.9817 | -5.0184 | -5.0861 | -5.2178 | -5.4825 | -5.7615 | -6.0435 | -6.3606 | -6.541 | -6.6731 | -6.8137 | -6.9938 | -7.1709 | -7.4713 | -7.6535 | -7.764 | -7.85 | -7.9279 | -8.0119
CE | BRWA1 | Bridgewater | E7 | -2.7466 | -2.7794 | -2.7779 | -2.7805 | -2.7878 | -2.7986 | -2.8193 | -2.8573 | -2.9313 | -3.08 | -3.2368 | -3.3952 | -3.5733 | -3.6747 | -3.7489 | -3.8279 | -3.929 | -4.0286 | -4.1973 | -4.2996 | -4.3617 | -4.4101 | -4.4538 | -4.501
CE | BRIM_1 | Brimsdown | A3 | -5.0809 | -5.1416 | -5.1389 | -5.1437 | -5.1572 | -5.1772 | -5.2154 | -5.2857 | -5.4226 | -5.6977 | -5.9877 | -6.2807 | -6.6103 | -6.7978 | -6.9351 | -7.0812 | -7.2683 | -7.4524 | -7.7646 | -7.9539 | -8.0688 | -8.1582 | -8.2391 | -8.3265
CE | BURM_1 | Burwell Main | J7 | -9.2413 | -9.3516 | -9.3467 | -9.3555 | -9.38 | -9.4164 | -9.4859 | -9.6138 | -9.8627 | -10.363 | -10.8906 | -11.4234 | -12.0229 | -12.364 | -12.6137 | -12.8794 | -13.2197 | -13.5546 | -14.1224 | -14.4667 | -14.6756 | -14.8383 | -14.9855 | -15.1443
CE | BUSH_1 | Bushbury | L2 | -2.5547 | -2.5852 | -2.5838 | -2.5862 | -2.593 | -2.6031 | -2.6223 | -2.6576 | -2.7265 | -2.8648 | -3.0106 | -3.1579 | -3.3236 | -3.4179 | -3.4869 | -3.5604 | -3.6545 | -3.747 | -3.904 | -3.9992 | -4.0569 | -4.1019 | -4.1426 | -4.1865
CE | BUST_1 | Bustleholme | L3 | -5.2855 | -5.3486 | -5.3458 | -5.3508 | -5.3649 | -5.3857 | -5.4254 | -5.4986 | -5.6409 | -5.9271 | -6.2288 | -6.5336 | -6.8764 | -7.0715 | -7.2143 | -7.3663 | -7.561 | -7.7525 | -8.0772 | -8.2742 | -8.3937 | -8.4867 | -8.5709 | -8.6617
CE | CAMB_01 | Camblesforth | P4 | -0.67795 | -0.68604 | -0.68568 | -0.68632 | -0.68812 | -0.69079 | -0.69589 | -0.70527 | -0.72354 | -0.76024 | -0.79894 | -0.83803 | -0.88201 | -0.90703 | -0.92535 | -0.94484 | -0.96981 | -0.99437 | -1.036 | -1.0613 | -1.0766 | -1.0885 | -1.0993 | -1.111
CE | CBNK_H | Canal Bank | A7 | -0.443 | -0.44829 | -0.44805 | -0.44847 | -0.44965 | -0.45139 | -0.45473 | -0.46085 | -0.47279 | -0.49677 | -0.52206 | -0.5476 | -0.57634 | -0.59269 | -0.60466 | -0.6174 | -0.63371 | -0.64976 | -0.67698 | -0.69349 | -0.7035 | -0.7113 | -0.71836 | -0.72597
CE | CANTN1 | Canterbury | C7 | -5.3736 | -5.4377 | -5.4349 | -5.44 | -5.4543 | -5.4754 | -5.5158 | -5.5902 | -5.7349 | -6.0259 | -6.3326 | -6.6425 | -6.991 | -7.1894 | -7.3346 | -7.4891 | -7.687 | -7.8817 | -8.2118 | -8.4121 | -8.5335 | -8.6281 | -8.7137 | -8.8061
CE | CAPEA1 | Capenhurst | N3 | -8.689 | -8.7927 | -8.7881 | -8.7963 | -8.8194 | -8.8537 | -8.919 | -9.0392 | -9.2733 | -9.7437 | -10.2397 | -10.7407 | -11.3044 | -11.6251 | -11.8599 | -12.1097 | -12.4297 | -12.7445 | -13.2784 | -13.6021 | -13.7986 | -13.9515 | -14.0899 | -14.2392
CE | CARE_1 | Cardiff East | H2 | -3.5424 | -3.5847 | -3.5828 | -3.5862 | -3.5956 | -3.6095 | -3.6362 | -3.6852 | -3.7806 | -3.9724 | -4.1746 | -4.3789 | -4.6087 | -4.7394 | -4.8351 | -4.937 | -5.0674 | -5.1958 | -5.4134 | -5.5454 | -5.6255 | -5.6879 | -5.7443 | -5.8052
CE | CARR_1 | Carrington | N2 | -5.6273 | -5.6945 | -5.6915 | -5.6968 | -5.7118 | -5.734 | -5.7763 | -5.8541 | -6.0057 | -6.3104 | -6.6316 | -6.9561 | -7.3211 | -7.5288 | -7.6809 | -7.8427 | -8.0499 | -8.2538 | -8.5996 | -8.8092 | -8.9365 | -9.0355 | -9.1251 | -9.2219
CE | CELL_1 | Cellarhead | L5 | -12.3963 | -12.5443 | -12.5377 | -12.5494 | -12.5824 | -12.6312 | -12.7245 | -12.896 | -13.2299 | -13.901 | -14.6087 | -15.3234 | -16.1276 | -16.5851 | -16.9201 | -17.2765 | -17.733 | -18.1822 | -18.9438 | -19.4057 | -19.6859 | -19.9041 | -20.1016 | -20.3146
CE | CHSI_1 | Chessington | A8 | -5.2575 | -5.3202 | -5.3174 | -5.3224 | -5.3364 | -5.3571 | -5.3966 | -5.4694 | -5.611 | -5.8956 | -6.1958 | -6.4989 | -6.8399 | -7.034 | -7.1761 | -7.3272 | -7.5208 | -7.7113 | -8.0344 | -8.2303 | -8.3491 | -8.4416 | -8.5254 | -8.6158
CE | CHTE_1 | Chesterfield | P3 | -9.5731 | -9.6874 | -9.6823 | -9.6914 | -9.7168 | -9.7545 | -9.8265 | -9.959 | -10.2169 | -10.7351 | -11.2816 | -11.8336 | -12.4546 | -12.8079 | -13.0666 | -13.3419 | -13.6944 | -14.0413 | -14.6295 | -14.9862 | -15.2026 | -15.3711 | -15.5236 | -15.6881
CE | CHIC_1 | Chickerell | E1 | -1.6277 | -1.6471 | -1.6462 | -1.6478 | -1.6521 | -1.6585 | -1.6708 | -1.6933 | -1.7371 | -1.8252 | -1.9182 | -2.012 | -2.1176 | -2.1777 | -2.2217 | -2.2685 | -2.3284 | -2.3874 | -2.4874 | -2.548 | -2.5848 | -2.6135 | -2.6394 | -2.6674
CE | CITR_1 | City Road | A7 | -17.8202 | -18.0329 | -18.0235 | -18.0403 | -18.0877 | -18.1579 | -18.2919 | -18.5385 | -19.0185 | -19.9833 | -21.0005 | -22.0281 | -23.184 | -23.8417 | -24.3233 | -24.8357 | -25.4919 | -26.1377 | -27.2325 | -27.8965 | -28.2993 | -28.613 | -28.8969 | -29.2031
CE | CLT03 | Clacton | J5 | -0.32887 | -0.3328 | -0.33263 | -0.33294 | -0.33381 | -0.33511 | -0.33758 | -0.34213 | -0.35099 | -0.36879 | -0.38757 | -0.40653 | -0.42786 | -0.44 | -0.44889 | -0.45835 | -0.47046 | -0.48237 | -0.50258 | -0.51483 | -0.52227 | -0.52806 | -0.5333 | -0.53895
CE | CONQA1 | Connah's Quay | M5 | -5.7292 | -5.7976 | -5.7946 | -5.8 | -5.8152 | -5.8378 | -5.8809 | -5.9602 | -6.1145 | -6.4247 | -6.7517 | -7.0821 | -7.4537 | -7.6652 | -7.82 | -7.9847 | -8.1957 | -8.4033 | -8.7553 | -8.9688 | -9.0983 | -9.1991 | -9.2904 | -9.3889
CE | COVE_1 | Coventry | L3 | -8.9017 | -9.008 | -9.0032 | -9.0117 | -9.0353 | -9.0704 | -9.1374 | -9.2605 | -9.5003 | -9.9822 | -10.4904 | -11.0037 | -11.5811 | -11.9096 | -12.1502 | -12.4062 | -12.734 | -13.0565 | -13.6034 | -13.9351 | -14.1364 | -14.293 | -14.4348 | -14.5878
CE | COWL_1 | Cowley | D6 | -10.9254 | -11.0558 | -11.05 | -11.0603 | -11.0894 | -11.1324 | -11.2146 | -11.3657 | -11.66 | -12.2515 | -12.8752 | -13.5052 | -14.2139 | -14.6171 | -14.9123 | -15.2265 | -15.6288 | -16.0247 | -16.6959 | -17.103 | -17.35 | -17.5423 | -17.7163 | -17.9041
CE | CREB_1 | Creyke Beck | P8 | -7.8631 | -7.957 | -7.9528 | -7.9603 | -7.9812 | -8.0122 | -8.0713 | -8.1801 | -8.3919 | -8.8176 | -9.2665 | -9.7199 | -10.2299 | -10.5201 | -10.7326 | -10.9587 | -11.2483 | -11.5332 | -12.0163 | -12.3093 | -12.487 | -12.6254 | -12.7507 | -12.8859
CE | DRAK_1 | Drakelow | L2 | -3.5843 | -3.6271 | -3.6251 | -3.6285 | -3.6381 | -3.6522 | -3.6791 | -3.7287 | -3.8253 | -4.0193 | -4.2239 | -4.4306 | -4.6631 | -4.7954 | -4.8923 | -4.9953 | -5.1273 | -5.2572 | -5.4774 | -5.611 | -5.692 | -5.7551 | -5.8122 | -5.8738
CE | DRAX_1 | Drax | P4 | -2.7877 | -2.821 | -2.8195 | -2.8221 | -2.8296 | -2.8405 | -2.8615 | -2.9001 | -2.9752 | -3.1261 | -3.2852 | -3.446 | -3.6268 | -3.7297 | -3.805 | -3.8852 | -3.9878 | -4.0888 | -4.2601 | -4.364 | -4.427 | -4.4761 | -4.5205 | -4.5684
CE | EALI_6 | Ealing | A7 | -3.9636 | -4.0109 | -4.0088 | -4.0125 | -4.023 | -4.0387 | -4.0685 | -4.1233 | -4.2301 | -4.4447 | -4.6709 | -4.8995 | -5.1566 | -5.3029 | -5.41 | -5.5239 | -5.6699 | -5.8135 | -6.057 | -6.2047 | -6.2943 | -6.3641 | -6.4272 | -6.4953
CE | ECLA_1 | East Claydon | D4 | -6.8923 | -6.9746 | -6.9709 | -6.9774 | -6.9957 | -7.0229 | -7.0747 | -7.1701 | -7.3557 | -7.7289 | -8.1223 | -8.5197 | -8.9668 | -9.2212 | -9.4075 | -9.6056 | -9.8594 | -10.1092 | -10.5326 | -10.7895 | -10.9453 | -11.0666 | -11.1764 | -11.2948
CE | EASO_1 | Eaton Socon | J4 | -3.9257 | -3.9726 | -3.9705 | -3.9742 | -3.9846 | -4.0001 | -4.0296 | -4.0839 | -4.1897 | -4.4022 | -4.6263 | -4.8527 | -5.1073 | -5.2522 | -5.3583 | -5.4712 | -5.6157 | -5.758 | -5.9992 | -6.1454 | -6.2342 | -6.3033 | -6.3658 | -6.4333
CE | ELLA_1 | Elland | P1 | -6.3778 | -6.4539 | -6.4505 | -6.4566 | -6.4735 | -6.4986 | -6.5466 | -6.6348 | -6.8066 | -7.1519 | -7.516 | -7.8838 | -8.2975 | -8.5328 | -8.7052 | -8.8886 | -9.1234 | -9.3546 | -9.7464 | -9.984 | -10.1282 | -10.2405 | -10.3421 | -10.4517
CE | ELST_1 | Elstree | A6 | -7.0509 | -7.1351 | -7.1314 | -7.138 | -7.1568 | -7.1846 | -7.2376 | -7.3351 | -7.5251 | -7.9068 | -8.3093 | -8.7159 | -9.1732 | -9.4335 | -9.624 | -9.8268 | -10.0864 | -10.3419 | -10.7751 | -11.0378 | -11.1972 | -11.3213 | -11.4337 | -11.5548
CE | ENDE_1 | Enderby | L8 | -9.146 | -9.2552 | -9.2503 | -9.259 | -9.2833 | -9.3193 | -9.3881 | -9.5146 | -9.761 | -10.2562 | -10.7783 | -11.3056 | -11.8989 | -12.2364 | -12.4836 | -12.7466 | -13.0834 | -13.4148 | -13.9767 | -14.3175 | -14.5243 | -14.6852 | -14.8309 | -14.9881
CE | EXET1 | Exeter | F6 | -5.5125 | -5.5783 | -5.5753 | -5.5806 | -5.5952 | -5.6169 | -5.6584 | -5.7347 | -5.8832 | -6.1816 | -6.4963 | -6.8141 | -7.1717 | -7.3752 | -7.5241 | -7.6826 | -7.8856 | -8.0854 | -8.424 | -8.6295 | -8.7541 | -8.8511 | -8.9389 | -9.0336
CE | FAWL_1 | Fawley | B2 | -5.1779 | -5.2397 | -5.2369 | -5.2418 | -5.2556 | -5.276 | -5.3149 | -5.3866 | -5.526 | -5.8064 | -6.1019 | -6.4005 | -6.7364 | -6.9275 | -7.0674 | -7.2163 | -7.407 | -7.5946 | -7.9127 | -8.1056 | -8.2227 | -8.3138 | -8.3963 | -8.4853
CE | FECK_6 | Feckenham | L3 | -5.3109 | -5.3743 | -5.3715 | -5.3765 | -5.3906 | -5.4115 | -5.4515 | -5.5249 | -5.668 | -5.9555 | -6.2587 | -6.5649 | -6.9094 | -7.1054 | -7.249 | -7.4017 | -7.5972 | -7.7897 | -8.116 | -8.3139 | -8.4339 | -8.5274 | -8.612 | -8.7033
CE | FERRA2 | Ferrybridge A | P5 | -1.622 | -1.6413 | -1.6405 | -1.642 | -1.6463 | -1.6527 | -1.6649 | -1.6874 | -1.7311 | -1.8189 | -1.9115 | -2.005 | -2.1102 | -2.1701 | -2.2139 | -2.2605 | -2.3203 | -2.379 | -2.4787 | -2.5391 | -2.5758 | -2.6043 | -2.6302 | -2.6581
CE | FERRB1 | Ferrybridge B | P5 | -7.5442 | -7.6342 | -7.6302 | -7.6373 | -7.6574 | -7.6871 | -7.7439 | -7.8482 | -8.0515 | -8.4599 | -8.8905 | -9.3256 | -9.8149 | -10.0933 | -10.2972 | -10.5142 | -10.792 | -11.0653 | -11.5288 | -11.8099 | -11.9805 | -12.1132 | -12.2334 | -12.3631
CE | FIDF_1 | Fiddlers Ferry | N1 | -5.1659 | -5.2276 | -5.2248 | -5.2297 | -5.2434 | -5.2638 | -5.3026 | -5.3741 | -5.5133 | -5.793 | -6.0878 | -6.3857 | -6.7208 | -6.9115 | -7.0511 | -7.1996 | -7.3898 | -7.577 | -7.8944 | -8.0869 | -8.2037 | -8.2946 | -8.3769 | -8.4657
CE | FLEE_1 | Fleet | B3 | -11.6179 | -11.7566 | -11.7504 | -11.7614 | -11.7923 | -11.8381 | -11.9254 | -12.0862 | -12.3991 | -13.0281 | -13.6913 | -14.3612 | -15.1148 | -15.5436 | -15.8576 | -16.1916 | -16.6195 | -17.0404 | -17.7542 | -18.1871 | -18.4498 | -18.6542 | -18.8393 | -19.039
CE | FOUR_1 | Fourstones | Q8 | -0.96751 | -0.97906 | -0.97854 | -0.97946 | -0.98203 | -0.98584 | -0.99312 | -1.0065 | -1.0326 | -1.0849 | -1.1402 | -1.196 | -1.2587 | -1.2944 | -1.3206 | -1.3484 | -1.384 | -1.4191 | -1.4785 | -1.5146 | -1.5364 | -1.5535 | -1.5689 | -1.5855
CE | FROD_1 | Frodsham | N3 | -6.4349 | -6.5118 | -6.5083 | -6.5144 | -6.5315 | -6.5569 | -6.6053 | -6.6943 | -6.8676 | -7.216 | -7.5834 | -7.9544 | -8.3718 | -8.6093 | -8.7832 | -8.9683 | -9.2052 | -9.4384 | -9.8337 | -10.0735 | -10.219 | -10.3322 | -10.4348 | -10.5453
CE | GREE_H | Greenford | A7 | -0.62708 | -0.63457 | -0.63423 | -0.63483 | -0.63649 | -0.63896 | -0.64368 | -0.65236 | -0.66925 | -0.7032 | -0.73899 | -0.77515 | -0.81583 | -0.83897 | -0.85592 | -0.87395 | -0.89704 | -0.91976 | -0.95829 | -0.98166 | -0.99583 | -1.0069 | -1.0169 | -1.0276
CE | GREN_1 | Grendon | J6 | -14.1396 | -14.3084 | -14.3009 | -14.3143 | -14.3518 | -14.4076 | -14.5139 | -14.7095 | -15.0904 | -15.8559 | -16.6631 | -17.4784 | -18.3956 | -18.9174 | -19.2995 | -19.7061 | -20.2268 | -20.7391 | -21.6078 | -22.1347 | -22.4543 | -22.7032 | -22.9285 | -23.1715
CE | GRIW_1 | Grimsby West | P7 | -4.2393 | -4.2899 | -4.2876 | -4.2917 | -4.3029 | -4.3196 | -4.3515 | -4.4102 | -4.5244 | -4.7539 | -4.9959 | -5.2403 | -5.5153 | -5.6718 | -5.7863 | -5.9082 | -6.0643 | -6.2179 | -6.4784 | -6.6364 | -6.7322 | -6.8068 | -6.8743 | -6.9472
CE | HACK_1 | Hackney 132kV | A1 | -2.5377 | -2.568 | -2.5666 | -2.569 | -2.5758 | -2.5858 | -2.6049 | -2.64 | -2.7083 | -2.8457 | -2.9906 | -3.1369 | -3.3015 | -3.3952 | -3.4638 | -3.5367 | -3.6302 | -3.7221 | -3.878 | -3.9726 | -4.03 | -4.0746 | -4.1151 | -4.1587
CE | HACK_6 | Hackney 66kV | A1 | -2.6806 | -2.7126 | -2.7112 | -2.7137 | -2.7208 | -2.7314 | -2.7515 | -2.7886 | -2.8608 | -3.006 | -3.159 | -3.3136 | -3.4874 | -3.5864 | -3.6588 | -3.7359 | -3.8346 | -3.9317 | -4.0964 | -4.1963 | -4.2569 | -4.3041 | -4.3468 | -4.3929
CE | HAMHC1 | Hams Hall | L3 | -8.3273 | -8.4267 | -8.4223 | -8.4302 | -8.4523 | -8.4852 | -8.5478 | -8.663 | -8.8873 | -9.3381 | -9.8135 | -10.2937 | -10.8338 | -11.1412 | -11.3662 | -11.6057 | -11.9123 | -12.2141 | -12.7257 | -13.036 | -13.2242 | -13.3708 | -13.5034 | -13.6466
CE | HARK_1 | Harker | Q8 | -6.4497 | -6.5267 | -6.5233 | -6.5294 | -6.5465 | -6.5719 | -6.6204 | -6.7097 | -6.8834 | -7.2326 | -7.6008 | -7.9727 | -8.391 | -8.6291 | -8.8034 | -8.9888 | -9.2263 | -9.46 | -9.8563 | -10.0966 | -10.2424 | -10.3559 | -10.4587 | -10.5695
CE | HARM_6 | Hart Moor | Q4 | -1.7655 | -1.7866 | -1.7856 | -1.7873 | -1.792 | -1.799 | -1.8122 | -1.8367 | -1.8842 | -1.9798 | -2.0806 | -2.1824 | -2.2969 | -2.3621 | -2.4098 | -2.4605 | -2.5256 | -2.5895 | -2.698 | -2.7638 | -2.8037 | -2.8348 | -2.8629 | -2.8932
CE | HAWP_6 | Hawthorn Pit | Q4 | -1.8722 | -1.8946 | -1.8936 | -1.8953 | -1.9003 | -1.9077 | -1.9218 | -1.9477 | -1.9981 | -2.0995 | -2.2063 | -2.3143 | -2.4357 | -2.5048 | -2.5554 | -2.6093 | -2.6782 | -2.746 | -2.8611 | -2.9308 | -2.9732 | -3.0061 | -3.0359 | -3.0681
CE | HEYS_1 | Heysham (HEYS_1) | R5 | -1.2904 | -1.3058 | -1.3051 | -1.3063 | -1.3098 | -1.3149 | -1.3246 | -1.3424 | -1.3772 | -1.447 | -1.5207 | -1.5951 | -1.6788 | -1.7264 | -1.7613 | -1.7984 | -1.8459 | -1.8927 | -1.972 | -2.0201 | -2.0492 | -2.0719 | -2.0925 | -2.1147
CE | HEYS1 | Heysham (HEYS1) | R5 | -0.22353 | -0.2262 | -0.22608 | -0.2263 | -0.22689 | -0.22777 | -0.22945 | -0.23254 | -0.23857 | -0.25067 | -0.26343 | -0.27632 | -0.29082 | -0.29907 | -0.30511 | -0.31154 | -0.31977 | -0.32787 | -0.3416 | -0.34993 | -0.35498 | -0.35892 | -0.36248 | -0.36632
CE | HURS_1 | Hurst | A8 | -3.8523 | -3.8983 | -3.8963 | -3.8999 | -3.9102 | -3.9253 | -3.9543 | -4.0076 | -4.1114 | -4.3199 | -4.5399 | -4.762 | -5.0119 | -5.154 | -5.2582 | -5.3689 | -5.5108 | -5.6504 | -5.8871 | -6.0306 | -6.1177 | -6.1855 | -6.2469 | -6.3131
CE | HUTT_1 | Hutton | R6 | -5.1168 | -5.1779 | -5.1751 | -5.18 | -5.1936 | -5.2138 | -5.2522 | -5.323 | -5.4609 | -5.7379 | -6.03 | -6.325 | -6.6569 | -6.8458 | -6.984 | -7.1312 | -7.3196 | -7.505 | -7.8194 | -8.01 | -8.1257 | -8.2158 | -8.2973 | -8.3852
CE | IMPK_1 | Imperial Park | H6 | -0.14619 | -0.14794 | -0.14786 | -0.148 | -0.14839 | -0.14896 | -0.15006 | -0.15209 | -0.15602 | -0.16394 | -0.17228 | -0.18071 | -0.1902 | -0.19559 | -0.19954 | -0.20375 | -0.20913 | -0.21443 | -0.22341 | -0.22886 | -0.23216 | -0.23473 | -0.23706 | -0.23958
CE | INDQ1 | Indian Queens | F6 | -6.1409 | -6.2142 | -6.211 | -6.2168 | -6.2331 | -6.2573 | -6.3035 | -6.3885 | -6.5539 | -6.8863 | -7.2369 | -7.591 | -7.9893 | -8.216 | -8.3819 | -8.5585 | -8.7846 | -9.0072 | -9.3845 | -9.6133 | -9.7521 | -9.8602 | -9.958 | -10.0636
CE | IROA1 | Iron Acton | G5 | -8.5353 | -8.6372 | -8.6326 | -8.6407 | -8.6634 | -8.697 | -8.7612 | -8.8793 | -9.1092 | -9.5713 | -10.0586 | -10.5507 | -11.1044 | -11.4194 | -11.6501 | -11.8955 | -12.2098 | -12.5191 | -13.0435 | -13.3615 | -13.5545 | -13.7047 | -13.8407 | -13.9873
CE | IRONB1 | Ironbridge | L5 | -4.0993 | -4.1482 | -4.146 | -4.1499 | -4.1608 | -4.177 | -4.2078 | -4.2645 | -4.375 | -4.5969 | -4.8309 | -5.0673 | -5.3332 | -5.4845 | -5.5952 | -5.7131 | -5.8641 | -6.0126 | -6.2645 | -6.4172 | -6.5099 | -6.582 | -6.6473 | -6.7178
CE | IVER_1 | Iver 132kV | A6 | -8.0856 | -8.1821 | -8.1778 | -8.1855 | -8.207 | -8.2388 | -8.2996 | -8.4115 | -8.6293 | -9.067 | -9.5286 | -9.9948 | -10.5193 | -10.8177 | -11.0362 | -11.2687 | -11.5665 | -11.8595 | -12.3562 | -12.6575 | -12.8403 | -12.9826 | -13.1114 | -13.2504
CE | IVER_6 | Iver 66kV | A6 | -2.5784 | -2.6092 | -2.6078 | -2.6102 | -2.6171 | -2.6273 | -2.6466 | -2.6823 | -2.7518 | -2.8914 | -3.0386 | -3.1872 | -3.3545 | -3.4496 | -3.5193 | -3.5935 | -3.6884 | -3.7818 | -3.9402 | -4.0363 | -4.0946 | -4.14 | -4.1811 | -4.2254
CE | JORD_3 | Jordanthorpe | P3 | -0.79381 | -0.80328 | -0.80286 | -0.80361 | -0.80572 | -0.80885 | -0.81482 | -0.8258 | -0.84719 | -0.89016 | -0.93547 | -0.98125 | -1.0327 | -1.062 | -1.0835 | -1.1063 | -1.1355 | -1.1643 | -1.2131 | -1.2427 | -1.2606 | -1.2746 | -1.2872 | -1.3009
CE | KEAD_1 | Keadby | P8 | -5.4233 | -5.4881 | -5.4852 | -5.4903 | -5.5047 | -5.5261 | -5.5669 | -5.6419 | -5.788 | -6.0816 | -6.3912 | -6.7039 | -7.0557 | -7.2559 | -7.4025 | -7.5584 | -7.7581 | -7.9546 | -8.2878 | -8.4899 | -8.6125 | -8.708 | -8.7944 | -8.8876
CE | KEAR_1 | Kearsley 132kV | N4 | -8.3876 | -8.4877 | -8.4833 | -8.4912 | -8.5135 | -8.5466 | -8.6096 | -8.7257 | -8.9516 | -9.4057 | -9.8845 | -10.3682 | -10.9123 | -11.2218 | -11.4485 | -11.6897 | -11.9985 | -12.3025 | -12.8178 | -13.1303 | -13.3199 | -13.4675 | -13.6012 | -13.7453
CE | KEAR_3 | Kearsley 33kV | N4 | -1.5413 | -1.5597 | -1.5588 | -1.5603 | -1.5644 | -1.5705 | -1.5821 | -1.6034 | -1.6449 | -1.7283 | -1.8163 | -1.9052 | -2.0052 | -2.0621 | -2.1037 | -2.148 | -2.2048 | -2.2606 | -2.3553 | -2.4128 | -2.4476 | -2.4747 | -2.4993 | -2.5258
CE | KEMS_1 | Kemsley | C3 | -7.1528 | -7.2382 | -7.2344 | -7.2412 | -7.2602 | -7.2884 | -7.3421 | -7.4411 | -7.6338 | -8.021 | -8.4294 | -8.8418 | -9.3058 | -9.5698 | -9.7631 | -9.9687 | -10.2321 | -10.4913 | -10.9308 | -11.1973 | -11.359 | -11.4849 | -11.5988 | -11.7218
CE | KINO_1 | Kingsnorth | C2 | -4.7798 | -4.8368 | -4.8343 | -4.8388 | -4.8515 | -4.8704 | -4.9063 | -4.9725 | -5.1012 | -5.36 | -5.6328 | -5.9084 | -6.2185 | -6.3949 | -6.5241 | -6.6615 | -6.8375 | -7.0107 | -7.3044 | -7.4825 | -7.5905 | -7.6747 | -7.7508 | -7.833
CE | KIBY_1 | Kirkby (_D) | N1 | -4.7088 | -4.765 | -4.7625 | -4.767 | -4.7795 | -4.798 | -4.8335 | -4.8986 | -5.0255 | -5.2804 | -5.5492 | -5.8207 | -6.1261 | -6.2999 | -6.4272 | -6.5626 | -6.736 | -6.9066 | -7.1959 | -7.3714 | -7.4778 | -7.5607 | -7.6357 | -7.7166
CE | KIBY_G | Kirkby (_G) | N1 | -0.6212 | -0.62861 | -0.62828 | -0.62887 | -0.63052 | -0.63297 | -0.63764 | -0.64623 | -0.66297 | -0.6966 | -0.73206 | -0.76788 | -0.80817 | -0.8311 | -0.84789 | -0.86575 | -0.88862 | -0.91113 | -0.9493 | -0.97245 | -0.98649 | -0.99742 | -1.0073 | -1.018
CE | KIRKB1 | Kirkstall B | P1 | -4.2702 | -4.3211 | -4.3189 | -4.3229 | -4.3342 | -4.3511 | -4.3832 | -4.4423 | -4.5573 | -4.7885 | -5.0322 | -5.2785 | -5.5555 | -5.7131 | -5.8284 | -5.9512 | -6.1085 | -6.2632 | -6.5256 | -6.6847 | -6.7812 | -6.8564 | -6.9244 | -6.9978
CE | KITW_1 | Kitwell | L2 | -5.478 | -5.5434 | -5.5405 | -5.5457 | -5.5603 | -5.5818 | -5.623 | -5.6988 | -5.8464 | -6.143 | -6.4557 | -6.7716 | -7.1269 | -7.3291 | -7.4771 | -7.6346 | -7.8364 | -8.0349 | -8.3714 | -8.5755 | -8.6994 | -8.7958 | -8.8831 | -8.9772
CE | KNAR | Knaresborough | P2 | -1.0123 | -1.0243 | -1.0238 | -1.0248 | -1.0274 | -1.0314 | -1.039 | -1.0531 | -1.0803 | -1.1351 | -1.1929 | -1.2513 | -1.3169 | -1.3543 | -1.3817 | -1.4108 | -1.448 | -1.4847 | -1.5469 | -1.5846 | -1.6075 | -1.6253 | -1.6414 | -1.6588
CE | LACK_6 | Lackenby | Q2 | -5.7982 | -5.8674 | -5.8643 | -5.8698 | -5.8852 | -5.9081 | -5.9517 | -6.0319 | -6.1881 | -6.502 | -6.833 | -7.1673 | -7.5435 | -7.7574 | -7.9141 | -8.0809 | -8.2944 | -8.5045 | -8.8607 | -9.0768 | -9.2078 | -9.3099 | -9.4023 | -9.5019
CE | LALE1SG003 | Laleham | A6 | -5.2176 | -5.2799 | -5.2771 | -5.282 | -5.2959 | -5.3165 | -5.3557 | -5.4279 | -5.5684 | -5.8509 | -6.1487 | -6.4496 | -6.788 | -6.9806 | -7.1216 | -7.2716 | -7.4638 | -7.6528 | -7.9734 | -8.1678 | -8.2858 | -8.3776 | -8.4607 | -8.5504
CE | LAND1 | Landulph | F6 | -4.9692 | -5.0285 | -5.0258 | -5.0305 | -5.0437 | -5.0633 | -5.1007 | -5.1694 | -5.3033 | -5.5723 | -5.856 | -6.1425 | -6.4649 | -6.6482 | -6.7825 | -6.9254 | -7.1084 | -7.2885 | -7.5938 | -7.7789 | -7.8913 | -7.9787 | -8.0579 | -8.1433
CE | LEGA_1 | Legacy | M4 | -6.1186 | -6.1917 | -6.1884 | -6.1942 | -6.2105 | -6.2346 | -6.2806 | -6.3653 | -6.5301 | -6.8613 | -7.2106 | -7.5634 | -7.9603 | -8.1861 | -8.3515 | -8.5274 | -8.7528 | -8.9745 | -9.3504 | -9.5784 | -9.7167 | -9.8244 | -9.9219 | -10.027
CE | LISD_1 | Lister Drive | N1 | -5.8414 | -5.9111 | -5.908 | -5.9136 | -5.9291 | -5.9521 | -5.996 | -6.0769 | -6.2342 | -6.5504 | -6.8839 | -7.2207 | -7.5996 | -7.8152 | -7.9731 | -8.1411 | -8.3562 | -8.5678 | -8.9267 | -9.1444 | -9.2764 | -9.3792 | -9.4723 | -9.5727
CE | LITT_C | Littlebrook (_C) | A8 | -2.3082 | -2.3357 | -2.3345 | -2.3367 | -2.3428 | -2.3519 | -2.3693 | -2.4012 | -2.4634 | -2.5884 | -2.7201 | -2.8532 | -3.0029 | -3.0881 | -3.1505 | -3.2169 | -3.3019 | -3.3855 | -3.5273 | -3.6133 | -3.6655 | -3.7061 | -3.7429 | -3.7826
CE | LITT_J | Littlebrook (_J) | A8 | -0.28189 | -0.28526 | -0.28511 | -0.28538 | -0.28613 | -0.28724 | -0.28936 | -0.29326 | -0.30085 | -0.31611 | -0.3322 | -0.34846 | -0.36674 | -0.37715 | -0.38476 | -0.39287 | -0.40325 | -0.41347 | -0.43078 | -0.44129 | -0.44766 | -0.45262 | -0.45711 | -0.46196
CE | LODR_6 | Lodge Road | A7 | -8.9292 | -9.0357 | -9.031 | -9.0395 | -9.0632 | -9.0984 | -9.1655 | -9.2891 | -9.5296 | -10.013 | -10.5227 | -11.0376 | -11.6168 | -11.9463 | -12.1876 | -12.4444 | -12.7732 | -13.0968 | -13.6454 | -13.9781 | -14.1799 | -14.3371 | -14.4793 | -14.6328
CE | LOUD_H | Loudwater | A6 | -0.79525 | -0.80475 | -0.80432 | -0.80508 | -0.80719 | -0.81032 | -0.8163 | -0.82731 | -0.84873 | -0.89178 | -0.93718 | -0.98303 | -1.0346 | -1.064 | -1.0855 | -1.1083 | -1.1376 | -1.1664 | -1.2153 | -1.2449 | -1.2629 | -1.2769 | -1.2896 | -1.3032
CE | LOVE_1 | Lovedean | B2 | -10.3981 | -10.5222 | -10.5167 | -10.5265 | -10.5541 | -10.5951 | -10.6733 | -10.8172 | -11.0973 | -11.6602 | -12.2538 | -12.8534 | -13.5278 | -13.9116 | -14.1926 | -14.4916 | -14.8745 | -15.2513 | -15.8901 | -16.2776 | -16.5126 | -16.6956 | -16.8613 | -17.04
CE | MACC_3 | Macclesfield | N6 | -1.5842 | -1.6031 | -1.6023 | -1.6038 | -1.608 | -1.6142 | -1.6261 | -1.648 | -1.6907 | -1.7765 | -1.8669 | -1.9583 | -2.061 | -2.1195 | -2.1623 | -2.2079 | -2.2662 | -2.3236 | -2.4209 | -2.48 | -2.5158 | -2.5437 | -2.5689 | -2.5961
CE | MANN_1 | Mannington | E1 | -10.1907 | -10.3123 | -10.3069 | -10.3166 | -10.3436 | -10.3838 | -10.4604 | -10.6014 | -10.876 | -11.4277 | -12.0094 | -12.597 | -13.258 | -13.6341 | -13.9095 | -14.2026 | -14.5778 | -14.9471 | -15.5732 | -15.9529 | -16.1833 | -16.3626 | -16.525 | -16.7001
CE | MAGA_6 | Margam | H1 | -0.47288 | -0.47853 | -0.47828 | -0.47873 | -0.47998 | -0.48185 | -0.4854 | -0.49195 | -0.50468 | -0.53028 | -0.55728 | -0.58455 | -0.61522 | -0.63267 | -0.64545 | -0.65905 | -0.67646 | -0.6936 | -0.72265 | -0.74027 | -0.75096 | -0.75929 | -0.76682 | -0.77495
CE | MELK_1 | Melksham | G6 | -7.231 | -7.3173 | -7.3134 | -7.3203 | -7.3395 | -7.368 | -7.4224 | -7.5224 | -7.7172 | -8.1087 | -8.5215 | -8.9384 | -9.4075 | -9.6743 | -9.8697 | -10.0777 | -10.3439 | -10.606 | -11.0502 | -11.3196 | -11.4831 | -11.6104 | -11.7256 | -11.8498
CE | MILH_1 | Mill Hill | A6 | -2.2853 | -2.3126 | -2.3114 | -2.3135 | -2.3196 | -2.3286 | -2.3458 | -2.3774 | -2.439 | -2.5627 | -2.6931 | -2.8249 | -2.9732 | -3.0575 | -3.1193 | -3.185 | -3.2691 | -3.3519 | -3.4923 | -3.5775 | -3.6292 | -3.6694 | -3.7058 | -3.7451
CE | MITY_1 | Minety | G6 | -5.4072 | -5.4717 | -5.4689 | -5.474 | -5.4883 | -5.5097 | -5.5503 | -5.6251 | -5.7708 | -6.0635 | -6.3722 | -6.684 | -7.0347 | -7.2343 | -7.3804 | -7.5359 | -7.735 | -7.9309 | -8.2632 | -8.4646 | -8.5869 | -8.682 | -8.7682 | -8.8611
CE | NECE_1 | Nechells | L3 | -6.5856 | -6.6642 | -6.6607 | -6.667 | -6.6845 | -6.7104 | -6.7599 | -6.8511 | -7.0285 | -7.385 | -7.7609 | -8.1407 | -8.5679 | -8.8109 | -8.9889 | -9.1782 | -9.4208 | -9.6594 | -10.064 | -10.3094 | -10.4583 | -10.5742 | -10.6791 | -10.7923
CE | NEEP_3 | Neepsend | P3 | -1.3014 | -1.3169 | -1.3162 | -1.3175 | -1.3209 | -1.326 | -1.3358 | -1.3538 | -1.3889 | -1.4593 | -1.5336 | -1.6087 | -1.6931 | -1.7411 | -1.7763 | -1.8137 | -1.8616 | -1.9088 | -1.9887 | -2.0372 | -2.0666 | -2.0895 | -2.1103 | -2.1326
CE | NEWX_6 | New Cross | A4 | -7.5988 | -7.6895 | -7.6855 | -7.6927 | -7.7129 | -7.7428 | -7.7999 | -7.9051 | -8.1098 | -8.5212 | -8.9549 | -9.3931 | -9.886 | -10.1665 | -10.3718 | -10.5903 | -10.8701 | -11.1455 | -11.6123 | -11.8955 | -12.0672 | -12.201 | -12.322 | -12.4526
CE | NINF_1 | Ninfield | B1 | -5.92 | -5.9907 | -5.9875 | -5.9931 | -6.0089 | -6.0322 | -6.0767 | -6.1586 | -6.3181 | -6.6386 | -6.9765 | -7.3179 | -7.7019 | -7.9204 | -8.0804 | -8.2506 | -8.4686 | -8.6831 | -9.0468 | -9.2674 | -9.4013 | -9.5054 | -9.5998 | -9.7015
CE | NHYD_6 | North Hyde | A6 | -2.8723 | -2.9066 | -2.9051 | -2.9078 | -2.9155 | -2.9268 | -2.9484 | -2.9881 | -3.0655 | -3.221 | -3.385 | -3.5506 | -3.7369 | -3.8429 | -3.9205 | -4.0031 | -4.1089 | -4.213 | -4.3895 | -4.4965 | -4.5614 | -4.612 | -4.6577 | -4.7071
CE | NFLE | Northfleet East | C2 | -6.4345 | -6.5113 | -6.5079 | -6.514 | -6.5311 | -6.5564 | -6.6048 | -6.6938 | -6.8672 | -7.2155 | -7.5828 | -7.9538 | -8.3712 | -8.6087 | -8.7826 | -8.9676 | -9.2046 | -9.4377 | -9.833 | -10.0728 | -10.2183 | -10.3315 | -10.434 | -10.5446
CE | NORT_1 | Norton | Q4 | -8.6214 | -8.7243 | -8.7197 | -8.7279 | -8.7508 | -8.7847 | -8.8496 | -8.9689 | -9.2011 | -9.6678 | -10.16 | -10.6571 | -11.2164 | -11.5345 | -11.7675 | -12.0154 | -12.3329 | -12.6453 | -13.175 | -13.4962 | -13.6911 | -13.8429 | -13.9802 | -14.1284
CE | NORL_3 | Norton Lees | P3 | -0.91387 | -0.92478 | -0.9243 | -0.92516 | -0.92759 | -0.93119 | -0.93806 | -0.95071 | -0.97533 | -1.0248 | -1.077 | -1.1297 | -1.1889 | -1.2227 | -1.2474 | -1.2736 | -1.3073 | -1.3404 | -1.3966 | -1.4306 | -1.4513 | -1.4674 | -1.4819 | -1.4976
CE | NORM_1 | Norwich Main | J3 | -10.4922 | -10.6174 | -10.6118 | -10.6218 | -10.6497 | -10.691 | -10.7699 | -10.9151 | -11.1977 | -11.7657 | -12.3647 | -12.9697 | -13.6503 | -14.0375 | -14.3211 | -14.6228 | -15.0091 | -15.3893 | -16.0339 | -16.4249 | -16.6621 | -16.8467 | -17.0139 | -17.1942
CE | NURS_1 | Nursling | B2 | -5.2788 | -5.3419 | -5.3391 | -5.3441 | -5.3581 | -5.3789 | -5.4186 | -5.4916 | -5.6338 | -5.9196 | -6.221 | -6.5253 | -6.8678 | -7.0626 | -7.2052 | -7.357 | -7.5514 | -7.7427 | -8.067 | -8.2637 | -8.3831 | -8.476 | -8.5601 | -8.6508
CE | OCKH_1 | Ocker Hill | L2 | -1.6556 | -1.6753 | -1.6745 | -1.676 | -1.6804 | -1.687 | -1.6994 | -1.7223 | -1.7669 | -1.8565 | -1.951 | -2.0465 | -2.1539 | -2.215 | -2.2597 | -2.3074 | -2.3683 | -2.4283 | -2.53 | -2.5917 | -2.6291 | -2.6583 | -2.6847 | -2.7131
CE | OFFE_3 | Offerton | Q4 | -1.2557 | -1.2707 | -1.27 | -1.2712 | -1.2745 | -1.2795 | -1.2889 | -1.3063 | -1.3401 | -1.4081 | -1.4798 | -1.5522 | -1.6336 | -1.68 | -1.7139 | -1.75 | -1.7962 | -1.8417 | -1.9189 | -1.9657 | -1.9941 | -2.0162 | -2.0362 | -2.0578
CE | OLDB_1 | Oldbury | L2 | -2.463 | -2.4924 | -2.4911 | -2.4934 | -2.5 | -2.5097 | -2.5282 | -2.5623 | -2.6286 | -2.762 | -2.9026 | -3.0446 | -3.2044 | -3.2953 | -3.3618 | -3.4326 | -3.5233 | -3.6126 | -3.7639 | -3.8557 | -3.9114 | -3.9547 | -3.994 | -4.0363
CE | ORMO | Ormonde | R5 | -0.6971 | -0.70542 | -0.70505 | -0.70571 | -0.70756 | -0.71031 | -0.71555 | -0.7252 | -0.74397 | -0.78171 | -0.82151 | -0.8617 | -0.90692 | -0.93265 | -0.95149 | -0.97153 | -0.9972 | -1.0225 | -1.0653 | -1.0913 | -1.107 | -1.1193 | -1.1304 | -1.1424
CE | OSBA_1 | Osbaldwick | P6 | -5.6361 | -5.7033 | -5.7003 | -5.7057 | -5.7207 | -5.7429 | -5.7853 | -5.8632 | -6.0151 | -6.3202 | -6.6419 | -6.9669 | -7.3325 | -7.5405 | -7.6928 | -7.8549 | -8.0624 | -8.2666 | -8.6129 | -8.8229 | -8.9503 | -9.0495 | -9.1393 | -9.2362
CE | PADIB1 | Padiham | N5 | -5.7675 | -5.8363 | -5.8332 | -5.8387 | -5.854 | -5.8768 | -5.9201 | -5.9999 | -6.1553 | -6.4675 | -6.7968 | -7.1293 | -7.5034 | -7.7163 | -7.8722 | -8.038 | -8.2504 | -8.4594 | -8.8137 | -9.0286 | -9.159 | -9.2605 | -9.3524 | -9.4515
CE | PELH_1 | Pelham | D5 | -4.1734 | -4.2233 | -4.2211 | -4.225 | -4.2361 | -4.2525 | -4.2839 | -4.3417 | -4.4541 | -4.68 | -4.9183 | -5.1589 | -5.4296 | -5.5837 | -5.6965 | -5.8165 | -5.9701 | -6.1214 | -6.3778 | -6.5333 | -6.6276 | -6.7011 | -6.7676 | -6.8393
CE | PEMB_1 | Pembroke | H6 | -3.2885 | -3.3278 | -3.326 | -3.3291 | -3.3379 | -3.3508 | -3.3756 | -3.421 | -3.5096 | -3.6877 | -3.8754 | -4.065 | -4.2783 | -4.3997 | -4.4886 | -4.5831 | -4.7042 | -4.8234 | -5.0254 | -5.148 | -5.2223 | -5.2802 | -5.3326 | -5.3891
CE | PENN_1 | Penn | L1 | -4.0064 | -4.0543 | -4.0521 | -4.0559 | -4.0666 | -4.0824 | -4.1125 | -4.1679 | -4.2758 | -4.4928 | -4.7215 | -4.9525 | -5.2124 | -5.3602 | -5.4685 | -5.5837 | -5.7312 | -5.8764 | -6.1226 | -6.2718 | -6.3624 | -6.4329 | -6.4968 | -6.5656
CE | PENT_1 | Pentir | M6 | -2.3574 | -2.3855 | -2.3843 | -2.3865 | -2.3928 | -2.4021 | -2.4198 | -2.4524 | -2.5159 | -2.6435 | -2.7781 | -2.914 | -3.067 | -3.154 | -3.2177 | -3.2854 | -3.3723 | -3.4577 | -3.6025 | -3.6903 | -3.7436 | -3.7851 | -3.8227 | -3.8632
CE | PENE_1 | Penwortham East | R4 | -4.0409 | -4.0891 | -4.087 | -4.0908 | -4.1015 | -4.1174 | -4.1478 | -4.2037 | -4.3126 | -4.5314 | -4.762 | -4.995 | -5.2572 | -5.4063 | -5.5155 | -5.6317 | -5.7805 | -5.9269 | -6.1752 | -6.3257 | -6.4171 | -6.4882 | -6.5526 | -6.622
CE | PENW_1 | Penwortham West | R4 | -3.8216 | -3.8672 | -3.8652 | -3.8688 | -3.879 | -3.894 | -3.9228 | -3.9756 | -4.0786 | -4.2855 | -4.5036 | -4.724 | -4.9719 | -5.1129 | -5.2162 | -5.3261 | -5.4668 | -5.6053 | -5.8401 | -5.9825 | -6.0689 | -6.1361 | -6.197 | -6.2627
CE | PERI_H | Perivale | A7 | -0.59904 | -0.60619 | -0.60587 | -0.60644 | -0.60803 | -0.61039 | -0.61489 | -0.62318 | -0.63932 | -0.67175 | -0.70594 | -0.74049 | -0.77934 | -0.80145 | -0.81764 | -0.83487 | -0.85692 | -0.87863 | -0.91543 | -0.93775 | -0.9513 | -0.96184 | -0.97138 | -0.98168
CE | PITS_3 | Pitsmoor | P3 | -1.1395 | -1.1531 | -1.1525 | -1.1536 | -1.1566 | -1.1611 | -1.1696 | -1.1854 | -1.2161 | -1.2778 | -1.3428 | -1.4085 | -1.4825 | -1.5245 | -1.5553 | -1.5881 | -1.63 | -1.6713 | -1.7413 | -1.7838 | -1.8095 | -1.8296 | -1.8478 | -1.8673
CE | POPP_3 | Poppleton | P2 | -0.88771 | -0.89831 | -0.89784 | -0.89868 | -0.90104 | -0.90454 | -0.91121 | -0.9235 | -0.94741 | -0.99547 | -1.0461 | -1.0973 | -1.1549 | -1.1877 | -1.2117 | -1.2372 | -1.2699 | -1.302 | -1.3566 | -1.3897 | -1.4097 | -1.4254 | -1.4395 | -1.4548
CE | PYLE_1 | Pyle | H1 | -3.0769 | -3.1136 | -3.112 | -3.1149 | -3.1231 | -3.1352 | -3.1584 | -3.2009 | -3.2838 | -3.4504 | -3.626 | -3.8035 | -4.0031 | -4.1166 | -4.1998 | -4.2882 | -4.4015 | -4.513 | -4.7021 | -4.8167 | -4.8863 | -4.9404 | -4.9895 | -5.0423
CE | RAIN_1 | Rainhill | N1 | -7.9667 | -8.0618 | -8.0576 | -8.0651 | -8.0863 | -8.1177 | -8.1776 | -8.2878 | -8.5024 | -8.9337 | -9.3885 | -9.8479 | -10.3647 | -10.6587 | -10.874 | -11.1031 | -11.3964 | -11.6851 | -12.1746 | -12.4714 | -12.6515 | -12.7917 | -12.9187 | -13.0556
CE | RASS_1 | Rassau | H6 | -4.9839 | -5.0434 | -5.0407 | -5.0454 | -5.0587 | -5.0783 | -5.1158 | -5.1848 | -5.319 | -5.5888 | -5.8733 | -6.1607 | -6.484 | -6.6679 | -6.8026 | -6.9459 | -7.1295 | -7.3101 | -7.6163 | -7.802 | -7.9146 | -8.0024 | -8.0818 | -8.1674
CE | RATS_1 | Ratcliffe | L7 | -8.899 | -9.0052 | -9.0005 | -9.0089 | -9.0325 | -9.0676 | -9.1345 | -9.2577 | -9.4974 | -9.9792 | -10.4872 | -11.0003 | -11.5775 | -11.906 | -12.1464 | -12.4023 | -12.73 | -13.0525 | -13.5992 | -13.9308 | -14.132 | -14.2886 | -14.4304 | -14.5833
CE | RAYL_1 | Rayleigh | C5 | -7.1788 | -7.2645 | -7.2606 | -7.2674 | -7.2865 | -7.3148 | -7.3688 | -7.4681 | -7.6615 | -8.0501 | -8.4599 | -8.8739 | -9.3395 | -9.6045 | -9.7985 | -10.0049 | -10.2693 | -10.5294 | -10.9704 | -11.2379 | -11.4002 | -11.5266 | -11.6409 | -11.7643
CE | REBR_3 | Redbridge | A1 | -1.6468 | -1.6665 | -1.6656 | -1.6671 | -1.6715 | -1.678 | -1.6904 | -1.7132 | -1.7575 | -1.8467 | -1.9407 | -2.0357 | -2.1425 | -2.2033 | -2.2478 | -2.2951 | -2.3558 | -2.4154 | -2.5166 | -2.578 | -2.6152 | -2.6442 | -2.6704 | -2.6987
CE | RICH1 | Richborough | C7 | -0.38569 | -0.39029 | -0.39009 | -0.39045 | -0.39148 | -0.393 | -0.3959 | -0.40123 | -0.41162 | -0.4325 | -0.45452 | -0.47676 | -0.50178 | -0.51601 | -0.52644 | -0.53753 | -0.55173 | -0.56571 | -0.5894 | -0.60377 | -0.61249 | -0.61928 | -0.62542 | -0.63205
CE | RRIG | Robin Rigg | Q8 | -0.42065 | -0.42567 | -0.42545 | -0.42584 | -0.42696 | -0.42862 | -0.43178 | -0.4376 | -0.44893 | -0.47171 | -0.49572 | -0.51998 | -0.54726 | -0.56279 | -0.57415 | -0.58625 | -0.60174 | -0.61698 | -0.64283 | -0.6585 | -0.66801 | -0.67541 | -0.68211 | -0.68934
CE | ROCH_1 | Rochdale | N4 | -4.2513 | -4.302 | -4.2998 | -4.3038 | -4.3151 | -4.3318 | -4.3638 | -4.4226 | -4.5372 | -4.7673 | -5.01 | -5.2551 | -5.5309 | -5.6878 | -5.8027 | -5.9249 | -6.0815 | -6.2355 | -6.4967 | -6.6551 | -6.7512 | -6.8261 | -6.8938 | -6.9668
CE | RUGEB1 | Rugeley | L5 | -3.6714 | -3.7153 | -3.7133 | -3.7168 | -3.7265 | -3.741 | -3.7686 | -3.8194 | -3.9183 | -4.1171 | -4.3267 | -4.5384 | -4.7765 | -4.912 | -5.0112 | -5.1168 | -5.252 | -5.385 | -5.6106 | -5.7474 | -5.8304 | -5.895 | -5.9535 | -6.0166
CE | RYEH_1 | Rye House | A9 | -6.4268 | -6.5035 | -6.5001 | -6.5062 | -6.5233 | -6.5486 | -6.5969 | -6.6859 | -6.859 | -7.2069 | -7.5738 | -7.9444 | -8.3612 | -8.5984 | -8.7721 | -8.9569 | -9.1936 | -9.4265 | -9.8213 | -10.0608 | -10.2061 | -10.3192 | -10.4216 | -10.532
CE | SALT_1 | Saltend North | P8 | -1.8471 | -1.8691 | -1.8681 | -1.8699 | -1.8748 | -1.8821 | -1.896 | -1.9215 | -1.9713 | -2.0713 | -2.1767 | -2.2832 | -2.403 | -2.4712 | -2.5211 | -2.5742 | -2.6422 | -2.7092 | -2.8226 | -2.8915 | -2.9332 | -2.9657 | -2.9952 | -3.0269
CE | SALH_1 | Saltholme | Q2 | -4.9353 | -4.9942 | -4.9915 | -4.9962 | -5.0093 | -5.0288 | -5.0659 | -5.1342 | -5.2671 | -5.5343 | -5.816 | -6.1006 | -6.4208 | -6.6029 | -6.7363 | -6.8782 | -7.0599 | -7.2387 | -7.542 | -7.7259 | -7.8374 | -7.9243 | -8.0029 | -8.0877
CE | SEAB1 | Seabank | G7 | -8.4539 | -8.5548 | -8.5503 | -8.5583 | -8.5808 | -8.6141 | -8.6777 | -8.7946 | -9.0224 | -9.48 | -9.9626 | -10.4501 | -10.9985 | -11.3105 | -11.5389 | -11.782 | -12.0933 | -12.3997 | -12.9191 | -13.2341 | -13.4252 | -13.574 | -13.7086 | -13.8539
CE | SELL_1 | Sellindge | C4 | -3.9379 | -3.9849 | -3.9828 | -3.9866 | -3.997 | -4.0125 | -4.0422 | -4.0966 | -4.2027 | -4.4159 | -4.6407 | -4.8678 | -5.1232 | -5.2685 | -5.375 | -5.4882 | -5.6332 | -5.7759 | -6.0178 | -6.1646 | -6.2536 | -6.3229 | -6.3856 | -6.4533
CE | SHEC_3 | Sheffield City | P3 | -1.8151 | -1.8368 | -1.8358 | -1.8376 | -1.8424 | -1.8495 | -1.8632 | -1.8883 | -1.9372 | -2.0355 | -2.1391 | -2.2437 | -2.3615 | -2.4285 | -2.4775 | -2.5297 | -2.5966 | -2.6623 | -2.7739 | -2.8415 | -2.8825 | -2.9145 | -2.9434 | -2.9746
CE | SALL1 | Sheringham Shoal | J3 | -0.92737 | -0.93844 | -0.93795 | -0.93883 | -0.94129 | -0.94495 | -0.95192 | -0.96475 | -0.98973 | -1.0399 | -1.0929 | -1.1464 | -1.2065 | -1.2407 | -1.2658 | -1.2925 | -1.3266 | -1.3602 | -1.4172 | -1.4517 | -1.4727 | -1.489 | -1.5038 | -1.5197
CE | SHRW_1 | Shrewsbury | L5 | -2.6702 | -2.7021 | -2.7007 | -2.7032 | -2.7103 | -2.7208 | -2.7409 | -2.7778 | -2.8498 | -2.9943 | -3.1468 | -3.3007 | -3.4739 | -3.5725 | -3.6446 | -3.7214 | -3.8198 | -3.9165 | -4.0806 | -4.1801 | -4.2404 | -4.2874 | -4.33 | -4.3759
CE | SKLGB1 | Skelton Grange | P1 | -10.2317 | -10.3538 | -10.3484 | -10.3581 | -10.3853 | -10.4256 | -10.5025 | -10.6441 | -10.9197 | -11.4736 | -12.0577 | -12.6477 | -13.3114 | -13.689 | -13.9655 | -14.2597 | -14.6365 | -15.0072 | -15.6359 | -16.0171 | -16.2484 | -16.4285 | -16.5915 | -16.7673
CE | SMAN_1 | South Manchester | N2 | -6.9936 | -7.0771 | -7.0734 | -7.08 | -7.0986 | -7.1261 | -7.1787 | -7.2755 | -7.4639 | -7.8425 | -8.2417 | -8.645 | -9.0986 | -9.3567 | -9.5457 | -9.7468 | -10.0044 | -10.2578 | -10.6875 | -10.9481 | -11.1062 | -11.2292 | -11.3407 | -11.4609
CE | SSHI_3 | South Shields | Q4 | -0.70634 | -0.71478 | -0.7144 | -0.71507 | -0.71695 | -0.71973 | -0.72504 | -0.73482 | -0.75384 | -0.79208 | -0.8324 | -0.87313 | -0.91895 | -0.94502 | -0.96411 | -0.98442 | -1.0104 | -1.036 | -1.0794 | -1.1057 | -1.1217 | -1.1341 | -1.1454 | -1.1575
CE | SPEN_1 | Spennymoor | Q7 | -6.0728 | -6.1453 | -6.142 | -6.1478 | -6.1639 | -6.1879 | -6.2335 | -6.3176 | -6.4811 | -6.8099 | -7.1566 | -7.5067 | -7.9007 | -8.1248 | -8.2889 | -8.4635 | -8.6872 | -8.9072 | -9.2803 | -9.5066 | -9.6439 | -9.7507 | -9.8475 | -9.9519
CE | SJOW_1 | St John's Wood | A7 | -15.7194 | -15.9071 | -15.8987 | -15.9136 | -15.9554 | -16.0173 | -16.1356 | -16.3531 | -16.7765 | -17.6275 | -18.5249 | -19.4313 | -20.4509 | -21.0311 | -21.4559 | -21.9079 | -22.4868 | -23.0564 | -24.0221 | -24.6079 | -24.9632 | -25.2399 | -25.4903 | -25.7605
CE | SASA | St. Asaph | M6 | -0.021726 | -0.021985 | -0.021974 | -0.021994 | -0.022052 | -0.022138 | -0.022301 | -0.022602 | -0.023187 | -0.024363 | -0.025603 | -0.026856 | -0.028265 | -0.029067 | -0.029654 | -0.030279 | -0.031079 | -0.031866 | -0.033201 | -0.034011 | -0.034502 | -0.034884 | -0.03523 | -0.035604
CE | STAL_1 | Stalybridge | N7 | -6.6024 | -6.6812 | -6.6777 | -6.6839 | -6.7015 | -6.7275 | -6.7771 | -6.8685 | -7.0463 | -7.4038 | -7.7807 | -8.1614 | -8.5897 | -8.8333 | -9.0117 | -9.2016 | -9.4447 | -9.684 | -10.0896 | -10.3356 | -10.4849 | -10.6011 | -10.7063 | -10.8197
CE | STAH_1 | Stanah | R4 | -2.7648 | -2.7978 | -2.7963 | -2.7989 | -2.8063 | -2.8172 | -2.838 | -2.8762 | -2.9507 | -3.1004 | -3.2582 | -3.4176 | -3.597 | -3.699 | -3.7737 | -3.8532 | -3.955 | -4.0552 | -4.2251 | -4.3281 | -4.3906 | -4.4393 | -4.4833 | -4.5308
CE | STAY_1 | Staythorpe | K5 | -4.2517 | -4.3024 | -4.3002 | -4.3042 | -4.3155 | -4.3323 | -4.3642 | -4.4231 | -4.5376 | -4.7678 | -5.0105 | -5.2556 | -5.5314 | -5.6883 | -5.8032 | -5.9255 | -6.0821 | -6.2361 | -6.4973 | -6.6558 | -6.7519 | -6.8267 | -6.8944 | -6.9675
CE | STEN_1 | Stella North | Q5 | -4.2888 | -4.34 | -4.3377 | -4.3418 | -4.3532 | -4.3701 | -4.4023 | -4.4616 | -4.5772 | -4.8094 | -5.0542 | -5.3015 | -5.5797 | -5.738 | -5.8539 | -5.9772 | -6.1351 | -6.2905 | -6.554 | -6.7138 | -6.8108 | -6.8863 | -6.9546 | -7.0283
CE | STES_1 | Stella South | Q5 | -4.197 | -4.2471 | -4.2449 | -4.2489 | -4.26 | -4.2766 | -4.3081 | -4.3662 | -4.4793 | -4.7065 | -4.9461 | -5.1881 | -5.4603 | -5.6152 | -5.7286 | -5.8493 | -6.0039 | -6.156 | -6.4138 | -6.5702 | -6.6651 | -6.739 | -6.8058 | -6.878
CE | SBAR | Stoke Bardolph | L7 | -1.9958 | -2.0196 | -2.0185 | -2.0204 | -2.0257 | -2.0336 | -2.0486 | -2.0762 | -2.13 | -2.238 | -2.352 | -2.467 | -2.5965 | -2.6702 | -2.7241 | -2.7815 | -2.855 | -2.9273 | -3.0499 | -3.1243 | -3.1694 | -3.2045 | -3.2363 | -3.2706
CE | SUND_1 | Sundon | D4 | -9.4261 | -9.5386 | -9.5336 | -9.5425 | -9.5676 | -9.6047 | -9.6756 | -9.806 | -10.0599 | -10.5702 | -11.1083 | -11.6519 | -12.2633 | -12.6112 | -12.8659 | -13.137 | -13.4841 | -13.8256 | -14.4047 | -14.756 | -14.9691 | -15.135 | -15.2851 | -15.4471
CE | SWAN_1 | Swansea North | H6 | -12.2678 | -12.4142 | -12.4077 | -12.4193 | -12.4519 | -12.5002 | -12.5925 | -12.7622 | -13.0927 | -13.7569 | -14.4572 | -15.1645 | -15.9603 | -16.4131 | -16.7446 | -17.0974 | -17.5491 | -17.9936 | -18.7473 | -19.2045 | -19.4818 | -19.6977 | -19.8931 | -20.104
CE | TAUN1 | Taunton | E8 | -1.2534 | -1.2683 | -1.2677 | -1.2688 | -1.2722 | -1.2771 | -1.2865 | -1.3039 | -1.3376 | -1.4055 | -1.4771 | -1.5493 | -1.6306 | -1.6769 | -1.7108 | -1.7468 | -1.7929 | -1.8384 | -1.9154 | -1.9621 | -1.9904 | -2.0125 | -2.0324 | -2.054
CE | TEMP_3 | Templeborough | P3 | -0.32441 | -0.32828 | -0.32811 | -0.32842 | -0.32928 | -0.33056 | -0.333 | -0.33748 | -0.34622 | -0.36379 | -0.38231 | -0.40101 | -0.42205 | -0.43403 | -0.44279 | -0.45212 | -0.46407 | -0.47582 | -0.49576 | -0.50784 | -0.51518 | -0.52089 | -0.52605 | -0.53163
CE | THOM_6 | Thorpe Marsh | P6 | -3.7399 | -3.7845 | -3.7825 | -3.7861 | -3.796 | -3.8107 | -3.8389 | -3.8906 | -3.9913 | -4.1938 | -4.4073 | -4.6229 | -4.8655 | -5.0036 | -5.1046 | -5.2122 | -5.3499 | -5.4854 | -5.7152 | -5.8545 | -5.9391 | -6.0049 | -6.0645 | -6.1287
CE | THUR_6 | Thurcroft | P3 | -2.5782 | -2.609 | -2.6076 | -2.6101 | -2.6169 | -2.6271 | -2.6465 | -2.6822 | -2.7516 | -2.8912 | -3.0384 | -3.187 | -3.3543 | -3.4494 | -3.5191 | -3.5932 | -3.6882 | -3.7816 | -3.94 | -4.0361 | -4.0944 | -4.1397 | -4.1808 | -4.2251
CE | TILBB_1 | Tilbury | C1 | -3.1363 | -3.1737 | -3.172 | -3.175 | -3.1834 | -3.1957 | -3.2193 | -3.2627 | -3.3472 | -3.517 | -3.696 | -3.8768 | -4.0803 | -4.196 | -4.2808 | -4.371 | -4.4865 | -4.6001 | -4.7928 | -4.9097 | -4.9806 | -5.0357 | -5.0857 | -5.1396
CE | TOTT_1 | Tottenham | A1 | -4.7862 | -4.8434 | -4.8408 | -4.8453 | -4.8581 | -4.8769 | -4.9129 | -4.9791 | -5.1081 | -5.3672 | -5.6404 | -5.9164 | -6.2268 | -6.4035 | -6.5328 | -6.6705 | -6.8467 | -7.0201 | -7.3142 | -7.4925 | -7.6007 | -7.685 | -7.7612 | -7.8435
CE | TRAW_1 | Trawsfynydd | M7 | -1.4747 | -1.4923 | -1.4916 | -1.493 | -1.4969 | -1.5027 | -1.5138 | -1.5342 | -1.5739 | -1.6538 | -1.7379 | -1.823 | -1.9186 | -1.9731 | -2.0129 | -2.0553 | -2.1096 | -2.1631 | -2.2537 | -2.3086 | -2.342 | -2.3679 | -2.3914 | -2.4168
CE | TYNE_1 | Tynemouth 1 | Q4 | -2.6804 | -2.7124 | -2.7109 | -2.7135 | -2.7206 | -2.7312 | -2.7513 | -2.7884 | -2.8606 | -3.0057 | -3.1587 | -3.3133 | -3.4871 | -3.5861 | -3.6585 | -3.7356 | -3.8343 | -3.9314 | -4.0961 | -4.1959 | -4.2565 | -4.3037 | -4.3464 | -4.3925
CE | TYNE_2 | Tynemouth 2 | Q4 | -0.33286 | -0.33683 | -0.33666 | -0.33697 | -0.33786 | -0.33917 | -0.34167 | -0.34628 | -0.35524 | -0.37326 | -0.39227 | -0.41146 | -0.43305 | -0.44534 | -0.45433 | -0.4639 | -0.47616 | -0.48822 | -0.50867 | -0.52107 | -0.5286 | -0.53446 | -0.53976 | -0.54548
CE | UPPB_1 | Upper Boat 132kV | H2 | -3.2618 | -3.3008 | -3.299 | -3.3021 | -3.3108 | -3.3237 | -3.3482 | -3.3933 | -3.4812 | -3.6578 | -3.844 | -4.0321 | -4.2436 | -4.364 | -4.4522 | -4.546 | -4.6661 | -4.7843 | -4.9847 | -5.1062 | -5.18 | -5.2374 | -5.2893 | -5.3454
CE | UPPB_3 | Upper Boat 33kV | H2 | -1.6612 | -1.681 | -1.6801 | -1.6817 | -1.6861 | -1.6927 | -1.7051 | -1.7281 | -1.7729 | -1.8628 | -1.9576 | -2.0534 | -2.1612 | -2.2225 | -2.2674 | -2.3152 | -2.3763 | -2.4365 | -2.5386 | -2.6005 | -2.638 | -2.6673 | -2.6937 | -2.7223
CE | USKM_1 | Uskmouth | H2 | -5.3807 | -5.445 | -5.4421 | -5.4472 | -5.4615 | -5.4827 | -5.5232 | -5.5976 | -5.7426 | -6.0339 | -6.341 | -6.6513 | -7.0003 | -7.1989 | -7.3443 | -7.499 | -7.6972 | -7.8922 | -8.2227 | -8.4232 | -8.5449 | -8.6396 | -8.7253 | -8.8178
CE | WALH_1 | Walham | G1 | -9.1213 | -9.2302 | -9.2254 | -9.234 | -9.2583 | -9.2942 | -9.3628 | -9.489 | -9.7347 | -10.2285 | -10.7492 | -11.2752 | -11.8668 | -12.2035 | -12.45 | -12.7123 | -13.0481 | -13.3787 | -13.9391 | -14.2789 | -14.4851 | -14.6457 | -14.791 | -14.9478
CE | WABO | Walney 2 | R4 | -0.82125 | -0.83106 | -0.83062 | -0.8314 | -0.83358 | -0.83682 | -0.84299 | -0.85436 | -0.87648 | -0.92094 | -0.96782 | -1.0152 | -1.0684 | -1.0988 | -1.121 | -1.1446 | -1.1748 | -1.2046 | -1.255 | -1.2856 | -1.3042 | -1.3186 | -1.3317 | -1.3458
CE | WALP_1 | Walpole (_A) | J1 | -13.3405 | -13.4998 | -13.4927 | -13.5053 | -13.5408 | -13.5933 | -13.6937 | -13.8782 | -14.2376 | -14.9598 | -15.7214 | -16.4906 | -17.356 | -17.8483 | -18.2088 | -18.5924 | -19.0837 | -19.5671 | -20.3867 | -20.8838 | -21.1854 | -21.4202 | -21.6327 | -21.862
CE | WALP_B | Walpole (_B) | J1 | -1.2938 | -1.3092 | -1.3085 | -1.3098 | -1.3132 | -1.3183 | -1.328 | -1.3459 | -1.3808 | -1.4508 | -1.5247 | -1.5993 | -1.6832 | -1.7309 | -1.7659 | -1.8031 | -1.8507 | -1.8976 | -1.9771 | -2.0253 | -2.0546 | -2.0773 | -2.0979 | -2.1202
CE | WARL_1 | Warley | C6 | -2.9729 | -3.0084 | -3.0068 | -3.0096 | -3.0175 | -3.0292 | -3.0516 | -3.0927 | -3.1728 | -3.3337 | -3.5034 | -3.6749 | -3.8677 | -3.9774 | -4.0578 | -4.1432 | -4.2527 | -4.3604 | -4.5431 | -4.6539 | -4.7211 | -4.7734 | -4.8207 | -4.8718
CE | WASF_1 | Washway Farm | N1 | -2.5881 | -2.619 | -2.6176 | -2.6201 | -2.627 | -2.6372 | -2.6566 | -2.6925 | -2.7622 | -2.9023 | -3.05 | -3.1993 | -3.3671 | -3.4627 | -3.5326 | -3.607 | -3.7023 | -3.7961 | -3.9551 | -4.0516 | -4.1101 | -4.1556 | -4.1969 | -4.2413
CE | WATFS_1 | Watford South | A6 | -4.4894 | -4.543 | -4.5406 | -4.5448 | -4.5568 | -4.5745 | -4.6082 | -4.6703 | -4.7913 | -5.0343 | -5.2906 | -5.5495 | -5.8407 | -6.0064 | -6.1277 | -6.2568 | -6.4221 | -6.5848 | -6.8606 | -7.0279 | -7.1294 | -7.2084 | -7.2799 | -7.3571
CE | WBOL_6 | West Boldon | Q4 | -4.288 | -4.3392 | -4.3369 | -4.341 | -4.3524 | -4.3693 | -4.4015 | -4.4608 | -4.5763 | -4.8085 | -5.0533 | -5.3005 | -5.5787 | -5.7369 | -5.8528 | -5.9761 | -6.134 | -6.2894 | -6.5528 | -6.7126 | -6.8095 | -6.885 | -6.9533 | -7.027
CE | WBUR_1 | West Burton | K6 | -3.7994 | -3.8447 | -3.8427 | -3.8463 | -3.8564 | -3.8714 | -3.8999 | -3.9525 | -4.0549 | -4.2606 | -4.4774 | -4.6965 | -4.943 | -5.0832 | -5.1859 | -5.2951 | -5.435 | -5.5727 | -5.8061 | -5.9477 | -6.0336 | -6.1005 | -6.161 | -6.2263
CE | WHAM_1 | West Ham | A1 | -10.58 | -10.7063 | -10.7006 | -10.7107 | -10.7388 | -10.7805 | -10.86 | -11.0064 | -11.2914 | -11.8642 | -12.4682 | -13.0782 | -13.7645 | -14.155 | -14.4409 | -14.7451 | -15.1347 | -15.5181 | -16.1681 | -16.5623 | -16.8015 | -16.9877 | -17.1563 | -17.3381
CE | WMEL_1 | West Melton | P3 | -8.7986 | -8.9037 | -8.899 | -8.9073 | -8.9307 | -8.9654 | -9.0315 | -9.1533 | -9.3903 | -9.8666 | -10.3689 | -10.8762 | -11.447 | -11.7717 | -12.0095 | -12.2625 | -12.5865 | -12.9053 | -13.4459 | -13.7737 | -13.9726 | -14.1275 | -14.2677 | -14.4189
CE | WTHU31 | West Thurrock | A1 | -0.99331 | -1.0052 | -1.0046 | -1.0056 | -1.0082 | -1.0121 | -1.0196 | -1.0333 | -1.0601 | -1.1139 | -1.1706 | -1.2279 | -1.2923 | -1.329 | -1.3558 | -1.3844 | -1.4209 | -1.4569 | -1.518 | -1.555 | -1.5774 | -1.5949 | -1.6107 | -1.6278
CE | WWEY_1 | West Weybridge | A8 | -5.8227 | -5.8923 | -5.8892 | -5.8947 | -5.9101 | -5.9331 | -5.9769 | -6.0574 | -6.2143 | -6.5295 | -6.8619 | -7.1977 | -7.5754 | -7.7903 | -7.9476 | -8.1151 | -8.3295 | -8.5405 | -8.8982 | -9.1152 | -9.2468 | -9.3493 | -9.442 | -9.5421
CE | WHGA_1 | Whitegate | N4 | -5.3468 | -5.4106 | -5.4078 | -5.4128 | -5.427 | -5.4481 | -5.4883 | -5.5623 | -5.7063 | -5.9958 | -6.301 | -6.6093 | -6.9561 | -7.1535 | -7.298 | -7.4517 | -7.6486 | -7.8423 | -8.1708 | -8.3701 | -8.4909 | -8.585 | -8.6702 | -8.7621
CE | WIEN_1 | Willenhall | L2 | -2.6012 | -2.6322 | -2.6309 | -2.6333 | -2.6402 | -2.6505 | -2.67 | -2.706 | -2.7761 | -2.9169 | -3.0654 | -3.2154 | -3.3841 | -3.4801 | -3.5504 | -3.6252 | -3.721 | -3.8153 | -3.9751 | -4.072 | -4.1308 | -4.1766 | -4.218 | -4.2627
CE | WISD_1 | Willesden 132kV | A7 | -4.3136 | -4.3651 | -4.3628 | -4.3669 | -4.3784 | -4.3954 | -4.4278 | -4.4875 | -4.6037 | -4.8372 | -5.0835 | -5.3322 | -5.612 | -5.7712 | -5.8878 | -6.0118 | -6.1707 | -6.327 | -6.592 | -6.7527 | -6.8502 | -6.9262 | -6.9949 | -7.069
CE | WISD_6 | Willesden 66kV | A7 | -1.2365 | -1.2513 | -1.2506 | -1.2518 | -1.2551 | -1.2599 | -1.2692 | -1.2864 | -1.3197 | -1.3866 | -1.4572 | -1.5285 | -1.6087 | -1.6543 | -1.6878 | -1.7233 | -1.7688 | -1.8136 | -1.8896 | -1.9357 | -1.9636 | -1.9854 | -2.0051 | -2.0264
CE | WILL_1 | Willington | L3 | -9.4347 | -9.5474 | -9.5423 | -9.5513 | -9.5764 | -9.6135 | -9.6845 | -9.815 | -10.0692 | -10.58 | -11.1185 | -11.6626 | -12.2746 | -12.6228 | -12.8777 | -13.149 | -13.4965 | -13.8383 | -14.418 | -14.7695 | -14.9828 | -15.1489 | -15.2992 | -15.4613
CE | WIMBN1 | Wimbledon North | A4 | -1.4101 | -1.427 | -1.4262 | -1.4275 | -1.4313 | -1.4369 | -1.4475 | -1.467 | -1.505 | -1.5813 | -1.6618 | -1.7431 | -1.8346 | -1.8866 | -1.9247 | -1.9653 | -2.0172 | -2.0683 | -2.1549 | -2.2075 | -2.2394 | -2.2642 | -2.2866 | -2.3109
CE | WIMBS1 | Wimbledon South | A4 | -8.5454 | -8.6474 | -8.6428 | -8.6509 | -8.6736 | -8.7073 | -8.7716 | -8.8898 | -9.12 | -9.5826 | -10.0704 | -10.5632 | -11.1175 | -11.4329 | -11.6638 | -11.9095 | -12.2242 | -12.5338 | -13.0589 | -13.3773 | -13.5704 | -13.7208 | -13.857 | -14.0038
CE | WIBA_3 | Wincobank | P3 | -1.1596 | -1.1734 | -1.1728 | -1.1739 | -1.177 | -1.1816 | -1.1903 | -1.2063 | -1.2376 | -1.3004 | -1.3666 | -1.4334 | -1.5086 | -1.5514 | -1.5828 | -1.6161 | -1.6588 | -1.7008 | -1.7721 | -1.8153 | -1.8415 | -1.8619 | -1.8804 | -1.9003
CE | WYLF_1 | Wylfa | M8 | -0.9088 | -0.91965 | -0.91916 | -0.92002 | -0.92244 | -0.92602 | -0.93285 | -0.94543 | -0.96991 | -1.0191 | -1.071 | -1.1234 | -1.1823 | -1.2159 | -1.2404 | -1.2666 | -1.3 | -1.333 | -1.3888 | -1.4227 | -1.4432 | -1.4592 | -1.4737 | -1.4893
CE | WYMOM_1 | Wymondley | D5 | -3.9457 | -3.9928 | -3.9907 | -3.9944 | -4.0049 | -4.0204 | -4.0501 | -4.1047 | -4.211 | -4.4246 | -4.6498 | -4.8774 | -5.1333 | -5.2789 | -5.3856 | -5.499 | -5.6443 | -5.7873 | -6.0297 | -6.1767 | -6.2659 | -6.3354 | -6.3982 | -6.466
CR | BAGA | Bathgate | S5 | -0.85935 | -0.86922 | -0.8729 | -0.87986 | -0.93811 | -1.0307 | -1.1582 | -1.3393 | -1.561 | -1.6862 | -1.7677 | -1.8966 | -2.0276 | -2.1315 | -2.2644 | -2.3837 | -2.4703 | -2.5748 | -2.6713 | -2.8002 | -2.8878 | -2.9902 | -3.0751 | -3.1144
CR | BAIN | Bainsford | S5 | -0.50942 | -0.51527 | -0.51746 | -0.52158 | -0.55611 | -0.61103 | -0.68658 | -0.79396 | -0.92534 | -0.99959 | -1.0479 | -1.1243 | -1.2019 | -1.2635 | -1.3423 | -1.4131 | -1.4644 | -1.5263 | -1.5836 | -1.6599 | -1.7119 | -1.7726 | -1.8229 | -1.8462
CR | BERW | Berwick | S6 | -0.95378 | -0.96474 | -0.96883 | -0.97655 | -1.0412 | -1.144 | -1.2855 | -1.4865 | -1.7325 | -1.8715 | -1.962 | -2.105 | -2.2504 | -2.3657 | -2.5132 | -2.6457 | -2.7418 | -2.8577 | -2.9649 | -3.1079 | -3.2051 | -3.3188 | -3.413 | -3.4567
CR | BONN | Bonnybridge | S5 | -0.94208 | -0.9529 | -0.95694 | -0.96457 | -1.0284 | -1.13 | -1.2697 | -1.4683 | -1.7112 | -1.8486 | -1.9379 | -2.0792 | -2.2228 | -2.3367 | -2.4824 | -2.6132 | -2.7082 | -2.8227 | -2.9285 | -3.0697 | -3.1658 | -3.2781 | -3.3712 | -3.4143
CR | BRAP | Braehead Park | S6 | -0.47089 | -0.4763 | -0.47832 | -0.48213 | -0.51405 | -0.56482 | -0.63465 | -0.73391 | -0.85535 | -0.92399 | -0.96867 | -1.0393 | -1.111 | -1.168 | -1.2408 | -1.3062 | -1.3537 | -1.4109 | -1.4638 | -1.5344 | -1.5824 | -1.6385 | -1.6851 | -1.7066
CR | BROX | Broxburn | S6 | -0.81028 | -0.81959 | -0.82306 | -0.82963 | -0.88455 | -0.9719 | -1.0921 | -1.2629 | -1.4718 | -1.5899 | -1.6668 | -1.7883 | -1.9118 | -2.0098 | -2.1351 | -2.2476 | -2.3293 | -2.4278 | -2.5188 | -2.6403 | -2.7229 | -2.8195 | -2.8995 | -2.9366
CR | CAFA | Carsfad | S6 | -0.006677 | -0.0067537 | -0.0067823 | -0.0068364 | -0.007289 | -0.0080088 | -0.008999 | -0.010406 | -0.012128 | -0.013102 | -0.013735 | -0.014736 | -0.015754 | -0.016561 | -0.017594 | -0.018521 | -0.019194 | -0.020006 | -0.020756 | -0.021757 | -0.022438 | -0.023234 | -0.023893 | -0.024199
CR | CATY | Carntyne | S6 | -0.31063 | -0.3142 | -0.31553 | -0.31805 | -0.33911 | -0.37259 | -0.41866 | -0.48414 | -0.56425 | -0.60953 | -0.639 | -0.68556 | -0.73291 | -0.77047 | -0.81851 | -0.86167 | -0.89297 | -0.93072 | -0.96563 | -1.0122 | -1.0439 | -1.0809 | -1.1116 | -1.1258
CR | CHAP | Chapelcross | S6 | -0.9964 | -1.0078 | -1.0121 | -1.0202 | -1.0877 | -1.1951 | -1.3429 | -1.5529 | -1.8099 | -1.9551 | -2.0497 | -2.199 | -2.3509 | -2.4714 | -2.6255 | -2.7639 | -2.8643 | -2.9854 | -3.0974 | -3.2467 | -3.3483 | -3.4671 | -3.5655 | -3.6112
CR | CHAS | Charlotte Street | S6 | -1.284 | -1.2987 | -1.3042 | -1.3146 | -1.4017 | -1.5401 | -1.7305 | -2.0012 | -2.3323 | -2.5194 | -2.6413 | -2.8337 | -3.0295 | -3.1847 | -3.3833 | -3.5616 | -3.691 | -3.8471 | -3.9914 | -4.1838 | -4.3147 | -4.4678 | -4.5946 | -4.6534
CR | CLYM | Clyde’s Mill | S6 | -1.2631 | -1.2776 | -1.283 | -1.2933 | -1.3789 | -1.5151 | -1.7024 | -1.9686 | -2.2944 | -2.4785 | -2.5983 | -2.7877 | -2.9802 | -3.1329 | -3.3283 | -3.5038 | -3.6311 | -3.7846 | -3.9265 | -4.1158 | -4.2446 | -4.3952 | -4.52 | -4.5778
CR | COAT | Coatbridge | S6 | -0.84423 | -0.85393 | -0.85755 | -0.86439 | -0.92161 | -1.0126 | -1.1378 | -1.3158 | -1.5335 | -1.6566 | -1.7367 | -1.8632 | -1.9919 | -2.094 | -2.2245 | -2.3418 | -2.4269 | -2.5295 | -2.6244 | -2.7509 | -2.837 | -2.9376 | -3.021 | -3.0597
CR | COCK | Cockenzie | S6 | -0.57531 | -0.58192 | -0.58438 | -0.58904 | -0.62804 | -0.69006 | -0.77538 | -0.89665 | -1.045 | -1.1289 | -1.1835 | -1.2697 | -1.3574 | -1.4269 | -1.5159 | -1.5958 | -1.6538 | -1.7237 | -1.7884 | -1.8746 | -1.9333 | -2.0019 | -2.0587 | -2.085
CR | COYL | Coylton | S6 | -0.82213 | -0.83157 | -0.8351 | -0.84176 | -0.89748 | -0.98611 | -1.108 | -1.2813 | -1.4934 | -1.6132 | -1.6912 | -1.8144 | -1.9397 | -2.0391 | -2.1663 | -2.2805 | -2.3634 | -2.4633 | -2.5557 | -2.6789 | -2.7627 | -2.8607 | -2.9419 | -2.9796
CR | G_EXTRA_10 | Crookston A | S6 | -0.41682 | -0.42161 | -0.42339 | -0.42677 | -0.45502 | -0.49995 | -0.56177 | -0.64963 | -0.75713 | -0.81788 | -0.85743 | -0.91991 | -0.98345 | -1.0338 | -1.0983 | -1.1562 | -1.1982 | -1.2489 | -1.2957 | -1.3582 | -1.4007 | -1.4504 | -1.4915 | -1.5106
CR | G_EXTRA_11 | Crookston B | S6 | -0.20557 | -0.20793 | -0.20881 | -0.21048 | -0.22441 | -0.24657 | -0.27706 | -0.32039 | -0.37341 | -0.40337 | -0.42287 | -0.45369 | -0.48502 | -0.50988 | -0.54167 | -0.57023 | -0.59094 | -0.61592 | -0.63903 | -0.66984 | -0.6908 | -0.71531 | -0.73561 | -0.74502
CR | CUMB | Cumbernauld | S5 | -0.91121 | -0.92167 | -0.92558 | -0.93296 | -0.99472 | -1.093 | -1.2281 | -1.4202 | -1.6552 | -1.788 | -1.8744 | -2.011 | -2.1499 | -2.2601 | -2.401 | -2.5276 | -2.6194 | -2.7302 | -2.8326 | -2.9691 | -3.062 | -3.1707 | -3.2607 | -3.3024
CR | CUPA | Cupar | S5 | -0.81469 | -0.82404 | -0.82754 | -0.83413 | -0.88936 | -0.97718 | -1.098 | -1.2697 | -1.4798 | -1.5986 | -1.6759 | -1.798 | -1.9222 | -2.0207 | -2.1467 | -2.2599 | -2.342 | -2.441 | -2.5325 | -2.6546 | -2.7377 | -2.8348 | -2.9153 | -2.9526
CR | CURR | Currie | S6 | -0.10104 | -0.1022 | -0.10264 | -0.10346 | -0.1103 | -0.1212 | -0.13618 | -0.15748 | -0.18354 | -0.19827 | -0.20785 | -0.223 | -0.2384 | -0.25062 | -0.26625 | -0.28028 | -0.29047 | -0.30275 | -0.3141 | -0.32925 | -0.33955 | -0.3516 | -0.36158 | -0.3662
CR | DALM3 | Dalmarnock | S6 | -0.53406 | -0.54019 | -0.54248 | -0.54681 | -0.58301 | -0.64058 | -0.71978 | -0.83236 | -0.97009 | -1.0479 | -1.0986 | -1.1787 | -1.2601 | -1.3246 | -1.4072 | -1.4814 | -1.5352 | -1.6001 | -1.6602 | -1.7402 | -1.7947 | -1.8583 | -1.9111 | -1.9355
CR | DEVM | Devol Moor | S6 | -0.40338 | -0.40802 | -0.40975 | -0.41301 | -0.44036 | -0.48384 | -0.54367 | -0.6287 | -0.73273 | -0.79152 | -0.82979 | -0.89026 | -0.95175 | -1.0005 | -1.0629 | -1.1189 | -1.1596 | -1.2086 | -1.254 | -1.3144 | -1.3555 | -1.4036 | -1.4435 | -1.4619
CR | DEVO | Devonside | S5 | -1.0646 | -1.0768 | -1.0814 | -1.09 | -1.1622 | -1.2769 | -1.4348 | -1.6592 | -1.9337 | -2.0889 | -2.1899 | -2.3495 | -2.5118 | -2.6405 | -2.8051 | -2.953 | -3.0603 | -3.1897 | -3.3093 | -3.4689 | -3.5774 | -3.7044 | -3.8095 | -3.8582
CR | DEWP | Dewar Place | S6 | -0.88206 | -0.89219 | -0.89597 | -0.90312 | -0.9629 | -1.058 | -1.1888 | -1.3747 | -1.6022 | -1.7308 | -1.8145 | -1.9467 | -2.0811 | -2.1878 | -2.3242 | -2.4467 | -2.5356 | -2.6428 | -2.7419 | -2.8742 | -2.9641 | -3.0693 | -3.1564 | -3.1968
CR | DRCR | Drumcross | S5 | -0.32187 | -0.32557 | -0.32695 | -0.32956 | -0.35137 | -0.38607 | -0.43381 | -0.50166 | -0.58466 | -0.63158 | -0.66212 | -0.71036 | -0.75943 | -0.79835 | -0.84813 | -0.89284 | -0.92528 | -0.96439 | -1.0006 | -1.0488 | -1.0816 | -1.12 | -1.1518 | -1.1665
CR | DRUM | Drumchapel | S5 | -0.59923 | -0.60612 | -0.60869 | -0.61354 | -0.65416 | -0.71876 | -0.80763 | -0.93394 | -1.0885 | -1.1758 | -1.2327 | -1.3225 | -1.4138 | -1.4863 | -1.579 | -1.6622 | -1.7226 | -1.7954 | -1.8628 | -1.9526 | -2.0137 | -2.0851 | -2.1443 | -2.1717
CR | G_EXTRA_1 | Dumfries 11 | S6 | -0.20819 | -0.21058 | -0.21147 | -0.21316 | -0.22727 | -0.24971 | -0.28059 | -0.32448 | -0.37817 | -0.40851 | -0.42826 | -0.45947 | -0.49121 | -0.51638 | -0.54858 | -0.5775 | -0.59848 | -0.62378 | -0.64717 | -0.67838 | -0.69961 | -0.72443 | -0.74499 | -0.75452
CR | G_EXTRA_2 | Dumfries 33 | S6 | -0.62656 | -0.63375 | -0.63644 | -0.64151 | -0.68398 | -0.75153 | -0.84445 | -0.97652 | -1.1381 | -1.2294 | -1.2889 | -1.3828 | -1.4783 | -1.5541 | -1.651 | -1.738 | -1.8011 | -1.8773 | -1.9477 | -2.0416 | -2.1055 | -2.1802 | -2.2421 | -2.2708
CR | G_EXTRA_3 | Dumfries ICI | S6 | -0.12297 | -0.12438 | -0.1249 | -0.1259 | -0.13424 | -0.14749 | -0.16573 | -0.19165 | -0.22336 | -0.24128 | -0.25295 | -0.27138 | -0.29013 | -0.30499 | -0.32401 | -0.34109 | -0.35348 | -0.36843 | -0.38225 | -0.40068 | -0.41322 | -0.42788 | -0.44002 | -0.44565
CR | DUNB | Dunbar | S6 | -0.5163 | -0.52223 | -0.52444 | -0.52863 | -0.56362 | -0.61928 | -0.69585 | -0.80469 | -0.93783 | -1.0131 | -1.0621 | -1.1395 | -1.2182 | -1.2806 | -1.3604 | -1.4322 | -1.4842 | -1.5469 | -1.605 | -1.6824 | -1.735 | -1.7966 | -1.8475 | -1.8712
CR | DUNF | Dunfermline | S5 | -0.48224 | -0.48778 | -0.48985 | -0.49375 | -0.52644 | -0.57843 | -0.64994 | -0.7516 | -0.87596 | -0.94625 | -0.99201 | -1.0643 | -1.1378 | -1.1961 | -1.2707 | -1.3377 | -1.3863 | -1.4449 | -1.4991 | -1.5714 | -1.6205 | -1.678 | -1.7257 | -1.7477
CR | EAST | Earlston | S6 | -0.0088044 | -0.0089055 | -0.0089433 | -0.0090146 | -0.0096114 | -0.01056 | -0.011866 | -0.013722 | -0.015993 | -0.017276 | -0.018111 | -0.019431 | -0.020773 | -0.021838 | -0.023199 | -0.024422 | -0.02531 | -0.02638 | -0.027369 | -0.028689 | -0.029587 | -0.030636 | -0.031506 | -0.031909
CR | ECCL | Eccles | S6 | -0.41561 | -0.42038 | -0.42216 | -0.42553 | -0.4537 | -0.4985 | -0.56014 | -0.64775 | -0.75493 | -0.81551 | -0.85494 | -0.91724 | -0.98059 | -1.0308 | -1.0951 | -1.1529 | -1.1947 | -1.2452 | -1.2919 | -1.3542 | -1.3966 | -1.4462 | -1.4872 | -1.5062
CR | EERH | Easterhouse | S6 | -0.85206 | -0.86185 | -0.8655 | -0.8724 | -0.93015 | -1.022 | -1.1484 | -1.328 | -1.5477 | -1.6719 | -1.7528 | -1.8805 | -2.0104 | -2.1134 | -2.2452 | -2.3635 | -2.4494 | -2.5529 | -2.6487 | -2.7764 | -2.8633 | -2.9649 | -3.049 | -3.088
CR | EKIL | East Kilbride | S6 | -0.59525 | -0.60208 | -0.60463 | -0.60946 | -0.6498 | -0.71397 | -0.80225 | -0.92773 | -1.0812 | -1.168 | -1.2245 | -1.3137 | -1.4044 | -1.4764 | -1.5685 | -1.6512 | -1.7111 | -1.7835 | -1.8504 | -1.9396 | -2.0003 | -2.0713 | -2.13 | -2.1573
CR | EKIS | East Kilbride South | S6 | -0.48214 | -0.48767 | -0.48974 | -0.49365 | -0.52633 | -0.5783 | -0.6498 | -0.75144 | -0.87577 | -0.94605 | -0.99179 | -1.0641 | -1.1376 | -1.1958 | -1.2704 | -1.3374 | -1.386 | -1.4446 | -1.4988 | -1.571 | -1.6202 | -1.6777 | -1.7253 | -1.7474
CR | ELDE | Elderslie | S6 | -0.32718 | -0.33094 | -0.33234 | -0.33499 | -0.35717 | -0.39244 | -0.44096 | -0.50993 | -0.59431 | -0.642 | -0.67304 | -0.72208 | -0.77196 | -0.81152 | -0.86212 | -0.90757 | -0.94054 | -0.9803 | -1.0171 | -1.0661 | -1.0995 | -1.1385 | -1.1708 | -1.1858
CR | ERSK | Erskine | S6 | -0.19207 | -0.19427 | -0.1951 | -0.19665 | -0.20967 | -0.23037 | -0.25886 | -0.29935 | -0.34888 | -0.37687 | -0.3951 | -0.42388 | -0.45316 | -0.47638 | -0.50609 | -0.53277 | -0.55213 | -0.57547 | -0.59705 | -0.62584 | -0.64542 | -0.66832 | -0.68729 | -0.69608
CR | FINN | Finnieston | S5 | -0.40422 | -0.40887 | -0.4106 | -0.41387 | -0.44127 | -0.48485 | -0.5448 | -0.63 | -0.73425 | -0.79317 | -0.83152 | -0.89211 | -0.95373 | -1.0026 | -1.0651 | -1.1213 | -1.162 | -1.2111 | -1.2566 | -1.3171 | -1.3584 | -1.4066 | -1.4465 | -1.465
CR | GALA | Galashiels | S6 | -0.50432 | -0.51011 | -0.51227 | -0.51636 | -0.55054 | -0.60491 | -0.6797 | -0.78601 | -0.91607 | -0.98958 | -1.0374 | -1.113 | -1.1899 | -1.2509 | -1.3289 | -1.3989 | -1.4497 | -1.511 | -1.5677 | -1.6433 | -1.6947 | -1.7549 | -1.8047 | -1.8278
CR | GIFF | Giffnock | S6 | -0.3649 | -0.3691 | -0.37066 | -0.37361 | -0.39835 | -0.43769 | -0.4918 | -0.56872 | -0.66283 | -0.71602 | -0.75064 | -0.80533 | -0.86096 | -0.90508 | -0.96151 | -1.0122 | -1.049 | -1.0933 | -1.1343 | -1.189 | -1.2262 | -1.2697 | -1.3058 | -1.3225
CR | GLLE | Glenlee | S6 | -0.041026 | -0.041498 | -0.041673 | -0.042006 | -0.044787 | -0.049209 | -0.055294 | -0.063942 | -0.074522 | -0.080502 | -0.084395 | -0.090544 | -0.096798 | -0.10176 | -0.1081 | -0.1138 | -0.11794 | -0.12292 | -0.12753 | -0.13368 | -0.13787 | -0.14276 | -0.14681 | -0.14869
CR | GLLU | Glenluce | S6 | -0.47069 | -0.4761 | -0.47812 | -0.48193 | -0.51383 | -0.56457 | -0.63438 | -0.7336 | -0.85499 | -0.92359 | -0.96825 | -1.0388 | -1.1106 | -1.1675 | -1.2403 | -1.3056 | -1.3531 | -1.4103 | -1.4632 | -1.5337 | -1.5817 | -1.6378 | -1.6843 | -1.7059
CR | GLNI | Glenniston | S5 | -0.4066 | -0.41127 | -0.41301 | -0.4163 | -0.44386 | -0.4877 | -0.548 | -0.63371 | -0.73856 | -0.79783 | -0.8364 | -0.89735 | -0.95933 | -1.0085 | -1.0714 | -1.1279 | -1.1688 | -1.2182 | -1.2639 | -1.3249 | -1.3663 | -1.4148 | -1.455 | -1.4736
CR | GLRO | Glenrothes | S5 | -0.49879 | -0.50452 | -0.50666 | -0.5107 | -0.54451 | -0.59828 | -0.67226 | -0.7774 | -0.90603 | -0.97874 | -1.0261 | -1.1008 | -1.1769 | -1.2372 | -1.3143 | -1.3836 | -1.4339 | -1.4945 | -1.5505 | -1.6253 | -1.6762 | -1.7356 | -1.7849 | -1.8077
CR | GORG | Gorgie | S6 | -0.31238 | -0.31596 | -0.3173 | -0.31983 | -0.34101 | -0.37468 | -0.42101 | -0.48686 | -0.56742 | -0.61295 | -0.64258 | -0.68941 | -0.73703 | -0.77479 | -0.8231 | -0.8665 | -0.89798 | -0.93594 | -0.97105 | -1.0179 | -1.0497 | -1.087 | -1.1178 | -1.1321
CR | GOVA | Govan | S6 | -0.51605 | -0.52197 | -0.52419 | -0.52837 | -0.56334 | -0.61897 | -0.69551 | -0.80429 | -0.93737 | -1.0126 | -1.0616 | -1.1389 | -1.2176 | -1.28 | -1.3598 | -1.4315 | -1.4835 | -1.5462 | -1.6042 | -1.6815 | -1.7341 | -1.7957 | -1.8466 | -1.8703
CR | G_EXTRA_4 | Grangemouth A | S6 | -0.54419 | -0.55044 | -0.55277 | -0.55718 | -0.59407 | -0.65273 | -0.73344 | -0.84815 | -0.98849 | -1.0678 | -1.1194 | -1.201 | -1.284 | -1.3498 | -1.4339 | -1.5095 | -1.5644 | -1.6305 | -1.6917 | -1.7732 | -1.8287 | -1.8936 | -1.9473 | -1.9722
CR | G_EXTRA_5 | Grangemouth C | S6 | -0.37348 | -0.37777 | -0.37937 | -0.3824 | -0.40771 | -0.44797 | -0.50336 | -0.58209 | -0.67841 | -0.73284 | -0.76828 | -0.82426 | -0.88119 | -0.92635 | -0.98411 | -1.036 | -1.0736 | -1.119 | -1.161 | -1.217 | -1.2551 | -1.2996 | -1.3365 | -1.3536
CR | HAGR | Haggs Road | S6 | -0.48358 | -0.48913 | -0.4912 | -0.49512 | -0.5279 | -0.58003 | -0.65175 | -0.75368 | -0.87839 | -0.94888 | -0.99476 | -1.0672 | -1.141 | -1.1994 | -1.2742 | -1.3414 | -1.3901 | -1.4489 | -1.5032 | -1.5757 | -1.625 | -1.6827 | -1.7304 | -1.7526
CR | HAWI | Hawick | S6 | -0.31956 | -0.32323 | -0.3246 | -0.32719 | -0.34885 | -0.3833 | -0.43069 | -0.49805 | -0.58046 | -0.62704 | -0.65736 | -0.70526 | -0.75397 | -0.79261 | -0.84203 | -0.88642 | -0.91863 | -0.95746 | -0.99337 | -1.0413 | -1.0739 | -1.112 | -1.1435 | -1.1581
CR | HELE | Helensburgh | S5 | -0.17857 | -0.18062 | -0.18139 | -0.18283 | -0.19494 | -0.21419 | -0.24067 | -0.27831 | -0.32436 | -0.35039 | -0.36733 | -0.3941 | -0.42132 | -0.44291 | -0.47053 | -0.49533 | -0.51333 | -0.53503 | -0.5551 | -0.58186 | -0.60007 | -0.62136 | -0.639 | -0.64717
CR | HUER | Hunterston Farm | S6 | -0.13719 | -0.13877 | -0.13936 | -0.14047 | -0.14977 | -0.16456 | -0.1849 | -0.21382 | -0.2492 | -0.2692 | -0.28222 | -0.30278 | -0.3237 | -0.34028 | -0.3615 | -0.38056 | -0.39439 | -0.41106 | -0.42648 | -0.44704 | -0.46103 | -0.47739 | -0.49094 | -0.49722
CR | INKE | Inverkeithing | S5 | -0.59712 | -0.60398 | -0.60654 | -0.61137 | -0.65185 | -0.71622 | -0.80478 | -0.93064 | -1.0846 | -1.1717 | -1.2283 | -1.3178 | -1.4089 | -1.481 | -1.5734 | -1.6563 | -1.7165 | -1.7891 | -1.8562 | -1.9457 | -2.0066 | -2.0778 | -2.1367 | -2.1641
CR | JOHN | Johnstone | S6 | -0.51268 | -0.51857 | -0.52076 | -0.52492 | -0.55967 | -0.61493 | -0.69097 | -0.79904 | -0.93125 | -1.006 | -1.0546 | -1.1315 | -1.2096 | -1.2716 | -1.3509 | -1.4221 | -1.4738 | -1.5361 | -1.5937 | -1.6705 | -1.7228 | -1.7839 | -1.8346 | -1.858
CR | KAIM | Kaimes | S6 | -1.4341 | -1.4506 | -1.4567 | -1.4683 | -1.5655 | -1.7201 | -1.9328 | -2.2351 | -2.605 | -2.814 | -2.9501 | -3.165 | -3.3836 | -3.557 | -3.7788 | -3.978 | -4.1225 | -4.2968 | -4.458 | -4.673 | -4.8192 | -4.9902 | -5.1318 | -5.1974
CR | KEOO | Kendoon | S6 | -0.02686 | -0.027169 | -0.027284 | -0.027501 | -0.029322 | -0.032218 | -0.036201 | -0.041863 | -0.04879 | -0.052705 | -0.055254 | -0.05928 | -0.063374 | -0.066622 | -0.070776 | -0.074507 | -0.077214 | -0.080478 | -0.083497 | -0.087523 | -0.090262 | -0.093464 | -0.096117 | -0.097347
CR | KIER | Killermont | S5 | -0.80049 | -0.80969 | -0.81312 | -0.8196 | -0.87386 | -0.96016 | -1.0789 | -1.2476 | -1.4541 | -1.5707 | -1.6467 | -1.7667 | -1.8887 | -1.9855 | -2.1093 | -2.2205 | -2.3012 | -2.3984 | -2.4884 | -2.6084 | -2.69 | -2.7854 | -2.8645 | -2.9011
CR | G_EXTRA_6 | Kilbowie 11 | S5 | -0.1071 | -0.10833 | -0.10879 | -0.10966 | -0.11692 | -0.12846 | -0.14435 | -0.16692 | -0.19454 | -0.21015 | -0.22031 | -0.23637 | -0.25269 | -0.26564 | -0.28221 | -0.29709 | -0.30788 | -0.32089 | -0.33293 | -0.34898 | -0.3599 | -0.37267 | -0.38325 | -0.38815
CR | G_EXTRA_7 | Kilbowie 33 | S5 | -0.25216 | -0.25506 | -0.25614 | -0.25818 | -0.27527 | -0.30246 | -0.33985 | -0.39301 | -0.45804 | -0.49479 | -0.51871 | -0.55651 | -0.59495 | -0.62544 | -0.66444 | -0.69947 | -0.72488 | -0.75552 | -0.78386 | -0.82166 | -0.84737 | -0.87743 | -0.90234 | -0.91388
CR | KILS | Kilmarnock South | S6 | -0.42428 | -0.42916 | -0.43097 | -0.43441 | -0.46317 | -0.50891 | -0.57183 | -0.66127 | -0.77069 | -0.83253 | -0.87278 | -0.93638 | -1.0011 | -1.0524 | -1.118 | -1.1769 | -1.2197 | -1.2712 | -1.3189 | -1.3825 | -1.4258 | -1.4764 | -1.5183 | -1.5377
CR | KILT | Kilmarnock Town | S6 | -0.98753 | -0.99887 | -1.0031 | -1.0111 | -1.078 | -1.1845 | -1.331 | -1.5391 | -1.7938 | -1.9377 | -2.0314 | -2.1795 | -2.33 | -2.4494 | -2.6021 | -2.7393 | -2.8388 | -2.9588 | -3.0698 | -3.2178 | -3.3185 | -3.4363 | -3.5338 | -3.579
CR | KILW | Kilwinning | S6 | -0.45742 | -0.46268 | -0.46464 | -0.46834 | -0.49935 | -0.54866 | -0.6165 | -0.71292 | -0.83089 | -0.89756 | -0.94096 | -1.0095 | -1.0793 | -1.1346 | -1.2053 | -1.2688 | -1.3149 | -1.3705 | -1.4219 | -1.4905 | -1.5371 | -1.5917 | -1.6369 | -1.6578
CR | LEVE | Leven | S5 | -0.8655 | -0.87545 | -0.87916 | -0.88617 | -0.94483 | -1.0381 | -1.1665 | -1.3489 | -1.5721 | -1.6983 | -1.7804 | -1.9101 | -2.0421 | -2.1467 | -2.2806 | -2.4008 | -2.488 | -2.5932 | -2.6905 | -2.8202 | -2.9085 | -3.0117 | -3.0971 | -3.1368
CR | LING | Livingston East | S6 | -1.2332 | -1.2474 | -1.2527 | -1.2626 | -1.3462 | -1.4792 | -1.6621 | -1.922 | -2.2401 | -2.4198 | -2.5368 | -2.7217 | -2.9096 | -3.0587 | -3.2495 | -3.4208 | -3.5451 | -3.6949 | -3.8335 | -4.0184 | -4.1441 | -4.2911 | -4.4129 | -4.4694
CR | LINM | Linnmill | S6 | -1.0171 | -1.0288 | -1.0331 | -1.0414 | -1.1103 | -1.2199 | -1.3708 | -1.5852 | -1.8475 | -1.9957 | -2.0922 | -2.2447 | -2.3997 | -2.5227 | -2.68 | -2.8213 | -2.9237 | -3.0473 | -3.1616 | -3.3141 | -3.4178 | -3.5391 | -3.6395 | -3.6861
CR | MAYB | Maybole | S6 | -0.39047 | -0.39495 | -0.39662 | -0.39979 | -0.42625 | -0.46835 | -0.52626 | -0.60856 | -0.70926 | -0.76618 | -0.80322 | -0.86175 | -0.92127 | -0.96848 | -1.0289 | -1.0831 | -1.1225 | -1.1699 | -1.2138 | -1.2723 | -1.3121 | -1.3587 | -1.3973 | -1.4151
CR | NEAR | Newarthill | S6 | -1.2515 | -1.2658 | -1.2712 | -1.2813 | -1.3662 | -1.5011 | -1.6867 | -1.9505 | -2.2732 | -2.4556 | -2.5743 | -2.7619 | -2.9527 | -3.104 | -3.2975 | -3.4714 | -3.5975 | -3.7496 | -3.8902 | -4.0778 | -4.2054 | -4.3546 | -4.4782 | -4.5355
CR | NETS | Newton Stewart | S6 | -0.18643 | -0.18857 | -0.18937 | -0.19088 | -0.20352 | -0.22362 | -0.25127 | -0.29056 | -0.33864 | -0.36582 | -0.3835 | -0.41145 | -0.43987 | -0.46241 | -0.49124 | -0.51714 | -0.53593 | -0.55858 | -0.57954 | -0.60748 | -0.62649 | -0.64872 | -0.66713 | -0.67566
CR | PAIS | Paisley | S6 | -0.4982 | -0.50393 | -0.50606 | -0.5101 | -0.54387 | -0.59757 | -0.67146 | -0.77648 | -0.90496 | -0.97758 | -1.0248 | -1.0995 | -1.1755 | -1.2357 | -1.3128 | -1.382 | -1.4322 | -1.4927 | -1.5487 | -1.6234 | -1.6742 | -1.7336 | -1.7828 | -1.8056
CR | PART | Partick | S5 | -0.42591 | -0.4308 | -0.43263 | -0.43608 | -0.46494 | -0.51086 | -0.57402 | -0.6638 | -0.77364 | -0.83572 | -0.87613 | -0.93997 | -1.0049 | -1.0564 | -1.1223 | -1.1814 | -1.2243 | -1.2761 | -1.324 | -1.3878 | -1.4312 | -1.482 | -1.5241 | -1.5436
CR | POOB | Portobello | S6 | -1.2247 | -1.2388 | -1.244 | -1.2539 | -1.337 | -1.469 | -1.6506 | -1.9088 | -2.2246 | -2.4031 | -2.5193 | -2.7029 | -2.8896 | -3.0377 | -3.2271 | -3.3972 | -3.5206 | -3.6695 | -3.8071 | -3.9907 | -4.1155 | -4.2616 | -4.3825 | -4.4386
CR | PORD | Port Dundas | S5 | -0.88716 | -0.89735 | -0.90115 | -0.90834 | -0.96847 | -1.0641 | -1.1957 | -1.3827 | -1.6115 | -1.7408 | -1.825 | -1.9579 | -2.0932 | -2.2004 | -2.3376 | -2.4609 | -2.5503 | -2.6581 | -2.7578 | -2.8908 | -2.9812 | -3.087 | -3.1746 | -3.2152
CR | RAVE | Ravenscraig | S6 | -0.028628 | -0.028957 | -0.02908 | -0.029311 | -0.031252 | -0.034338 | -0.038584 | -0.044618 | -0.052001 | -0.056174 | -0.05889 | -0.063181 | -0.067545 | -0.071006 | -0.075434 | -0.079411 | -0.082296 | -0.085775 | -0.088992 | -0.093283 | -0.096202 | -0.099616 | -0.10244 | -0.10375
CR | REDH | Redhouse | S5 | -0.69687 | -0.70488 | -0.70786 | -0.71351 | -0.76074 | -0.83587 | -0.93922 | -1.0861 | -1.2658 | -1.3674 | -1.4335 | -1.538 | -1.6442 | -1.7285 | -1.8362 | -1.933 | -2.0033 | -2.088 | -2.1663 | -2.2707 | -2.3418 | -2.4249 | -2.4937 | -2.5256
CR | G_EXTRA_8 | Saltcoats A | S6 | -0.60775 | -0.61473 | -0.61733 | -0.62226 | -0.66345 | -0.72897 | -0.8191 | -0.94721 | -1.1039 | -1.1925 | -1.2502 | -1.3413 | -1.4339 | -1.5074 | -1.6014 | -1.6858 | -1.7471 | -1.8209 | -1.8892 | -1.9803 | -2.0423 | -2.1148 | -2.1748 | -2.2026
CR | G_EXTRA_9 | Saltcoats B | S6 | -0.45492 | -0.46014 | -0.46209 | -0.46578 | -0.49661 | -0.54565 | -0.61312 | -0.70902 | -0.82634 | -0.89264 | -0.9358 | -1.004 | -1.0733 | -1.1283 | -1.1987 | -1.2619 | -1.3077 | -1.363 | -1.4141 | -1.4823 | -1.5287 | -1.583 | -1.6279 | -1.6487
CR | SANX | St Andrews Cross | S6 | -0.55124 | -0.55757 | -0.55994 | -0.5644 | -0.60176 | -0.66119 | -0.74294 | -0.85914 | -1.0013 | -1.0817 | -1.1339 | -1.2166 | -1.3006 | -1.3673 | -1.4525 | -1.5291 | -1.5846 | -1.6516 | -1.7136 | -1.7962 | -1.8524 | -1.9181 | -1.9726 | -1.9978
CR | SHRU | Shrubhill | S6 | -1.3125 | -1.3276 | -1.3332 | -1.3439 | -1.4328 | -1.5743 | -1.769 | -2.0456 | -2.3841 | -2.5754 | -2.7 | -2.8967 | -3.0968 | -3.2555 | -3.4585 | -3.6408 | -3.7731 | -3.9326 | -4.0801 | -4.2768 | -4.4106 | -4.5671 | -4.6968 | -4.7568
CR | SIGH | Sighthill | S6 | -1.4465 | -1.4631 | -1.4693 | -1.481 | -1.5791 | -1.735 | -1.9495 | -2.2544 | -2.6275 | -2.8383 | -2.9755 | -3.1924 | -3.4129 | -3.5877 | -3.8115 | -4.0124 | -4.1582 | -4.334 | -4.4965 | -4.7133 | -4.8608 | -5.0333 | -5.1761 | -5.2424
CR | SPAV | Spango Valley | S6 | -0.35585 | -0.35994 | -0.36146 | -0.36434 | -0.38846 | -0.42683 | -0.4796 | -0.55461 | -0.64638 | -0.69825 | -0.73201 | -0.78535 | -0.8396 | -0.88262 | -0.93766 | -0.98709 | -1.023 | -1.0662 | -1.1062 | -1.1595 | -1.1958 | -1.2382 | -1.2734 | -1.2897
CR | STHA | Strathaven | S6 | -0.5846 | -0.59132 | -0.59382 | -0.59856 | -0.63818 | -0.7012 | -0.7879 | -0.91114 | -1.0619 | -1.1471 | -1.2026 | -1.2902 | -1.3793 | -1.45 | -1.5404 | -1.6216 | -1.6805 | -1.7516 | -1.8173 | -1.9049 | -1.9645 | -2.0342 | -2.092 | -2.1187
CR | STIR | Stirling | S5 | -1.2697 | -1.2843 | -1.2898 | -1.3 | -1.3861 | -1.523 | -1.7113 | -1.9789 | -2.3064 | -2.4915 | -2.6119 | -2.8023 | -2.9958 | -3.1493 | -3.3457 | -3.5221 | -3.6501 | -3.8044 | -3.9471 | -4.1374 | -4.2668 | -4.4182 | -4.5436 | -4.6018
CR | STLE | Strathleven | S5 | -0.72022 | -0.72849 | -0.73158 | -0.73741 | -0.78623 | -0.86387 | -0.97068 | -1.1225 | -1.3082 | -1.4132 | -1.4815 | -1.5895 | -1.6993 | -1.7864 | -1.8978 | -1.9978 | -2.0704 | -2.1579 | -2.2389 | -2.3468 | -2.4202 | -2.5061 | -2.5772 | -2.6102
CR | TELR | Telford Road | S6 | -0.26698 | -0.27005 | -0.27119 | -0.27335 | -0.29145 | -0.32023 | -0.35983 | -0.41611 | -0.48496 | -0.52387 | -0.5492 | -0.58922 | -0.62992 | -0.6622 | -0.70349 | -0.74058 | -0.76748 | -0.79993 | -0.82993 | -0.86995 | -0.89717 | -0.929 | -0.95537 | -0.96759
CR | TONG | Tongland | S6 | -0.37605 | -0.38037 | -0.38198 | -0.38502 | -0.41051 | -0.45105 | -0.50682 | -0.58609 | -0.68307 | -0.73788 | -0.77356 | -0.82992 | -0.88725 | -0.93271 | -0.99087 | -1.0431 | -1.081 | -1.1267 | -1.169 | -1.2253 | -1.2637 | -1.3085 | -1.3457 | -1.3629
CR | WFIE | Westfield | S5 | -0.47127 | -0.47669 | -0.47871 | -0.48253 | -0.51447 | -0.56527 | -0.63517 | -0.73451 | -0.85605 | -0.92474 | -0.96945 | -1.0401 | -1.1119 | -1.1689 | -1.2418 | -1.3073 | -1.3548 | -1.412 | -1.465 | -1.5356 | -1.5837 | -1.6399 | -1.6864 | -1.708
CR | WGEO | West George Street | S5 | -0.87866 | -0.88876 | -0.89252 | -0.89964 | -0.95919 | -1.0539 | -1.1842 | -1.3694 | -1.596 | -1.7241 | -1.8075 | -1.9392 | -2.0731 | -2.1794 | -2.3153 | -2.4373 | -2.5259 | -2.6326 | -2.7314 | -2.8631 | -2.9527 | -3.0574 | -3.1442 | -3.1844
CR | WHHO | Whitehouse | S6 | -0.61585 | -0.62292 | -0.62556 | -0.63055 | -0.67229 | -0.73868 | -0.83002 | -0.95983 | -1.1187 | -1.2084 | -1.2668 | -1.3592 | -1.453 | -1.5275 | -1.6227 | -1.7083 | -1.7704 | -1.8452 | -1.9144 | -2.0067 | -2.0695 | -2.1429 | -2.2038 | -2.232
CR | WISH | Wishaw | S6 | -1.0255 | -1.0373 | -1.0417 | -1.05 | -1.1195 | -1.23 | -1.3821 | -1.5983 | -1.8628 | -2.0122 | -2.1095 | -2.2632 | -2.4196 | -2.5436 | -2.7022 | -2.8446 | -2.948 | -3.0726 | -3.1878 | -3.3416 | -3.4461 | -3.5684 | -3.6697 | -3.7166
CR | AYRR | Ayr | S6 | -0.68509 | -0.69296 | -0.69589 | -0.70144 | -0.74788 | -0.82173 | -0.92333 | -1.0677 | -1.2444 | -1.3443 | -1.4093 | -1.512 | -1.6164 | -1.6992 | -1.8052 | -1.9004 | -1.9694 | -2.0527 | -2.1296 | -2.2323 | -2.3022 | -2.3839 | -2.4515 | -2.4829
CR | DUNO_P | Dunoon | S5 | -0.20676 | -0.20914 | -0.21002 | -0.2117 | -0.22571 | -0.248 | -0.27867 | -0.32225 | -0.37557 | -0.40571 | -0.42533 | -0.45632 | -0.48784 | -0.51283 | -0.54481 | -0.57353 | -0.59437 | -0.6195 | -0.64273 | -0.67373 | -0.69481 | -0.71946 | -0.73988 | -0.74934
TD | BAGA | Bathgate | S5 | -0.85935 | -0.86913 | -0.87017 | -0.87368 | -0.90491 | -0.96272 | -1.0267 | -1.1088 | -1.2787 | -1.4674 | -1.569 | -1.6742 | -1.7579 | -1.833 | -1.9575 | -2.0702 | -2.1974 | -2.3087 | -2.3975 | -2.5395 | -2.6281 | -2.7258 | -2.8036 | -2.8465
TD | BAIN | Bainsford | S5 | -0.50942 | -0.51522 | -0.51583 | -0.51792 | -0.53643 | -0.5707 | -0.60862 | -0.65732 | -0.75801 | -0.86985 | -0.9301 | -0.99247 | -1.0421 | -1.0866 | -1.1604 | -1.2272 | -1.3026 | -1.3686 | -1.4212 | -1.5054 | -1.5579 | -1.6158 | -1.662 | -1.6874
TD | BERW | Berwick | S6 | -0.95378 | -0.96464 | -0.96579 | -0.96969 | -1.0044 | -1.0685 | -1.1395 | -1.2307 | -1.4192 | -1.6286 | -1.7414 | -1.8582 | -1.9511 | -2.0345 | -2.1726 | -2.2977 | -2.4389 | -2.5625 | -2.6609 | -2.8185 | -2.9169 | -3.0253 | -3.1117 | -3.1593
TD | BONN | Bonnybridge | S5 | -0.94208 | -0.9528 | -0.95394 | -0.95779 | -0.99203 | -1.0554 | -1.1255 | -1.2156 | -1.4018 | -1.6086 | -1.72 | -1.8354 | -1.9271 | -2.0095 | -2.146 | -2.2696 | -2.409 | -2.531 | -2.6283 | -2.784 | -2.8811 | -2.9882 | -3.0735 | -3.1205
TD | BRAP | Braehead Park | S6 | -0.47089 | -0.47625 | -0.47682 | -0.47875 | -0.49586 | -0.52754 | -0.56259 | -0.60761 | -0.70069 | -0.80406 | -0.85975 | -0.91741 | -0.96325 | -1.0044 | -1.0727 | -1.1344 | -1.2041 | -1.2651 | -1.3137 | -1.3915 | -1.4401 | -1.4936 | -1.5363 | -1.5598
TD | BROX | Broxburn | S6 | -0.81028 | -0.81951 | -0.82049 | -0.8238 | -0.85324 | -0.90775 | -0.96807 | -1.0455 | -1.2057 | -1.3836 | -1.4794 | -1.5786 | -1.6575 | -1.7284 | -1.8458 | -1.952 | -2.072 | -2.1769 | -2.2606 | -2.3945 | -2.4781 | -2.5702 | -2.6435 | -2.684
TD | CAFA | Carsfad | S6 | -0.006677 | -0.006753 | -0.006761 | -0.0067883 | -0.007031 | -0.0074802 | -0.0079772 | -0.0086155 | -0.0099353 | -0.011401 | -0.012191 | -0.013008 | -0.013658 | -0.014242 | -0.01521 | -0.016085 | -0.017074 | -0.017939 | -0.018628 | -0.019731 | -0.02042 | -0.021179 | -0.021784 | -0.022117
TD | CATY | Carntyne | S6 | -0.31063 | -0.31417 | -0.31454 | -0.31581 | -0.3271 | -0.348 | -0.37113 | -0.40082 | -0.46222 | -0.53042 | -0.56715 | -0.60519 | -0.63543 | -0.6626 | -0.7076 | -0.74835 | -0.79432 | -0.83456 | -0.86663 | -0.91796 | -0.95 | -0.9853 | -1.0134 | -1.0289
TD | CHAP | Chapelcross | S6 | -0.9964 | -1.0077 | -1.0089 | -1.013 | -1.0492 | -1.1163 | -1.1904 | -1.2857 | -1.4826 | -1.7014 | -1.8192 | -1.9412 | -2.0382 | -2.1254 | -2.2697 | -2.4004 | -2.5479 | -2.677 | -2.7798 | -2.9445 | -3.0473 | -3.1605 | -3.2507 | -3.3005
TD | CHAS | Charlotte Street | S6 | -1.284 | -1.2986 | -1.3001 | -1.3054 | -1.3521 | -1.4384 | -1.534 | -1.6568 | -1.9106 | -2.1924 | -2.3443 | -2.5015 | -2.6265 | -2.7388 | -2.9248 | -3.0932 | -3.2833 | -3.4496 | -3.5821 | -3.7943 | -3.9268 | -4.0727 | -4.189 | -4.253
TD | CLYM | Clyde’s Mill | S6 | -1.2631 | -1.2775 | -1.279 | -1.2842 | -1.3301 | -1.4151 | -1.5091 | -1.6298 | -1.8795 | -2.1568 | -2.3062 | -2.4609 | -2.5838 | -2.6943 | -2.8773 | -3.043 | -3.2299 | -3.3935 | -3.5239 | -3.7327 | -3.863 | -4.0065 | -4.1209 | -4.1839
TD | COAT | Coatbridge | S6 | -0.84423 | -0.85384 | -0.85486 | -0.85831 | -0.889 | -0.94579 | -1.0086 | -1.0893 | -1.2562 | -1.4416 | -1.5414 | -1.6448 | -1.727 | -1.8008 | -1.9231 | -2.0338 | -2.1588 | -2.2681 | -2.3553 | -2.4948 | -2.5819 | -2.6778 | -2.7543 | -2.7964
TD | COCK | Cockenzie | S6 | -0.57531 | -0.58186 | -0.58255 | -0.5849 | -0.60581 | -0.64451 | -0.68734 | -0.74234 | -0.85605 | -0.98235 | -1.0504 | -1.1208 | -1.1768 | -1.2272 | -1.3105 | -1.386 | -1.4711 | -1.5456 | -1.605 | -1.7001 | -1.7594 | -1.8248 | -1.8769 | -1.9056
TD | COYL | Coylton | S6 | -0.82213 | -0.83149 | -0.83248 | -0.83584 | -0.86572 | -0.92102 | -0.98223 | -1.0608 | -1.2233 | -1.4038 | -1.501 | -1.6017 | -1.6817 | -1.7536 | -1.8727 | -1.9806 | -2.1023 | -2.2088 | -2.2936 | -2.4295 | -2.5143 | -2.6077 | -2.6822 | -2.7232
TD | G_EXTRA_10 | Crookston A | S6 | -0.41682 | -0.42156 | -0.42207 | -0.42377 | -0.43892 | -0.46696 | -0.49799 | -0.53783 | -0.62022 | -0.71173 | -0.76102 | -0.81206 | -0.85264 | -0.88909 | -0.94947 | -1.0042 | -1.0658 | -1.1198 | -1.1629 | -1.2317 | -1.2747 | -1.3221 | -1.3599 | -1.3807
TD | G_EXTRA_11 | Crookston B | S6 | -0.20557 | -0.20791 | -0.20816 | -0.209 | -0.21647 | -0.2303 | -0.2456 | -0.26525 | -0.30589 | -0.35101 | -0.37533 | -0.4005 | -0.42051 | -0.43849 | -0.46827 | -0.49523 | -0.52566 | -0.55229 | -0.57351 | -0.60748 | -0.62869 | -0.65205 | -0.67067 | -0.68092
TD | CUMB | Cumbernauld | S5 | -0.91121 | -0.92158 | -0.92268 | -0.9264 | -0.95952 | -1.0208 | -1.0886 | -1.1758 | -1.3559 | -1.5559 | -1.6637 | -1.7752 | -1.864 | -1.9436 | -2.0756 | -2.1952 | -2.33 | -2.4481 | -2.5421 | -2.6927 | -2.7867 | -2.8903 | -2.9728 | -3.0183
TD | CUPA | Cupar | S5 | -0.81469 | -0.82396 | -0.82494 | -0.82827 | -0.85788 | -0.91268 | -0.97333 | -1.0512 | -1.2122 | -1.3911 | -1.4874 | -1.5872 | -1.6665 | -1.7378 | -1.8558 | -1.9627 | -2.0832 | -2.1888 | -2.2729 | -2.4075 | -2.4915 | -2.5841 | -2.6579 | -2.6986
TD | CURR | Currie | S6 | -0.10104 | -0.10219 | -0.10232 | -0.10273 | -0.1064 | -0.1132 | -0.12072 | -0.13038 | -0.15035 | -0.17253 | -0.18448 | -0.19686 | -0.20669 | -0.21553 | -0.23017 | -0.24342 | -0.25838 | -0.27147 | -0.2819 | -0.29859 | -0.30902 | -0.3205 | -0.32965 | -0.33469
TD | DALM3 | Dalmarnock | S6 | -0.53406 | -0.54014 | -0.54078 | -0.54296 | -0.56237 | -0.5983 | -0.63806 | -0.68911 | -0.79467 | -0.91192 | -0.97508 | -1.0405 | -1.0925 | -1.1392 | -1.2165 | -1.2866 | -1.3656 | -1.4348 | -1.4899 | -1.5782 | -1.6333 | -1.694 | -1.7424 | -1.769
TD | DEVM | Devol Moor | S6 | -0.40338 | -0.40797 | -0.40846 | -0.41011 | -0.42477 | -0.45191 | -0.48194 | -0.5205 | -0.60023 | -0.68879 | -0.73649 | -0.78589 | -0.82516 | -0.86044 | -0.91887 | -0.97179 | -1.0315 | -1.0837 | -1.1254 | -1.192 | -1.2337 | -1.2795 | -1.316 | -1.3362
TD | DEVO | Devonside | S5 | -1.0646 | -1.0767 | -1.078 | -1.0823 | -1.121 | -1.1926 | -1.2719 | -1.3737 | -1.5841 | -1.8178 | -1.9437 | -2.074 | -2.1777 | -2.2708 | -2.425 | -2.5647 | -2.7222 | -2.8601 | -2.97 | -3.1459 | -3.2558 | -3.3767 | -3.4732 | -3.5263
TD | DEWP | Dewar Place | S6 | -0.88206 | -0.8921 | -0.89316 | -0.89677 | -0.92883 | -0.98816 | -1.0538 | -1.1381 | -1.3125 | -1.5061 | -1.6105 | -1.7185 | -1.8043 | -1.8815 | -2.0092 | -2.125 | -2.2555 | -2.3698 | -2.4608 | -2.6066 | -2.6976 | -2.7978 | -2.8777 | -2.9217
TD | DRCR | Drumcross | S5 | -0.32187 | -0.32554 | -0.32592 | -0.32724 | -0.33894 | -0.36059 | -0.38455 | -0.41532 | -0.47894 | -0.5496 | -0.58767 | -0.62708 | -0.65842 | -0.68657 | -0.7332 | -0.77542 | -0.82305 | -0.86475 | -0.89798 | -0.95117 | -0.98437 | -1.021 | -1.0501 | -1.0662
TD | DRUM | Drumchapel | S5 | -0.59923 | -0.60605 | -0.60678 | -0.60923 | -0.63101 | -0.67132 | -0.71593 | -0.77321 | -0.89166 | -1.0232 | -1.0941 | -1.1675 | -1.2258 | -1.2782 | -1.365 | -1.4436 | -1.5323 | -1.6099 | -1.6718 | -1.7708 | -1.8326 | -1.9007 | -1.955 | -1.9849
TD | G_EXTRA_1 | Dumfries 11 | S6 | -0.20819 | -0.21056 | -0.21081 | -0.21166 | -0.21923 | -0.23323 | -0.24873 | -0.26863 | -0.30978 | -0.35549 | -0.38011 | -0.4056 | -0.42587 | -0.44408 | -0.47424 | -0.50155 | -0.53236 | -0.55933 | -0.58082 | -0.61522 | -0.6367 | -0.66036 | -0.67922 | -0.6896
TD | G_EXTRA_2 | Dumfries 33 | S6 | -0.62656 | -0.63369 | -0.63444 | -0.63701 | -0.65978 | -0.70192 | -0.74857 | -0.80846 | -0.93231 | -1.0699 | -1.144 | -1.2207 | -1.2817 | -1.3365 | -1.4272 | -1.5094 | -1.6022 | -1.6833 | -1.748 | -1.8515 | -1.9162 | -1.9874 | -2.0441 | -2.0754
TD | G_EXTRA_3 | Dumfries ICI | S6 | -0.12297 | -0.12436 | -0.12451 | -0.12502 | -0.12948 | -0.13776 | -0.14691 | -0.15867 | -0.18297 | -0.20997 | -0.22451 | -0.23957 | -0.25154 | -0.26229 | -0.2801 | -0.29623 | -0.31443 | -0.33036 | -0.34306 | -0.36338 | -0.37606 | -0.39004 | -0.40117 | -0.40731
TD | DUNB | Dunbar | S6 | -0.5163 | -0.52218 | -0.5228 | -0.52491 | -0.54368 | -0.57841 | -0.61684 | -0.6662 | -0.76825 | -0.8816 | -0.94266 | -1.0059 | -1.0561 | -1.1013 | -1.1761 | -1.2438 | -1.3202 | -1.3871 | -1.4404 | -1.5257 | -1.579 | -1.6377 | -1.6844 | -1.7102
TD | DUNF | Dunfermline | S5 | -0.48224 | -0.48773 | -0.48831 | -0.49028 | -0.50781 | -0.54025 | -0.57615 | -0.62225 | -0.71757 | -0.82344 | -0.88047 | -0.93952 | -0.98646 | -1.0286 | -1.0985 | -1.1618 | -1.2331 | -1.2956 | -1.3454 | -1.4251 | -1.4748 | -1.5296 | -1.5733 | -1.5974
TD | EAST | Earlston | S6 | -0.0088044 | -0.0089046 | -0.0089152 | -0.0089512 | -0.0092712 | -0.0098635 | -0.010519 | -0.011361 | -0.013101 | -0.015034 | -0.016075 | -0.017153 | -0.01801 | -0.01878 | -0.020056 | -0.021211 | -0.022514 | -0.023654 | -0.024563 | -0.026018 | -0.026926 | -0.027927 | -0.028724 | -0.029164
TD | ECCL | Eccles | S6 | -0.41561 | -0.42034 | -0.42084 | -0.42254 | -0.43764 | -0.4656 | -0.49654 | -0.53627 | -0.61842 | -0.70966 | -0.75881 | -0.8097 | -0.85016 | -0.88651 | -0.94672 | -1.0012 | -1.0627 | -1.1166 | -1.1595 | -1.2282 | -1.271 | -1.3183 | -1.3559 | -1.3767
TD | EERH | Easterhouse | S6 | -0.85206 | -0.86176 | -0.86279 | -0.86627 | -0.89724 | -0.95455 | -1.018 | -1.0994 | -1.2679 | -1.4549 | -1.5557 | -1.66 | -1.743 | -1.8175 | -1.9409 | -2.0527 | -2.1788 | -2.2892 | -2.3771 | -2.5179 | -2.6058 | -2.7027 | -2.7798 | -2.8223
TD | EKIL | East Kilbride | S6 | -0.59525 | -0.60202 | -0.60274 | -0.60517 | -0.62681 | -0.66685 | -0.71116 | -0.76806 | -0.88572 | -1.0164 | -1.0868 | -1.1597 | -1.2176 | -1.2697 | -1.3559 | -1.434 | -1.5221 | -1.5992 | -1.6607 | -1.759 | -1.8204 | -1.8881 | -1.942 | -1.9717
TD | EKIS | East Kilbride South | S6 | -0.48214 | -0.48762 | -0.48821 | -0.49018 | -0.5077 | -0.54013 | -0.57602 | -0.62211 | -0.71741 | -0.82326 | -0.88028 | -0.93931 | -0.98625 | -1.0284 | -1.0983 | -1.1615 | -1.2329 | -1.2953 | -1.3451 | -1.4248 | -1.4745 | -1.5293 | -1.573 | -1.597
TD | ELDE | Elderslie | S6 | -0.32718 | -0.33091 | -0.3313 | -0.33264 | -0.34453 | -0.36654 | -0.3909 | -0.42217 | -0.48684 | -0.55867 | -0.59737 | -0.63743 | -0.66928 | -0.6979 | -0.74529 | -0.78821 | -0.83663 | -0.87902 | -0.91279 | -0.96686 | -1.0006 | -1.0378 | -1.0674 | -1.0838
TD | ERSK | Erskine | S6 | -0.19207 | -0.19425 | -0.19448 | -0.19527 | -0.20225 | -0.21517 | -0.22947 | -0.24783 | -0.28579 | -0.32796 | -0.35067 | -0.37419 | -0.39289 | -0.40969 | -0.43751 | -0.4627 | -0.49113 | -0.51601 | -0.53584 | -0.56757 | -0.58739 | -0.60922 | -0.62661 | -0.63619
TD | FINN | Finnieston | S5 | -0.40422 | -0.40882 | -0.40931 | -0.41096 | -0.42565 | -0.45285 | -0.48294 | -0.52158 | -0.60148 | -0.69022 | -0.73802 | -0.78752 | -0.82687 | -0.86223 | -0.92078 | -0.97381 | -1.0336 | -1.086 | -1.1277 | -1.1945 | -1.2362 | -1.2822 | -1.3188 | -1.3389
TD | GALA | Galashiels | S6 | -0.50432 | -0.51006 | -0.51067 | -0.51273 | -0.53106 | -0.56498 | -0.60253 | -0.65074 | -0.75042 | -0.86114 | -0.92078 | -0.98253 | -1.0316 | -1.0757 | -1.1488 | -1.2149 | -1.2896 | -1.3549 | -1.407 | -1.4903 | -1.5423 | -1.5997 | -1.6453 | -1.6705
TD | GIFF | Giffnock | S6 | -0.3649 | -0.36906 | -0.3695 | -0.37099 | -0.38425 | -0.4088 | -0.43596 | -0.47084 | -0.54297 | -0.62308 | -0.66624 | -0.71092 | -0.74644 | -0.77836 | -0.83122 | -0.87909 | -0.93309 | -0.98036 | -1.018 | -1.0783 | -1.116 | -1.1574 | -1.1905 | -1.2087
TD | GLLE | Glenlee | S6 | -0.041026 | -0.041493 | -0.041543 | -0.041711 | -0.043202 | -0.045961 | -0.049016 | -0.052937 | -0.061047 | -0.070053 | -0.074905 | -0.079929 | -0.083923 | -0.087511 | -0.093454 | -0.098836 | -0.10491 | -0.11022 | -0.11446 | -0.12124 | -0.12547 | -0.13013 | -0.13385 | -0.13589
TD | GLLU | Glenluce | S6 | -0.47069 | -0.47605 | -0.47662 | -0.47854 | -0.49565 | -0.52731 | -0.56235 | -0.60735 | -0.70039 | -0.80372 | -0.85938 | -0.91702 | -0.96284 | -1.004 | -1.0722 | -1.1339 | -1.2036 | -1.2646 | -1.3132 | -1.3909 | -1.4395 | -1.493 | -1.5356 | -1.5591
TD | GLNI | Glenniston | S5 | -0.4066 | -0.41122 | -0.41172 | -0.41338 | -0.42816 | -0.45551 | -0.48578 | -0.52464 | -0.60501 | -0.69428 | -0.74236 | -0.79215 | -0.83173 | -0.86729 | -0.92619 | -0.97953 | -1.0397 | -1.0924 | -1.1344 | -1.2015 | -1.2435 | -1.2897 | -1.3265 | -1.3468
TD | GLRO | Glenrothes | S5 | -0.49879 | -0.50447 | -0.50507 | -0.50711 | -0.52524 | -0.55879 | -0.59593 | -0.64361 | -0.7422 | -0.8517 | -0.91069 | -0.97177 | -1.0203 | -1.064 | -1.1362 | -1.2016 | -1.2755 | -1.3401 | -1.3916 | -1.474 | -1.5254 | -1.5821 | -1.6273 | -1.6522
TD | GORG | Gorgie | S6 | -0.31238 | -0.31593 | -0.31631 | -0.31759 | -0.32894 | -0.34995 | -0.37321 | -0.40307 | -0.46481 | -0.53339 | -0.57033 | -0.60858 | -0.63899 | -0.66631 | -0.71156 | -0.75254 | -0.79877 | -0.83924 | -0.87149 | -0.92311 | -0.95533 | -0.99083 | -1.0191 | -1.0347
TD | GOVA | Govan | S6 | -0.51605 | -0.52192 | -0.52254 | -0.52465 | -0.54341 | -0.57812 | -0.61654 | -0.66587 | -0.76787 | -0.88116 | -0.94219 | -1.0054 | -1.0556 | -1.1008 | -1.1755 | -1.2432 | -1.3196 | -1.3864 | -1.4397 | -1.525 | -1.5782 | -1.6369 | -1.6836 | -1.7093
TD | G_EXTRA_4 | Grangemouth A | S6 | -0.54419 | -0.55038 | -0.55104 | -0.55326 | -0.57304 | -0.60965 | -0.65016 | -0.70218 | -0.80975 | -0.92922 | -0.99357 | -1.0602 | -1.1132 | -1.1608 | -1.2396 | -1.311 | -1.3915 | -1.462 | -1.5182 | -1.6081 | -1.6643 | -1.7261 | -1.7754 | -1.8026
TD | G_EXTRA_5 | Grangemouth C | S6 | -0.37348 | -0.37773 | -0.37818 | -0.37971 | -0.39328 | -0.4184 | -0.44621 | -0.48191 | -0.55573 | -0.63772 | -0.68189 | -0.72763 | -0.76399 | -0.79665 | -0.85075 | -0.89974 | -0.95502 | -1.0034 | -1.042 | -1.1037 | -1.1422 | -1.1846 | -1.2185 | -1.2371
TD | HAGR | Haggs Road | S6 | -0.48358 | -0.48908 | -0.48966 | -0.49164 | -0.50922 | -0.54174 | -0.57775 | -0.62397 | -0.71956 | -0.82572 | -0.88291 | -0.94212 | -0.9892 | -1.0315 | -1.1015 | -1.165 | -1.2365 | -1.2992 | -1.3491 | -1.429 | -1.4789 | -1.5339 | -1.5777 | -1.6018
TD | HAWI | Hawick | S6 | -0.31956 | -0.3232 | -0.32358 | -0.32489 | -0.3365 | -0.358 | -0.38179 | -0.41234 | -0.4755 | -0.54565 | -0.58345 | -0.62258 | -0.65369 | -0.68164 | -0.72793 | -0.76985 | -0.81714 | -0.85854 | -0.89153 | -0.94433 | -0.9773 | -1.0136 | -1.0426 | -1.0585
TD | HELE | Helensburgh | S5 | -0.17857 | -0.1806 | -0.18082 | -0.18155 | -0.18804 | -0.20005 | -0.21334 | -0.23041 | -0.26571 | -0.30491 | -0.32603 | -0.34789 | -0.36528 | -0.3809 | -0.40676 | -0.43019 | -0.45662 | -0.47975 | -0.49818 | -0.52769 | -0.54611 | -0.56641 | -0.58258 | -0.59149
TD | HUER | Hunterston Farm | S6 | -0.13719 | -0.13875 | -0.13892 | -0.13948 | -0.14447 | -0.1537 | -0.16391 | -0.17702 | -0.20414 | -0.23426 | -0.25049 | -0.26729 | -0.28064 | -0.29264 | -0.31251 | -0.33051 | -0.35081 | -0.36859 | -0.38275 | -0.40542 | -0.41957 | -0.43517 | -0.44759 | -0.45444
TD | INKE | Inverkeithing | S5 | -0.59712 | -0.60391 | -0.60464 | -0.60708 | -0.62878 | -0.66895 | -0.7134 | -0.77048 | -0.88851 | -1.0196 | -1.0902 | -1.1633 | -1.2215 | -1.2737 | -1.3602 | -1.4385 | -1.5269 | -1.6042 | -1.6659 | -1.7645 | -1.8262 | -1.894 | -1.9481 | -1.9779
TD | JOHN | Johnstone | S6 | -0.51268 | -0.51851 | -0.51913 | -0.52123 | -0.53986 | -0.57435 | -0.61251 | -0.66152 | -0.76286 | -0.87541 | -0.93604 | -0.99882 | -1.0487 | -1.0936 | -1.1678 | -1.2351 | -1.311 | -1.3774 | -1.4303 | -1.515 | -1.5679 | -1.6262 | -1.6726 | -1.6982
TD | KAIM | Kaimes | S6 | -1.4341 | -1.4504 | -1.4521 | -1.458 | -1.5101 | -1.6066 | -1.7134 | -1.8505 | -2.1339 | -2.4488 | -2.6184 | -2.794 | -2.9336 | -3.059 | -3.2667 | -3.4549 | -3.6671 | -3.8529 | -4.0009 | -4.2379 | -4.3858 | -4.5488 | -4.6787 | -4.7503
TD | KEOO | Kendoon | S6 | -0.02686 | -0.027166 | -0.027198 | -0.027308 | -0.028284 | -0.030091 | -0.032091 | -0.034658 | -0.039968 | -0.045864 | -0.049041 | -0.05233 | -0.054945 | -0.057294 | -0.061185 | -0.064709 | -0.068684 | -0.072163 | -0.074936 | -0.079375 | -0.082146 | -0.085198 | -0.087631 | -0.088971
TD | KIER | Killermont | S5 | -0.80049 | -0.8096 | -0.81057 | -0.81384 | -0.84293 | -0.89678 | -0.95638 | -1.0329 | -1.1911 | -1.3669 | -1.4615 | -1.5595 | -1.6375 | -1.7075 | -1.8234 | -1.9285 | -2.0469 | -2.1506 | -2.2333 | -2.3655 | -2.4481 | -2.5391 | -2.6116 | -2.6515
TD | G_EXTRA_6 | Kilbowie 11 | S5 | -0.1071 | -0.10832 | -0.10845 | -0.10889 | -0.11278 | -0.11998 | -0.12796 | -0.13819 | -0.15936 | -0.18288 | -0.19554 | -0.20866 | -0.21908 | -0.22845 | -0.24396 | -0.25801 | -0.27386 | -0.28774 | -0.2988 | -0.31649 | -0.32754 | -0.33971 | -0.34941 | -0.35476
TD | G_EXTRA_7 | Kilbowie 33 | S5 | -0.25216 | -0.25503 | -0.25533 | -0.25637 | -0.26553 | -0.28249 | -0.30126 | -0.32537 | -0.37521 | -0.43057 | -0.46039 | -0.49127 | -0.51582 | -0.53787 | -0.5744 | -0.60748 | -0.6448 | -0.67746 | -0.70349 | -0.74516 | -0.77117 | -0.79983 | -0.82267 | -0.83525
TD | KILS | Kilmarnock South | S6 | -0.42428 | -0.42911 | -0.42962 | -0.43136 | -0.44678 | -0.47532 | -0.5069 | -0.54746 | -0.63133 | -0.72447 | -0.77465 | -0.8266 | -0.86791 | -0.90501 | -0.96647 | -1.0221 | -1.0849 | -1.1399 | -1.1837 | -1.2538 | -1.2976 | -1.3458 | -1.3842 | -1.4054
TD | KILT | Kilmarnock Town | S6 | -0.98753 | -0.99877 | -0.99996 | -1.004 | -1.0399 | -1.1063 | -1.1798 | -1.2742 | -1.4694 | -1.6862 | -1.803 | -1.9239 | -2.0201 | -2.1064 | -2.2495 | -2.379 | -2.5252 | -2.6531 | -2.7551 | -2.9183 | -3.0201 | -3.1324 | -3.2218 | -3.2711
TD | KILW | Kilwinning | S6 | -0.45742 | -0.46263 | -0.46318 | -0.46505 | -0.48168 | -0.51245 | -0.5465 | -0.59023 | -0.68064 | -0.78106 | -0.83516 | -0.89117 | -0.9357 | -0.97571 | -1.042 | -1.102 | -1.1697 | -1.2289 | -1.2762 | -1.3517 | -1.3989 | -1.4509 | -1.4923 | -1.5152
TD | LEVE | Leven | S5 | -0.8655 | -0.87535 | -0.8764 | -0.87994 | -0.91139 | -0.96961 | -1.034 | -1.1168 | -1.2879 | -1.4779 | -1.5802 | -1.6862 | -1.7705 | -1.8462 | -1.9715 | -2.0851 | -2.2132 | -2.3253 | -2.4146 | -2.5577 | -2.6469 | -2.7453 | -2.8237 | -2.8669
TD | LING | Livingston East | S6 | -1.2332 | -1.2472 | -1.2487 | -1.2538 | -1.2986 | -1.3815 | -1.4734 | -1.5912 | -1.835 | -2.1057 | -2.2516 | -2.4026 | -2.5226 | -2.6305 | -2.8091 | -2.9709 | -3.1534 | -3.3132 | -3.4405 | -3.6443 | -3.7715 | -3.9116 | -4.0233 | -4.0849
TD | LINM | Linnmill | S6 | -1.0171 | -1.0286 | -1.0299 | -1.034 | -1.071 | -1.1394 | -1.2151 | -1.3124 | -1.5134 | -1.7367 | -1.857 | -1.9815 | -2.0805 | -2.1695 | -2.3168 | -2.4502 | -2.6007 | -2.7325 | -2.8375 | -3.0056 | -3.1105 | -3.2261 | -3.3182 | -3.3689
TD | MAYB | Maybole | S6 | -0.39047 | -0.39491 | -0.39538 | -0.39698 | -0.41117 | -0.43743 | -0.4665 | -0.50383 | -0.58101 | -0.66673 | -0.71291 | -0.76072 | -0.79873 | -0.83288 | -0.88945 | -0.94067 | -0.99845 | -1.049 | -1.0893 | -1.1539 | -1.1942 | -1.2385 | -1.2739 | -1.2934
TD | NEAR | Newarthill | S6 | -1.2515 | -1.2657 | -1.2672 | -1.2723 | -1.3178 | -1.402 | -1.4952 | -1.6148 | -1.8622 | -2.1369 | -2.2849 | -2.4381 | -2.56 | -2.6694 | -2.8507 | -3.0149 | -3.2001 | -3.3622 | -3.4914 | -3.6982 | -3.8273 | -3.9695 | -4.0828 | -4.1453
TD | NETS | Newton Stewart | S6 | -0.18643 | -0.18855 | -0.18878 | -0.18954 | -0.19632 | -0.20886 | -0.22274 | -0.24056 | -0.27741 | -0.31834 | -0.34038 | -0.36321 | -0.38136 | -0.39767 | -0.42467 | -0.44913 | -0.47672 | -0.50087 | -0.52012 | -0.55092 | -0.57016 | -0.59134 | -0.60823 | -0.61753
TD | PAIS | Paisley | S6 | -0.4982 | -0.50387 | -0.50448 | -0.50651 | -0.52462 | -0.55813 | -0.59522 | -0.64285 | -0.74132 | -0.8507 | -0.90962 | -0.97062 | -1.0191 | -1.0627 | -1.1349 | -1.2002 | -1.274 | -1.3385 | -1.3899 | -1.4722 | -1.5236 | -1.5803 | -1.6254 | -1.6502
TD | PART | Partick | S5 | -0.42591 | -0.43076 | -0.43127 | -0.43301 | -0.44849 | -0.47714 | -0.50885 | -0.54956 | -0.63375 | -0.72725 | -0.77762 | -0.82977 | -0.87123 | -0.90848 | -0.97018 | -1.0261 | -1.0891 | -1.1443 | -1.1882 | -1.2586 | -1.3025 | -1.3509 | -1.3895 | -1.4108
TD | POOB | Portobello | S6 | -1.2247 | -1.2386 | -1.2401 | -1.2451 | -1.2896 | -1.372 | -1.4632 | -1.5803 | -1.8224 | -2.0912 | -2.2361 | -2.386 | -2.5053 | -2.6124 | -2.7898 | -2.9504 | -3.1317 | -3.2903 | -3.4168 | -3.6191 | -3.7455 | -3.8847 | -3.9956 | -4.0567
TD | PORD | Port Dundas | S5 | -0.88716 | -0.89725 | -0.89833 | -0.90195 | -0.93419 | -0.99387 | -1.0599 | -1.1447 | -1.3201 | -1.5148 | -1.6198 | -1.7284 | -1.8148 | -1.8924 | -2.0209 | -2.1372 | -2.2685 | -2.3835 | -2.475 | -2.6216 | -2.7132 | -2.814 | -2.8943 | -2.9386
TD | RAVE | Ravenscraig | S6 | -0.028628 | -0.028954 | -0.028988 | -0.029105 | -0.030146 | -0.032072 | -0.034203 | -0.036939 | -0.042598 | -0.048883 | -0.052269 | -0.055774 | -0.058561 | -0.061065 | -0.065212 | -0.068967 | -0.073204 | -0.076913 | -0.079868 | -0.084599 | -0.087552 | -0.090805 | -0.093398 | -0.094827
TD | REDH | Redhouse | S5 | -0.69687 | -0.7048 | -0.70565 | -0.70849 | -0.73382 | -0.7807 | -0.83258 | -0.89919 | -1.0369 | -1.1899 | -1.2723 | -1.3577 | -1.4255 | -1.4865 | -1.5874 | -1.6788 | -1.782 | -1.8722 | -1.9442 | -2.0593 | -2.1312 | -2.2104 | -2.2735 | -2.3083
TD | G_EXTRA_8 | Saltcoats A | S6 | -0.60775 | -0.61466 | -0.6154 | -0.61788 | -0.63997 | -0.68085 | -0.7261 | -0.78419 | -0.90432 | -1.0377 | -1.1096 | -1.184 | -1.2432 | -1.2964 | -1.3844 | -1.4641 | -1.5541 | -1.6328 | -1.6955 | -1.796 | -1.8587 | -1.9277 | -1.9828 | -2.0131
TD | G_EXTRA_9 | Saltcoats B | S6 | -0.45492 | -0.4601 | -0.46065 | -0.46251 | -0.47904 | -0.50964 | -0.54351 | -0.58699 | -0.67691 | -0.77678 | -0.83059 | -0.88629 | -0.93058 | -0.97036 | -1.0363 | -1.0959 | -1.1633 | -1.2222 | -1.2692 | -1.3443 | -1.3913 | -1.443 | -1.4842 | -1.5069
TD | SANX | St Andrews Cross | S6 | -0.55124 | -0.55751 | -0.55818 | -0.56043 | -0.58047 | -0.61755 | -0.65859 | -0.71128 | -0.82024 | -0.94126 | -1.0065 | -1.0739 | -1.1276 | -1.1758 | -1.2557 | -1.328 | -1.4096 | -1.481 | -1.5379 | -1.629 | -1.6858 | -1.7485 | -1.7984 | -1.8259
TD | SHRU | Shrubhill | S6 | -1.3125 | -1.3275 | -1.329 | -1.3344 | -1.3821 | -1.4704 | -1.5681 | -1.6936 | -1.953 | -2.2412 | -2.3964 | -2.5571 | -2.6849 | -2.7997 | -2.9898 | -3.162 | -3.3562 | -3.5263 | -3.6618 | -3.8786 | -4.014 | -4.1632 | -4.2821 | -4.3476
TD | SIGH | Sighthill | S6 | -1.4465 | -1.4629 | -1.4647 | -1.4706 | -1.5232 | -1.6205 | -1.7282 | -1.8664 | -2.1524 | -2.4699 | -2.641 | -2.8181 | -2.9589 | -3.0854 | -3.295 | -3.4847 | -3.6988 | -3.8862 | -4.0355 | -4.2745 | -4.4238 | -4.5881 | -4.7191 | -4.7913
TD | SPAV | Spango Valley | S6 | -0.35585 | -0.3599 | -0.36033 | -0.36178 | -0.37472 | -0.39865 | -0.42515 | -0.45916 | -0.5295 | -0.60762 | -0.64971 | -0.69328 | -0.72792 | -0.75905 | -0.81059 | -0.85727 | -0.90994 | -0.95604 | -0.99277 | -1.0516 | -1.0883 | -1.1287 | -1.161 | -1.1787
TD | STHA | Strathaven | S6 | -0.5846 | -0.59125 | -0.59196 | -0.59435 | -0.6156 | -0.65492 | -0.69844 | -0.75433 | -0.86988 | -0.99822 | -1.0674 | -1.1389 | -1.1959 | -1.247 | -1.3317 | -1.4084 | -1.4949 | -1.5706 | -1.631 | -1.7276 | -1.7879 | -1.8543 | -1.9073 | -1.9364
TD | STIR | Stirling | S5 | -1.2697 | -1.2842 | -1.2857 | -1.2909 | -1.3371 | -1.4225 | -1.517 | -1.6384 | -1.8893 | -2.1681 | -2.3183 | -2.4737 | -2.5973 | -2.7084 | -2.8923 | -3.0589 | -3.2468 | -3.4113 | -3.5424 | -3.7522 | -3.8832 | -4.0275 | -4.1425 | -4.2058
TD | STLE | Strathleven | S5 | -0.72022 | -0.72841 | -0.72928 | -0.73223 | -0.7584 | -0.80685 | -0.86047 | -0.92932 | -1.0717 | -1.2298 | -1.315 | -1.4032 | -1.4733 | -1.5363 | -1.6406 | -1.7351 | -1.8417 | -1.935 | -2.0093 | -2.1283 | -2.2026 | -2.2845 | -2.3497 | -2.3856
TD | TELR | Telford Road | S6 | -0.26698 | -0.27002 | -0.27034 | -0.27143 | -0.28114 | -0.2991 | -0.31897 | -0.34449 | -0.39727 | -0.45588 | -0.48745 | -0.52014 | -0.54613 | -0.56948 | -0.60816 | -0.64318 | -0.68269 | -0.71728 | -0.74484 | -0.78896 | -0.8165 | -0.84684 | -0.87102 | -0.88434
TD | TONG | Tongland | S6 | -0.37605 | -0.38033 | -0.38078 | -0.38232 | -0.39598 | -0.42128 | -0.44928 | -0.48522 | -0.55955 | -0.64211 | -0.68658 | -0.73263 | -0.76924 | -0.80213 | -0.8566 | -0.90593 | -0.96158 | -1.0103 | -1.0491 | -1.1113 | -1.1501 | -1.1928 | -1.2268 | -1.2456
TD | WFIE | Westfield | S5 | -0.47127 | -0.47664 | -0.47721 | -0.47913 | -0.49626 | -0.52796 | -0.56305 | -0.6081 | -0.70125 | -0.80471 | -0.86045 | -0.91816 | -0.96404 | -1.0053 | -1.0735 | -1.1353 | -1.2051 | -1.2661 | -1.3148 | -1.3927 | -1.4413 | -1.4948 | -1.5375 | -1.561
TD | WGEO | West George Street | S5 | -0.87866 | -0.88866 | -0.88972 | -0.89332 | -0.92525 | -0.98435 | -1.0498 | -1.1338 | -1.3074 | -1.5003 | -1.6043 | -1.7118 | -1.7974 | -1.8742 | -2.0015 | -2.1168 | -2.2468 | -2.3606 | -2.4513 | -2.5965 | -2.6872 | -2.787 | -2.8666 | -2.9105
TD | WHHO | Whitehouse | S6 | -0.61585 | -0.62286 | -0.6236 | -0.62612 | -0.6485 | -0.68993 | -0.73577 | -0.79464 | -0.91638 | -1.0516 | -1.1244 | -1.1998 | -1.2598 | -1.3136 | -1.4028 | -1.4836 | -1.5748 | -1.6546 | -1.7181 | -1.8199 | -1.8834 | -1.9534 | -2.0092 | -2.0399
TD | WISH | Wishaw | S6 | -1.0255 | -1.0372 | -1.0384 | -1.0426 | -1.0799 | -1.1489 | -1.2252 | -1.3232 | -1.5259 | -1.7511 | -1.8723 | -1.9979 | -2.0977 | -2.1874 | -2.336 | -2.4705 | -2.6223 | -2.7551 | -2.861 | -3.0305 | -3.1363 | -3.2528 | -3.3457 | -3.3968
TD | AYRR | Ayr | S6 | -0.68509 | -0.69288 | -0.69371 | -0.69651 | -0.72141 | -0.76749 | -0.8185 | -0.88399 | -1.0194 | -1.1698 | -1.2508 | -1.3347 | -1.4014 | -1.4613 | -1.5606 | -1.6504 | -1.7518 | -1.8406 | -1.9113 | -2.0245 | -2.0952 | -2.173 | -2.2351 | -2.2693
TD | DUNO_P | Dunoon | S5 | -0.20676 | -0.20911 | -0.20936 | -0.21021 | -0.21772 | -0.23163 | -0.24702 | -0.26679 | -0.30766 | -0.35305 | -0.3775 | -0.40282 | -0.42295 | -0.44103 | -0.47098 | -0.49811 | -0.52871 | -0.55549 | -0.57684 | -0.611 | -0.63233 | -0.65583 | -0.67455 | -0.68487
SP | BAGA | Bathgate | S5 | -0.85935 | -0.86975 | -0.86944 | -0.87041 | -0.87284 | -0.87639 | -0.88301 | -0.89508 | -0.91843 | -0.9652 | -1.0145 | -1.0644 | -1.1205 | -1.1525 | -1.176 | -1.201 | -1.233 | -1.2644 | -1.3177 | -1.35 | -1.3698 | -1.3852 | -1.3992 | -1.4143
SP | BAIN | Bainsford | S5 | -0.50942 | -0.51559 | -0.5154 | -0.51598 | -0.51742 | -0.51952 | -0.52345 | -0.5306 | -0.54445 | -0.57217 | -0.60141 | -0.63096 | -0.6642 | -0.68318 | -0.69712 | -0.71194 | -0.7309 | -0.74956 | -0.78111 | -0.80031 | -0.81201 | -0.82116 | -0.82946 | -0.83839
SP | BERW | Berwick | S6 | -0.95378 | -0.96533 | -0.96499 | -0.96606 | -0.96876 | -0.9727 | -0.98005 | -0.99344 | -1.0194 | -1.0713 | -1.126 | -1.1813 | -1.2436 | -1.2791 | -1.3052 | -1.333 | -1.3685 | -1.4034 | -1.4625 | -1.4984 | -1.5203 | -1.5375 | -1.553 | -1.5697
SP | BONN | Bonnybridge | S5 | -0.94208 | -0.95349 | -0.95315 | -0.95421 | -0.95688 | -0.96076 | -0.96803 | -0.98125 | -1.0069 | -1.0581 | -1.1122 | -1.1669 | -1.2283 | -1.2634 | -1.2892 | -1.3166 | -1.3517 | -1.3862 | -1.4445 | -1.48 | -1.5017 | -1.5186 | -1.5339 | -1.5505
SP | BRAP | Braehead Park | S6 | -0.47089 | -0.4766 | -0.47642 | -0.47695 | -0.47829 | -0.48023 | -0.48386 | -0.49047 | -0.50327 | -0.5289 | -0.55593 | -0.58324 | -0.61397 | -0.63151 | -0.64439 | -0.6581 | -0.67562 | -0.69287 | -0.72203 | -0.73978 | -0.7506 | -0.75906 | -0.76672 | -0.77499
SP | BROX | Broxburn | S6 | -0.81028 | -0.8201 | -0.8198 | -0.82071 | -0.82301 | -0.82635 | -0.8326 | -0.84398 | -0.86599 | -0.9101 | -0.95661 | -1.0036 | -1.0565 | -1.0867 | -1.1088 | -1.1324 | -1.1626 | -1.1923 | -1.2424 | -1.273 | -1.2916 | -1.3061 | -1.3193 | -1.3335
SP | CAFA | Carsfad | S6 | -0.006677 | -0.0067578 | -0.0067554 | -0.0067629 | -0.0067818 | -0.0068094 | -0.0068609 | -0.0069546 | -0.0071361 | -0.0074995 | -0.0078828 | -0.0082701 | -0.0087057 | -0.0089544 | -0.0091371 | -0.0093315 | -0.0095799 | -0.0098245 | -0.010238 | -0.01049 | -0.010643 | -0.010763 | -0.010872 | -0.010989
SP | CATY | Carntyne | S6 | -0.31063 | -0.3144 | -0.31428 | -0.31463 | -0.31551 | -0.31679 | -0.31919 | -0.32355 | -0.33199 | -0.3489 | -0.36673 | -0.38475 | -0.40502 | -0.41659 | -0.42509 | -0.43413 | -0.44569 | -0.45707 | -0.4763 | -0.48801 | -0.49515 | -0.50073 | -0.50578 | -0.51124
SP | CHAP | Chapelcross | S6 | -0.9964 | -1.0085 | -1.0081 | -1.0092 | -1.012 | -1.0162 | -1.0238 | -1.0378 | -1.0649 | -1.1191 | -1.1763 | -1.2341 | -1.2991 | -1.3363 | -1.3635 | -1.3925 | -1.4296 | -1.4661 | -1.5278 | -1.5654 | -1.5883 | -1.6061 | -1.6224 | -1.6399
SP | CHAS | Charlotte Street | S6 | -1.284 | -1.2995 | -1.2991 | -1.3005 | -1.3041 | -1.3094 | -1.3193 | -1.3374 | -1.3723 | -1.4421 | -1.5159 | -1.5903 | -1.6741 | -1.7219 | -1.7571 | -1.7944 | -1.8422 | -1.8893 | -1.9688 | -2.0172 | -2.0467 | -2.0697 | -2.0906 | -2.1132
SP | CLYM | Clyde’s Mill | S6 | -1.2631 | -1.2784 | -1.278 | -1.2794 | -1.283 | -1.2882 | -1.2979 | -1.3156 | -1.35 | -1.4187 | -1.4912 | -1.5645 | -1.6469 | -1.694 | -1.7285 | -1.7653 | -1.8123 | -1.8586 | -1.9368 | -1.9844 | -2.0134 | -2.0361 | -2.0567 | -2.0788
SP | COAT | Coatbridge | S6 | -0.84423 | -0.85446 | -0.85415 | -0.8551 | -0.85749 | -0.86097 | -0.86748 | -0.87934 | -0.90228 | -0.94823 | -0.99669 | -1.0457 | -1.1007 | -1.1322 | -1.1553 | -1.1799 | -1.2113 | -1.2422 | -1.2945 | -1.3263 | -1.3457 | -1.3609 | -1.3746 | -1.3894
SP | COCK | Cockenzie | S6 | -0.57531 | -0.58227 | -0.58207 | -0.58271 | -0.58434 | -0.58672 | -0.59115 | -0.59923 | -0.61486 | -0.64618 | -0.6792 | -0.71257 | -0.75011 | -0.77154 | -0.78728 | -0.80403 | -0.82543 | -0.84651 | -0.88214 | -0.90382 | -0.91704 | -0.92737 | -0.93674 | -0.94683
SP | COYL | Coylton | S6 | -0.82213 | -0.83209 | -0.83179 | -0.83271 | -0.83504 | -0.83843 | -0.84477 | -0.85632 | -0.87865 | -0.9234 | -0.9706 | -1.0183 | -1.0719 | -1.1026 | -1.125 | -1.149 | -1.1796 | -1.2097 | -1.2606 | -1.2916 | -1.3105 | -1.3252 | -1.3386 | -1.353
SP | G_EXTRA_10 | Crookston A | S6 | -0.41682 | -0.42186 | -0.42171 | -0.42218 | -0.42336 | -0.42508 | -0.4283 | -0.43415 | -0.44548 | -0.46816 | -0.49209 | -0.51627 | -0.54346 | -0.55899 | -0.57039 | -0.58253 | -0.59804 | -0.61331 | -0.63912 | -0.65483 | -0.66441 | -0.67189 | -0.67868 | -0.68599
SP | G_EXTRA_11 | Crookston B | S6 | -0.20557 | -0.20806 | -0.20798 | -0.20821 | -0.2088 | -0.20965 | -0.21123 | -0.21412 | -0.2197 | -0.23089 | -0.24269 | -0.25462 | -0.26803 | -0.27569 | -0.28131 | -0.28729 | -0.29494 | -0.30247 | -0.3152 | -0.32295 | -0.32768 | -0.33137 | -0.33471 | -0.33832
SP | CUMB | Cumbernauld | S5 | -0.91121 | -0.92224 | -0.92191 | -0.92293 | -0.92552 | -0.92927 | -0.9363 | -0.94909 | -0.97385 | -1.0235 | -1.0758 | -1.1286 | -1.1881 | -1.222 | -1.2469 | -1.2735 | -1.3074 | -1.3407 | -1.3972 | -1.4315 | -1.4525 | -1.4688 | -1.4837 | -1.4996
SP | CUPA | Cupar | S5 | -0.81469 | -0.82455 | -0.82426 | -0.82517 | -0.82748 | -0.83084 | -0.83712 | -0.84856 | -0.8707 | -0.91504 | -0.96181 | -1.0091 | -1.0622 | -1.0926 | -1.1149 | -1.1386 | -1.1689 | -1.1987 | -1.2492 | -1.2799 | -1.2986 | -1.3132 | -1.3265 | -1.3408
SP | CURR | Currie | S6 | -0.10104 | -0.10227 | -0.10223 | -0.10234 | -0.10263 | -0.10305 | -0.10383 | -0.10524 | -0.10799 | -0.11349 | -0.11929 | -0.12515 | -0.13174 | -0.13551 | -0.13827 | -0.14121 | -0.14497 | -0.14868 | -0.15493 | -0.15874 | -0.16106 | -0.16288 | -0.16452 | -0.1663
SP | DALM3 | Dalmarnock | S6 | -0.53406 | -0.54052 | -0.54033 | -0.54093 | -0.54244 | -0.54465 | -0.54877 | -0.55626 | -0.57078 | -0.59984 | -0.6305 | -0.66148 | -0.69633 | -0.71622 | -0.73083 | -0.74637 | -0.76625 | -0.78581 | -0.81889 | -0.83901 | -0.85128 | -0.86088 | -0.86957 | -0.87894
SP | DEVM | Devol Moor | S6 | -0.40338 | -0.40827 | -0.40812 | -0.40858 | -0.40972 | -0.41138 | -0.41449 | -0.42016 | -0.43112 | -0.45307 | -0.47623 | -0.49963 | -0.52595 | -0.54097 | -0.55201 | -0.56375 | -0.57876 | -0.59354 | -0.61852 | -0.63372 | -0.64299 | -0.65024 | -0.6568 | -0.66388
SP | DEVO | Devonside | S5 | -1.0646 | -1.0775 | -1.0771 | -1.0783 | -1.0813 | -1.0857 | -1.0939 | -1.1088 | -1.1378 | -1.1957 | -1.2568 | -1.3186 | -1.388 | -1.4277 | -1.4568 | -1.4878 | -1.5274 | -1.5664 | -1.6323 | -1.6725 | -1.6969 | -1.716 | -1.7334 | -1.7521
SP | DEWP | Dewar Place | S6 | -0.88206 | -0.89274 | -0.89242 | -0.89341 | -0.89591 | -0.89955 | -0.90635 | -0.91874 | -0.9427 | -0.99071 | -1.0413 | -1.0925 | -1.1501 | -1.1829 | -1.2071 | -1.2327 | -1.2655 | -1.2979 | -1.3525 | -1.3857 | -1.406 | -1.4218 | -1.4362 | -1.4517
SP | DRCR | Drumcross | S5 | -0.32187 | -0.32577 | -0.32565 | -0.32601 | -0.32693 | -0.32825 | -0.33074 | -0.33526 | -0.344 | -0.36152 | -0.38 | -0.39867 | -0.41967 | -0.43166 | -0.44047 | -0.44983 | -0.46181 | -0.4736 | -0.49354 | -0.50567 | -0.51306 | -0.51884 | -0.52408 | -0.52973
SP | DRUM | Drumchapel | S5 | -0.59923 | -0.60649 | -0.60627 | -0.60695 | -0.60865 | -0.61112 | -0.61574 | -0.62415 | -0.64043 | -0.67305 | -0.70745 | -0.74221 | -0.78131 | -0.80363 | -0.82002 | -0.83746 | -0.85976 | -0.88171 | -0.91882 | -0.94141 | -0.95518 | -0.96594 | -0.97569 | -0.98621
SP | G_EXTRA_1 | Dumfries 11 | S6 | -0.20819 | -0.21071 | -0.21064 | -0.21087 | -0.21146 | -0.21232 | -0.21392 | -0.21685 | -0.2225 | -0.23384 | -0.24579 | -0.25786 | -0.27145 | -0.2792 | -0.2849 | -0.29096 | -0.2987 | -0.30633 | -0.31922 | -0.32707 | -0.33185 | -0.33559 | -0.33898 | -0.34263
SP | G_EXTRA_2 | Dumfries 33 | S6 | -0.62656 | -0.63414 | -0.63392 | -0.63462 | -0.6364 | -0.63898 | -0.64381 | -0.65261 | -0.66963 | -0.70374 | -0.7397 | -0.77605 | -0.81693 | -0.84027 | -0.85741 | -0.87565 | -0.89896 | -0.92191 | -0.96072 | -0.98433 | -0.99873 | -1.01 | -1.0202 | -1.0312
SP | G_EXTRA_3 | Dumfries ICI | S6 | -0.12297 | -0.12445 | -0.12441 | -0.12455 | -0.1249 | -0.1254 | -0.12635 | -0.12808 | -0.13142 | -0.13811 | -0.14517 | -0.1523 | -0.16033 | -0.16491 | -0.16827 | -0.17185 | -0.17643 | -0.18093 | -0.18855 | -0.19318 | -0.19601 | -0.19821 | -0.20022 | -0.20237
SP | DUNB | Dunbar | S6 | -0.5163 | -0.52255 | -0.52237 | -0.52295 | -0.52441 | -0.52654 | -0.53052 | -0.53777 | -0.5518 | -0.5799 | -0.60954 | -0.63949 | -0.67317 | -0.69241 | -0.70653 | -0.72156 | -0.74077 | -0.75968 | -0.79166 | -0.81112 | -0.82298 | -0.83225 | -0.84066 | -0.84972
SP | DUNF | Dunfermline | S5 | -0.48224 | -0.48808 | -0.4879 | -0.48845 | -0.48981 | -0.4918 | -0.49552 | -0.50229 | -0.51539 | -0.54164 | -0.56932 | -0.5973 | -0.62876 | -0.64673 | -0.65992 | -0.67396 | -0.6919 | -0.70957 | -0.73943 | -0.7576 | -0.76869 | -0.77735 | -0.7852 | -0.79366
SP | EAST | Earlston | S6 | -0.0088044 | -0.008911 | -0.0089078 | -0.0089177 | -0.0089427 | -0.008979 | -0.0090469 | -0.0091705 | -0.0094097 | -0.0098889 | -0.010394 | -0.010905 | -0.01148 | -0.011807 | -0.012048 | -0.012305 | -0.012632 | -0.012955 | -0.0135 | -0.013832 | -0.014034 | -0.014192 | -0.014336 | -0.01449
SP | ECCL | Eccles | S6 | -0.41561 | -0.42064 | -0.42049 | -0.42096 | -0.42213 | -0.42385 | -0.42705 | -0.43289 | -0.44418 | -0.4668 | -0.49066 | -0.51477 | -0.54189 | -0.55737 | -0.56874 | -0.58083 | -0.5963 | -0.61152 | -0.63726 | -0.65293 | -0.66248 | -0.66994 | -0.67671 | -0.684
SP | EERH | Easterhouse | S6 | -0.85206 | -0.86238 | -0.86207 | -0.86303 | -0.86544 | -0.86895 | -0.87552 | -0.88749 | -0.91064 | -0.95702 | -1.0059 | -1.0554 | -1.1109 | -1.1427 | -1.166 | -1.1908 | -1.2225 | -1.2537 | -1.3065 | -1.3386 | -1.3582 | -1.3735 | -1.3874 | -1.4023
SP | EKIL | East Kilbride | S6 | -0.59525 | -0.60245 | -0.60224 | -0.60291 | -0.60459 | -0.60705 | -0.61164 | -0.62 | -0.63617 | -0.66857 | -0.70274 | -0.73727 | -0.77611 | -0.79828 | -0.81456 | -0.83189 | -0.85404 | -0.87584 | -0.91271 | -0.93514 | -0.94882 | -0.95951 | -0.9692 | -0.97964
SP | EKIS | East Kilbride South | S6 | -0.48214 | -0.48797 | -0.4878 | -0.48834 | -0.48971 | -0.4917 | -0.49541 | -0.50218 | -0.51528 | -0.54153 | -0.5692 | -0.59717 | -0.62863 | -0.64659 | -0.65978 | -0.67381 | -0.69175 | -0.70941 | -0.73927 | -0.75744 | -0.76852 | -0.77718 | -0.78503 | -0.79349
SP | ELDE | Elderslie | S6 | -0.32718 | -0.33114 | -0.33103 | -0.33139 | -0.33232 | -0.33367 | -0.33619 | -0.34079 | -0.34968 | -0.36749 | -0.38627 | -0.40524 | -0.42659 | -0.43878 | -0.44773 | -0.45726 | -0.46943 | -0.48142 | -0.50168 | -0.51401 | -0.52153 | -0.5274 | -0.53273 | -0.53847
SP | ERSK | Erskine | S6 | -0.19207 | -0.19439 | -0.19432 | -0.19454 | -0.19508 | -0.19587 | -0.19736 | -0.20005 | -0.20527 | -0.21572 | -0.22675 | -0.23789 | -0.25042 | -0.25758 | -0.26283 | -0.26842 | -0.27557 | -0.28261 | -0.2945 | -0.30174 | -0.30615 | -0.3096 | -0.31273 | -0.3161
SP | FINN | Finnieston | S5 | -0.40422 | -0.40912 | -0.40897 | -0.40942 | -0.41057 | -0.41224 | -0.41535 | -0.42103 | -0.43201 | -0.45402 | -0.47722 | -0.50067 | -0.52704 | -0.5421 | -0.55316 | -0.56492 | -0.57996 | -0.59477 | -0.6198 | -0.63504 | -0.64433 | -0.65159 | -0.65817 | -0.66526
SP | GALA | Galashiels | S6 | -0.50432 | -0.51042 | -0.51024 | -0.51081 | -0.51224 | -0.51432 | -0.51821 | -0.52529 | -0.53899 | -0.56644 | -0.59539 | -0.62464 | -0.65755 | -0.67634 | -0.69013 | -0.70481 | -0.72358 | -0.74205 | -0.77329 | -0.79229 | -0.80388 | -0.81294 | -0.82115 | -0.83
SP | GIFF | Giffnock | S6 | -0.3649 | -0.36932 | -0.36919 | -0.3696 | -0.37063 | -0.37214 | -0.37495 | -0.38008 | -0.38999 | -0.40985 | -0.4308 | -0.45197 | -0.47578 | -0.48937 | -0.49935 | -0.50997 | -0.52355 | -0.53692 | -0.55952 | -0.57327 | -0.58165 | -0.58821 | -0.59415 | -0.60055
SP | GLLE | Glenlee | S6 | -0.041026 | -0.041523 | -0.041508 | -0.041554 | -0.041671 | -0.04184 | -0.042156 | -0.042732 | -0.043847 | -0.04608 | -0.048435 | -0.050815 | -0.053492 | -0.05502 | -0.056142 | -0.057337 | -0.058863 | -0.060366 | -0.062907 | -0.064453 | -0.065396 | -0.066133 | -0.0668 | -0.06752
SP | GLLU | Glenluce | S6 | -0.47069 | -0.47639 | -0.47622 | -0.47675 | -0.47808 | -0.48002 | -0.48365 | -0.49026 | -0.50305 | -0.52867 | -0.55569 | -0.58299 | -0.61371 | -0.63124 | -0.64412 | -0.65782 | -0.67533 | -0.69257 | -0.72172 | -0.73946 | -0.75028 | -0.75873 | -0.7664 | -0.77465
SP | GLNI | Glenniston | S5 | -0.4066 | -0.41152 | -0.41137 | -0.41183 | -0.41298 | -0.41466 | -0.41779 | -0.4235 | -0.43455 | -0.45668 | -0.48002 | -0.50361 | -0.53014 | -0.54528 | -0.55641 | -0.56824 | -0.58337 | -0.59827 | -0.62345 | -0.63877 | -0.64811 | -0.65542 | -0.66204 | -0.66917
SP | GLRO | Glenrothes | S5 | -0.49879 | -0.50483 | -0.50465 | -0.50521 | -0.50663 | -0.50868 | -0.51253 | -0.51953 | -0.53309 | -0.56024 | -0.58887 | -0.6178 | -0.65035 | -0.66893 | -0.68257 | -0.69709 | -0.71565 | -0.73392 | -0.76481 | -0.78361 | -0.79507 | -0.80403 | -0.81215 | -0.8209
SP | GORG | Gorgie | S6 | -0.31238 | -0.31616 | -0.31605 | -0.3164 | -0.31728 | -0.31857 | -0.32098 | -0.32537 | -0.33385 | -0.35086 | -0.36879 | -0.38691 | -0.40729 | -0.41892 | -0.42747 | -0.43656 | -0.44819 | -0.45963 | -0.47898 | -0.49075 | -0.49793 | -0.50354 | -0.50862 | -0.5141
SP | GOVA | Govan | S6 | -0.51605 | -0.52229 | -0.52211 | -0.52269 | -0.52415 | -0.52628 | -0.53026 | -0.5375 | -0.55153 | -0.57961 | -0.60924 | -0.63917 | -0.67284 | -0.69206 | -0.70618 | -0.7212 | -0.74041 | -0.75931 | -0.79127 | -0.81072 | -0.82258 | -0.83184 | -0.84024 | -0.8493
SP | G_EXTRA_4 | Grangemouth A | S6 | -0.54419 | -0.55078 | -0.55058 | -0.55119 | -0.55273 | -0.55498 | -0.55918 | -0.56682 | -0.5816 | -0.61122 | -0.64246 | -0.67403 | -0.70954 | -0.72981 | -0.74469 | -0.76053 | -0.78078 | -0.80072 | -0.83442 | -0.85493 | -0.86743 | -0.87721 | -0.88607 | -0.89561
SP | G_EXTRA_5 | Grangemouth C | S6 | -0.37348 | -0.378 | -0.37787 | -0.37829 | -0.37934 | -0.38088 | -0.38376 | -0.38901 | -0.39916 | -0.41949 | -0.44092 | -0.46259 | -0.48696 | -0.50087 | -0.51109 | -0.52196 | -0.53585 | -0.54954 | -0.57267 | -0.58674 | -0.59532 | -0.60203 | -0.60811 | -0.61466
SP | HAGR | Haggs Road | S6 | -0.48358 | -0.48943 | -0.48926 | -0.4898 | -0.49117 | -0.49316 | -0.49689 | -0.50368 | -0.51682 | -0.54314 | -0.5709 | -0.59895 | -0.63051 | -0.64852 | -0.66175 | -0.67582 | -0.69382 | -0.71153 | -0.74148 | -0.7597 | -0.77082 | -0.7795 | -0.78737 | -0.79586
SP | HAWI | Hawick | S6 | -0.31956 | -0.32343 | -0.32331 | -0.32367 | -0.32458 | -0.3259 | -0.32836 | -0.33285 | -0.34153 | -0.35892 | -0.37727 | -0.3958 | -0.41665 | -0.42856 | -0.4373 | -0.4466 | -0.45849 | -0.4702 | -0.48999 | -0.50203 | -0.50938 | -0.51511 | -0.52032 | -0.52592
SP | HELE | Helensburgh | S5 | -0.17857 | -0.18073 | -0.18067 | -0.18087 | -0.18137 | -0.18211 | -0.18349 | -0.18599 | -0.19085 | -0.20057 | -0.21082 | -0.22117 | -0.23283 | -0.23948 | -0.24436 | -0.24956 | -0.2562 | -0.26275 | -0.2738 | -0.28053 | -0.28464 | -0.28784 | -0.29075 | -0.29389
SP | HUER | Hunterston Farm | S6 | -0.13719 | -0.13885 | -0.1388 | -0.13896 | -0.13935 | -0.13991 | -0.14097 | -0.1429 | -0.14663 | -0.15409 | -0.16197 | -0.16993 | -0.17888 | -0.18399 | -0.18774 | -0.19174 | -0.19684 | -0.20187 | -0.21036 | -0.21553 | -0.21869 | -0.22115 | -0.22338 | -0.22579
SP | INKE | Inverkeithing | S5 | -0.59712 | -0.60435 | -0.60413 | -0.6048 | -0.6065 | -0.60896 | -0.61356 | -0.62195 | -0.63817 | -0.67067 | -0.70495 | -0.73959 | -0.77855 | -0.80079 | -0.81713 | -0.83451 | -0.85673 | -0.8786 | -0.91558 | -0.93808 | -0.9518 | -0.96253 | -0.97225 | -0.98273
SP | JOHN | Johnstone | S6 | -0.51268 | -0.51888 | -0.5187 | -0.51928 | -0.52073 | -0.52284 | -0.5268 | -0.53399 | -0.54793 | -0.57583 | -0.60526 | -0.635 | -0.66845 | -0.68755 | -0.70157 | -0.71649 | -0.73557 | -0.75435 | -0.7861 | -0.80542 | -0.8172 | -0.82641 | -0.83476 | -0.84375
SP | KAIM | Kaimes | S6 | -1.4341 | -1.4515 | -1.4509 | -1.4526 | -1.4566 | -1.4625 | -1.4736 | -1.4937 | -1.5327 | -1.6107 | -1.6931 | -1.7763 | -1.8698 | -1.9232 | -1.9625 | -2.0042 | -2.0576 | -2.1101 | -2.1989 | -2.253 | -2.2859 | -2.3117 | -2.335 | -2.3602
SP | KEOO | Kendoon | S6 | -0.02686 | -0.027185 | -0.027176 | -0.027206 | -0.027282 | -0.027393 | -0.0276 | -0.027977 | -0.028707 | -0.030169 | -0.031711 | -0.033269 | -0.035021 | -0.036022 | -0.036757 | -0.037539 | -0.038538 | -0.039522 | -0.041185 | -0.042198 | -0.042815 | -0.043297 | -0.043735 | -0.044206
SP | KIER | Killermont | S5 | -0.80049 | -0.81019 | -0.8099 | -0.8108 | -0.81306 | -0.81636 | -0.82254 | -0.83378 | -0.85553 | -0.8991 | -0.94505 | -0.99148 | -1.0437 | -1.0735 | -1.0954 | -1.1187 | -1.1485 | -1.1778 | -1.2274 | -1.2576 | -1.276 | -1.2904 | -1.3034 | -1.3174
SP | G_EXTRA_6 | Kilbowie 11 | S5 | -0.1071 | -0.1084 | -0.10836 | -0.10848 | -0.10878 | -0.10922 | -0.11005 | -0.11155 | -0.11446 | -0.12029 | -0.12644 | -0.13265 | -0.13964 | -0.14363 | -0.14656 | -0.14968 | -0.15366 | -0.15759 | -0.16422 | -0.16826 | -0.17072 | -0.17264 | -0.17438 | -0.17626
SP | G_EXTRA_7 | Kilbowie 33 | S5 | -0.25216 | -0.25521 | -0.25512 | -0.25541 | -0.25612 | -0.25716 | -0.2591 | -0.26265 | -0.2695 | -0.28322 | -0.2977 | -0.31232 | -0.32878 | -0.33817 | -0.34507 | -0.35241 | -0.36179 | -0.37103 | -0.38664 | -0.39615 | -0.40194 | -0.40647 | -0.41058 | -0.415
SP | KILS | Kilmarnock South | S6 | -0.42428 | -0.42942 | -0.42927 | -0.42974 | -0.43094 | -0.43269 | -0.43597 | -0.44192 | -0.45345 | -0.47655 | -0.5009 | -0.52551 | -0.5532 | -0.569 | -0.58061 | -0.59296 | -0.60874 | -0.62429 | -0.65056 | -0.66655 | -0.6763 | -0.68392 | -0.69083 | -0.69827
SP | KILT | Kilmarnock Town | S6 | -0.98753 | -0.99949 | -0.99913 | -1.0002 | -1.003 | -1.0071 | -1.0147 | -1.0286 | -1.0554 | -1.1092 | -1.1659 | -1.2231 | -1.2876 | -1.3244 | -1.3514 | -1.3801 | -1.4169 | -1.453 | -1.5142 | -1.5514 | -1.5741 | -1.5918 | -1.6079 | -1.6253
SP | KILW | Kilwinning | S6 | -0.45742 | -0.46296 | -0.4628 | -0.46331 | -0.46461 | -0.46649 | -0.47002 | -0.47644 | -0.48887 | -0.51377 | -0.54003 | -0.56656 | -0.59641 | -0.61345 | -0.62596 | -0.63928 | -0.6563 | -0.67305 | -0.70138 | -0.71862 | -0.72913 | -0.73735 | -0.74479 | -0.75282
SP | LEVE | Leven | S5 | -0.8655 | -0.87598 | -0.87567 | -0.87664 | -0.8791 | -0.88267 | -0.88934 | -0.90149 | -0.92501 | -0.97212 | -1.0218 | -1.072 | -1.1285 | -1.1607 | -1.1844 | -1.2096 | -1.2418 | -1.2735 | -1.3271 | -1.3597 | -1.3796 | -1.3952 | -1.4092 | -1.4244
SP | LING | Livingston East | S6 | -1.2332 | -1.2481 | -1.2477 | -1.2491 | -1.2526 | -1.2577 | -1.2672 | -1.2845 | -1.318 | -1.3851 | -1.4559 | -1.5274 | -1.6079 | -1.6538 | -1.6876 | -1.7235 | -1.7694 | -1.8145 | -1.8909 | -1.9374 | -1.9657 | -1.9879 | -2.008 | -2.0296
SP | LINM | Linnmill | S6 | -1.0171 | -1.0294 | -1.029 | -1.0302 | -1.033 | -1.0372 | -1.0451 | -1.0594 | -1.087 | -1.1424 | -1.2007 | -1.2597 | -1.3261 | -1.364 | -1.3918 | -1.4214 | -1.4593 | -1.4965 | -1.5595 | -1.5978 | -1.6212 | -1.6395 | -1.656 | -1.6739
SP | MAYB | Maybole | S6 | -0.39047 | -0.39519 | -0.39505 | -0.39549 | -0.3966 | -0.39821 | -0.40122 | -0.4067 | -0.41731 | -0.43856 | -0.46098 | -0.48363 | -0.50911 | -0.52365 | -0.53433 | -0.5457 | -0.56023 | -0.57453 | -0.59871 | -0.61343 | -0.6224 | -0.62941 | -0.63577 | -0.64262
SP | NEAR | Newarthill | S6 | -1.2515 | -1.2666 | -1.2662 | -1.2676 | -1.2711 | -1.2763 | -1.2859 | -1.3035 | -1.3375 | -1.4056 | -1.4774 | -1.55 | -1.6317 | -1.6783 | -1.7125 | -1.749 | -1.7955 | -1.8414 | -1.9189 | -1.966 | -1.9948 | -2.0173 | -2.0377 | -2.0596
SP | NETS | Newton Stewart | S6 | -0.18643 | -0.18869 | -0.18862 | -0.18883 | -0.18936 | -0.19013 | -0.19157 | -0.19418 | -0.19925 | -0.2094 | -0.2201 | -0.23091 | -0.24308 | -0.25002 | -0.25512 | -0.26055 | -0.26749 | -0.27431 | -0.28586 | -0.29289 | -0.29717 | -0.30052 | -0.30355 | -0.30682
SP | PAIS | Paisley | S6 | -0.4982 | -0.50424 | -0.50406 | -0.50462 | -0.50603 | -0.50808 | -0.51192 | -0.51892 | -0.53246 | -0.55957 | -0.58817 | -0.61707 | -0.64958 | -0.66814 | -0.68177 | -0.69627 | -0.71481 | -0.73306 | -0.76391 | -0.78269 | -0.79414 | -0.80308 | -0.81119 | -0.81994
SP | PART | Partick | S5 | -0.42591 | -0.43107 | -0.43091 | -0.43139 | -0.4326 | -0.43435 | -0.43764 | -0.44362 | -0.45519 | -0.47837 | -0.50282 | -0.52753 | -0.55532 | -0.57118 | -0.58283 | -0.59523 | -0.61108 | -0.62668 | -0.65306 | -0.66911 | -0.6789 | -0.68654 | -0.69348 | -0.70095
SP | POOB | Portobello | S6 | -1.2247 | -1.2395 | -1.2391 | -1.2405 | -1.2439 | -1.249 | -1.2584 | -1.2756 | -1.3089 | -1.3756 | -1.4459 | -1.5169 | -1.5968 | -1.6424 | -1.676 | -1.7116 | -1.7572 | -1.802 | -1.8779 | -1.924 | -1.9522 | -1.9742 | -1.9941 | -2.0156
SP | PORD | Port Dundas | S5 | -0.88716 | -0.8979 | -0.89758 | -0.89858 | -0.90109 | -0.90475 | -0.91159 | -0.92405 | -0.94815 | -0.99644 | -1.0474 | -1.0988 | -1.1567 | -1.1898 | -1.214 | -1.2399 | -1.2729 | -1.3054 | -1.3603 | -1.3937 | -1.4141 | -1.4301 | -1.4445 | -1.4601
SP | RAVE | Ravenscraig | S6 | -0.028628 | -0.028975 | -0.028964 | -0.028996 | -0.029078 | -0.029196 | -0.029416 | -0.029818 | -0.030596 | -0.032154 | -0.033798 | -0.035458 | -0.037326 | -0.038393 | -0.039176 | -0.040009 | -0.041074 | -0.042123 | -0.043896 | -0.044975 | -0.045633 | -0.046147 | -0.046613 | -0.047115
SP | REDH | Redhouse | S5 | -0.69687 | -0.70531 | -0.70506 | -0.70584 | -0.70782 | -0.71069 | -0.71606 | -0.72585 | -0.74478 | -0.78271 | -0.82272 | -0.86314 | -0.90861 | -0.93457 | -0.95363 | -0.97392 | -0.99985 | -1.0254 | -1.0685 | -1.0948 | -1.1108 | -1.1233 | -1.1347 | -1.1469
SP | G_EXTRA_8 | Saltcoats A | S6 | -0.60775 | -0.61511 | -0.61489 | -0.61557 | -0.61729 | -0.6198 | -0.62449 | -0.63302 | -0.64953 | -0.68261 | -0.7175 | -0.75275 | -0.79241 | -0.81505 | -0.83167 | -0.84936 | -0.87198 | -0.89424 | -0.93188 | -0.95478 | -0.96875 | -0.97966 | -0.98956 | -1.0002
SP | G_EXTRA_9 | Saltcoats B | S6 | -0.45492 | -0.46043 | -0.46026 | -0.46077 | -0.46206 | -0.46394 | -0.46745 | -0.47383 | -0.4862 | -0.51096 | -0.53707 | -0.56346 | -0.59314 | -0.61009 | -0.62253 | -0.63577 | -0.6527 | -0.66937 | -0.69754 | -0.71468 | -0.72514 | -0.73331 | -0.74071 | -0.7487
SP | SANX | St Andrews Cross | S6 | -0.55124 | -0.55792 | -0.55772 | -0.55834 | -0.5599 | -0.56217 | -0.56642 | -0.57416 | -0.58914 | -0.61914 | -0.65079 | -0.68276 | -0.71873 | -0.73926 | -0.75435 | -0.77039 | -0.7909 | -0.8111 | -0.84523 | -0.86601 | -0.87868 | -0.88858 | -0.89755 | -0.90722
SP | SHRU | Shrubhill | S6 | -1.3125 | -1.3284 | -1.3279 | -1.3294 | -1.3331 | -1.3385 | -1.3487 | -1.3671 | -1.4028 | -1.4742 | -1.5495 | -1.6257 | -1.7113 | -1.7602 | -1.7961 | -1.8343 | -1.8832 | -1.9312 | -2.0125 | -2.062 | -2.0922 | -2.1157 | -2.1371 | -2.1601
SP | SIGH | Sighthill | S6 | -1.4465 | -1.464 | -1.4635 | -1.4651 | -1.4692 | -1.4752 | -1.4863 | -1.5066 | -1.5459 | -1.6247 | -1.7077 | -1.7916 | -1.886 | -1.9399 | -1.9794 | -2.0215 | -2.0754 | -2.1284 | -2.2179 | -2.2725 | -2.3057 | -2.3317 | -2.3552 | -2.3806
SP | SPAV | Spango Valley | S6 | -0.35585 | -0.36016 | -0.36003 | -0.36043 | -0.36144 | -0.36291 | -0.36565 | -0.37065 | -0.38032 | -0.39968 | -0.42011 | -0.44075 | -0.46397 | -0.47723 | -0.48696 | -0.49732 | -0.51056 | -0.5236 | -0.54563 | -0.55904 | -0.56722 | -0.57361 | -0.57941 | -0.58565
SP | STHA | Strathaven | S6 | -0.5846 | -0.59168 | -0.59147 | -0.59213 | -0.59378 | -0.59619 | -0.6007 | -0.60891 | -0.62479 | -0.65661 | -0.69017 | -0.72408 | -0.76223 | -0.784 | -0.8 | -0.81701 | -0.83877 | -0.86018 | -0.89639 | -0.91842 | -0.93185 | -0.94235 | -0.95187 | -0.96213
SP | STIR | Stirling | S5 | -1.2697 | -1.2851 | -1.2846 | -1.2861 | -1.2897 | -1.2949 | -1.3047 | -1.3225 | -1.357 | -1.4261 | -1.499 | -1.5727 | -1.6555 | -1.7028 | -1.7376 | -1.7745 | -1.8218 | -1.8683 | -1.9469 | -1.9948 | -2.0239 | -2.0467 | -2.0674 | -2.0897
SP | STLE | Strathleven | S5 | -0.72022 | -0.72894 | -0.72868 | -0.72949 | -0.73153 | -0.7345 | -0.74005 | -0.75016 | -0.76973 | -0.80893 | -0.85028 | -0.89205 | -0.93905 | -0.96588 | -0.98558 | -1.0065 | -1.0333 | -1.0597 | -1.1043 | -1.1315 | -1.148 | -1.161 | -1.1727 | -1.1853
SP | TELR | Telford Road | S6 | -0.26698 | -0.27021 | -0.27012 | -0.27042 | -0.27117 | -0.27227 | -0.27433 | -0.27808 | -0.28534 | -0.29987 | -0.31519 | -0.33068 | -0.3481 | -0.35805 | -0.36535 | -0.37312 | -0.38305 | -0.39284 | -0.40937 | -0.41943 | -0.42557 | -0.43036 | -0.43471 | -0.43939
SP | TONG | Tongland | S6 | -0.37605 | -0.3806 | -0.38046 | -0.38089 | -0.38195 | -0.3835 | -0.3864 | -0.39168 | -0.4019 | -0.42237 | -0.44395 | -0.46577 | -0.4903 | -0.50431 | -0.5146 | -0.52555 | -0.53954 | -0.55331 | -0.5766 | -0.59077 | -0.59942 | -0.60617 | -0.61229 | -0.61889
SP | WFIE | Westfield | S5 | -0.47127 | -0.47698 | -0.47681 | -0.47734 | -0.47868 | -0.48062 | -0.48425 | -0.49087 | -0.50368 | -0.52933 | -0.55638 | -0.58372 | -0.61447 | -0.63202 | -0.64492 | -0.65863 | -0.67617 | -0.69343 | -0.72262 | -0.74038 | -0.75121 | -0.75967 | -0.76735 | -0.77561
SP | WGEO | West George Street | S5 | -0.87866 | -0.8893 | -0.88898 | -0.88997 | -0.89246 | -0.89608 | -0.90286 | -0.9152 | -0.93907 | -0.9869 | -1.0373 | -1.0883 | -1.1456 | -1.1784 | -1.2024 | -1.228 | -1.2607 | -1.2929 | -1.3473 | -1.3804 | -1.4006 | -1.4164 | -1.4307 | -1.4461
SP | WHHO | Whitehouse | S6 | -0.61585 | -0.6233 | -0.62308 | -0.62377 | -0.62552 | -0.62806 | -0.63281 | -0.64145 | -0.65819 | -0.69171 | -0.72706 | -0.76278 | -0.80297 | -0.82591 | -0.84276 | -0.86068 | -0.8836 | -0.90616 | -0.9443 | -0.9675 | -0.98166 | -0.99272 | -1.0027 | -1.0135
SP | WISH | Wishaw | S6 | -1.0255 | -1.0379 | -1.0375 | -1.0387 | -1.0416 | -1.0458 | -1.0537 | -1.0681 | -1.096 | -1.1518 | -1.2107 | -1.2702 | -1.3371 | -1.3753 | -1.4033 | -1.4332 | -1.4713 | -1.5089 | -1.5724 | -1.6111 | -1.6346 | -1.6531 | -1.6697 | -1.6877
SP | AYRR | Ayr | S6 | -0.68509 | -0.69338 | -0.69313 | -0.6939 | -0.69584 | -0.69867 | -0.70395 | -0.71357 | -0.73219 | -0.76948 | -0.8088 | -0.84854 | -0.89324 | -0.91876 | -0.9375 | -0.95745 | -0.98294 | -1.008 | -1.0505 | -1.0763 | -1.092 | -1.1043 | -1.1155 | -1.1275
SP | DUNO_P | Dunoon | S5 | -0.20676 | -0.20926 | -0.20919 | -0.20942 | -0.21001 | -0.21086 | -0.21246 | -0.21536 | -0.22098 | -0.23223 | -0.2441 | -0.25609 | -0.26958 | -0.27729 | -0.28294 | -0.28896 | -0.29665 | -0.30423 | -0.31703 | -0.32482 | -0.32958 | -0.33329 | -0.33666 | -0.34028
CE | BAGA | Bathgate | S5 | -0.85935 | -0.86976 | -0.87101 | -0.87467 | -0.89194 | -0.90661 | -0.92619 | -0.95758 | -1.0187 | -1.0835 | -1.1731 | -1.2234 | -1.2674 | -1.303 | -1.3444 | -1.3855 | -1.4317 | -1.4715 | -1.5118 | -1.5388 | -1.5566 | -1.5726 | -1.5888 | -1.6074
CE | BAIN | Bainsford | S5 | -0.50942 | -0.51559 | -0.51634 | -0.5185 | -0.52874 | -0.53744 | -0.54904 | -0.56765 | -0.60387 | -0.64231 | -0.69544 | -0.72524 | -0.75131 | -0.77242 | -0.79694 | -0.82134 | -0.8487 | -0.8723 | -0.89621 | -0.91219 | -0.92273 | -0.93225 | -0.94183 | -0.95284
CE | BERW | Berwick | S6 | -0.95378 | -0.96534 | -0.96673 | -0.97079 | -0.98995 | -1.0062 | -1.028 | -1.0628 | -1.1306 | -1.2026 | -1.3021 | -1.3579 | -1.4067 | -1.4462 | -1.4921 | -1.5378 | -1.589 | -1.6332 | -1.678 | -1.7079 | -1.7276 | -1.7454 | -1.7634 | -1.784
CE | BONN | Bonnybridge | S5 | -0.94208 | -0.9535 | -0.95487 | -0.95888 | -0.97781 | -0.99389 | -1.0154 | -1.0498 | -1.1168 | -1.1878 | -1.2861 | -1.3412 | -1.3894 | -1.4284 | -1.4738 | -1.5189 | -1.5695 | -1.6132 | -1.6574 | -1.6869 | -1.7064 | -1.724 | -1.7417 | -1.7621
CE | BRAP | Braehead Park | S6 | -0.47089 | -0.4766 | -0.47729 | -0.47929 | -0.48875 | -0.49679 | -0.50752 | -0.52472 | -0.5582 | -0.59373 | -0.64284 | -0.67039 | -0.69448 | -0.714 | -0.73667 | -0.75922 | -0.78451 | -0.80633 | -0.82843 | -0.8432 | -0.85294 | -0.86174 | -0.8706 | -0.88078
CE | BROX | Broxburn | S6 | -0.81028 | -0.8201 | -0.82129 | -0.82473 | -0.84101 | -0.85485 | -0.87331 | -0.90291 | -0.96052 | -1.0217 | -1.1062 | -1.1536 | -1.195 | -1.2286 | -1.2676 | -1.3064 | -1.3499 | -1.3875 | -1.4255 | -1.4509 | -1.4677 | -1.4828 | -1.4981 | -1.5156
CE | CAFA | Carsfad | S6 | -0.006677 | -0.0067579 | -0.0067676 | -0.006796 | -0.0069302 | -0.0070442 | -0.0071963 | -0.0074403 | -0.007915 | -0.0084188 | -0.0091151 | -0.0095057 | -0.0098474 | -0.010124 | -0.010445 | -0.010765 | -0.011124 | -0.011433 | -0.011747 | -0.011956 | -0.012094 | -0.012219 | -0.012345 | -0.012489
CE | CATY | Carntyne | S6 | -0.31063 | -0.3144 | -0.31485 | -0.31617 | -0.32241 | -0.32772 | -0.3348 | -0.34614 | -0.36823 | -0.39167 | -0.42406 | -0.44223 | -0.45813 | -0.471 | -0.48596 | -0.50083 | -0.51752 | -0.53191 | -0.54649 | -0.55623 | -0.56266 | -0.56846 | -0.57431 | -0.58102
CE | CHAP | Chapelcross | S6 | -0.9964 | -1.0085 | -1.0099 | -1.0142 | -1.0342 | -1.0512 | -1.0739 | -1.1103 | -1.1811 | -1.2563 | -1.3602 | -1.4185 | -1.4695 | -1.5108 | -1.5588 | -1.6065 | -1.66 | -1.7062 | -1.7529 | -1.7842 | -1.8048 | -1.8234 | -1.8422 | -1.8637
CE | CHAS | Charlotte Street | S6 | -1.284 | -1.2995 | -1.3014 | -1.3069 | -1.3327 | -1.3546 | -1.3839 | -1.4308 | -1.5221 | -1.6189 | -1.7528 | -1.8279 | -1.8937 | -1.9469 | -2.0087 | -2.0702 | -2.1391 | -2.1986 | -2.2589 | -2.2992 | -2.3257 | -2.3497 | -2.3739 | -2.4016
CE | CLYM | Clyde’s Mill | S6 | -1.2631 | -1.2784 | -1.2803 | -1.2856 | -1.311 | -1.3326 | -1.3614 | -1.4075 | -1.4973 | -1.5926 | -1.7243 | -1.7982 | -1.8629 | -1.9152 | -1.976 | -2.0365 | -2.1044 | -2.1629 | -2.2222 | -2.2618 | -2.2879 | -2.3115 | -2.3353 | -2.3626
CE | COAT | Coatbridge | S6 | -0.84423 | -0.85447 | -0.8557 | -0.85929 | -0.87625 | -0.89066 | -0.9099 | -0.94074 | -1.0008 | -1.0645 | -1.1525 | -1.2019 | -1.2451 | -1.2801 | -1.3207 | -1.3612 | -1.4065 | -1.4456 | -1.4852 | -1.5117 | -1.5292 | -1.545 | -1.5608 | -1.5791
CE | COCK | Cockenzie | S6 | -0.57531 | -0.58228 | -0.58312 | -0.58556 | -0.59713 | -0.60695 | -0.62006 | -0.64107 | -0.68198 | -0.72539 | -0.78538 | -0.81904 | -0.84848 | -0.87232 | -0.90001 | -0.92757 | -0.95846 | -0.98512 | -1.0121 | -1.0302 | -1.0421 | -1.0528 | -1.0636 | -1.0761
CE | COYL | Coylton | S6 | -0.82213 | -0.83209 | -0.83329 | -0.83679 | -0.85331 | -0.86734 | -0.88608 | -0.91611 | -0.97456 | -1.0366 | -1.1223 | -1.1704 | -1.2125 | -1.2466 | -1.2861 | -1.3255 | -1.3697 | -1.4078 | -1.4464 | -1.4721 | -1.4891 | -1.5045 | -1.52 | -1.5378
CE | G_EXTRA_10 | Crookston A | S6 | -0.41682 | -0.42187 | -0.42248 | -0.42425 | -0.43263 | -0.43974 | -0.44924 | -0.46447 | -0.4941 | -0.52555 | -0.56902 | -0.5934 | -0.61473 | -0.63201 | -0.65207 | -0.67203 | -0.69442 | -0.71373 | -0.7333 | -0.74637 | -0.75499 | -0.76278 | -0.77062 | -0.77964
CE | G_EXTRA_11 | Crookston B | S6 | -0.20557 | -0.20806 | -0.20836 | -0.20923 | -0.21337 | -0.21687 | -0.22156 | -0.22907 | -0.24368 | -0.25919 | -0.28063 | -0.29266 | -0.30318 | -0.3117 | -0.32159 | -0.33144 | -0.34248 | -0.352 | -0.36165 | -0.3681 | -0.37235 | -0.37619 | -0.38006 | -0.38451
CE | CUMB | Cumbernauld | S5 | -0.91121 | -0.92225 | -0.92358 | -0.92745 | -0.94576 | -0.96132 | -0.98208 | -1.0154 | -1.0802 | -1.1489 | -1.2439 | -1.2972 | -1.3439 | -1.3816 | -1.4255 | -1.4691 | -1.5181 | -1.5603 | -1.6031 | -1.6316 | -1.6505 | -1.6675 | -1.6847 | -1.7044
CE | CUPA | Cupar | S5 | -0.81469 | -0.82456 | -0.82575 | -0.82921 | -0.84558 | -0.85949 | -0.87805 | -0.90782 | -0.96574 | -1.0272 | -1.1122 | -1.1598 | -1.2015 | -1.2353 | -1.2745 | -1.3135 | -1.3573 | -1.395 | -1.4333 | -1.4588 | -1.4757 | -1.4909 | -1.5062 | -1.5238
CE | CURR | Currie | S6 | -0.10104 | -0.10227 | -0.10242 | -0.10284 | -0.10488 | -0.1066 | -0.1089 | -0.11259 | -0.11978 | -0.1274 | -0.13794 | -0.14385 | -0.14902 | -0.15321 | -0.15807 | -0.16291 | -0.16834 | -0.17302 | -0.17776 | -0.18093 | -0.18302 | -0.18491 | -0.18681 | -0.189
CE | DALM3 | Dalmarnock | S6 | -0.53406 | -0.54053 | -0.54131 | -0.54358 | -0.55431 | -0.56343 | -0.5756 | -0.59511 | -0.63308 | -0.67337 | -0.72907 | -0.76031 | -0.78764 | -0.80977 | -0.83548 | -0.86106 | -0.88974 | -0.91449 | -0.93956 | -0.9563 | -0.96735 | -0.97733 | -0.98738 | -0.99893
CE | DEVM | Devol Moor | S6 | -0.40338 | -0.40827 | -0.40886 | -0.41058 | -0.41868 | -0.42557 | -0.43476 | -0.4495 | -0.47818 | -0.50861 | -0.55068 | -0.57428 | -0.59492 | -0.61164 | -0.63105 | -0.65037 | -0.67204 | -0.69073 | -0.70966 | -0.72231 | -0.73066 | -0.7382 | -0.74578 | -0.75451
CE | DEVO | Devonside | S5 | -1.0646 | -1.0775 | -1.079 | -1.0836 | -1.105 | -1.1231 | -1.1474 | -1.1863 | -1.262 | -1.3423 | -1.4533 | -1.5156 | -1.5701 | -1.6142 | -1.6654 | -1.7164 | -1.7736 | -1.8229 | -1.8729 | -1.9063 | -1.9283 | -1.9482 | -1.9682 | -1.9912
CE | DEWP | Dewar Place | S6 | -0.88206 | -0.89275 | -0.89404 | -0.89778 | -0.91551 | -0.93057 | -0.95067 | -0.98289 | -1.0456 | -1.1122 | -1.2041 | -1.2557 | -1.3009 | -1.3374 | -1.3799 | -1.4221 | -1.4695 | -1.5104 | -1.5518 | -1.5794 | -1.5977 | -1.6142 | -1.6308 | -1.6498
CE | DRCR | Drumcross | S5 | -0.32187 | -0.32577 | -0.32624 | -0.32761 | -0.33408 | -0.33957 | -0.34691 | -0.35867 | -0.38155 | -0.40584 | -0.4394 | -0.45823 | -0.4747 | -0.48804 | -0.50354 | -0.51895 | -0.53624 | -0.55115 | -0.56626 | -0.57636 | -0.58302 | -0.58903 | -0.59508 | -0.60204
CE | DRUM | Drumchapel | S5 | -0.59923 | -0.6065 | -0.60737 | -0.60992 | -0.62196 | -0.63219 | -0.64584 | -0.66774 | -0.71034 | -0.75555 | -0.81804 | -0.8531 | -0.88377 | -0.9086 | -0.93744 | -0.96615 | -0.99833 | -1.0261 | -1.0542 | -1.073 | -1.0854 | -1.0966 | -1.1079 | -1.1208
CE | G_EXTRA_1 | Dumfries 11 | S6 | -0.20819 | -0.21071 | -0.21102 | -0.2119 | -0.21609 | -0.21964 | -0.22438 | -0.23199 | -0.24679 | -0.2625 | -0.28421 | -0.29639 | -0.30704 | -0.31567 | -0.32569 | -0.33566 | -0.34684 | -0.35649 | -0.36626 | -0.37279 | -0.3771 | -0.38099 | -0.38491 | -0.38941
CE | G_EXTRA_2 | Dumfries 33 | S6 | -0.62656 | -0.63415 | -0.63506 | -0.63773 | -0.65032 | -0.66101 | -0.67529 | -0.69818 | -0.74273 | -0.79 | -0.85534 | -0.892 | -0.92406 | -0.95002 | -0.98019 | -1.0102 | -1.0438 | -1.0729 | -1.1023 | -1.1219 | -1.1349 | -1.1466 | -1.1584 | -1.1719
CE | G_EXTRA_3 | Dumfries ICI | S6 | -0.12297 | -0.12446 | -0.12463 | -0.12516 | -0.12763 | -0.12973 | -0.13253 | -0.13702 | -0.14576 | -0.15504 | -0.16787 | -0.17506 | -0.18135 | -0.18645 | -0.19237 | -0.19826 | -0.20486 | -0.21056 | -0.21633 | -0.22019 | -0.22273 | -0.22503 | -0.22734 | -0.23
CE | DUNB | Dunbar | S6 | -0.5163 | -0.52256 | -0.52331 | -0.52551 | -0.53588 | -0.5447 | -0.55646 | -0.57532 | -0.61203 | -0.65099 | -0.70483 | -0.73503 | -0.76145 | -0.78285 | -0.8077 | -0.83243 | -0.86016 | -0.88408 | -0.90832 | -0.92451 | -0.93519 | -0.94484 | -0.95455 | -0.96571
CE | DUNF | Dunfermline | S5 | -0.48224 | -0.48808 | -0.48879 | -0.49084 | -0.50053 | -0.50876 | -0.51975 | -0.53737 | -0.57165 | -0.60804 | -0.65833 | -0.68654 | -0.71122 | -0.7312 | -0.75442 | -0.77751 | -0.80341 | -0.82576 | -0.84839 | -0.86352 | -0.87349 | -0.88251 | -0.89157 | -0.902
CE | EAST | Earlston | S6 | -0.0088044 | -0.0089111 | -0.0089239 | -0.0089614 | -0.0091383 | -0.0092886 | -0.0094892 | -0.0098109 | -0.010437 | -0.011101 | -0.012019 | -0.012534 | -0.012985 | -0.01335 | -0.013774 | -0.014195 | -0.014668 | -0.015076 | -0.015489 | -0.015765 | -0.015948 | -0.016112 | -0.016278 | -0.016468
CE | ECCL | Eccles | S6 | -0.41561 | -0.42064 | -0.42125 | -0.42302 | -0.43137 | -0.43846 | -0.44793 | -0.46312 | -0.49267 | -0.52402 | -0.56737 | -0.59168 | -0.61295 | -0.63017 | -0.65018 | -0.67008 | -0.6924 | -0.71166 | -0.73117 | -0.7442 | -0.7528 | -0.76057 | -0.76838 | -0.77737
CE | EERH | Easterhouse | S6 | -0.85206 | -0.86239 | -0.86363 | -0.86725 | -0.88437 | -0.89892 | -0.91833 | -0.94946 | -1.01 | -1.0743 | -1.1632 | -1.213 | -1.2566 | -1.2919 | -1.333 | -1.3738 | -1.4195 | -1.459 | -1.499 | -1.5257 | -1.5434 | -1.5593 | -1.5753 | -1.5937
CE | EKIL | East Kilbride | S6 | -0.59525 | -0.60246 | -0.60333 | -0.60586 | -0.61782 | -0.62798 | -0.64155 | -0.66329 | -0.70561 | -0.75052 | -0.8126 | -0.84742 | -0.87788 | -0.90255 | -0.9312 | -0.95971 | -0.99168 | -1.0193 | -1.0472 | -1.0659 | -1.0782 | -1.0893 | -1.1005 | -1.1134
CE | EKIS | East Kilbride South | S6 | -0.48214 | -0.48798 | -0.48868 | -0.49073 | -0.50042 | -0.50865 | -0.51964 | -0.53725 | -0.57153 | -0.60791 | -0.65819 | -0.68639 | -0.71106 | -0.73104 | -0.75425 | -0.77735 | -0.80324 | -0.82558 | -0.84821 | -0.86333 | -0.87331 | -0.88231 | -0.89138 | -0.90181
CE | ELDE | Elderslie | S6 | -0.32718 | -0.33115 | -0.33162 | -0.33302 | -0.33959 | -0.34518 | -0.35263 | -0.36458 | -0.38785 | -0.41253 | -0.44665 | -0.46579 | -0.48254 | -0.49609 | -0.51184 | -0.52751 | -0.54509 | -0.56025 | -0.5756 | -0.58586 | -0.59263 | -0.59875 | -0.6049 | -0.61198
CE | ERSK | Erskine | S6 | -0.19207 | -0.19439 | -0.19467 | -0.19549 | -0.19935 | -0.20263 | -0.207 | -0.21402 | -0.22768 | -0.24217 | -0.2622 | -0.27343 | -0.28326 | -0.29122 | -0.30047 | -0.30967 | -0.31998 | -0.32888 | -0.3379 | -0.34392 | -0.34789 | -0.35148 | -0.3551 | -0.35925
CE | FINN | Finnieston | S5 | -0.40422 | -0.40912 | -0.40971 | -0.41143 | -0.41955 | -0.42645 | -0.43566 | -0.45043 | -0.47917 | -0.50967 | -0.55182 | -0.57547 | -0.59616 | -0.61291 | -0.63237 | -0.65173 | -0.67343 | -0.69217 | -0.71114 | -0.72382 | -0.73218 | -0.73973 | -0.74733 | -0.75608
CE | GALA | Galashiels | S6 | -0.50432 | -0.51043 | -0.51117 | -0.51331 | -0.52344 | -0.53205 | -0.54354 | -0.56197 | -0.59783 | -0.63588 | -0.68847 | -0.71797 | -0.74378 | -0.76468 | -0.78896 | -0.81311 | -0.84019 | -0.86356 | -0.88724 | -0.90305 | -0.91349 | -0.92291 | -0.93239 | -0.9433
CE | GIFF | Giffnock | S6 | -0.3649 | -0.36933 | -0.36986 | -0.37141 | -0.37874 | -0.38497 | -0.39329 | -0.40662 | -0.43256 | -0.46009 | -0.49815 | -0.5195 | -0.53817 | -0.55329 | -0.57086 | -0.58833 | -0.60793 | -0.62484 | -0.64197 | -0.65341 | -0.66096 | -0.66778 | -0.67464 | -0.68253
CE | GLLE | Glenlee | S6 | -0.041026 | -0.041524 | -0.041583 | -0.041758 | -0.042582 | -0.043283 | -0.044217 | -0.045716 | -0.048633 | -0.051729 | -0.056007 | -0.058407 | -0.060507 | -0.062207 | -0.064182 | -0.066147 | -0.06835 | -0.070251 | -0.072177 | -0.073463 | -0.074312 | -0.075079 | -0.07585 | -0.076738
CE | GLLU | Glenluce | S6 | -0.47069 | -0.4764 | -0.47708 | -0.47908 | -0.48854 | -0.49658 | -0.5073 | -0.5245 | -0.55796 | -0.59348 | -0.64256 | -0.6701 | -0.69419 | -0.71369 | -0.73635 | -0.75889 | -0.78417 | -0.80598 | -0.82808 | -0.84284 | -0.85258 | -0.86137 | -0.87022 | -0.8804
CE | GLNI | Glenniston | S5 | -0.4066 | -0.41153 | -0.41212 | -0.41385 | -0.42202 | -0.42896 | -0.43822 | -0.45308 | -0.48199 | -0.51266 | -0.55507 | -0.57885 | -0.59966 | -0.61651 | -0.63608 | -0.65556 | -0.67739 | -0.69623 | -0.71532 | -0.72807 | -0.73648 | -0.74408 | -0.75173 | -0.76052
CE | GLRO | Glenrothes | S5 | -0.49879 | -0.50484 | -0.50557 | -0.50769 | -0.51771 | -0.52622 | -0.53759 | -0.55581 | -0.59128 | -0.62891 | -0.68093 | -0.71011 | -0.73563 | -0.7563 | -0.78031 | -0.8042 | -0.83099 | -0.8541 | -0.87752 | -0.89316 | -0.90348 | -0.9128 | -0.92218 | -0.93297
CE | GORG | Gorgie | S6 | -0.31238 | -0.31616 | -0.31662 | -0.31795 | -0.32422 | -0.32956 | -0.33667 | -0.34809 | -0.3703 | -0.39386 | -0.42644 | -0.44472 | -0.4607 | -0.47364 | -0.48868 | -0.50364 | -0.52042 | -0.53489 | -0.54956 | -0.55935 | -0.56582 | -0.57165 | -0.57753 | -0.58428
CE | GOVA | Govan | S6 | -0.51605 | -0.5223 | -0.52305 | -0.52525 | -0.53562 | -0.54443 | -0.55619 | -0.57504 | -0.61173 | -0.65066 | -0.70448 | -0.73467 | -0.76108 | -0.78246 | -0.8073 | -0.83202 | -0.85973 | -0.88365 | -0.90787 | -0.92405 | -0.93473 | -0.94437 | -0.95408 | -0.96524
CE | G_EXTRA_4 | Grangemouth A | S6 | -0.54419 | -0.55078 | -0.55158 | -0.55389 | -0.56483 | -0.57412 | -0.58652 | -0.6064 | -0.64509 | -0.68615 | -0.7429 | -0.77474 | -0.80258 | -0.82513 | -0.85133 | -0.87739 | -0.90662 | -0.93184 | -0.95738 | -0.97444 | -0.9857 | -0.99587 | -1.0061 | -1.0179
CE | G_EXTRA_5 | Grangemouth C | S6 | -0.37348 | -0.37801 | -0.37855 | -0.38014 | -0.38764 | -0.39402 | -0.40253 | -0.41617 | -0.44273 | -0.47091 | -0.50985 | -0.5317 | -0.55082 | -0.56629 | -0.58427 | -0.60216 | -0.62222 | -0.63952 | -0.65705 | -0.66877 | -0.67649 | -0.68347 | -0.6905 | -0.69857
CE | HAGR | Haggs Road | S6 | -0.48358 | -0.48944 | -0.49014 | -0.4922 | -0.50192 | -0.51017 | -0.52119 | -0.53886 | -0.57324 | -0.60972 | -0.66015 | -0.68844 | -0.71319 | -0.73323 | -0.75651 | -0.77967 | -0.80564 | -0.82805 | -0.85074 | -0.86591 | -0.87591 | -0.88495 | -0.89405 | -0.9045
CE | HAWI | Hawick | S6 | -0.31956 | -0.32343 | -0.3239 | -0.32526 | -0.33168 | -0.33713 | -0.34441 | -0.35609 | -0.37881 | -0.40292 | -0.43625 | -0.45494 | -0.47129 | -0.48454 | -0.49992 | -0.51522 | -0.53239 | -0.54719 | -0.56219 | -0.57221 | -0.57883 | -0.5848 | -0.59081 | -0.59772
CE | HELE | Helensburgh | S5 | -0.17857 | -0.18073 | -0.18099 | -0.18175 | -0.18534 | -0.18839 | -0.19246 | -0.19898 | -0.21168 | -0.22515 | -0.24377 | -0.25422 | -0.26336 | -0.27076 | -0.27935 | -0.28791 | -0.2975 | -0.30577 | -0.31415 | -0.31975 | -0.32345 | -0.32678 | -0.33014 | -0.334
CE | HUER | Hunterston Farm | S6 | -0.13719 | -0.13886 | -0.13906 | -0.13964 | -0.1424 | -0.14474 | -0.14786 | -0.15288 | -0.16263 | -0.17298 | -0.18729 | -0.19532 | -0.20234 | -0.20802 | -0.21463 | -0.2212 | -0.22856 | -0.23492 | -0.24136 | -0.24566 | -0.2485 | -0.25107 | -0.25365 | -0.25661
CE | INKE | Inverkeithing | S5 | -0.59712 | -0.60436 | -0.60523 | -0.60776 | -0.61976 | -0.62996 | -0.64356 | -0.66538 | -0.70783 | -0.75289 | -0.81516 | -0.85009 | -0.88064 | -0.90539 | -0.93413 | -0.96273 | -0.9948 | -1.0225 | -1.0505 | -1.0692 | -1.0816 | -1.0927 | -1.104 | -1.1169
CE | JOHN | Johnstone | S6 | -0.51268 | -0.51889 | -0.51964 | -0.52182 | -0.53212 | -0.54087 | -0.55255 | -0.57128 | -0.60773 | -0.64642 | -0.69988 | -0.72987 | -0.75611 | -0.77735 | -0.80203 | -0.82659 | -0.85412 | -0.87788 | -0.90194 | -0.91802 | -0.92863 | -0.93821 | -0.94785 | -0.95893
CE | KAIM | Kaimes | S6 | -1.4341 | -1.4515 | -1.4536 | -1.4597 | -1.4885 | -1.513 | -1.5456 | -1.598 | -1.7 | -1.8082 | -1.9578 | -2.0417 | -2.115 | -2.1745 | -2.2435 | -2.3122 | -2.3892 | -2.4557 | -2.523 | -2.5679 | -2.5976 | -2.6244 | -2.6514 | -2.6824
CE | KEOO | Kendoon | S6 | -0.02686 | -0.027186 | -0.027225 | -0.027339 | -0.027879 | -0.028337 | -0.028949 | -0.029931 | -0.03184 | -0.033867 | -0.036668 | -0.03824 | -0.039614 | -0.040727 | -0.04202 | -0.043307 | -0.044749 | -0.045994 | -0.047255 | -0.048097 | -0.048653 | -0.049155 | -0.04966 | -0.050241
CE | KIER | Killermont | S5 | -0.80049 | -0.81019 | -0.81136 | -0.81476 | -0.83085 | -0.84452 | -0.86276 | -0.892 | -0.94891 | -1.0093 | -1.0928 | -1.1396 | -1.1806 | -1.2138 | -1.2523 | -1.2906 | -1.3336 | -1.3707 | -1.4083 | -1.4334 | -1.45 | -1.4649 | -1.48 | -1.4973
CE | G_EXTRA_6 | Kilbowie 11 | S5 | -0.1071 | -0.1084 | -0.10855 | -0.10901 | -0.11116 | -0.11299 | -0.11543 | -0.11934 | -0.12696 | -0.13504 | -0.14621 | -0.15247 | -0.15795 | -0.16239 | -0.16755 | -0.17268 | -0.17843 | -0.18339 | -0.18842 | -0.19178 | -0.19399 | -0.196 | -0.19801 | -0.20033
CE | G_EXTRA_7 | Kilbowie 33 | S5 | -0.25216 | -0.25522 | -0.25558 | -0.25666 | -0.26172 | -0.26603 | -0.27177 | -0.28099 | -0.29891 | -0.31794 | -0.34424 | -0.35899 | -0.37189 | -0.38234 | -0.39448 | -0.40656 | -0.4201 | -0.43178 | -0.44362 | -0.45153 | -0.45675 | -0.46146 | -0.4662 | -0.47165
CE | KILS | Kilmarnock South | S6 | -0.42428 | -0.42942 | -0.43004 | -0.43185 | -0.44037 | -0.44761 | -0.45728 | -0.47278 | -0.50295 | -0.53496 | -0.57921 | -0.60403 | -0.62574 | -0.64332 | -0.66375 | -0.68407 | -0.70685 | -0.72651 | -0.74643 | -0.75973 | -0.76851 | -0.77644 | -0.78442 | -0.7936
CE | KILT | Kilmarnock Town | S6 | -0.98753 | -0.9995 | -1.0009 | -1.0051 | -1.025 | -1.0418 | -1.0643 | -1.1004 | -1.1706 | -1.2451 | -1.3481 | -1.4059 | -1.4564 | -1.4974 | -1.5449 | -1.5922 | -1.6452 | -1.691 | -1.7373 | -1.7683 | -1.7887 | -1.8072 | -1.8258 | -1.8471
CE | KILW | Kilwinning | S6 | -0.45742 | -0.46297 | -0.46364 | -0.46558 | -0.47477 | -0.48258 | -0.493 | -0.50971 | -0.54224 | -0.57675 | -0.62445 | -0.65121 | -0.67462 | -0.69358 | -0.7156 | -0.7375 | -0.76207 | -0.78327 | -0.80474 | -0.81908 | -0.82855 | -0.83709 | -0.8457 | -0.85559
CE | LEVE | Leven | S5 | -0.8655 | -0.87599 | -0.87726 | -0.88093 | -0.89833 | -0.9131 | -0.93282 | -0.96444 | -1.026 | -1.0913 | -1.1815 | -1.2322 | -1.2765 | -1.3123 | -1.354 | -1.3955 | -1.4419 | -1.482 | -1.5227 | -1.5498 | -1.5677 | -1.5839 | -1.6002 | -1.6189
CE | LING | Livingston East | S6 | -1.2332 | -1.2482 | -1.25 | -1.2552 | -1.28 | -1.301 | -1.3291 | -1.3742 | -1.4619 | -1.5549 | -1.6835 | -1.7557 | -1.8188 | -1.8699 | -1.9292 | -1.9883 | -2.0545 | -2.1117 | -2.1696 | -2.2082 | -2.2337 | -2.2568 | -2.28 | -2.3066
CE | LINM | Linnmill | S6 | -1.0171 | -1.0294 | -1.0309 | -1.0352 | -1.0556 | -1.073 | -1.0962 | -1.1333 | -1.2057 | -1.2824 | -1.3885 | -1.448 | -1.5 | -1.5421 | -1.5911 | -1.6398 | -1.6944 | -1.7416 | -1.7893 | -1.8212 | -1.8423 | -1.8613 | -1.8804 | -1.9024
CE | MAYB | Maybole | S6 | -0.39047 | -0.3952 | -0.39577 | -0.39743 | -0.40527 | -0.41194 | -0.42084 | -0.4351 | -0.46286 | -0.49232 | -0.53304 | -0.55589 | -0.57587 | -0.59205 | -0.61085 | -0.62955 | -0.65052 | -0.66861 | -0.68694 | -0.69918 | -0.70726 | -0.71456 | -0.7219 | -0.73035
CE | NEAR | Newarthill | S6 | -1.2515 | -1.2666 | -1.2684 | -1.2738 | -1.2989 | -1.3203 | -1.3488 | -1.3945 | -1.4835 | -1.5779 | -1.7084 | -1.7816 | -1.8457 | -1.8975 | -1.9578 | -2.0177 | -2.0849 | -2.1429 | -2.2017 | -2.2409 | -2.2668 | -2.2902 | -2.3137 | -2.3408
CE | NETS | Newton Stewart | S6 | -0.18643 | -0.18869 | -0.18896 | -0.18975 | -0.1935 | -0.19668 | -0.20093 | -0.20774 | -0.221 | -0.23506 | -0.25451 | -0.26541 | -0.27495 | -0.28268 | -0.29165 | -0.30058 | -0.31059 | -0.31923 | -0.32798 | -0.33383 | -0.33769 | -0.34117 | -0.34468 | -0.34871
CE | PAIS | Paisley | S6 | -0.4982 | -0.50424 | -0.50497 | -0.50709 | -0.5171 | -0.5256 | -0.53696 | -0.55516 | -0.59058 | -0.62817 | -0.68012 | -0.70927 | -0.73476 | -0.75541 | -0.77939 | -0.80325 | -0.83001 | -0.8531 | -0.87648 | -0.8921 | -0.90241 | -0.91172 | -0.92109 | -0.93186
CE | PART | Partick | S5 | -0.42591 | -0.43107 | -0.43169 | -0.4335 | -0.44206 | -0.44933 | -0.45904 | -0.4746 | -0.50488 | -0.53701 | -0.58143 | -0.60635 | -0.62814 | -0.64579 | -0.66629 | -0.68669 | -0.70956 | -0.7293 | -0.74929 | -0.76265 | -0.77146 | -0.77942 | -0.78743 | -0.79664
CE | POOB | Portobello | S6 | -1.2247 | -1.2396 | -1.2413 | -1.2465 | -1.2712 | -1.2921 | -1.32 | -1.3647 | -1.4518 | -1.5442 | -1.6719 | -1.7436 | -1.8062 | -1.857 | -1.9159 | -1.9746 | -2.0404 | -2.0971 | -2.1546 | -2.193 | -2.2183 | -2.2412 | -2.2643 | -2.2908
CE | PORD | Port Dundas | S5 | -0.88716 | -0.89791 | -0.8992 | -0.90297 | -0.9208 | -0.93595 | -0.95616 | -0.98857 | -1.0516 | -1.1186 | -1.2111 | -1.263 | -1.3084 | -1.3452 | -1.3879 | -1.4304 | -1.478 | -1.5191 | -1.5608 | -1.5886 | -1.6069 | -1.6235 | -1.6402 | -1.6594
CE | RAVE | Ravenscraig | S6 | -0.028628 | -0.028975 | -0.029017 | -0.029138 | -0.029714 | -0.030202 | -0.030855 | -0.031901 | -0.033936 | -0.036096 | -0.039081 | -0.040756 | -0.042221 | -0.043408 | -0.044786 | -0.046157 | -0.047694 | -0.049021 | -0.050365 | -0.051262 | -0.051855 | -0.05239 | -0.052928 | -0.053547
CE | REDH | Redhouse | S5 | -0.69687 | -0.70532 | -0.70633 | -0.7093 | -0.7233 | -0.7352 | -0.75108 | -0.77653 | -0.82608 | -0.87866 | -0.95133 | -0.9921 | -1.0278 | -1.0566 | -1.0902 | -1.1236 | -1.161 | -1.1933 | -1.226 | -1.2478 | -1.2623 | -1.2753 | -1.2884 | -1.3035
CE | G_EXTRA_8 | Saltcoats A | S6 | -0.60775 | -0.61511 | -0.616 | -0.61858 | -0.6308 | -0.64117 | -0.65502 | -0.67722 | -0.72043 | -0.76629 | -0.82967 | -0.86522 | -0.89632 | -0.92151 | -0.95076 | -0.97987 | -1.0125 | -1.0407 | -1.0692 | -1.0883 | -1.1008 | -1.1122 | -1.1236 | -1.1368
CE | G_EXTRA_9 | Saltcoats B | S6 | -0.45492 | -0.46043 | -0.4611 | -0.46303 | -0.47217 | -0.47994 | -0.4903 | -0.50692 | -0.53927 | -0.57359 | -0.62103 | -0.64765 | -0.67092 | -0.68978 | -0.71167 | -0.73346 | -0.75789 | -0.77897 | -0.80033 | -0.81459 | -0.82401 | -0.83251 | -0.84106 | -0.8509
CE | SANX | St Andrews Cross | S6 | -0.55124 | -0.55792 | -0.55873 | -0.56107 | -0.57215 | -0.58156 | -0.59412 | -0.61426 | -0.65345 | -0.69504 | -0.75253 | -0.78478 | -0.81298 | -0.83583 | -0.86236 | -0.88877 | -0.91837 | -0.94391 | -0.96979 | -0.98707 | -0.99848 | -1.0088 | -1.0191 | -1.0311
CE | SHRU | Shrubhill | S6 | -1.3125 | -1.3284 | -1.3303 | -1.3359 | -1.3623 | -1.3847 | -1.4146 | -1.4626 | -1.5559 | -1.6549 | -1.7918 | -1.8686 | -1.9357 | -1.9901 | -2.0533 | -2.1162 | -2.1867 | -2.2475 | -2.3091 | -2.3503 | -2.3774 | -2.4019 | -2.4266 | -2.455
CE | SIGH | Sighthill | S6 | -1.4465 | -1.464 | -1.4661 | -1.4723 | -1.5013 | -1.526 | -1.559 | -1.6118 | -1.7147 | -1.8238 | -1.9747 | -2.0593 | -2.1333 | -2.1933 | -2.2629 | -2.3322 | -2.4099 | -2.4769 | -2.5448 | -2.5901 | -2.6201 | -2.6471 | -2.6743 | -2.7056
CE | SPAV | Spango Valley | S6 | -0.35585 | -0.36016 | -0.36068 | -0.36219 | -0.36935 | -0.37542 | -0.38353 | -0.39653 | -0.42183 | -0.44868 | -0.48579 | -0.50661 | -0.52482 | -0.53956 | -0.55669 | -0.57374 | -0.59285 | -0.60934 | -0.62604 | -0.6372 | -0.64456 | -0.65121 | -0.6579 | -0.6656
CE | STHA | Strathaven | S6 | -0.5846 | -0.59169 | -0.59254 | -0.59502 | -0.60677 | -0.61675 | -0.63007 | -0.65143 | -0.693 | -0.7371 | -0.79807 | -0.83227 | -0.86218 | -0.88641 | -0.91455 | -0.94255 | -0.97395 | -1.001 | -1.0285 | -1.0468 | -1.0589 | -1.0698 | -1.0808 | -1.0935
CE | STIR | Stirling | S5 | -1.2697 | -1.2851 | -1.287 | -1.2924 | -1.3179 | -1.3396 | -1.3685 | -1.4149 | -1.5052 | -1.601 | -1.7334 | -1.8077 | -1.8726 | -1.9252 | -1.9864 | -2.0472 | -2.1154 | -2.1742 | -2.2338 | -2.2736 | -2.2999 | -2.3236 | -2.3475 | -2.375
CE | STLE | Strathleven | S5 | -0.72022 | -0.72895 | -0.73 | -0.73306 | -0.74753 | -0.75983 | -0.77624 | -0.80255 | -0.85376 | -0.9081 | -0.9832 | -1.0253 | -1.0622 | -1.092 | -1.1267 | -1.1612 | -1.1999 | -1.2333 | -1.2671 | -1.2896 | -1.3045 | -1.318 | -1.3316 | -1.3471
CE | TELR | Telford Road | S6 | -0.26698 | -0.27022 | -0.27061 | -0.27174 | -0.27711 | -0.28166 | -0.28775 | -0.2975 | -0.31648 | -0.33663 | -0.36447 | -0.38009 | -0.39375 | -0.40481 | -0.41767 | -0.43045 | -0.44479 | -0.45716 | -0.46969 | -0.47807 | -0.48359 | -0.48858 | -0.4936 | -0.49937
CE | TONG | Tongland | S6 | -0.37605 | -0.3806 | -0.38115 | -0.38275 | -0.39031 | -0.39673 | -0.4053 | -0.41903 | -0.44577 | -0.47414 | -0.51336 | -0.53536 | -0.5546 | -0.57018 | -0.58829 | -0.6063 | -0.62649 | -0.64392 | -0.66157 | -0.67336 | -0.68114 | -0.68817 | -0.69524 | -0.70337
CE | WFIE | Westfield | S5 | -0.47127 | -0.47699 | -0.47767 | -0.47968 | -0.48915 | -0.49719 | -0.50793 | -0.52515 | -0.55866 | -0.59421 | -0.64336 | -0.67093 | -0.69505 | -0.71458 | -0.73726 | -0.75984 | -0.78514 | -0.80698 | -0.8291 | -0.84388 | -0.85363 | -0.86244 | -0.8713 | -0.88149
CE | WGEO | West George Street | S5 | -0.87866 | -0.88931 | -0.89059 | -0.89433 | -0.91198 | -0.92698 | -0.94701 | -0.97911 | -1.0416 | -1.1079 | -1.1995 | -1.2509 | -1.2959 | -1.3323 | -1.3746 | -1.4167 | -1.4639 | -1.5046 | -1.5458 | -1.5734 | -1.5915 | -1.608 | -1.6245 | -1.6435
CE | WHHO | Whitehouse | S6 | -0.61585 | -0.62331 | -0.62421 | -0.62683 | -0.6392 | -0.64972 | -0.66375 | -0.68625 | -0.73003 | -0.7765 | -0.84072 | -0.87675 | -0.90827 | -0.93379 | -0.96343 | -0.99293 | -1.026 | -1.0545 | -1.0834 | -1.1028 | -1.1155 | -1.127 | -1.1386 | -1.1519
CE | WISH | Wishaw | S6 | -1.0255 | -1.0379 | -1.0394 | -1.0438 | -1.0644 | -1.0819 | -1.1053 | -1.1427 | -1.2156 | -1.293 | -1.4 | -1.46 | -1.5124 | -1.5549 | -1.6043 | -1.6534 | -1.7085 | -1.756 | -1.8041 | -1.8363 | -1.8575 | -1.8767 | -1.896 | -1.9181
CE | AYRR | Ayr | S6 | -0.68509 | -0.69339 | -0.69439 | -0.6973 | -0.71107 | -0.72276 | -0.73837 | -0.7634 | -0.81211 | -0.8638 | -0.93524 | -0.97532 | -1.0104 | -1.0388 | -1.0717 | -1.1046 | -1.1414 | -1.1731 | -1.2053 | -1.2267 | -1.2409 | -1.2537 | -1.2666 | -1.2814
CE | DUNO_P | Dunoon | S5 | -0.20676 | -0.20927 | -0.20957 | -0.21045 | -0.2146 | -0.21813 | -0.22284 | -0.2304 | -0.2451 | -0.2607 | -0.28226 | -0.29436 | -0.30494 | -0.3135 | -0.32346 | -0.33336 | -0.34446 | -0.35405 | -0.36375 | -0.37023 | -0.37451 | -0.37838 | -0.38226 | -0.38674
CR | ABNE_P | Abernethy | T4 | -0.56906 | -0.5756 | -0.57804 | -0.58265 | -0.62121 | -0.68256 | -0.76697 | -0.88695 | -1.0337 | -1.1167 | -1.1708 | -1.2561 | -1.3429 | -1.4118 | -1.4999 | -1.5791 | -1.6366 | -1.706 | -1.7701 | -1.8557 | -1.914 | -1.9821 | -2.0387 | -2.0651
CR | ALNE_P | Alness | T5 | -0.49782 | -0.50354 | -0.50567 | -0.5097 | -0.54344 | -0.59711 | -0.67095 | -0.77591 | -0.90432 | -0.97692 | -1.0242 | -1.0989 | -1.1748 | -1.2351 | -1.3121 | -1.3814 | -1.4317 | -1.4924 | -1.5485 | -1.6234 | -1.6743 | -1.734 | -1.7834 | -1.8065
CR | ARBR_P | Arbroath | T4 | -0.40711 | -0.41179 | -0.41353 | -0.41683 | -0.44442 | -0.48831 | -0.5487 | -0.63453 | -0.73955 | -0.79892 | -0.83757 | -0.89864 | -0.96074 | -1.01 | -1.0731 | -1.1297 | -1.1709 | -1.2205 | -1.2664 | -1.3276 | -1.3693 | -1.418 | -1.4585 | -1.4774
CR | ARDK_P | Ardkinglas | T3 | 0 | 0 | 0 | 0 | 0 | 0 | 0 | 0 | 0 | 0 | 0 | 0 | 0 | 0 | 0 | 0 | 0 | 0 | 0 | 0 | 0 | 0 | 0 | 0
CR | ARMO_P | Ardmore | T1 | -0.48189 | -0.48742 | -0.48949 | -0.49339 | -0.52605 | -0.57801 | -0.64948 | -0.75108 | -0.87539 | -0.94566 | -0.99142 | -1.0637 | -1.1372 | -1.1955 | -1.2702 | -1.3372 | -1.3859 | -1.4446 | -1.499 | -1.5714 | -1.6208 | -1.6785 | -1.7264 | -1.7487
CR | BEAU_P | Beauly | T1 | -0.47301 | -0.47845 | -0.48047 | -0.4843 | -0.51636 | -0.56736 | -0.63752 | -0.73725 | -0.85926 | -0.92824 | -0.97316 | -1.0441 | -1.1163 | -1.1735 | -1.2468 | -1.3126 | -1.3604 | -1.418 | -1.4714 | -1.5425 | -1.5909 | -1.6476 | -1.6946 | -1.7165
CR | BERB_P | Berryburn | T1 | 0 | 0 | 0 | 0 | 0 | 0 | 0 | 0 | 0 | 0 | 0 | 0 | 0 | 0 | 0 | 0 | 0 | 0 | 0 | 0 | 0 | 0 | 0 | 0
CR | BOAG_P | Boat of Garten | T1 | -0.35283 | -0.35688 | -0.35839 | -0.36125 | -0.38516 | -0.4232 | -0.47553 | -0.54992 | -0.64094 | -0.69239 | -0.72589 | -0.77882 | -0.83264 | -0.87534 | -0.92998 | -0.97909 | -1.0147 | -1.0577 | -1.0975 | -1.1506 | -1.1867 | -1.229 | -1.264 | -1.2804
CR | BRAC_P | Braco West | T4 | -0.42597 | -0.43086 | -0.43269 | -0.43614 | -0.46501 | -0.51093 | -0.57412 | -0.66393 | -0.77381 | -0.83593 | -0.87638 | -0.94027 | -1.0053 | -1.0568 | -1.1228 | -1.1821 | -1.2251 | -1.277 | -1.325 | -1.3891 | -1.4327 | -1.4837 | -1.526 | -1.5458
CR | BRID_P | Bridge of Dun | T4 | -0.39046 | -0.39495 | -0.39662 | -0.39979 | -0.42625 | -0.46835 | -0.52626 | -0.60859 | -0.70931 | -0.76625 | -0.80333 | -0.8619 | -0.92146 | -0.96872 | -1.0292 | -1.0835 | -1.123 | -1.1706 | -1.2146 | -1.2733 | -1.3133 | -1.3601 | -1.3988 | -1.417
CR | BROA_P | Broadford | T1 | -0.15048 | -0.15221 | -0.15285 | -0.15407 | -0.16427 | -0.18049 | -0.20281 | -0.23454 | -0.27336 | -0.2953 | -0.30959 | -0.33216 | -0.35512 | -0.37333 | -0.39663 | -0.41757 | -0.43278 | -0.45111 | -0.46808 | -0.4907 | -0.50611 | -0.52414 | -0.53909 | -0.54607
CR | BROR_P | Brora | T5 | -0.11242 | -0.11371 | -0.11419 | -0.1151 | -0.12272 | -0.13484 | -0.15151 | -0.17521 | -0.20421 | -0.22061 | -0.23128 | -0.24814 | -0.26529 | -0.2789 | -0.29631 | -0.31195 | -0.32331 | -0.33701 | -0.34968 | -0.36658 | -0.3781 | -0.39157 | -0.40273 | -0.40795
CR | BUMU_P | Burghmuir | T4 | -0.6431 | -0.65049 | -0.65324 | -0.65845 | -0.70204 | -0.77137 | -0.86676 | -1.0023 | -1.1682 | -1.262 | -1.3231 | -1.4196 | -1.5177 | -1.5955 | -1.6951 | -1.7846 | -1.8496 | -1.9279 | -2.0004 | -2.0971 | -2.163 | -2.24 | -2.3039 | -2.3337
CR | CAAD_P | Carradale | T3 | -0.22237 | -0.22493 | -0.22588 | -0.22768 | -0.24275 | -0.26673 | -0.29971 | -0.34659 | -0.40396 | -0.43638 | -0.4575 | -0.49085 | -0.52478 | -0.55169 | -0.58613 | -0.61707 | -0.63954 | -0.66664 | -0.69171 | -0.72514 | -0.74792 | -0.77456 | -0.79665 | -0.80696
CR | CASS_P | Cassley | T5 | -0.040229 | -0.040691 | -0.040863 | -0.041189 | -0.043916 | -0.048253 | -0.05422 | -0.062702 | -0.073079 | -0.078945 | -0.082765 | -0.0888 | -0.094937 | -0.099806 | -0.10604 | -0.11163 | -0.1157 | -0.1206 | -0.12514 | -0.13118 | -0.1353 | -0.14012 | -0.14412 | -0.14599
CR | CEAN_P | Ceannacroc | T1 | 0 | 0 | 0 | 0 | 0 | 0 | 0 | 0 | 0 | 0 | 0 | 0 | 0 | 0 | 0 | 0 | 0 | 0 | 0 | 0 | 0 | 0 | 0 | 0
CR | CHAR_P | Charleston | T4 | -0.31691 | -0.32055 | -0.32191 | -0.32448 | -0.34595 | -0.38012 | -0.42713 | -0.49394 | -0.57569 | -0.62191 | -0.652 | -0.69954 | -0.74788 | -0.78624 | -0.83531 | -0.87942 | -0.91144 | -0.95005 | -0.98578 | -1.0334 | -1.0659 | -1.1039 | -1.1353 | -1.15
CR | CLAC_P | Clachan | T3 | 0 | 0 | 0 | 0 | 0 | 0 | 0 | 0 | 0 | 0 | 0 | 0 | 0 | 0 | 0 | 0 | 0 | 0 | 0 | 0 | 0 | 0 | 0 | 0
CR | CLAY_P | Clayhills | T2 | -0.59712 | -0.60398 | -0.60654 | -0.61137 | -0.65184 | -0.71622 | -0.80478 | -0.93068 | -1.0847 | -1.1718 | -1.2285 | -1.3181 | -1.4091 | -1.4814 | -1.5739 | -1.657 | -1.7173 | -1.7901 | -1.8574 | -1.9472 | -2.0083 | -2.0799 | -2.1392 | -2.1669
CR | COUA_P | Coupar Angus | T4 | -0.36692 | -0.37113 | -0.3727 | -0.37568 | -0.40054 | -0.4401 | -0.49453 | -0.57189 | -0.66653 | -0.72004 | -0.75488 | -0.80992 | -0.86589 | -0.9103 | -0.96712 | -1.0182 | -1.0553 | -1.1 | -1.1413 | -1.1965 | -1.2341 | -1.278 | -1.3145 | -1.3315
CR | CRAI_P | CraigieBuckler | T2 | -0.26678 | -0.26985 | -0.27099 | -0.27315 | -0.29123 | -0.32 | -0.35957 | -0.41582 | -0.48464 | -0.52354 | -0.54887 | -0.58889 | -0.62959 | -0.66188 | -0.70319 | -0.74032 | -0.76728 | -0.79978 | -0.82986 | -0.86997 | -0.8973 | -0.92925 | -0.95576 | -0.96813
CR | DALL_P | Dallas | T1 | 0 | 0 | 0 | 0 | 0 | 0 | 0 | 0 | 0 | 0 | 0 | 0 | 0 | 0 | 0 | 0 | 0 | 0 | 0 | 0 | 0 | 0 | 0 | 0
CR | DOUN_P | Dounreay | T5 | -0.11234 | -0.11363 | -0.11411 | -0.11502 | -0.12263 | -0.13474 | -0.1514 | -0.17509 | -0.20407 | -0.22045 | -0.23112 | -0.24797 | -0.2651 | -0.2787 | -0.2961 | -0.31173 | -0.32308 | -0.33677 | -0.34943 | -0.36632 | -0.37783 | -0.39128 | -0.40245 | -0.40765
CR | DUDH_P | Dudhope | T4 | -0.81498 | -0.82434 | -0.82783 | -0.83443 | -0.88967 | -0.97753 | -1.0984 | -1.2702 | -1.4805 | -1.5993 | -1.6767 | -1.799 | -1.9233 | -2.0219 | -2.1481 | -2.2615 | -2.3439 | -2.4432 | -2.5351 | -2.6576 | -2.7411 | -2.8387 | -2.9197 | -2.9575
CR | DUBE_P | Dunbeath | T5 | -0.025794 | -0.02609 | -0.026201 | -0.02641 | -0.028158 | -0.030939 | -0.034765 | -0.040203 | -0.046857 | -0.050619 | -0.053068 | -0.056937 | -0.060872 | -0.063994 | -0.067988 | -0.071578 | -0.074184 | -0.077327 | -0.080235 | -0.084113 | -0.086755 | -0.089845 | -0.092408 | -0.093604
CR | DUGR_P | Dunvegan | T1 | -0.12955 | -0.13104 | -0.13159 | -0.13264 | -0.14142 | -0.15539 | -0.17461 | -0.20192 | -0.23534 | -0.25423 | -0.26653 | -0.28596 | -0.30573 | -0.32141 | -0.34147 | -0.3595 | -0.37259 | -0.38837 | -0.40298 | -0.42245 | -0.43572 | -0.45124 | -0.46411 | -0.47012
CR | DYCE_P | Dyce | T2 | -0.55133 | -0.55767 | -0.56003 | -0.5645 | -0.60186 | -0.6613 | -0.74308 | -0.85932 | -1.0015 | -1.0819 | -1.1343 | -1.217 | -1.3011 | -1.3678 | -1.4532 | -1.5299 | -1.5856 | -1.6528 | -1.715 | -1.7979 | -1.8543 | -1.9204 | -1.9752 | -2.0007
CR | ELGI_P | elgin | T1 | -0.79248 | -0.80158 | -0.80498 | -0.8114 | -0.8651 | -0.95054 | -1.0681 | -1.2352 | -1.4396 | -1.5552 | -1.6304 | -1.7493 | -1.8702 | -1.9661 | -2.0888 | -2.1991 | -2.2792 | -2.3757 | -2.4651 | -2.5842 | -2.6654 | -2.7603 | -2.8391 | -2.8758
CR | FASN_P | Fasnakyle | T1 | -0.0055696 | -0.0056336 | -0.0056575 | -0.0057026 | -0.0060801 | -0.0066806 | -0.0075067 | -0.008681 | -0.010118 | -0.01093 | -0.011459 | -0.012294 | -0.013144 | -0.013818 | -0.014681 | -0.015456 | -0.016018 | -0.016697 | -0.017325 | -0.018162 | -0.018733 | -0.0194 | -0.019953 | -0.020212
CR | FETT_P | Fetteresso | T2 | 0 | 0 | 0 | 0 | 0 | 0 | 0 | 0 | 0 | 0 | 0 | 0 | 0 | 0 | 0 | 0 | 0 | 0 | 0 | 0 | 0 | 0 | 0 | 0
CR | FIDD_P | Fiddes | T2 | -0.19862 | -0.2009 | -0.20176 | -0.20336 | -0.21683 | -0.23824 | -0.2677 | -0.30958 | -0.36081 | -0.38978 | -0.40864 | -0.43843 | -0.46873 | -0.49277 | -0.52353 | -0.55117 | -0.57124 | -0.59544 | -0.61784 | -0.6477 | -0.66804 | -0.69184 | -0.71157 | -0.72078
CR | FAUG_P | Fort Augustus | T1 | -0.026272 | -0.026574 | -0.026687 | -0.0269 | -0.02868 | -0.031512 | -0.035409 | -0.040949 | -0.047726 | -0.051557 | -0.054052 | -0.057992 | -0.062 | -0.06518 | -0.069249 | -0.072905 | -0.07556 | -0.078761 | -0.081723 | -0.085673 | -0.088364 | -0.091511 | -0.094121 | -0.095339
CR | FWIL_P | Fort William | T1 | -0.4064 | -0.41107 | -0.41281 | -0.4161 | -0.44364 | -0.48746 | -0.54774 | -0.63342 | -0.73826 | -0.79752 | -0.83611 | -0.89707 | -0.95907 | -1.0083 | -1.0712 | -1.1277 | -1.1688 | -1.2183 | -1.2641 | -1.3252 | -1.3669 | -1.4156 | -1.4559 | -1.4748
CR | FRAS_P | Fraserburgh | T2 | -0.26584 | -0.2689 | -0.27004 | -0.27219 | -0.29021 | -0.31887 | -0.3583 | -0.41435 | -0.48293 | -0.52169 | -0.54694 | -0.58681 | -0.62737 | -0.65954 | -0.70071 | -0.73771 | -0.76457 | -0.79696 | -0.82693 | -0.8669 | -0.89413 | -0.92598 | -0.95239 | -0.96472
CR | GLEF_P | Glenfarclas | T1 | 0 | 0 | 0 | 0 | 0 | 0 | 0 | 0 | 0 | 0 | 0 | 0 | 0 | 0 | 0 | 0 | 0 | 0 | 0 | 0 | 0 | 0 | 0 | 0
CR | GRUB_P | Grudie Bridge | T1 | -0.062128 | -0.062842 | -0.063108 | -0.063611 | -0.067822 | -0.07452 | -0.083735 | -0.096834 | -0.11286 | -0.12192 | -0.12782 | -0.13714 | -0.14662 | -0.15414 | -0.16376 | -0.1724 | -0.17868 | -0.18625 | -0.19326 | -0.2026 | -0.20896 | -0.2164 | -0.22258 | -0.22546
CR | INNE_P | Inverness | T1 | -1.0699 | -1.0822 | -1.0868 | -1.0955 | -1.168 | -1.2833 | -1.442 | -1.6676 | -1.9436 | -2.0996 | -2.2012 | -2.3617 | -2.5249 | -2.6544 | -2.8201 | -2.969 | -3.0771 | -3.2075 | -3.3281 | -3.489 | -3.5986 | -3.7267 | -3.833 | -3.8826
CR | KEIT_P | Keith | T1 | -0.40939 | -0.4141 | -0.41585 | -0.29593 | -0.31552 | -0.34668 | -0.38955 | -0.45049 | -0.52505 | -0.5672 | -0.59464 | -0.638 | -0.68209 | -0.71707 | -0.76183 | -0.80205 | -0.83126 | -0.86648 | -0.89906 | -0.94252 | -0.97212 | -1.0067 | -1.0355 | -1.0489
CR | KIIN_P | Killin | T4 | -0.056266 | -0.056912 | -0.057153 | -0.057609 | -0.061422 | -0.067489 | -0.075834 | -0.087697 | -0.10221 | -0.11042 | -0.11576 | -0.1242 | -0.13278 | -0.13959 | -0.14831 | -0.15614 | -0.16182 | -0.16868 | -0.17502 | -0.18348 | -0.18924 | -0.19598 | -0.20157 | -0.20418
CR | KINL_P | Kinlochleven | T1 | -0.051723 | -0.052317 | -0.052539 | -0.052958 | -0.056463 | -0.062039 | -0.069711 | -0.080617 | -0.093959 | -0.1015 | -0.10641 | -0.11417 | -0.12206 | -0.12832 | -0.13633 | -0.14353 | -0.14876 | -0.15506 | -0.16089 | -0.16867 | -0.17396 | -0.18016 | -0.1853 | -0.1877
CR | KINT_P | Kintore | T2 | -0.97446 | -0.98565 | -0.98983 | -0.88398 | -0.94249 | -1.0356 | -1.1636 | -1.3457 | -1.5684 | -1.6943 | -1.7763 | -1.9058 | -2.0375 | -2.142 | -2.2757 | -2.3958 | -2.4831 | -2.5883 | -2.6856 | -2.8154 | -2.9038 | -3.0073 | -3.093 | -3.1331
CR | LAIR_P | Lairg | T5 | -0.022619 | -0.022879 | -0.022975 | -0.023159 | -0.024692 | -0.02713 | -0.030485 | -0.035254 | -0.041089 | -0.044387 | -0.046535 | -0.049928 | -0.053378 | -0.056116 | -0.059618 | -0.062766 | -0.065052 | -0.067808 | -0.070358 | -0.073758 | -0.076075 | -0.078785 | -0.081032 | -0.082081
CR | LUNA_P | Lunanhead | T4 | -0.44266 | -0.44774 | -0.44964 | -0.45323 | -0.48323 | -0.53095 | -0.59661 | -0.68994 | -0.80412 | -0.86868 | -0.91071 | -0.97711 | -1.0446 | -1.0982 | -1.1668 | -1.2284 | -1.2731 | -1.327 | -1.3769 | -1.4435 | -1.4888 | -1.5419 | -1.5858 | -1.6064
CR | LYND_P | Lyndhurst | T4 | -0.32777 | -0.33153 | -0.33294 | -0.33559 | -0.3578 | -0.39314 | -0.44176 | -0.51086 | -0.59541 | -0.64321 | -0.67433 | -0.7235 | -0.7735 | -0.81317 | -0.86393 | -0.90954 | -0.94266 | -0.9826 | -1.0196 | -1.0688 | -1.1024 | -1.1417 | -1.1742 | -1.1894
CR | MACD_P | Macduff | T1 | -0.20146 | -0.20377 | -0.20463 | -0.20627 | -0.21992 | -0.24164 | -0.27152 | -0.31399 | -0.36596 | -0.39534 | -0.41447 | -0.44469 | -0.47542 | -0.4998 | -0.531 | -0.55903 | -0.57939 | -0.60394 | -0.62665 | -0.65694 | -0.67757 | -0.7017 | -0.72172 | -0.73106
CR | MILC_P | Milton of Craigie | T4 | -0.61651 | -0.62359 | -0.62623 | -0.63123 | -0.67301 | -0.73948 | -0.83092 | -0.96091 | -1.1199 | -1.2098 | -1.2684 | -1.3609 | -1.4549 | -1.5295 | -1.625 | -1.7108 | -1.7731 | -1.8482 | -1.9177 | -2.0104 | -2.0736 | -2.1474 | -2.2087 | -2.2372
CR | MYBS_P | Mybster | T5 | -0.17578 | -0.1778 | -0.17855 | -0.17997 | -0.19189 | -0.21084 | -0.23691 | -0.27397 | -0.31931 | -0.34495 | -0.36164 | -0.388 | -0.41482 | -0.43609 | -0.46331 | -0.48778 | -0.50554 | -0.52696 | -0.54677 | -0.5732 | -0.5912 | -0.61226 | -0.62973 | -0.63788
CR | NAIR_P | Nairn | T1 | -0.49586 | -0.50156 | -0.50368 | -0.5077 | -0.5413 | -0.59476 | -0.66831 | -0.77286 | -0.90077 | -0.97308 | -1.0202 | -1.0945 | -1.1702 | -1.2302 | -1.307 | -1.376 | -1.4261 | -1.4865 | -1.5424 | -1.617 | -1.6678 | -1.7272 | -1.7764 | -1.7994
CR | ORRI_P | Orrin | T1 | 0 | 0 | 0 | 0 | 0 | 0 | 0 | 0 | 0 | 0 | 0 | 0 | 0 | 0 | 0 | 0 | 0 | 0 | 0 | 0 | 0 | 0 | 0 | 0
CR | PERS_P | Persley | T2 | -0.71729 | -0.72553 | -0.7286 | -0.73441 | -0.78302 | -0.86036 | -0.96675 | -1.118 | -1.303 | -1.4076 | -1.4757 | -1.5833 | -1.6927 | -1.7796 | -1.8906 | -1.9905 | -2.0629 | -2.1503 | -2.2312 | -2.339 | -2.4125 | -2.4984 | -2.5697 | -2.603
CR | PEHS_P | Peterhead Shell | T2 | -0.079833 | -0.08075 | -0.081092 | -0.081739 | -0.087149 | -0.095756 | -0.1076 | -0.12443 | -0.14502 | -0.15666 | -0.16424 | -0.17622 | -0.1884 | -0.19806 | -0.21042 | -0.22153 | -0.2296 | -0.23933 | -0.24833 | -0.26033 | -0.26851 | -0.27807 | -0.286 | -0.2897
CR | PEHG_P | Peterhead Grange | T2 | -0.32493 | -0.32867 | -0.33006 | -0.33269 | -0.35471 | -0.38974 | -0.43794 | -0.50645 | -0.59027 | -0.63765 | -0.6685 | -0.71724 | -0.76681 | -0.80614 | -0.85646 | -0.90168 | -0.93451 | -0.9741 | -1.0107 | -1.0596 | -1.0929 | -1.1318 | -1.1641 | -1.1791
CR | PORA_P | Port Ann | T3 | -0.1874 | -0.18956 | -0.19036 | -0.19188 | -0.20458 | -0.22478 | -0.25258 | -0.29209 | -0.34043 | -0.36776 | -0.38556 | -0.41367 | -0.44226 | -0.46494 | -0.49396 | -0.52004 | -0.53897 | -0.56181 | -0.58294 | -0.61111 | -0.63031 | -0.65276 | -0.67138 | -0.68006
CR | QUOI_P | Quoich | T1 | 0 | 0 | 0 | 0 | 0 | 0 | 0 | 0 | 0 | 0 | 0 | 0 | 0 | 0 | 0 | 0 | 0 | 0 | 0 | 0 | 0 | 0 | 0 | 0
CR | RANN_P | Rannoch | T4 | -0.020096 | -0.020327 | -0.020413 | -0.020576 | -0.021938 | -0.024105 | -0.027085 | -0.031322 | -0.036506 | -0.039437 | -0.041345 | -0.04436 | -0.047425 | -0.049858 | -0.05297 | -0.055766 | -0.057797 | -0.060246 | -0.062511 | -0.065533 | -0.067591 | -0.069998 | -0.071995 | -0.072927
CR | REDM_P | Redmoss | T2 | -0.84158 | -0.85125 | -0.85486 | -0.86168 | -0.91871 | -1.0094 | -1.1343 | -1.3117 | -1.5288 | -1.6515 | -1.7314 | -1.8577 | -1.9861 | -2.0879 | -2.2183 | -2.3354 | -2.4204 | -2.5229 | -2.6178 | -2.7444 | -2.8306 | -2.9314 | -3.015 | -3.054
CR | SHIN_P | Shin | T5 | -0.014136 | -0.014299 | -0.014359 | -0.014474 | -0.015432 | -0.016956 | -0.019053 | -0.022033 | -0.02568 | -0.027741 | -0.029083 | -0.031204 | -0.03336 | -0.035071 | -0.03726 | -0.039228 | -0.040656 | -0.042378 | -0.043972 | -0.046098 | -0.047546 | -0.049239 | -0.050643 | -0.051299
CR | SLOY_P | Sloy | T3 | -0.037431 | -0.037861 | -0.038021 | -0.038324 | -0.040861 | -0.044896 | -0.050448 | -0.05834 | -0.067996 | -0.073454 | -0.077008 | -0.082623 | -0.088333 | -0.092863 | -0.09866 | -0.10387 | -0.10765 | -0.11221 | -0.11643 | -0.12206 | -0.12589 | -0.13038 | -0.1341 | -0.13583
CR | SFEG_P | St Fergus Gas Terminal | T2 | -0.14036 | -0.14197 | -0.14257 | -0.14371 | -0.15322 | -0.16835 | -0.18917 | -0.21876 | -0.25497 | -0.27544 | -0.28877 | -0.30982 | -0.33123 | -0.34822 | -0.36996 | -0.38949 | -0.40367 | -0.42077 | -0.4366 | -0.4577 | -0.47208 | -0.48889 | -0.50283 | -0.50934
CR | SFIL_P | St Fillans | T4 | -0.025643 | -0.025938 | -0.026048 | -0.026255 | -0.027993 | -0.030758 | -0.034562 | -0.039968 | -0.046583 | -0.050323 | -0.052757 | -0.056604 | -0.060516 | -0.063619 | -0.067591 | -0.071159 | -0.07375 | -0.076875 | -0.079766 | -0.083621 | -0.086248 | -0.08932 | -0.091867 | -0.093056
CR | STRI_P | Strichen | T2 | -0.23306 | -0.23574 | -0.23673 | -0.23862 | -0.25442 | -0.27954 | -0.31411 | -0.36325 | -0.42337 | -0.45736 | -0.47948 | -0.51444 | -0.55 | -0.5782 | -0.6143 | -0.64673 | -0.67028 | -0.69867 | -0.72495 | -0.75999 | -0.78386 | -0.81178 | -0.83493 | -0.84574
CR | TARL_P | Tarland | T2 | -0.22335 | -0.22592 | -0.22688 | -0.22869 | -0.24382 | -0.2679 | -0.30103 | -0.34813 | -0.40574 | -0.43831 | -0.45952 | -0.49302 | -0.5271 | -0.55413 | -0.58872 | -0.6198 | -0.64237 | -0.66959 | -0.69477 | -0.72835 | -0.75122 | -0.77798 | -0.80017 | -0.81053
CR | TAYN_P | Taynuilt | T3 | -0.34342 | -0.34737 | -0.34884 | -0.35162 | -0.3749 | -0.41192 | -0.46286 | -0.53527 | -0.62385 | -0.67394 | -0.70654 | -0.75806 | -0.81045 | -0.85201 | -0.90519 | -0.95299 | -0.98769 | -1.0295 | -1.0682 | -1.1199 | -1.1551 | -1.1962 | -1.2303 | -1.2462
CR | THSO_P | Thurso | T5 | -0.55482 | -0.5612 | -0.56357 | -0.56807 | -0.60567 | -0.66549 | -0.74778 | -0.86476 | -1.0079 | -1.0888 | -1.1415 | -1.2247 | -1.3093 | -1.3765 | -1.4624 | -1.5396 | -1.5957 | -1.6633 | -1.7258 | -1.8092 | -1.8661 | -1.9325 | -1.9877 | -2.0134
CR | TUMB_P | Tummel Bridge | T4 | -0.17612 | -0.17814 | -0.1789 | -0.18032 | -0.19226 | -0.21125 | -0.23737 | -0.2745 | -0.31993 | -0.34561 | -0.36234 | -0.38875 | -0.41562 | -0.43694 | -0.46421 | -0.48872 | -0.50652 | -0.52797 | -0.54783 | -0.57431 | -0.59235 | -0.61345 | -0.63094 | -0.63911
CR | WIOW_P | Willowdale | T2 | -0.65628 | -0.66381 | -0.66663 | -0.67194 | -0.71642 | -0.78717 | -0.88452 | -1.0229 | -1.1922 | -1.2879 | -1.3502 | -1.4486 | -1.5488 | -1.6282 | -1.7298 | -1.8211 | -1.8875 | -1.9674 | -2.0414 | -2.1401 | -2.2073 | -2.2859 | -2.3511 | -2.3815
CR | WOHI_P | Woodhill | T2 | -0.55843 | -0.56484 | -0.56723 | -0.57176 | -0.6096 | -0.66981 | -0.75264 | -0.87038 | -1.0144 | -1.0959 | -1.1489 | -1.2326 | -1.3178 | -1.3854 | -1.4719 | -1.5496 | -1.606 | -1.6741 | -1.737 | -1.821 | -1.8782 | -1.9451 | -2.0006 | -2.0265
CR | G_EXTRA_13 | Rothienorman | T2 | 0 | 0 | 0 | -0.23698 | -0.253 | -0.27824 | -0.31284 | -0.36179 | -0.42182 | -0.45567 | -0.47751 | -0.51195 | -0.54722 | -0.57499 | -0.60981 | -0.6407 | -0.66269 | -0.68936 | -0.71394 | -0.74691 | -0.76879 | -0.79461 | -0.81571 | -0.82475
CR | G_EXTRA_14 | Finstown | #N/A | 0 | 0 | 0 | 0 | 0 | 0 | 0 | 0 | 0 | 0 | 0 | 0 | 0 | 0 | 0 | 0 | 0 | 0 | 0 | 0 | 0 | 0 | 0 | 0
TD | ABNE_P | Abernethy | T4 | -0.56906 | -0.57554 | -0.57623 | -0.57855 | -0.59923 | -0.63751 | -0.67988 | -0.73429 | -0.8468 | -0.97176 | -1.0391 | -1.1088 | -1.1643 | -1.214 | -1.2966 | -1.3713 | -1.4557 | -1.5296 | -1.5885 | -1.6828 | -1.7417 | -1.8067 | -1.8585 | -1.8872
TD | ALNE_P | Alness | T5 | -0.49782 | -0.50348 | -0.50408 | -0.50612 | -0.52421 | -0.5577 | -0.59476 | -0.64236 | -0.74078 | -0.8501 | -0.90901 | -0.97001 | -1.0185 | -1.0621 | -1.1342 | -1.1997 | -1.2734 | -1.3381 | -1.3896 | -1.4721 | -1.5237 | -1.5805 | -1.6258 | -1.6509
TD | ARBR_P | Arbroath | T4 | -0.40711 | -0.41174 | -0.41224 | -0.4139 | -0.42869 | -0.45608 | -0.48639 | -0.52532 | -0.60581 | -0.6952 | -0.74338 | -0.79327 | -0.83294 | -0.86854 | -0.92758 | -0.98106 | -1.0414 | -1.0943 | -1.1364 | -1.2039 | -1.246 | -1.2925 | -1.3296 | -1.3501
TD | ARDK_P | Ardkinglas | T3 | 0 | 0 | 0 | 0 | 0 | 0 | 0 | 0 | 0 | 0 | 0 | 0 | 0 | 0 | 0 | 0 | 0 | 0 | 0 | 0 | 0 | 0 | 0 | 0
TD | ARMO_P | Ardmore | T1 | -0.48189 | -0.48737 | -0.48796 | -0.48993 | -0.50743 | -0.53985 | -0.57573 | -0.62181 | -0.71708 | -0.8229 | -0.87992 | -0.93897 | -0.98594 | -1.0281 | -1.098 | -1.1613 | -1.2327 | -1.2953 | -1.3452 | -1.425 | -1.4749 | -1.5299 | -1.5738 | -1.5981
TD | BEAU_P | Beauly | T1 | -0.47301 | -0.4784 | -0.47897 | -0.4809 | -0.49809 | -0.52991 | -0.56513 | -0.61035 | -0.70387 | -0.80774 | -0.86371 | -0.92168 | -0.96778 | -1.0091 | -1.0777 | -1.1399 | -1.21 | -1.2714 | -1.3204 | -1.3987 | -1.4477 | -1.5017 | -1.5448 | -1.5687
TD | BERB_P | Berryburn | T1 | 0 | 0 | 0 | 0 | 0 | 0 | 0 | 0 | 0 | 0 | 0 | 0 | 0 | 0 | 0 | 0 | 0 | 0 | 0 | 0 | 0 | 0 | 0 | 0
TD | BOAG_P | Boat of Garten | T1 | -0.35283 | -0.35684 | -0.35727 | -0.35871 | -0.37153 | -0.39527 | -0.42154 | -0.45527 | -0.52503 | -0.60251 | -0.64426 | -0.68749 | -0.72188 | -0.75273 | -0.8039 | -0.85025 | -0.90255 | -0.94836 | -0.9849 | -1.0433 | -1.0799 | -1.1202 | -1.1523 | -1.1701
TD | BRAC_P | Braco West | T4 | -0.42597 | -0.43082 | -0.43133 | -0.43307 | -0.44855 | -0.47721 | -0.50892 | -0.54965 | -0.63387 | -0.72741 | -0.77782 | -0.83002 | -0.87153 | -0.90878 | -0.97055 | -1.0265 | -1.0897 | -1.145 | -1.1891 | -1.2596 | -1.3038 | -1.3524 | -1.3912 | -1.4127
TD | BRID_P | Bridge of Dun | T4 | -0.39046 | -0.39491 | -0.39538 | -0.39698 | -0.41116 | -0.43743 | -0.4665 | -0.50384 | -0.58104 | -0.66678 | -0.71298 | -0.76083 | -0.79889 | -0.83303 | -0.88965 | -0.94095 | -0.99883 | -1.0495 | -1.09 | -1.1546 | -1.1951 | -1.2397 | -1.2752 | -1.2949
TD | BROA_P | Broadford | T1 | -0.15048 | -0.15219 | -0.15237 | -0.15299 | -0.15845 | -0.16858 | -0.17978 | -0.19417 | -0.22392 | -0.25696 | -0.27477 | -0.29321 | -0.30788 | -0.32103 | -0.34286 | -0.36263 | -0.38493 | -0.40447 | -0.42005 | -0.44498 | -0.46057 | -0.47775 | -0.49145 | -0.49904
TD | BROR_P | Brora | T5 | -0.11242 | -0.1137 | -0.11383 | -0.11429 | -0.11838 | -0.12594 | -0.13431 | -0.14506 | -0.16728 | -0.19197 | -0.20527 | -0.21905 | -0.23 | -0.23983 | -0.25613 | -0.2709 | -0.28757 | -0.30216 | -0.3138 | -0.33243 | -0.34407 | -0.35691 | -0.36715 | -0.37281
TD | BUMU_P | Burghmuir | T4 | -0.6431 | -0.65042 | -0.6512 | -0.65383 | -0.67719 | -0.72046 | -0.76834 | -0.82983 | -0.95697 | -1.0982 | -1.1743 | -1.2531 | -1.3158 | -1.372 | -1.4653 | -1.5498 | -1.6451 | -1.7286 | -1.7952 | -1.9017 | -1.9683 | -2.0417 | -2.1003 | -2.1328
TD | CAAD_P | Carradale | T3 | -0.22237 | -0.2249 | -0.22517 | -0.22608 | -0.23416 | -0.24912 | -0.26568 | -0.28694 | -0.3309 | -0.37973 | -0.40605 | -0.4333 | -0.45497 | -0.47441 | -0.50666 | -0.53588 | -0.56884 | -0.59771 | -0.62074 | -0.65757 | -0.68061 | -0.706 | -0.72625 | -0.73747
TD | CASS_P | Cassley | T5 | -0.040229 | -0.040687 | -0.040735 | -0.0409 | -0.042361 | -0.045068 | -0.048063 | -0.051909 | -0.059863 | -0.068697 | -0.073457 | -0.078387 | -0.082308 | -0.085825 | -0.091659 | -0.096945 | -0.10291 | -0.10813 | -0.1123 | -0.11896 | -0.12313 | -0.12772 | -0.13138 | -0.13341
TD | CEAN_P | Ceannacroc | T1 | 0 | 0 | 0 | 0 | 0 | 0 | 0 | 0 | 0 | 0 | 0 | 0 | 0 | 0 | 0 | 0 | 0 | 0 | 0 | 0 | 0 | 0 | 0 | 0
TD | CHAR_P | Charleston | T4 | -0.31691 | -0.32052 | -0.3209 | -0.3222 | -0.33371 | -0.35503 | -0.37863 | -0.40893 | -0.47158 | -0.54117 | -0.57867 | -0.61751 | -0.6484 | -0.6761 | -0.72206 | -0.7637 | -0.81068 | -0.85182 | -0.88464 | -0.93713 | -0.96997 | -1.0061 | -1.035 | -1.051
TD | CLAC_P | Clachan | T3 | 0 | 0 | 0 | 0 | 0 | 0 | 0 | 0 | 0 | 0 | 0 | 0 | 0 | 0 | 0 | 0 | 0 | 0 | 0 | 0 | 0 | 0 | 0 | 0
TD | CLAY_P | Clayhills | T2 | -0.59712 | -0.60391 | -0.60464 | -0.60708 | -0.62877 | -0.66894 | -0.7134 | -0.77049 | -0.88855 | -1.0197 | -1.0903 | -1.1635 | -1.2217 | -1.2739 | -1.3605 | -1.4389 | -1.5275 | -1.605 | -1.6668 | -1.7657 | -1.8276 | -1.8958 | -1.9501 | -1.9803
TD | COUA_P | Coupar Angus | T4 | -0.36692 | -0.37109 | -0.37154 | -0.37304 | -0.38637 | -0.41105 | -0.43837 | -0.47345 | -0.546 | -0.62657 | -0.66999 | -0.71495 | -0.75071 | -0.78279 | -0.836 | -0.88421 | -0.9386 | -0.98623 | -1.0242 | -1.085 | -1.123 | -1.1649 | -1.1983 | -1.2168
TD | CRAI_P | CraigieBuckler | T2 | -0.26678 | -0.26982 | -0.27014 | -0.27123 | -0.28093 | -0.29887 | -0.31874 | -0.34425 | -0.39699 | -0.45558 | -0.48714 | -0.51984 | -0.54584 | -0.56916 | -0.60785 | -0.6429 | -0.68245 | -0.71709 | -0.74471 | -0.78891 | -0.81655 | -0.847 | -0.8713 | -0.88476
TD | DALL_P | Dallas | T1 | 0 | 0 | 0 | 0 | 0 | 0 | 0 | 0 | 0 | 0 | 0 | 0 | 0 | 0 | 0 | 0 | 0 | 0 | 0 | 0 | 0 | 0 | 0 | 0
TD | DOUN_P | Dounreay | T5 | -0.11234 | -0.11361 | -0.11375 | -0.11421 | -0.11829 | -0.12585 | -0.13421 | -0.14495 | -0.16716 | -0.19183 | -0.20512 | -0.21889 | -0.22984 | -0.23966 | -0.25595 | -0.27071 | -0.28736 | -0.30195 | -0.31358 | -0.33219 | -0.34383 | -0.35665 | -0.36688 | -0.37255
TD | DUDH_P | Dudhope | T4 | -0.81498 | -0.82425 | -0.82524 | -0.82857 | -0.85818 | -0.91301 | -0.97369 | -1.0516 | -1.2127 | -1.3917 | -1.4881 | -1.588 | -1.6674 | -1.7387 | -1.8569 | -1.964 | -2.0848 | -2.1906 | -2.275 | -2.41 | -2.4944 | -2.5874 | -2.6617 | -2.7028
TD | DUBE_P | Dunbeath | T5 | -0.025794 | -0.026088 | -0.026119 | -0.026224 | -0.027161 | -0.028897 | -0.030817 | -0.033284 | -0.038383 | -0.044047 | -0.0471 | -0.050261 | -0.052775 | -0.05503 | -0.05877 | -0.062159 | -0.065983 | -0.069332 | -0.072003 | -0.076276 | -0.078948 | -0.081892 | -0.084242 | -0.085543
TD | DUGR_P | Dunvegan | T1 | -0.12955 | -0.13102 | -0.13118 | -0.13171 | -0.13642 | -0.14513 | -0.15478 | -0.16717 | -0.19278 | -0.22123 | -0.23656 | -0.25243 | -0.26506 | -0.27638 | -0.29517 | -0.31219 | -0.3314 | -0.34821 | -0.36163 | -0.38309 | -0.39651 | -0.4113 | -0.4231 | -0.42964
TD | DYCE_P | Dyce | T2 | -0.55133 | -0.55761 | -0.55828 | -0.56053 | -0.58056 | -0.61765 | -0.6587 | -0.71142 | -0.82042 | -0.94149 | -1.0067 | -1.0743 | -1.128 | -1.1762 | -1.2562 | -1.3286 | -1.4103 | -1.4819 | -1.539 | -1.6303 | -1.6875 | -1.7504 | -1.8006 | -1.8284
TD | ELGI_P | elgin | T1 | -0.79248 | -0.8015 | -0.80245 | -0.80569 | -0.83449 | -0.8878 | -0.9468 | -1.0226 | -1.1793 | -1.3533 | -1.447 | -1.5442 | -1.6214 | -1.6907 | -1.8056 | -1.9097 | -2.0272 | -2.1301 | -2.2121 | -2.3434 | -2.4255 | -2.516 | -2.5882 | -2.6281
TD | FASN_P | Fasnakyle | T1 | -0.0055696 | -0.005633 | -0.0056398 | -0.0056625 | -0.0058649 | -0.0062396 | -0.0066543 | -0.0071868 | -0.008288 | -0.009511 | -0.01017 | -0.010853 | -0.011395 | -0.011882 | -0.01269 | -0.013422 | -0.014247 | -0.014971 | -0.015547 | -0.01647 | -0.017047 | -0.017683 | -0.01819 | -0.018471
TD | FETT_P | Fetteresso | T2 | 0 | 0 | 0 | 0 | 0 | 0 | 0 | 0 | 0 | 0 | 0 | 0 | 0 | 0 | 0 | 0 | 0 | 0 | 0 | 0 | 0 | 0 | 0 | 0
TD | FIDD_P | Fiddes | T2 | -0.19862 | -0.20088 | -0.20112 | -0.20194 | -0.20915 | -0.22251 | -0.2373 | -0.25629 | -0.29556 | -0.33918 | -0.36268 | -0.38702 | -0.40638 | -0.42375 | -0.45255 | -0.47865 | -0.50809 | -0.53388 | -0.55444 | -0.58735 | -0.60792 | -0.6306 | -0.64869 | -0.65871
TD | FAUG_P | Fort Augustus | T1 | -0.026272 | -0.026571 | -0.026603 | -0.02671 | -0.027665 | -0.029432 | -0.031389 | -0.033901 | -0.039095 | -0.044864 | -0.047973 | -0.051192 | -0.053753 | -0.05605 | -0.05986 | -0.063312 | -0.067206 | -0.070617 | -0.073337 | -0.07769 | -0.080412 | -0.083411 | -0.085804 | -0.087129
TD | FWIL_P | Fort William | T1 | -0.4064 | -0.41102 | -0.41152 | -0.41318 | -0.42794 | -0.45528 | -0.48554 | -0.5244 | -0.60475 | -0.69399 | -0.74208 | -0.79188 | -0.83149 | -0.86702 | -0.92596 | -0.97935 | -1.0396 | -1.0924 | -1.1344 | -1.2018 | -1.2439 | -1.2903 | -1.3273 | -1.3478
TD | FRAS_P | Fraserburgh | T2 | -0.26584 | -0.26887 | -0.26919 | -0.27028 | -0.27994 | -0.29782 | -0.31761 | -0.34303 | -0.39559 | -0.45397 | -0.48543 | -0.51801 | -0.54392 | -0.56716 | -0.60571 | -0.64064 | -0.68005 | -0.71456 | -0.74209 | -0.78613 | -0.81367 | -0.84401 | -0.86823 | -0.88164
TD | GLEF_P | Glenfarclas | T1 | 0 | 0 | 0 | 0 | 0 | 0 | 0 | 0 | 0 | 0 | 0 | 0 | 0 | 0 | 0 | 0 | 0 | 0 | 0 | 0 | 0 | 0 | 0 | 0
TD | GRUB_P | Grudie Bridge | T1 | -0.062128 | -0.062835 | -0.06291 | -0.063164 | -0.065422 | -0.069601 | -0.074227 | -0.080167 | -0.092451 | -0.10609 | -0.11345 | -0.12106 | -0.12711 | -0.13255 | -0.14156 | -0.14972 | -0.15893 | -0.16699 | -0.17343 | -0.18372 | -0.19016 | -0.19725 | -0.20291 | -0.20604
TD | INNE_P | Inverness | T1 | -1.0699 | -1.0821 | -1.0834 | -1.0878 | -1.1266 | -1.1986 | -1.2783 | -1.3806 | -1.5921 | -1.8271 | -1.9537 | -2.0848 | -2.1891 | -2.2826 | -2.4378 | -2.5783 | -2.7369 | -2.8758 | -2.9866 | -3.1639 | -3.2747 | -3.3968 | -3.4943 | -3.5483
TD | KEIT_P | Keith | T1 | -0.40939 | -0.41405 | -0.41455 | -0.29385 | -0.30435 | -0.3238 | -0.34532 | -0.37295 | -0.4301 | -0.49357 | -0.52777 | -0.56319 | -0.59136 | -0.61663 | -0.65854 | -0.69652 | -0.73936 | -0.77688 | -0.80681 | -0.85469 | -0.88464 | -0.91763 | -0.94396 | -0.95853
TD | KIIN_P | Killin | T4 | -0.056266 | -0.056906 | -0.056974 | -0.057204 | -0.059249 | -0.063034 | -0.067223 | -0.072603 | -0.083727 | -0.096083 | -0.10274 | -0.10964 | -0.11512 | -0.12004 | -0.1282 | -0.13559 | -0.14393 | -0.15124 | -0.15706 | -0.16638 | -0.17221 | -0.17864 | -0.18376 | -0.1866
TD | KINL_P | Kinlochleven | T1 | -0.051723 | -0.052312 | -0.052374 | -0.052586 | -0.054465 | -0.057945 | -0.061795 | -0.066741 | -0.076967 | -0.088325 | -0.094445 | -0.10078 | -0.10582 | -0.11035 | -0.11785 | -0.12464 | -0.13231 | -0.13903 | -0.14438 | -0.15295 | -0.15831 | -0.16421 | -0.16892 | -0.17153
TD | KINT_P | Kintore | T2 | -0.97446 | -0.98555 | -0.98673 | -0.87777 | -0.90914 | -0.96722 | -1.0315 | -1.1141 | -1.2848 | -1.4743 | -1.5765 | -1.6823 | -1.7664 | -1.8419 | -1.9671 | -2.0806 | -2.2086 | -2.3206 | -2.41 | -2.5531 | -2.6425 | -2.7411 | -2.8197 | -2.8633
TD | LAIR_P | Lairg | T5 | -0.022619 | -0.022876 | -0.022903 | -0.022996 | -0.023818 | -0.025339 | -0.027023 | -0.029186 | -0.033658 | -0.038625 | -0.041301 | -0.044073 | -0.046278 | -0.048255 | -0.051535 | -0.054507 | -0.05786 | -0.060796 | -0.063139 | -0.066886 | -0.069229 | -0.071811 | -0.073871 | -0.075012
TD | LUNA_P | Lunanhead | T4 | -0.44266 | -0.4477 | -0.44823 | -0.45004 | -0.46612 | -0.4959 | -0.52886 | -0.57118 | -0.6587 | -0.75591 | -0.80829 | -0.86253 | -0.90567 | -0.94438 | -1.0086 | -1.0667 | -1.1323 | -1.1898 | -1.2357 | -1.309 | -1.3548 | -1.4054 | -1.4457 | -1.468
TD | LYND_P | Lyndhurst | T4 | -0.32777 | -0.3315 | -0.33189 | -0.33323 | -0.34514 | -0.36719 | -0.3916 | -0.42293 | -0.48774 | -0.55971 | -0.5985 | -0.63866 | -0.67061 | -0.69927 | -0.7468 | -0.78986 | -0.83845 | -0.881 | -0.91494 | -0.96924 | -1.0032 | -1.0406 | -1.0705 | -1.087
TD | MACD_P | Macduff | T1 | -0.20146 | -0.20375 | -0.20399 | -0.20482 | -0.21214 | -0.22569 | -0.24069 | -0.25995 | -0.29978 | -0.34402 | -0.36786 | -0.39254 | -0.41218 | -0.42979 | -0.45901 | -0.48547 | -0.51534 | -0.54149 | -0.56235 | -0.59572 | -0.6166 | -0.63959 | -0.65794 | -0.6681
TD | MILC_P | Milton of Craigie | T4 | -0.61651 | -0.62353 | -0.62427 | -0.62679 | -0.64919 | -0.69067 | -0.73657 | -0.79552 | -0.91741 | -1.0528 | -1.1257 | -1.2013 | -1.2614 | -1.3153 | -1.4047 | -1.4857 | -1.5771 | -1.6571 | -1.7209 | -1.8231 | -1.8869 | -1.9573 | -2.0135 | -2.0446
TD | MYBS_P | Mybster | T5 | -0.17578 | -0.17778 | -0.17799 | -0.17871 | -0.1851 | -0.19692 | -0.21001 | -0.22681 | -0.26157 | -0.30017 | -0.32097 | -0.34251 | -0.35964 | -0.37501 | -0.4005 | -0.42359 | -0.44965 | -0.47247 | -0.49067 | -0.51979 | -0.538 | -0.55807 | -0.57408 | -0.58294
TD | NAIR_P | Nairn | T1 | -0.49586 | -0.5015 | -0.5021 | -0.50413 | -0.52215 | -0.55551 | -0.59242 | -0.63983 | -0.73787 | -0.84676 | -0.90543 | -0.9662 | -1.0145 | -1.0579 | -1.1298 | -1.1949 | -1.2684 | -1.3328 | -1.3842 | -1.4663 | -1.5177 | -1.5743 | -1.6194 | -1.6445
TD | ORRI_P | Orrin | T1 | 0 | 0 | 0 | 0 | 0 | 0 | 0 | 0 | 0 | 0 | 0 | 0 | 0 | 0 | 0 | 0 | 0 | 0 | 0 | 0 | 0 | 0 | 0 | 0
TD | PERS_P | Persley | T2 | -0.71729 | -0.72545 | -0.72632 | -0.72925 | -0.75531 | -0.80357 | -0.85697 | -0.92556 | -1.0674 | -1.2249 | -1.3098 | -1.3977 | -1.4676 | -1.5303 | -1.6343 | -1.7285 | -1.8349 | -1.928 | -2.0023 | -2.1211 | -2.1954 | -2.2773 | -2.3426 | -2.3788
TD | PEHS_P | Peterhead Shell | T2 | -0.079833 | -0.080741 | -0.080838 | -0.081164 | -0.084065 | -0.089435 | -0.095379 | -0.10301 | -0.1188 | -0.13633 | -0.14577 | -0.15556 | -0.16334 | -0.17032 | -0.18189 | -0.19238 | -0.20422 | -0.21458 | -0.22285 | -0.23607 | -0.24434 | -0.25346 | -0.26073 | -0.26475
TD | PEHG_P | Peterhead Grange | T2 | -0.32493 | -0.32863 | -0.32902 | -0.33035 | -0.34216 | -0.36402 | -0.38821 | -0.41928 | -0.48352 | -0.55487 | -0.59332 | -0.63314 | -0.66481 | -0.69322 | -0.74034 | -0.78303 | -0.8312 | -0.87338 | -0.90703 | -0.96086 | -0.99452 | -1.0316 | -1.0612 | -1.0776
TD | PORA_P | Port Ann | T3 | -0.1874 | -0.18954 | -0.18976 | -0.19053 | -0.19734 | -0.20995 | -0.2239 | -0.24182 | -0.27887 | -0.32002 | -0.3422 | -0.36516 | -0.38343 | -0.39981 | -0.42699 | -0.45161 | -0.47939 | -0.50372 | -0.52312 | -0.55417 | -0.57358 | -0.59498 | -0.61205 | -0.6215
TD | QUOI_P | Quoich | T1 | 0 | 0 | 0 | 0 | 0 | 0 | 0 | 0 | 0 | 0 | 0 | 0 | 0 | 0 | 0 | 0 | 0 | 0 | 0 | 0 | 0 | 0 | 0 | 0
TD | RANN_P | Rannoch | T4 | -0.020096 | -0.020325 | -0.020349 | -0.020431 | -0.021162 | -0.022514 | -0.02401 | -0.025931 | -0.029904 | -0.034317 | -0.036695 | -0.039158 | -0.041117 | -0.042874 | -0.045788 | -0.048428 | -0.051407 | -0.054016 | -0.056097 | -0.059426 | -0.061508 | -0.063802 | -0.065633 | -0.066646
TD | REDM_P | Redmoss | T2 | -0.84158 | -0.85116 | -0.85218 | -0.85562 | -0.8862 | -0.94281 | -1.0055 | -1.0859 | -1.2523 | -1.4371 | -1.5367 | -1.6399 | -1.7219 | -1.7955 | -1.9175 | -2.0281 | -2.1528 | -2.2621 | -2.3492 | -2.4886 | -2.5758 | -2.6719 | -2.7486 | -2.791
TD | SHIN_P | Shin | T5 | -0.014136 | -0.014297 | -0.014314 | -0.014372 | -0.014886 | -0.015837 | -0.016889 | -0.018241 | -0.021036 | -0.02414 | -0.025813 | -0.027545 | -0.028923 | -0.030159 | -0.032209 | -0.034066 | -0.036161 | -0.037997 | -0.03946 | -0.041802 | -0.043267 | -0.04488 | -0.046168 | -0.046881
TD | SLOY_P | Sloy | T3 | -0.037431 | -0.037857 | -0.037902 | -0.038055 | -0.039415 | -0.041933 | -0.04472 | -0.048299 | -0.055699 | -0.063918 | -0.068348 | -0.072934 | -0.076583 | -0.079855 | -0.085283 | -0.090201 | -0.09575 | -0.10061 | -0.10448 | -0.11069 | -0.11456 | -0.11884 | -0.12225 | -0.12413
TD | SFEG_P | St Fergus Gas Terminal | T2 | -0.14036 | -0.14196 | -0.14213 | -0.1427 | -0.1478 | -0.15724 | -0.16769 | -0.18111 | -0.20886 | -0.23968 | -0.25629 | -0.27349 | -0.28717 | -0.29944 | -0.3198 | -0.33824 | -0.35904 | -0.37727 | -0.3918 | -0.41505 | -0.42959 | -0.44562 | -0.4584 | -0.46548
TD | SFIL_P | St Fillans | T4 | -0.025643 | -0.025935 | -0.025966 | -0.026071 | -0.027003 | -0.028728 | -0.030637 | -0.033089 | -0.038159 | -0.04379 | -0.046824 | -0.049967 | -0.052466 | -0.054708 | -0.058427 | -0.061796 | -0.065597 | -0.068926 | -0.071581 | -0.07583 | -0.078486 | -0.081413 | -0.083749 | -0.085042
TD | STRI_P | Strichen | T2 | -0.23306 | -0.23571 | -0.23599 | -0.23694 | -0.24541 | -0.26109 | -0.27844 | -0.30073 | -0.34681 | -0.39798 | -0.42556 | -0.45412 | -0.47683 | -0.49721 | -0.53101 | -0.56163 | -0.59618 | -0.62643 | -0.65057 | -0.68917 | -0.71332 | -0.73992 | -0.76115 | -0.77291
TD | TARL_P | Tarland | T2 | -0.22335 | -0.2259 | -0.22617 | -0.22708 | -0.23519 | -0.25022 | -0.26685 | -0.28821 | -0.33237 | -0.38141 | -0.40784 | -0.43521 | -0.45698 | -0.47651 | -0.5089 | -0.53825 | -0.57135 | -0.60035 | -0.62348 | -0.66048 | -0.68362 | -0.70912 | -0.72946 | -0.74073
TD | TAYN_P | Taynuilt | T3 | -0.34342 | -0.34733 | -0.34775 | -0.34915 | -0.36163 | -0.38473 | -0.4103 | -0.44314 | -0.51103 | -0.58645 | -0.62708 | -0.66917 | -0.70264 | -0.73267 | -0.78247 | -0.82759 | -0.8785 | -0.92308 | -0.95864 | -1.0155 | -1.0511 | -1.0903 | -1.1216 | -1.1389
TD | THSO_P | Thurso | T5 | -0.55482 | -0.56114 | -0.56181 | -0.56408 | -0.58423 | -0.62156 | -0.66287 | -0.71592 | -0.82561 | -0.94745 | -1.0131 | -1.0811 | -1.1352 | -1.1837 | -1.2641 | -1.337 | -1.4193 | -1.4913 | -1.5488 | -1.6407 | -1.6981 | -1.7615 | -1.812 | -1.84
TD | TUMB_P | Tummel Bridge | T4 | -0.17612 | -0.17812 | -0.17833 | -0.17905 | -0.18545 | -0.1973 | -0.21041 | -0.22725 | -0.26207 | -0.30075 | -0.32159 | -0.34317 | -0.36033 | -0.37573 | -0.40127 | -0.42441 | -0.45052 | -0.47338 | -0.49162 | -0.5208 | -0.53904 | -0.55915 | -0.57519 | -0.58407
TD | WIOW_P | Willowdale | T2 | -0.65628 | -0.66375 | -0.66454 | -0.66722 | -0.69106 | -0.73522 | -0.78408 | -0.84683 | -0.97658 | -1.1207 | -1.1983 | -1.2788 | -1.3427 | -1.4001 | -1.4953 | -1.5815 | -1.6788 | -1.764 | -1.832 | -1.9407 | -2.0087 | -2.0836 | -2.1434 | -2.1765
TD | WOHI_P | Woodhill | T2 | -0.55843 | -0.56478 | -0.56546 | -0.56774 | -0.58803 | -0.6256 | -0.66717 | -0.72057 | -0.83097 | -0.9536 | -1.0197 | -1.0881 | -1.1425 | -1.1914 | -1.2723 | -1.3457 | -1.4285 | -1.501 | -1.5588 | -1.6513 | -1.7092 | -1.7729 | -1.8238 | -1.8519
TD | G_EXTRA_13 | Rothienorman | T2 | 0 | 0 | 0 | -0.23531 | -0.24406 | -0.25995 | -0.27756 | -0.30003 | -0.34625 | -0.39742 | -0.42484 | -0.45285 | -0.475 | -0.49768 | -0.53069 | -0.56029 | -0.59374 | -0.62268 | -0.6454 | -0.68226 | -0.70463 | -0.72949 | -0.74918 | -0.75953
TD | G_EXTRA_14 | Finstown | #N/A | 0 | 0 | 0 | 0 | 0 | 0 | 0 | 0 | 0 | 0 | 0 | 0 | 0 | 0 | 0 | 0 | 0 | 0 | 0 | 0 | 0 | 0 | 0 | 0
SP | ABNE_P | Abernethy | T4 | -0.56906 | -0.57595 | -0.57575 | -0.57639 | -0.578 | -0.58034 | -0.58473 | -0.59272 | -0.60819 | -0.63916 | -0.67183 | -0.70484 | -0.74198 | -0.76318 | -0.77876 | -0.79534 | -0.81653 | -0.83741 | -0.87268 | -0.89418 | -0.90731 | -0.91759 | -0.92694 | -0.93701
SP | ALNE_P | Alness | T5 | -0.49782 | -0.50384 | -0.50366 | -0.50422 | -0.50563 | -0.50769 | -0.51153 | -0.51852 | -0.53204 | -0.55914 | -0.58772 | -0.6166 | -0.64909 | -0.66764 | -0.68126 | -0.69577 | -0.71431 | -0.73257 | -0.76343 | -0.78223 | -0.79372 | -0.80272 | -0.81089 | -0.8197
SP | ARBR_P | Arbroath | T4 | -0.40711 | -0.41204 | -0.41189 | -0.41235 | -0.4135 | -0.41518 | -0.41832 | -0.42404 | -0.4351 | -0.45726 | -0.48063 | -0.50425 | -0.53082 | -0.54599 | -0.55713 | -0.56899 | -0.58415 | -0.59909 | -0.62432 | -0.6397 | -0.64909 | -0.65645 | -0.66314 | -0.67034
SP | ARDK_P | Ardkinglas | T3 | 0 | 0 | 0 | 0 | 0 | 0 | 0 | 0 | 0 | 0 | 0 | 0 | 0 | 0 | 0 | 0 | 0 | 0 | 0 | 0 | 0 | 0 | 0 | 0
SP | ARMO_P | Ardmore | T1 | -0.48189 | -0.48772 | -0.48755 | -0.48809 | -0.48946 | -0.49144 | -0.49516 | -0.50193 | -0.51502 | -0.54125 | -0.56892 | -0.59687 | -0.62832 | -0.64627 | -0.65947 | -0.67351 | -0.69145 | -0.70913 | -0.739 | -0.7572 | -0.76832 | -0.77703 | -0.78494 | -0.79347
SP | BEAU_P | Beauly | T1 | -0.47301 | -0.47874 | -0.47857 | -0.4791 | -0.48044 | -0.48239 | -0.48604 | -0.49268 | -0.50553 | -0.53128 | -0.55844 | -0.58588 | -0.61674 | -0.63437 | -0.64732 | -0.6611 | -0.67872 | -0.69607 | -0.72539 | -0.74325 | -0.75417 | -0.76272 | -0.77048 | -0.77886
SP | BERB_P | Berryburn | T1 | 0 | 0 | 0 | 0 | 0 | 0 | 0 | 0 | 0 | 0 | 0 | 0 | 0 | 0 | 0 | 0 | 0 | 0 | 0 | 0 | 0 | 0 | 0 | 0
SP | BOAG_P | Boat of Garten | T1 | -0.35283 | -0.3571 | -0.35697 | -0.35737 | -0.35837 | -0.35982 | -0.36254 | -0.3675 | -0.37709 | -0.39629 | -0.41655 | -0.43701 | -0.46004 | -0.47319 | -0.48285 | -0.49312 | -0.50626 | -0.51921 | -0.54108 | -0.5544 | -0.56255 | -0.56892 | -0.57472 | -0.58096
SP | BRAC_P | Braco West | T4 | -0.42597 | -0.43113 | -0.43097 | -0.43145 | -0.43266 | -0.43442 | -0.4377 | -0.44368 | -0.45526 | -0.47844 | -0.5029 | -0.52761 | -0.55541 | -0.57128 | -0.58294 | -0.59535 | -0.61122 | -0.62684 | -0.65325 | -0.66934 | -0.67917 | -0.68687 | -0.69386 | -0.7014
SP | BRID_P | Bridge of Dun | T4 | -0.39046 | -0.39519 | -0.39505 | -0.39549 | -0.3966 | -0.39821 | -0.40122 | -0.4067 | -0.41731 | -0.43856 | -0.46098 | -0.48363 | -0.50911 | -0.52366 | -0.53435 | -0.54573 | -0.56027 | -0.57459 | -0.5988 | -0.61354 | -0.62256 | -0.62961 | -0.63602 | -0.64293
SP | BROA_P | Broadford | T1 | -0.15048 | -0.1523 | -0.15225 | -0.15241 | -0.15284 | -0.15346 | -0.15462 | -0.15674 | -0.16082 | -0.16901 | -0.17765 | -0.18638 | -0.1962 | -0.20181 | -0.20593 | -0.21031 | -0.21592 | -0.22144 | -0.23077 | -0.23645 | -0.23992 | -0.24264 | -0.24511 | -0.24778
SP | BROR_P | Brora | T5 | -0.11242 | -0.11378 | -0.11374 | -0.11386 | -0.11418 | -0.11465 | -0.11551 | -0.11709 | -0.12015 | -0.12626 | -0.13272 | -0.13924 | -0.14658 | -0.15077 | -0.15384 | -0.15712 | -0.1613 | -0.16543 | -0.1724 | -0.17664 | -0.17924 | -0.18127 | -0.18311 | -0.1851
SP | BUMU_P | Burghmuir | T4 | -0.6431 | -0.65089 | -0.65065 | -0.65138 | -0.6532 | -0.65585 | -0.66081 | -0.66984 | -0.68732 | -0.72232 | -0.75924 | -0.79655 | -0.83852 | -0.86248 | -0.88008 | -0.89882 | -0.92277 | -0.94636 | -0.98623 | -1.0105 | -1.0254 | -1.037 | -1.0475 | -1.0589
SP | CAAD_P | Carradale | T3 | -0.22237 | -0.22506 | -0.22498 | -0.22523 | -0.22586 | -0.22678 | -0.2285 | -0.23162 | -0.23766 | -0.24976 | -0.26253 | -0.27543 | -0.28994 | -0.29823 | -0.30432 | -0.31079 | -0.31908 | -0.32723 | -0.34102 | -0.34942 | -0.35455 | -0.35857 | -0.36222 | -0.36615
SP | CASS_P | Cassley | T5 | -0.040229 | -0.040716 | -0.040701 | -0.040747 | -0.040861 | -0.041027 | -0.041337 | -0.041902 | -0.042995 | -0.045185 | -0.047494 | -0.049828 | -0.052453 | -0.053952 | -0.055053 | -0.056225 | -0.057724 | -0.059199 | -0.061693 | -0.063212 | -0.064141 | -0.064868 | -0.065528 | -0.06624
SP | CEAN_P | Ceannacroc | T1 | 0 | 0 | 0 | 0 | 0 | 0 | 0 | 0 | 0 | 0 | 0 | 0 | 0 | 0 | 0 | 0 | 0 | 0 | 0 | 0 | 0 | 0 | 0 | 0
SP | CHAR_P | Charleston | T4 | -0.31691 | -0.32075 | -0.32063 | -0.32099 | -0.32189 | -0.32319 | -0.32564 | -0.33009 | -0.3387 | -0.35595 | -0.37414 | -0.39253 | -0.41321 | -0.42502 | -0.43369 | -0.44293 | -0.45473 | -0.46635 | -0.486 | -0.49797 | -0.50528 | -0.51101 | -0.51621 | -0.52182
SP | CLAC_P | Clachan | T3 | 0 | 0 | 0 | 0 | 0 | 0 | 0 | 0 | 0 | 0 | 0 | 0 | 0 | 0 | 0 | 0 | 0 | 0 | 0 | 0 | 0 | 0 | 0 | 0
SP | CLAY_P | Clayhills | T2 | -0.59712 | -0.60435 | -0.60413 | -0.6048 | -0.60649 | -0.60896 | -0.61356 | -0.62195 | -0.63817 | -0.67067 | -0.70495 | -0.73959 | -0.77856 | -0.80081 | -0.81716 | -0.83455 | -0.85679 | -0.87869 | -0.91571 | -0.93826 | -0.95204 | -0.96284 | -0.97264 | -0.9832
SP | COUA_P | Coupar Angus | T4 | -0.36692 | -0.37136 | -0.37123 | -0.37164 | -0.37268 | -0.37419 | -0.37702 | -0.38217 | -0.39214 | -0.41212 | -0.43318 | -0.45447 | -0.47841 | -0.49208 | -0.50213 | -0.51282 | -0.52648 | -0.53994 | -0.56269 | -0.57654 | -0.58501 | -0.59164 | -0.59767 | -0.60416
SP | CRAI_P | CraigieBuckler | T2 | -0.26678 | -0.27002 | -0.26992 | -0.27022 | -0.27097 | -0.27207 | -0.27413 | -0.27788 | -0.28513 | -0.29965 | -0.31496 | -0.33044 | -0.34785 | -0.35779 | -0.3651 | -0.37287 | -0.3828 | -0.39259 | -0.40913 | -0.4192 | -0.42536 | -0.43018 | -0.43456 | -0.43928
SP | DALL_P | Dallas | T1 | 0 | 0 | 0 | 0 | 0 | 0 | 0 | 0 | 0 | 0 | 0 | 0 | 0 | 0 | 0 | 0 | 0 | 0 | 0 | 0 | 0 | 0 | 0 | 0
SP | DOUN_P | Dounreay | T5 | -0.11234 | -0.1137 | -0.11366 | -0.11378 | -0.1141 | -0.11456 | -0.11543 | -0.11701 | -0.12006 | -0.12617 | -0.13262 | -0.13914 | -0.14647 | -0.15066 | -0.15373 | -0.157 | -0.16119 | -0.16531 | -0.17227 | -0.17652 | -0.17911 | -0.18114 | -0.18298 | -0.18497
SP | DUDH_P | Dudhope | T4 | -0.81498 | -0.82485 | -0.82455 | -0.82547 | -0.82778 | -0.83114 | -0.83742 | -0.84887 | -0.87101 | -0.91537 | -0.96216 | -1.0094 | -1.0626 | -1.093 | -1.1153 | -1.139 | -1.1694 | -1.1993 | -1.2498 | -1.2806 | -1.2994 | -1.3141 | -1.3275 | -1.3419
SP | DUBE_P | Dunbeath | T5 | -0.025794 | -0.026106 | -0.026097 | -0.026126 | -0.026199 | -0.026306 | -0.026504 | -0.026867 | -0.027568 | -0.028972 | -0.030452 | -0.031949 | -0.033632 | -0.034593 | -0.035299 | -0.036051 | -0.037011 | -0.037958 | -0.039557 | -0.040531 | -0.041126 | -0.041592 | -0.042016 | -0.042472
SP | DUGR_P | Dunvegan | T1 | -0.12955 | -0.13112 | -0.13107 | -0.13122 | -0.13158 | -0.13212 | -0.13312 | -0.13494 | -0.13846 | -0.14551 | -0.15295 | -0.16046 | -0.16892 | -0.17374 | -0.17729 | -0.18106 | -0.18589 | -0.19064 | -0.19867 | -0.20356 | -0.20655 | -0.2089 | -0.21102 | -0.21331
SP | DYCE_P | Dyce | T2 | -0.55133 | -0.55801 | -0.55781 | -0.55843 | -0.55999 | -0.56227 | -0.56652 | -0.57426 | -0.58924 | -0.61925 | -0.6509 | -0.68288 | -0.71886 | -0.73941 | -0.7545 | -0.77056 | -0.7911 | -0.81132 | -0.8455 | -0.86632 | -0.87904 | -0.88901 | -0.89806 | -0.90782
SP | ELGI_P | elgin | T1 | -0.79248 | -0.80207 | -0.80179 | -0.80268 | -0.80492 | -0.80819 | -0.8143 | -0.82543 | -0.84696 | -0.8901 | -0.93559 | -0.98156 | -1.0333 | -1.0628 | -1.0845 | -1.1076 | -1.1371 | -1.1662 | -1.2153 | -1.2452 | -1.2635 | -1.2778 | -1.2909 | -1.3049
SP | FASN_P | Fasnakyle | T1 | -0.0055696 | -0.0056371 | -0.0056351 | -0.0056413 | -0.0056571 | -0.0056801 | -0.005723 | -0.0058012 | -0.0059526 | -0.0062558 | -0.0065755 | -0.0068986 | -0.0072621 | -0.0074696 | -0.0076221 | -0.0077843 | -0.0079918 | -0.0081961 | -0.0085413 | -0.0087517 | -0.0088802 | -0.0089809 | -0.0090723 | -0.0091709
SP | FETT_P | Fetteresso | T2 | 0 | 0 | 0 | 0 | 0 | 0 | 0 | 0 | 0 | 0 | 0 | 0 | 0 | 0 | 0 | 0 | 0 | 0 | 0 | 0 | 0 | 0 | 0 | 0
SP | FIDD_P | Fiddes | T2 | -0.19862 | -0.20103 | -0.20096 | -0.20118 | -0.20174 | -0.20256 | -0.20409 | -0.20688 | -0.21228 | -0.22309 | -0.23449 | -0.24602 | -0.25898 | -0.26638 | -0.27182 | -0.2776 | -0.285 | -0.29229 | -0.3046 | -0.3121 | -0.31668 | -0.32027 | -0.32353 | -0.32705
SP | FAUG_P | Fort Augustus | T1 | -0.026272 | -0.02659 | -0.026581 | -0.02661 | -0.026685 | -0.026793 | -0.026996 | -0.027365 | -0.028079 | -0.029509 | -0.031017 | -0.032541 | -0.034256 | -0.035235 | -0.035954 | -0.036719 | -0.037698 | -0.038661 | -0.04029 | -0.041282 | -0.041888 | -0.042363 | -0.042795 | -0.04326
SP | FWIL_P | Fort William | T1 | -0.4064 | -0.41132 | -0.41117 | -0.41163 | -0.41278 | -0.41446 | -0.41759 | -0.4233 | -0.43434 | -0.45646 | -0.47979 | -0.50337 | -0.52989 | -0.54503 | -0.55616 | -0.568 | -0.58313 | -0.59804 | -0.62323 | -0.63858 | -0.64796 | -0.65531 | -0.66198 | -0.66917
SP | FRAS_P | Fraserburgh | T2 | -0.26584 | -0.26906 | -0.26897 | -0.26927 | -0.27002 | -0.27112 | -0.27317 | -0.2769 | -0.28412 | -0.29859 | -0.31385 | -0.32928 | -0.34662 | -0.35653 | -0.36381 | -0.37155 | -0.38145 | -0.39121 | -0.40769 | -0.41773 | -0.42386 | -0.42867 | -0.43303 | -0.43773
SP | GLEF_P | Glenfarclas | T1 | 0 | 0 | 0 | 0 | 0 | 0 | 0 | 0 | 0 | 0 | 0 | 0 | 0 | 0 | 0 | 0 | 0 | 0 | 0 | 0 | 0 | 0 | 0 | 0
SP | GRUB_P | Grudie Bridge | T1 | -0.062128 | -0.062881 | -0.062858 | -0.062928 | -0.063104 | -0.06336 | -0.063839 | -0.064712 | -0.0664 | -0.069782 | -0.073348 | -0.076952 | -0.081007 | -0.083322 | -0.085023 | -0.086833 | -0.089146 | -0.091425 | -0.095277 | -0.097623 | -0.099057 | -0.10018 | -0.1012 | -0.1023
SP | INNE_P | Inverness | T1 | -1.0699 | -1.0829 | -1.0825 | -1.0837 | -1.0867 | -1.0911 | -1.0994 | -1.1144 | -1.1435 | -1.2017 | -1.2631 | -1.3252 | -1.395 | -1.4349 | -1.4642 | -1.4954 | -1.5352 | -1.5745 | -1.6408 | -1.6812 | -1.7059 | -1.7252 | -1.7428 | -1.7617
SP | KEIT_P | Keith | T1 | -0.40939 | -0.41435 | -0.4142 | -0.29275 | -0.29357 | -0.29476 | -0.29699 | -0.30105 | -0.3089 | -0.32464 | -0.34123 | -0.358 | -0.37686 | -0.38763 | -0.39554 | -0.40396 | -0.41473 | -0.42533 | -0.44324 | -0.45416 | -0.46083 | -0.46606 | -0.4708 | -0.47591
SP | KIIN_P | Killin | T4 | -0.056266 | -0.056947 | -0.056927 | -0.05699 | -0.057149 | -0.057382 | -0.057815 | -0.058605 | -0.060134 | -0.063197 | -0.066427 | -0.069691 | -0.073363 | -0.07546 | -0.077 | -0.078639 | -0.080735 | -0.082799 | -0.086287 | -0.088412 | -0.08971 | -0.090727 | -0.091651 | -0.092647
SP | KINL_P | Kinlochleven | T1 | -0.051723 | -0.052349 | -0.052331 | -0.052389 | -0.052535 | -0.052749 | -0.053147 | -0.053874 | -0.055279 | -0.058095 | -0.061064 | -0.064064 | -0.06744 | -0.069367 | -0.070783 | -0.07229 | -0.074216 | -0.076113 | -0.07932 | -0.081273 | -0.082467 | -0.083402 | -0.084251 | -0.085166
SP | KINT_P | Kintore | T2 | -0.97446 | -0.98626 | -0.98591 | -0.87448 | -0.87693 | -0.88049 | -0.88715 | -0.89927 | -0.92273 | -0.96973 | -1.0193 | -1.0694 | -1.1257 | -1.1579 | -1.1815 | -1.2067 | -1.2388 | -1.2705 | -1.324 | -1.3566 | -1.3766 | -1.3922 | -1.4063 | -1.4216
SP | LAIR_P | Lairg | T5 | -0.022619 | -0.022893 | -0.022884 | -0.02291 | -0.022974 | -0.023067 | -0.023242 | -0.023559 | -0.024174 | -0.025405 | -0.026703 | -0.028016 | -0.029492 | -0.030335 | -0.030954 | -0.031613 | -0.032455 | -0.033285 | -0.034687 | -0.035541 | -0.036063 | -0.036472 | -0.036843 | -0.037244
SP | LUNA_P | Lunanhead | T4 | -0.44266 | -0.44802 | -0.44786 | -0.44836 | -0.44961 | -0.45143 | -0.45485 | -0.46106 | -0.47309 | -0.49719 | -0.5226 | -0.54828 | -0.57717 | -0.59366 | -0.60578 | -0.61867 | -0.63516 | -0.6514 | -0.67884 | -0.69556 | -0.70577 | -0.71377 | -0.72104 | -0.72887
SP | LYND_P | Lyndhurst | T4 | -0.32777 | -0.33174 | -0.33162 | -0.33199 | -0.33291 | -0.33427 | -0.33679 | -0.3414 | -0.3503 | -0.36814 | -0.38696 | -0.40597 | -0.42736 | -0.43958 | -0.44855 | -0.4581 | -0.47031 | -0.48233 | -0.50265 | -0.51503 | -0.52259 | -0.52851 | -0.53389 | -0.5397
SP | MACD_P | Macduff | T1 | -0.20146 | -0.2039 | -0.20382 | -0.20405 | -0.20462 | -0.20545 | -0.207 | -0.20983 | -0.21531 | -0.22627 | -0.23784 | -0.24952 | -0.26267 | -0.27018 | -0.27569 | -0.28156 | -0.28906 | -0.29645 | -0.30894 | -0.31655 | -0.3212 | -0.32484 | -0.32815 | -0.33171
SP | MILC_P | Milton of Craigie | T4 | -0.61651 | -0.62398 | -0.62375 | -0.62444 | -0.62619 | -0.62873 | -0.63349 | -0.64214 | -0.6589 | -0.69246 | -0.72785 | -0.76361 | -0.80385 | -0.82682 | -0.8437 | -0.86166 | -0.88462 | -0.90723 | -0.94545 | -0.96873 | -0.98296 | -0.9941 | -1.0042 | -1.0151
SP | MYBS_P | Mybster | T5 | -0.17578 | -0.17791 | -0.17784 | -0.17804 | -0.17854 | -0.17926 | -0.18062 | -0.18309 | -0.18786 | -0.19743 | -0.20752 | -0.21772 | -0.22919 | -0.23574 | -0.24055 | -0.24567 | -0.25222 | -0.25867 | -0.26956 | -0.2762 | -0.28026 | -0.28344 | -0.28632 | -0.28943
SP | NAIR_P | Nairn | T1 | -0.49586 | -0.50186 | -0.50169 | -0.50224 | -0.50365 | -0.50569 | -0.50952 | -0.51648 | -0.52995 | -0.55694 | -0.58541 | -0.61417 | -0.64653 | -0.66501 | -0.67859 | -0.69303 | -0.7115 | -0.72969 | -0.76043 | -0.77915 | -0.7906 | -0.79956 | -0.8077 | -0.81648
SP | ORRI_P | Orrin | T1 | 0 | 0 | 0 | 0 | 0 | 0 | 0 | 0 | 0 | 0 | 0 | 0 | 0 | 0 | 0 | 0 | 0 | 0 | 0 | 0 | 0 | 0 | 0 | 0
SP | PERS_P | Persley | T2 | -0.71729 | -0.72597 | -0.72571 | -0.72652 | -0.72855 | -0.73151 | -0.73704 | -0.74711 | -0.76661 | -0.80565 | -0.84683 | -0.88844 | -0.93525 | -0.96197 | -0.98161 | -1.0025 | -1.0292 | -1.0555 | -1.1 | -1.1271 | -1.1436 | -1.1566 | -1.1684 | -1.1811
SP | PEHS_P | Peterhead Shell | T2 | -0.079833 | -0.080799 | -0.080771 | -0.08086 | -0.081086 | -0.081416 | -0.082031 | -0.083152 | -0.085322 | -0.089667 | -0.09425 | -0.098881 | -0.10409 | -0.10707 | -0.10925 | -0.11158 | -0.11455 | -0.11748 | -0.12243 | -0.12544 | -0.12728 | -0.12873 | -0.13004 | -0.13145
SP | PEHG_P | Peterhead Grange | T2 | -0.32493 | -0.32887 | -0.32875 | -0.32911 | -0.33004 | -0.33138 | -0.33388 | -0.33844 | -0.34727 | -0.36496 | -0.38361 | -0.40246 | -0.42367 | -0.43578 | -0.44467 | -0.45414 | -0.46624 | -0.47816 | -0.4983 | -0.51057 | -0.51807 | -0.52394 | -0.52928 | -0.53503
SP | PORA_P | Port Ann | T3 | -0.1874 | -0.18967 | -0.1896 | -0.18982 | -0.19035 | -0.19112 | -0.19256 | -0.1952 | -0.20029 | -0.21049 | -0.22125 | -0.23212 | -0.24435 | -0.25133 | -0.25646 | -0.26192 | -0.2689 | -0.27577 | -0.28739 | -0.29447 | -0.29879 | -0.30218 | -0.30526 | -0.30858
SP | QUOI_P | Quoich | T1 | 0 | 0 | 0 | 0 | 0 | 0 | 0 | 0 | 0 | 0 | 0 | 0 | 0 | 0 | 0 | 0 | 0 | 0 | 0 | 0 | 0 | 0 | 0 | 0
SP | RANN_P | Rannoch | T4 | -0.020096 | -0.02034 | -0.020332 | -0.020355 | -0.020412 | -0.020495 | -0.02065 | -0.020932 | -0.021478 | -0.022572 | -0.023725 | -0.024891 | -0.026203 | -0.026952 | -0.027502 | -0.028087 | -0.028836 | -0.029573 | -0.030819 | -0.031578 | -0.032041 | -0.032405 | -0.032734 | -0.03309
SP | REDM_P | Redmoss | T2 | -0.84158 | -0.85178 | -0.85147 | -0.85242 | -0.8548 | -0.85827 | -0.86476 | -0.87658 | -0.89945 | -0.94526 | -0.99357 | -1.0424 | -1.0973 | -1.1287 | -1.1517 | -1.1762 | -1.2076 | -1.2384 | -1.2906 | -1.3224 | -1.3418 | -1.357 | -1.3708 | -1.3857
SP | SHIN_P | Shin | T5 | -0.014136 | -0.014307 | -0.014302 | -0.014318 | -0.014358 | -0.014417 | -0.014526 | -0.014724 | -0.015108 | -0.015878 | -0.016689 | -0.017509 | -0.018432 | -0.018959 | -0.019346 | -0.019757 | -0.020284 | -0.020802 | -0.021679 | -0.022213 | -0.022539 | -0.022794 | -0.023026 | -0.023277
SP | SLOY_P | Sloy | T3 | -0.037431 | -0.037884 | -0.03787 | -0.037912 | -0.038018 | -0.038173 | -0.038461 | -0.038987 | -0.040004 | -0.042041 | -0.04419 | -0.046362 | -0.048804 | -0.050199 | -0.051224 | -0.052314 | -0.053708 | -0.055081 | -0.057402 | -0.058815 | -0.059679 | -0.060356 | -0.06097 | -0.061633
SP | SFEG_P | St Fergus Gas Terminal | T2 | -0.14036 | -0.14206 | -0.14201 | -0.14216 | -0.14256 | -0.14314 | -0.14422 | -0.14619 | -0.15001 | -0.15765 | -0.16571 | -0.17385 | -0.18301 | -0.18824 | -0.19208 | -0.19617 | -0.2014 | -0.20654 | -0.21525 | -0.22055 | -0.22379 | -0.22632 | -0.22863 | -0.23111
SP | SFIL_P | St Fillans | T4 | -0.025643 | -0.025954 | -0.025944 | -0.025973 | -0.026046 | -0.026152 | -0.026349 | -0.02671 | -0.027406 | -0.028802 | -0.030274 | -0.031762 | -0.033435 | -0.034391 | -0.035093 | -0.03584 | -0.036795 | -0.037736 | -0.039325 | -0.040294 | -0.040885 | -0.041349 | -0.04177 | -0.042224
SP | STRI_P | Strichen | T2 | -0.23306 | -0.23588 | -0.2358 | -0.23606 | -0.23672 | -0.23768 | -0.23948 | -0.24275 | -0.24908 | -0.26177 | -0.27515 | -0.28867 | -0.30388 | -0.31256 | -0.31894 | -0.32573 | -0.33441 | -0.34296 | -0.35741 | -0.36621 | -0.37159 | -0.3758 | -0.37962 | -0.38375
SP | TARL_P | Tarland | T2 | -0.22335 | -0.22606 | -0.22598 | -0.22623 | -0.22686 | -0.22778 | -0.22951 | -0.23264 | -0.23871 | -0.25087 | -0.26369 | -0.27665 | -0.29122 | -0.29955 | -0.30566 | -0.31217 | -0.32049 | -0.32868 | -0.34253 | -0.35096 | -0.35612 | -0.36015 | -0.36382 | -0.36777
SP | TAYN_P | Taynuilt | T3 | -0.34342 | -0.34758 | -0.34746 | -0.34784 | -0.34882 | -0.35023 | -0.35288 | -0.3577 | -0.36703 | -0.38573 | -0.40544 | -0.42536 | -0.44778 | -0.46057 | -0.46997 | -0.47998 | -0.49277 | -0.50537 | -0.52666 | -0.53963 | -0.54755 | -0.55376 | -0.5594 | -0.56547
SP | THSO_P | Thurso | T5 | -0.55482 | -0.56154 | -0.56134 | -0.56196 | -0.56354 | -0.56582 | -0.5701 | -0.57789 | -0.59297 | -0.62317 | -0.65502 | -0.68721 | -0.72341 | -0.74409 | -0.75928 | -0.77544 | -0.7961 | -0.81645 | -0.85085 | -0.8718 | -0.88461 | -0.89464 | -0.90374 | -0.91356
SP | TUMB_P | Tummel Bridge | T4 | -0.17612 | -0.17825 | -0.17819 | -0.17838 | -0.17888 | -0.17961 | -0.18097 | -0.18344 | -0.18823 | -0.19781 | -0.20792 | -0.21814 | -0.22963 | -0.2362 | -0.24102 | -0.24615 | -0.25271 | -0.25917 | -0.27009 | -0.27674 | -0.2808 | -0.28398 | -0.28688 | -0.28999
SP | WIOW_P | Willowdale | T2 | -0.65628 | -0.66422 | -0.66398 | -0.66472 | -0.66658 | -0.66929 | -0.67435 | -0.68356 | -0.7014 | -0.73712 | -0.77479 | -0.81287 | -0.85569 | -0.88015 | -0.89812 | -0.91723 | -0.94168 | -0.96575 | -1.0064 | -1.0312 | -1.0464 | -1.0582 | -1.069 | -1.0806
SP | WOHI_P | Woodhill | T2 | -0.55843 | -0.56519 | -0.56499 | -0.56561 | -0.5672 | -0.5695 | -0.57381 | -0.58165 | -0.59682 | -0.62722 | -0.65928 | -0.69167 | -0.72811 | -0.74892 | -0.76421 | -0.78048 | -0.80127 | -0.82176 | -0.85638 | -0.87747 | -0.89035 | -0.90045 | -0.90961 | -0.9195
SP | G_EXTRA_13 | Rothienorman | T2 | 0 | 0 | 0 | -0.23443 | -0.23522 | -0.23659 | -0.2388 | -0.24259 | -0.24966 | -0.26299 | -0.277 | -0.29123 | -0.30727 | -0.31675 | -0.32399 | -0.33179 | -0.34158 | -0.3513 | -0.3672 | -0.37736 | -0.38402 | -0.38964 | -0.39473 | -0.40025
SP | G_EXTRA_14 | Finstown | #N/A | 0 | 0 | 0 | 0 | 0 | 0 | 0 | 0 | 0 | 0 | 0 | 0 | 0 | 0 | 0 | 0 | 0 | 0 | 0 | 0 | 0 | 0 | 0 | 0
CE | ABNE_P | Abernethy | T4 | -0.56906 | -0.57596 | -0.57679 | -0.57921 | -0.59064 | -0.60036 | -0.61332 | -0.63411 | -0.67458 | -0.71751 | -0.77686 | -0.81016 | -0.83928 | -0.86288 | -0.89028 | -0.91756 | -0.94814 | -0.97454 | -1.0013 | -1.0192 | -1.031 | -1.0417 | -1.0525 | -1.0649
CE | ALNE_P | Alness | T5 | -0.49782 | -0.50385 | -0.50458 | -0.50669 | -0.5167 | -0.52519 | -0.53654 | -0.55473 | -0.59012 | -0.62768 | -0.6796 | -0.70873 | -0.73421 | -0.75485 | -0.77882 | -0.80268 | -0.82944 | -0.85254 | -0.87594 | -0.8916 | -0.90195 | -0.91132 | -0.92076 | -0.93162
CE | ARBR_P | Arbroath | T4 | -0.40711 | -0.41204 | -0.41264 | -0.41437 | -0.42255 | -0.4295 | -0.43878 | -0.45365 | -0.4826 | -0.51331 | -0.55577 | -0.57959 | -0.60043 | -0.61731 | -0.63691 | -0.65643 | -0.67831 | -0.69719 | -0.71633 | -0.72914 | -0.73761 | -0.74527 | -0.75299 | -0.76187
CE | ARDK_P | Ardkinglas | T3 | 0 | 0 | 0 | 0 | 0 | 0 | 0 | 0 | 0 | 0 | 0 | 0 | 0 | 0 | 0 | 0 | 0 | 0 | 0 | 0 | 0 | 0 | 0 | 0
CE | ARMO_P | Ardmore | T1 | -0.48189 | -0.48773 | -0.48843 | -0.49048 | -0.50016 | -0.50839 | -0.51937 | -0.53698 | -0.57124 | -0.6076 | -0.65786 | -0.68605 | -0.71072 | -0.7307 | -0.7539 | -0.777 | -0.8029 | -0.82526 | -0.84791 | -0.86307 | -0.8731 | -0.88216 | -0.8913 | -0.90181
CE | BEAU_P | Beauly | T1 | -0.47301 | -0.47875 | -0.47944 | -0.48145 | -0.49095 | -0.49903 | -0.50981 | -0.52709 | -0.56072 | -0.59641 | -0.64574 | -0.67342 | -0.69763 | -0.71724 | -0.74002 | -0.76269 | -0.78811 | -0.81006 | -0.83229 | -0.84717 | -0.85701 | -0.86592 | -0.87488 | -0.8852
CE | BERB_P | Berryburn | T1 | 0 | 0 | 0 | 0 | 0 | 0 | 0 | 0 | 0 | 0 | 0 | 0 | 0 | 0 | 0 | 0 | 0 | 0 | 0 | 0 | 0 | 0 | 0 | 0
CE | BOAG_P | Boat of Garten | T1 | -0.35283 | -0.3571 | -0.35762 | -0.35912 | -0.36621 | -0.37223 | -0.38027 | -0.39316 | -0.41825 | -0.44487 | -0.48167 | -0.50231 | -0.52037 | -0.535 | -0.55199 | -0.5689 | -0.58786 | -0.60423 | -0.62082 | -0.63192 | -0.63926 | -0.6459 | -0.65259 | -0.66028
CE | BRAC_P | Braco West | T4 | -0.42597 | -0.43113 | -0.43175 | -0.43356 | -0.44213 | -0.4494 | -0.4591 | -0.47467 | -0.50495 | -0.53709 | -0.58152 | -0.60644 | -0.62825 | -0.64591 | -0.66642 | -0.68684 | -0.70973 | -0.72949 | -0.74952 | -0.76292 | -0.77178 | -0.7798 | -0.78788 | -0.79716
CE | BRID_P | Bridge of Dun | T4 | -0.39046 | -0.3952 | -0.39577 | -0.39743 | -0.40527 | -0.41194 | -0.42084 | -0.4351 | -0.46286 | -0.49233 | -0.53305 | -0.5559 | -0.57588 | -0.59207 | -0.61087 | -0.62959 | -0.65057 | -0.66869 | -0.68705 | -0.69933 | -0.70745 | -0.7148 | -0.7222 | -0.73072
CE | BROA_P | Broadford | T1 | -0.15048 | -0.1523 | -0.15252 | -0.15316 | -0.15618 | -0.15875 | -0.16218 | -0.16768 | -0.17838 | -0.18973 | -0.20543 | -0.21423 | -0.22193 | -0.22817 | -0.23542 | -0.24263 | -0.25072 | -0.2577 | -0.26478 | -0.26951 | -0.27264 | -0.27547 | -0.27832 | -0.28161
CE | BROR_P | Brora | T5 | -0.11242 | -0.11378 | -0.11394 | -0.11442 | -0.11668 | -0.1186 | -0.12116 | -0.12527 | -0.13326 | -0.14174 | -0.15347 | -0.16004 | -0.1658 | -0.17046 | -0.17587 | -0.18126 | -0.1873 | -0.19252 | -0.1978 | -0.20134 | -0.20368 | -0.20579 | -0.20793 | -0.21038
CE | BUMU_P | Burghmuir | T4 | -0.6431 | -0.65089 | -0.65183 | -0.65457 | -0.66749 | -0.67847 | -0.69312 | -0.71662 | -0.76234 | -0.81087 | -0.87794 | -0.91557 | -0.94848 | -0.97514 | -1.0061 | -1.0369 | -1.0715 | -1.1013 | -1.1316 | -1.1518 | -1.1652 | -1.1773 | -1.1895 | -1.2035
CE | CAAD_P | Carradale | T3 | -0.22237 | -0.22507 | -0.22539 | -0.22634 | -0.2308 | -0.2346 | -0.23967 | -0.24779 | -0.2636 | -0.28038 | -0.30357 | -0.31659 | -0.32797 | -0.33719 | -0.3479 | -0.35855 | -0.3705 | -0.38082 | -0.39128 | -0.39827 | -0.4029 | -0.40708 | -0.4113 | -0.41615
CE | CASS_P | Cassley | T5 | -0.040229 | -0.040716 | -0.040775 | -0.040946 | -0.041755 | -0.042441 | -0.043358 | -0.044828 | -0.047688 | -0.050724 | -0.054919 | -0.057273 | -0.059332 | -0.061 | -0.062937 | -0.064865 | -0.067027 | -0.068894 | -0.070785 | -0.072051 | -0.072887 | -0.073645 | -0.074407 | -0.075284
CE | CEAN_P | Ceannacroc | T1 | 0 | 0 | 0 | 0 | 0 | 0 | 0 | 0 | 0 | 0 | 0 | 0 | 0 | 0 | 0 | 0 | 0 | 0 | 0 | 0 | 0 | 0 | 0 | 0
CE | CHAR_P | Charleston | T4 | -0.31691 | -0.32075 | -0.32121 | -0.32256 | -0.32893 | -0.33434 | -0.34156 | -0.35314 | -0.37567 | -0.39958 | -0.43263 | -0.45118 | -0.4674 | -0.48054 | -0.4958 | -0.51099 | -0.52802 | -0.54272 | -0.55762 | -0.56759 | -0.57418 | -0.58015 | -0.58616 | -0.59307
CE | CLAC_P | Clachan | T3 | 0 | 0 | 0 | 0 | 0 | 0 | 0 | 0 | 0 | 0 | 0 | 0 | 0 | 0 | 0 | 0 | 0 | 0 | 0 | 0 | 0 | 0 | 0 | 0
CE | CLAY_P | Clayhills | T2 | -0.59712 | -0.60435 | -0.60523 | -0.60776 | -0.61976 | -0.62996 | -0.64356 | -0.66538 | -0.70783 | -0.75289 | -0.81516 | -0.8501 | -0.88066 | -0.90542 | -0.93418 | -0.96279 | -0.99489 | -1.0226 | -1.0507 | -1.0694 | -1.0819 | -1.0931 | -1.1044 | -1.1174
CE | COUA_P | Coupar Angus | T4 | -0.36692 | -0.37136 | -0.3719 | -0.37346 | -0.38083 | -0.3871 | -0.39546 | -0.40886 | -0.43495 | -0.46264 | -0.5009 | -0.52237 | -0.54115 | -0.55636 | -0.57403 | -0.59162 | -0.61134 | -0.62836 | -0.64561 | -0.65716 | -0.66479 | -0.67169 | -0.67865 | -0.68665
CE | CRAI_P | CraigieBuckler | T2 | -0.26678 | -0.27002 | -0.27041 | -0.27154 | -0.2769 | -0.28146 | -0.28754 | -0.29728 | -0.31625 | -0.33638 | -0.3642 | -0.37981 | -0.39347 | -0.40453 | -0.41738 | -0.43016 | -0.4445 | -0.45688 | -0.46942 | -0.47782 | -0.48336 | -0.48839 | -0.49344 | -0.49926
CE | DALL_P | Dallas | T1 | 0 | 0 | 0 | 0 | 0 | 0 | 0 | 0 | 0 | 0 | 0 | 0 | 0 | 0 | 0 | 0 | 0 | 0 | 0 | 0 | 0 | 0 | 0 | 0
CE | DOUN_P | Dounreay | T5 | -0.11234 | -0.1137 | -0.11386 | -0.11434 | -0.1166 | -0.11851 | -0.12107 | -0.12518 | -0.13317 | -0.14164 | -0.15336 | -0.15993 | -0.16568 | -0.17034 | -0.17575 | -0.18113 | -0.18717 | -0.19238 | -0.19766 | -0.2012 | -0.20353 | -0.20565 | -0.20778 | -0.21023
CE | DUDH_P | Dudhope | T4 | -0.81498 | -0.82486 | -0.82604 | -0.82951 | -0.84589 | -0.8598 | -0.87837 | -0.90814 | -0.96609 | -1.0276 | -1.1126 | -1.1603 | -1.202 | -1.2358 | -1.275 | -1.3141 | -1.3579 | -1.3957 | -1.434 | -1.4596 | -1.4766 | -1.4919 | -1.5074 | -1.5252
CE | DUBE_P | Dunbeath | T5 | -0.025794 | -0.026107 | -0.026144 | -0.026254 | -0.026772 | -0.027213 | -0.0278 | -0.028743 | -0.030577 | -0.032523 | -0.035213 | -0.036723 | -0.038043 | -0.039112 | -0.040354 | -0.041591 | -0.042977 | -0.044174 | -0.045386 | -0.046198 | -0.046734 | -0.04722 | -0.047709 | -0.048271
CE | DUGR_P | Dunvegan | T1 | -0.12955 | -0.13112 | -0.13131 | -0.13186 | -0.13446 | -0.13667 | -0.13963 | -0.14436 | -0.15357 | -0.16335 | -0.17686 | -0.18444 | -0.19107 | -0.19644 | -0.20268 | -0.20889 | -0.21585 | -0.22186 | -0.22795 | -0.23203 | -0.23472 | -0.23716 | -0.23962 | -0.24244
CE | DYCE_P | Dyce | T2 | -0.55133 | -0.55802 | -0.55882 | -0.56116 | -0.57224 | -0.58165 | -0.59422 | -0.61436 | -0.65356 | -0.69516 | -0.75266 | -0.78492 | -0.81314 | -0.836 | -0.86255 | -0.88897 | -0.91861 | -0.94419 | -0.97011 | -0.98745 | -0.99892 | -1.0093 | -1.0197 | -1.0318
CE | ELGI_P | elgin | T1 | -0.79248 | -0.80208 | -0.80324 | -0.8066 | -0.82253 | -0.83606 | -0.85412 | -0.88307 | -0.93942 | -0.99921 | -1.0819 | -1.1282 | -1.1688 | -1.2016 | -1.2398 | -1.2778 | -1.3204 | -1.3572 | -1.3944 | -1.4193 | -1.4358 | -1.4507 | -1.4658 | -1.483
CE | FASN_P | Fasnakyle | T1 | -0.0055696 | -0.0056372 | -0.0056453 | -0.0056689 | -0.0057809 | -0.005876 | -0.0060029 | -0.0062064 | -0.0066024 | -0.0070226 | -0.0076035 | -0.0079294 | -0.0082144 | -0.0084453 | -0.0087136 | -0.0089805 | -0.0092799 | -0.0095383 | -0.0098001 | -0.0099753 | -0.010091 | -0.010196 | -0.010302 | -0.010423
CE | FETT_P | Fetteresso | T2 | 0 | 0 | 0 | 0 | 0 | 0 | 0 | 0 | 0 | 0 | 0 | 0 | 0 | 0 | 0 | 0 | 0 | 0 | 0 | 0 | 0 | 0 | 0 | 0
CE | FIDD_P | Fiddes | T2 | -0.19862 | -0.20103 | -0.20132 | -0.20216 | -0.20616 | -0.20955 | -0.21407 | -0.22133 | -0.23545 | -0.25044 | -0.27115 | -0.28278 | -0.29294 | -0.30118 | -0.31074 | -0.32026 | -0.33094 | -0.34015 | -0.34949 | -0.35574 | -0.35987 | -0.36361 | -0.36737 | -0.3717
CE | FAUG_P | Fort Augustus | T1 | -0.026272 | -0.026591 | -0.026629 | -0.026741 | -0.027269 | -0.027717 | -0.028316 | -0.029276 | -0.031144 | -0.033126 | -0.035866 | -0.037403 | -0.038748 | -0.039837 | -0.041102 | -0.042362 | -0.043774 | -0.044993 | -0.046228 | -0.047054 | -0.047601 | -0.048095 | -0.048593 | -0.049166
CE | FWIL_P | Fort William | T1 | -0.4064 | -0.41132 | -0.41192 | -0.41364 | -0.42181 | -0.42875 | -0.43801 | -0.45286 | -0.48175 | -0.51242 | -0.5548 | -0.57858 | -0.59938 | -0.61623 | -0.6358 | -0.65528 | -0.67712 | -0.69598 | -0.71508 | -0.72787 | -0.73632 | -0.74397 | -0.75168 | -0.76054
CE | FRAS_P | Fraserburgh | T2 | -0.26584 | -0.26907 | -0.26945 | -0.27058 | -0.27593 | -0.28046 | -0.28652 | -0.29623 | -0.31514 | -0.3352 | -0.36292 | -0.37848 | -0.39208 | -0.4031 | -0.41591 | -0.42865 | -0.44294 | -0.45527 | -0.46777 | -0.47613 | -0.48166 | -0.48666 | -0.49171 | -0.4975
CE | GLEF_P | Glenfarclas | T1 | 0 | 0 | 0 | 0 | 0 | 0 | 0 | 0 | 0 | 0 | 0 | 0 | 0 | 0 | 0 | 0 | 0 | 0 | 0 | 0 | 0 | 0 | 0 | 0
CE | GRUB_P | Grudie Bridge | T1 | -0.062128 | -0.062881 | -0.062972 | -0.063236 | -0.064484 | -0.065545 | -0.066961 | -0.06923 | -0.073648 | -0.078336 | -0.084815 | -0.08845 | -0.09163 | -0.094206 | -0.097198 | -0.10018 | -0.10351 | -0.1064 | -0.10932 | -0.11127 | -0.11256 | -0.11373 | -0.11491 | -0.11627
CE | INNE_P | Inverness | T1 | -1.0699 | -1.0829 | -1.0845 | -1.089 | -1.1105 | -1.1288 | -1.1531 | -1.1922 | -1.2683 | -1.349 | -1.4606 | -1.5232 | -1.578 | -1.6223 | -1.6739 | -1.7252 | -1.7827 | -1.8323 | -1.8826 | -1.9163 | -1.9385 | -1.9586 | -1.9789 | -2.0023
CE | KEIT_P | Keith | T1 | -0.40939 | -0.41436 | -0.41495 | -0.29418 | -0.29999 | -0.30493 | -0.31151 | -0.32207 | -0.34262 | -0.36443 | -0.39458 | -0.41149 | -0.42628 | -0.43826 | -0.45218 | -0.46604 | -0.48157 | -0.49498 | -0.50857 | -0.51766 | -0.52367 | -0.52911 | -0.53459 | -0.54089
CE | KIIN_P | Killin | T4 | -0.056266 | -0.056948 | -0.05703 | -0.057269 | -0.0584 | -0.05936 | -0.060642 | -0.062698 | -0.066699 | -0.070944 | -0.076812 | -0.080104 | -0.082984 | -0.085317 | -0.088027 | -0.090723 | -0.093748 | -0.096358 | -0.099003 | -0.10077 | -0.10194 | -0.103 | -0.10407 | -0.1053
CE | KINL_P | Kinlochleven | T1 | -0.051723 | -0.05235 | -0.052425 | -0.052645 | -0.053685 | -0.054568 | -0.055746 | -0.057636 | -0.061313 | -0.065216 | -0.07061 | -0.073637 | -0.076284 | -0.078428 | -0.080919 | -0.083398 | -0.086178 | -0.088578 | -0.09101 | -0.092637 | -0.093713 | -0.094686 | -0.095667 | -0.096795
CE | KINT_P | Kintore | T2 | -0.97446 | -0.98627 | -0.98769 | -0.87876 | -0.89611 | -0.91085 | -0.93053 | -0.96207 | -1.0235 | -1.0886 | -1.1786 | -1.2292 | -1.2733 | -1.3091 | -1.3507 | -1.3921 | -1.4385 | -1.4786 | -1.5192 | -1.5463 | -1.5643 | -1.5805 | -1.5969 | -1.6157
CE | LAIR_P | Lairg | T5 | -0.022619 | -0.022893 | -0.022926 | -0.023022 | -0.023476 | -0.023863 | -0.024378 | -0.025204 | -0.026813 | -0.028519 | -0.030878 | -0.032202 | -0.033359 | -0.034297 | -0.035386 | -0.03647 | -0.037686 | -0.038736 | -0.039799 | -0.04051 | -0.040981 | -0.041407 | -0.041836 | -0.042329
CE | LUNA_P | Lunanhead | T4 | -0.44266 | -0.44802 | -0.44867 | -0.45055 | -0.45945 | -0.467 | -0.47709 | -0.49326 | -0.52474 | -0.55814 | -0.6043 | -0.6302 | -0.65286 | -0.67121 | -0.69253 | -0.71374 | -0.73754 | -0.75807 | -0.77888 | -0.79281 | -0.80202 | -0.81035 | -0.81874 | -0.82839
CE | LYND_P | Lyndhurst | T4 | -0.32777 | -0.33174 | -0.33222 | -0.33361 | -0.3402 | -0.34579 | -0.35326 | -0.36524 | -0.38854 | -0.41327 | -0.44746 | -0.46663 | -0.48341 | -0.497 | -0.51278 | -0.52849 | -0.54611 | -0.56132 | -0.57673 | -0.58704 | -0.59385 | -0.60002 | -0.60624 | -0.61338
CE | MACD_P | Macduff | T1 | -0.20146 | -0.2039 | -0.20419 | -0.20505 | -0.2091 | -0.21254 | -0.21713 | -0.22449 | -0.23881 | -0.25401 | -0.27502 | -0.28681 | -0.29712 | -0.30547 | -0.31517 | -0.32483 | -0.33566 | -0.345 | -0.35447 | -0.36081 | -0.365 | -0.36879 | -0.37261 | -0.37701
CE | MILC_P | Milton of Craigie | T4 | -0.61651 | -0.62398 | -0.62488 | -0.6275 | -0.63989 | -0.65042 | -0.66446 | -0.68699 | -0.73082 | -0.77734 | -0.84164 | -0.87771 | -0.90927 | -0.93482 | -0.96451 | -0.99406 | -1.0272 | -1.0558 | -1.0848 | -1.1042 | -1.117 | -1.1286 | -1.1403 | -1.1537
CE | MYBS_P | Mybster | T5 | -0.17578 | -0.17791 | -0.17816 | -0.17891 | -0.18244 | -0.18544 | -0.18945 | -0.19587 | -0.20837 | -0.22163 | -0.23996 | -0.25025 | -0.25925 | -0.26653 | -0.275 | -0.28342 | -0.29287 | -0.30103 | -0.30929 | -0.31482 | -0.31848 | -0.32178 | -0.32512 | -0.32895
CE | NAIR_P | Nairn | T1 | -0.49586 | -0.50187 | -0.50259 | -0.5047 | -0.51467 | -0.52313 | -0.53443 | -0.55255 | -0.5878 | -0.62522 | -0.67693 | -0.70594 | -0.73132 | -0.75188 | -0.77576 | -0.79953 | -0.82618 | -0.84918 | -0.8725 | -0.88809 | -0.89841 | -0.90774 | -0.91714 | -0.92795
CE | ORRI_P | Orrin | T1 | 0 | 0 | 0 | 0 | 0 | 0 | 0 | 0 | 0 | 0 | 0 | 0 | 0 | 0 | 0 | 0 | 0 | 0 | 0 | 0 | 0 | 0 | 0 | 0
CE | PERS_P | Persley | T2 | -0.71729 | -0.72598 | -0.72703 | -0.73008 | -0.74449 | -0.75674 | -0.77308 | -0.79929 | -0.85029 | -0.90441 | -0.97922 | -1.0212 | -1.0579 | -1.0876 | -1.1222 | -1.1566 | -1.1951 | -1.2284 | -1.2621 | -1.2847 | -1.2996 | -1.3131 | -1.3267 | -1.3423
CE | PEHS_P | Peterhead Shell | T2 | -0.079833 | -0.0808 | -0.080917 | -0.081256 | -0.08286 | -0.084223 | -0.086042 | -0.088959 | -0.094635 | -0.10066 | -0.10898 | -0.11366 | -0.11774 | -0.12105 | -0.1249 | -0.12872 | -0.13301 | -0.13672 | -0.14047 | -0.14298 | -0.14464 | -0.14614 | -0.14766 | -0.1494
CE | PEHG_P | Peterhead Grange | T2 | -0.32493 | -0.32887 | -0.32934 | -0.33073 | -0.33726 | -0.3428 | -0.35021 | -0.36208 | -0.38518 | -0.4097 | -0.44359 | -0.4626 | -0.47923 | -0.4927 | -0.50835 | -0.52392 | -0.54139 | -0.55646 | -0.57174 | -0.58196 | -0.58872 | -0.59483 | -0.601 | -0.60808
CE | PORA_P | Port Ann | T3 | -0.1874 | -0.18967 | -0.18995 | -0.19074 | -0.19451 | -0.19771 | -0.20198 | -0.20883 | -0.22215 | -0.23629 | -0.25584 | -0.2668 | -0.27639 | -0.28416 | -0.29319 | -0.30217 | -0.31224 | -0.32094 | -0.32975 | -0.33564 | -0.33954 | -0.34307 | -0.34662 | -0.35071
CE | QUOI_P | Quoich | T1 | 0 | 0 | 0 | 0 | 0 | 0 | 0 | 0 | 0 | 0 | 0 | 0 | 0 | 0 | 0 | 0 | 0 | 0 | 0 | 0 | 0 | 0 | 0 | 0
CE | RANN_P | Rannoch | T4 | -0.020096 | -0.02034 | -0.020369 | -0.020454 | -0.020858 | -0.021201 | -0.021659 | -0.022394 | -0.023822 | -0.025339 | -0.027435 | -0.028611 | -0.029639 | -0.030472 | -0.03144 | -0.032403 | -0.033483 | -0.034416 | -0.035361 | -0.035993 | -0.036411 | -0.036789 | -0.03717 | -0.037608
CE | REDM_P | Redmoss | T2 | -0.84158 | -0.85178 | -0.85301 | -0.85659 | -0.8735 | -0.88787 | -0.90705 | -0.93779 | -0.99763 | -1.0611 | -1.1489 | -1.1981 | -1.2412 | -1.2761 | -1.3166 | -1.357 | -1.4022 | -1.4413 | -1.4808 | -1.5073 | -1.5248 | -1.5406 | -1.5566 | -1.5749
CE | SHIN_P | Shin | T5 | -0.014136 | -0.014308 | -0.014328 | -0.014388 | -0.014672 | -0.014914 | -0.015236 | -0.015752 | -0.016757 | -0.017824 | -0.019298 | -0.020125 | -0.020849 | -0.021435 | -0.022116 | -0.022793 | -0.023553 | -0.024209 | -0.024874 | -0.025318 | -0.025612 | -0.025878 | -0.026146 | -0.026455
CE | SLOY_P | Sloy | T3 | -0.037431 | -0.037884 | -0.037939 | -0.038098 | -0.03885 | -0.039489 | -0.040342 | -0.041709 | -0.044371 | -0.047195 | -0.051099 | -0.053289 | -0.055205 | -0.056756 | -0.058559 | -0.060353 | -0.062365 | -0.064102 | -0.065861 | -0.067039 | -0.067817 | -0.068522 | -0.069232 | -0.070048
CE | SFEG_P | St Fergus Gas Terminal | T2 | -0.14036 | -0.14206 | -0.14226 | -0.14286 | -0.14568 | -0.14808 | -0.15128 | -0.1564 | -0.16638 | -0.17697 | -0.19161 | -0.19982 | -0.20701 | -0.21283 | -0.21959 | -0.22631 | -0.23386 | -0.24037 | -0.24697 | -0.25138 | -0.2543 | -0.25694 | -0.25961 | -0.26267
CE | SFIL_P | St Fillans | T4 | -0.025643 | -0.025954 | -0.025991 | -0.0261 | -0.026616 | -0.027054 | -0.027638 | -0.028575 | -0.030398 | -0.032333 | -0.035007 | -0.036508 | -0.03782 | -0.038883 | -0.040118 | -0.041347 | -0.042726 | -0.043915 | -0.045121 | -0.045927 | -0.046461 | -0.046944 | -0.04743 | -0.047989
CE | STRI_P | Strichen | T2 | -0.23306 | -0.23588 | -0.23622 | -0.23721 | -0.2419 | -0.24588 | -0.25119 | -0.2597 | -0.27627 | -0.29386 | -0.31816 | -0.3318 | -0.34373 | -0.35339 | -0.36461 | -0.37578 | -0.38831 | -0.39912 | -0.41008 | -0.41741 | -0.42226 | -0.42664 | -0.43106 | -0.43615
CE | TARL_P | Tarland | T2 | -0.22335 | -0.22606 | -0.22639 | -0.22734 | -0.23183 | -0.23564 | -0.24073 | -0.24889 | -0.26477 | -0.28162 | -0.30492 | -0.31798 | -0.32942 | -0.33868 | -0.34943 | -0.36014 | -0.37214 | -0.38251 | -0.39301 | -0.40003 | -0.40468 | -0.40888 | -0.41312 | -0.41799
CE | TAYN_P | Taynuilt | T3 | -0.34342 | -0.34758 | -0.34809 | -0.34955 | -0.35645 | -0.36231 | -0.37014 | -0.38268 | -0.4071 | -0.43301 | -0.46883 | -0.48892 | -0.5065 | -0.52074 | -0.53728 | -0.55374 | -0.57219 | -0.58813 | -0.60427 | -0.61508 | -0.62222 | -0.62868 | -0.63519 | -0.64268
CE | THSO_P | Thurso | T5 | -0.55482 | -0.56155 | -0.56236 | -0.56471 | -0.57586 | -0.58534 | -0.59798 | -0.61825 | -0.6577 | -0.69956 | -0.75742 | -0.78989 | -0.81829 | -0.84129 | -0.86801 | -0.8946 | -0.92442 | -0.95016 | -0.97625 | -0.9937 | -1.0052 | -1.0157 | -1.0262 | -1.0383
CE | TUMB_P | Tummel Bridge | T4 | -0.17612 | -0.17825 | -0.17851 | -0.17926 | -0.1828 | -0.1858 | -0.18982 | -0.19625 | -0.20877 | -0.22206 | -0.24043 | -0.25073 | -0.25975 | -0.26705 | -0.27553 | -0.28397 | -0.29344 | -0.30161 | -0.30989 | -0.31543 | -0.31909 | -0.32241 | -0.32575 | -0.32959
CE | WIOW_P | Willowdale | T2 | -0.65628 | -0.66423 | -0.66519 | -0.66798 | -0.68116 | -0.69237 | -0.70732 | -0.7313 | -0.77796 | -0.82748 | -0.89592 | -0.93432 | -0.96791 | -0.99512 | -1.0267 | -1.0582 | -1.0935 | -1.1239 | -1.1548 | -1.1754 | -1.1891 | -1.2014 | -1.2138 | -1.2282
CE | WOHI_P | Woodhill | T2 | -0.55843 | -0.5652 | -0.56601 | -0.56838 | -0.5796 | -0.58914 | -0.60186 | -0.62226 | -0.66197 | -0.70411 | -0.76234 | -0.79502 | -0.8236 | -0.84675 | -0.87365 | -0.90041 | -0.93042 | -0.95633 | -0.98259 | -1.0002 | -1.0118 | -1.0223 | -1.0329 | -1.045
CE | G_EXTRA_13 | Rothienorman | T2 | 0 | 0 | 0 | -0.23558 | -0.24036 | -0.24473 | -0.25045 | -0.25948 | -0.27683 | -0.29513 | -0.32018 | -0.33459 | -0.34741 | -0.35793 | -0.37015 | -0.38249 | -0.39628 | -0.4084 | -0.42078 | -0.42953 | -0.43573 | -0.44165 | -0.44744 | -0.45407
CE | G_EXTRA_14 | Finstown | #N/A | 0 | 0 | 0 | 0 | 0 | 0 | 0 | 0 | 0 | 0 | 0 | 0 | 0 | 0 | 0 | 0 | 0 | 0 | 0 | 0 | 0 | 0 | 0 | 0