## Tariff Data
Generation Zones |  | Sensitivity 2 (EHVDC Construction Delay) |  |  |  | Sensitivity 4 (Additional EHVDC Link) |  |  |  | Baseline 2028/29 Tariffs |  |  |  | Baseline vs. Sensitivity 2 (Unconstrained) |  |  |  | Baseline vs. Sensitivity 4 (Unconstrained) |  |  |  |  | Baseline vs. Sensitivity 2 (CMP413) |  |  |  | Baseline vs. Sensitivity 4 (CMP413)
Zone | Zone Name | Peak Security (£/kW) | Year Round Shared (£/kW) | Year Round Not Shared (£/kW) | Adjustment (£/kW) | Peak Security (£/kW) | Year Round Shared (£/kW) | Year Round Not Shared (£/kW) | Adjustment (£/kW) | Peak Security (£/kW) | Year Round Shared (£/kW) | Year Round Not Shared (£/kW) | Adjustment (£/kW) | Peak Security (£/kW) | Year Round Shared (£/kW) | Year Round Not Shared (£/kW) | Adjustment (£/kW) | Peak Security (£/kW) | Year Round Shared (£/kW) | Year Round Not Shared (£/kW) | Adjustment (£/kW) |  | Peak Security (£/kW) | Year Round Shared (£/kW) | Year Round Not Shared (£/kW) | Adjustment (£/kW) | Peak Security (£/kW) | Year Round Shared (£/kW) | Year Round Not Shared (£/kW) | Adjustment (£/kW)
1 | North Scotland | 2.8165 | 20.5525 | 30.294 | -4.7035 | 2.5438 | 27.0657 | 40.5076 | -6.9384 | 2.6797 | 24.645 | 35.8269 | -6.205 | 0.1368 | -4.0925 | -5.5328 | 1.5015 | -0.13584 | 2.4208 | 4.6807 | -0.73341 |  | 0.1368 | -0.34776 | -0.22277 | 1.5015 | -0.13584 | 0.34776 | 0.22277 | -0.73341
2 | East Aberdeenshire | 0.95405 | 20.5523 | 21.9653 | -4.7035 | 1.651 | 27.0655 | 26.8875 | -6.9384 | 0.8146 | 24.6448 | 27.5198 | -6.205 | 0.13945 | -4.0925 | -5.5545 | 1.5015 | 0.83639 | 2.4207 | -0.63234 | -0.73341 |  | 0.13945 | -0.34776 | -0.22277 | 1.5015 | 0.17947 | 0.34776 | -0.22277 | -0.73341
3 | Western Highlands | 3.6305 | 19.4137 | 25.4082 | -4.7035 | 3.0654 | 25.9333 | 35.6489 | -6.9384 | 3.4971 | 23.5008 | 30.9178 | -6.205 | 0.13333 | -4.0871 | -5.5096 | 1.5015 | -0.43177 | 2.4325 | 4.7311 | -0.73341 |  | 0.13333 | -0.34776 | -0.22277 | 1.5015 | -0.17947 | 0.34776 | 0.22277 | -0.73341
4 | Skye and Lochalsh | 3.5182 | 19.4137 | 34.9799 | -4.7035 | 2.9822 | 25.9333 | 45.2202 | -6.9384 | 3.3849 | 23.5008 | 40.4895 | -6.205 | 0.13324 | -4.0871 | -5.5096 | 1.5015 | -0.40273 | 2.4325 | 4.7307 | -0.73341 |  | 0.13324 | -0.34776 | -0.22277 | 1.5015 | -0.17947 | 0.34776 | 0.22277 | -0.73341
5 | Eastern Grampian and Tayside | 2.8861 | 18.1885 | 19.5192 | -4.7035 | 3.1768 | 24.6936 | 29.6905 | -6.9384 | 2.7698 | 22.2816 | 25.058 | -6.205 | 0.11634 | -4.0932 | -5.5388 | 1.5015 | 0.40704 | 2.412 | 4.6325 | -0.73341 |  | 0.11634 | -0.34776 | -0.22277 | 1.5015 | 0.17947 | 0.34776 | 0.22277 | -0.73341
6 | Central Grampian | 4.1237 | 17.9719 | 18.3269 | -4.7035 | 5.0732 | 24.244 | 27.2149 | -6.9384 | 4.0849 | 22.0141 | 23.5851 | -6.205 | 0.038867 | -4.0422 | -5.2582 | 1.5015 | 0.98832 | 2.2299 | 3.6299 | -0.73341 |  | 0.038867 | -0.34776 | -0.22277 | 1.5015 | 0.17947 | 0.34776 | 0.22277 | -0.73341
7 | Argyll | 2.9381 | 17.4007 | 27.3876 | -4.7035 | 4.0969 | 23.4843 | 35.6225 | -6.9384 | 2.3791 | 21.4438 | 32.699 | -6.205 | 0.55905 | -4.0431 | -5.3114 | 1.5015 | 1.7178 | 2.0406 | 2.9235 | -0.73341 |  | 0.17947 | -0.34776 | -0.22277 | 1.5015 | 0.17947 | 0.34776 | 0.22277 | -0.73341
8 | The Trossachs | 3.627 | 17.4007 | 15.1577 | -4.7035 | 3.8494 | 23.4843 | 23.0003 | -6.9384 | 3.5293 | 21.4438 | 20.4208 | -6.205 | 0.097726 | -4.0431 | -5.2631 | 1.5015 | 0.32013 | 2.0406 | 2.5795 | -0.73341 |  | 0.097726 | -0.34776 | -0.22277 | 1.5015 | 0.17947 | 0.34776 | 0.22277 | -0.73341
9 | Stirlingshire and Fife | 2.6085 | 17.2109 | 14.4961 | -4.7035 | 2.681 | 23.3923 | 22.6793 | -6.9384 | 2.473 | 21.3193 | 19.9867 | -6.205 | 0.13552 | -4.1083 | -5.4906 | 1.5015 | 0.20798 | 2.073 | 2.6926 | -0.73341 |  | 0.13552 | -0.34776 | -0.22277 | 1.5015 | 0.17947 | 0.34776 | 0.22277 | -0.73341
10 | South West Scotlands | 1.3707 | 17.0175 | 14.245 | -4.7035 | 1.2775 | 22.1438 | 21.058 | -6.9384 | 1.2173 | 20.8248 | 19.3446 | -6.205 | 0.15332 | -3.8073 | -5.0997 | 1.5015 | 0.060196 | 1.3189 | 1.7133 | -0.73341 |  | 0.15332 | -0.34776 | -0.22277 | 1.5015 | 0.060196 | 0.34776 | 0.22277 | -0.73341
11 | Lothian and Borders | 2.1697 | 17.0175 | 7.6197 | -4.7035 | 2.0239 | 22.1438 | 15.8071 | -6.9384 | 1.985 | 20.8248 | 14.7174 | -6.205 | 0.18478 | -3.8073 | -7.0977 | 1.5015 | 0.038908 | 1.3189 | 1.0897 | -0.73341 |  | 0.17947 | -0.34776 | -0.22277 | 1.5015 | 0.038908 | 0.34776 | 0.22277 | -0.73341
12 | Solway and Cheviot | 1.1529 | 12.7996 | 8.5465 | -4.7035 | 0.88808 | 16.341 | 13.2184 | -6.9384 | 0.87013 | 15.4973 | 12.1471 | -6.205 | 0.28281 | -2.6977 | -3.6006 | 1.5015 | 0.017955 | 0.8437 | 1.0713 | -0.73341 |  | 0.17947 | -0.34776 | -0.22277 | 1.5015 | 0.017955 | 0.34776 | 0.22277 | -0.73341
13 | North East England | 3.1368 | 9.7417 | 4.1015 | -4.7035 | 2.7601 | 10.4413 | 3.7273 | -6.9384 | 2.809 | 10.1306 | 3.1166 | -6.205 | 0.32783 | -0.38882 | 0.9849 | 1.5015 | -0.048937 | 0.31073 | 0.61071 | -0.73341 |  | 0.17947 | -0.34776 | 0.22277 | 1.5015 | -0.048937 | 0.31073 | 0.22277 | -0.73341
14 | North Lancashire and The Lakes | 0.56533 | 9.7417 | 2.3575 | -4.7035 | 0.33741 | 10.4413 | 4.6423 | -6.9384 | 0.32854 | 10.1306 | 4.3457 | -6.205 | 0.23678 | -0.38882 | -1.9882 | 1.5015 | 0.008862 | 0.31073 | 0.29652 | -0.73341 |  | 0.17947 | -0.34776 | -0.22277 | 1.5015 | 0.008862 | 0.31073 | 0.22277 | -0.73341
15 | South Lancashire, Yorkshire and Humber | 3.9297 | 6.0688 | 0.38815 | -4.7035 | 3.3192 | 6.1205 | 0.27395 | -6.9384 | 3.4087 | 6.146 | 0.3173 | -6.205 | 0.52104 | -0.077148 | 0.070846 | 1.5015 | -0.089537 | -0.025448 | -0.043355 | -0.73341 |  | 0.17947 | -0.077148 | 0.070846 | 1.5015 | -0.089537 | -0.025448 | -0.043355 | -0.73341
16 | North Midlands and North Wales | 2.047 | 5.0833 | 0.056053 | -4.7035 | 1.9054 | 5.6207 | 0.1055 | -6.9384 | 1.8697 | 5.4849 | 0.094543 | -6.205 | 0.17738 | -0.40161 | -0.03849 | 1.5015 | 0.035765 | 0.13573 | 0.01096 | -0.73341 |  | 0.17738 | -0.34776 | -0.03849 | 1.5015 | 0.035765 | 0.13573 | 0.01096 | -0.73341
17 | South Lincolnshire and North Norfolk | 1.0342 | 4.2376 | 0.007355 | -4.7035 | 0.74038 | 3.9719 | 0.010571 | -6.9384 | 0.76947 | 4.0897 | 0.014209 | -6.205 | 0.26469 | 0.14783 | -0.006854 | 1.5015 | -0.029095 | -0.1178 | -0.003638 | -0.73341 |  | 0.17947 | 0.14783 | -0.006854 | 1.5015 | -0.029095 | -0.1178 | -0.003638 | -0.73341
18 | Mid Wales and The Midlands | -0.31014 | 4.0571 | 0.002912 | -4.7035 | -0.31406 | 3.7285 | 0.004575 | -6.9384 | -0.31239 | 3.7989 | 0.007047 | -6.205 | 0.002256 | 0.25825 | -0.004135 | 1.5015 | -0.00167 | -0.070409 | -0.002472 | -0.73341 |  | 0.002256 | 0.25825 | -0.004135 | 1.5015 | -0.00167 | -0.070409 | -0.002472 | -0.73341
19 | Anglesey and Snowdon | 4.1641 | 5.2591 | 0.056053 | -4.7035 | 4.4462 | 6.1312 | 0.1055 | -6.9384 | 4.325 | 5.9397 | 0.094543 | -6.205 | -0.16095 | -0.68061 | -0.03849 | 1.5015 | 0.12112 | 0.19149 | 0.01096 | -0.73341 |  | -0.16095 | -0.34776 | -0.03849 | 1.5015 | 0.12112 | 0.19149 | 0.01096 | -0.73341
20 | Pembrokeshire | 8.9842 | -4.879 | 0 | -4.7035 | 9.2074 | -5.2402 | 0 | -6.9384 | 9.1687 | -5.1606 | 0 | -6.205 | -0.18443 | 0.28164 | 0 | 1.5015 | 0.038692 | -0.079605 | 0 | -0.73341 |  | -0.17947 | 0.28164 | 0 | 1.5015 | 0.038692 | -0.079605 | 0 | -0.73341
21 | South Wales & Gloucester | 3.6256 | -5.6064 | 0 | -4.7035 | 3.8446 | -5.9733 | 0 | -6.9384 | 3.8118 | -5.8952 | 0 | -6.205 | -0.18618 | 0.28876 | 0 | 1.5015 | 0.032795 | -0.078118 | 0 | -0.73341 |  | -0.17947 | 0.28876 | 0 | 1.5015 | 0.032795 | -0.078118 | 0 | -0.73341
22 | Cotswold | 3.8901 | 4.0118 | -10.7601 | -4.7035 | 4.1055 | 3.6573 | -10.7874 | -6.9384 | 4.0778 | 3.6893 | -10.7453 | -6.205 | -0.18776 | 0.32253 | -0.014844 | 1.5015 | 0.027649 | -0.031986 | -0.042097 | -0.73341 |  | -0.17947 | 0.32253 | -0.014844 | 1.5015 | 0.027649 | -0.031986 | -0.042097 | -0.73341
23 | Central London | -3.1489 | 4.0118 | -1.073 | -4.7035 | -3.26 | 3.6573 | -1.1051 | -6.9384 | -3.0883 | 3.6893 | -1.097 | -6.205 | -0.060592 | 0.32253 | 0.023997 | 1.5015 | -0.17168 | -0.031986 | -0.008169 | -0.73341 |  | -0.060592 | 0.32253 | 0.023997 | 1.5015 | -0.17168 | -0.031986 | -0.008169 | -0.73341
24 | Essex and Kent | -2.6975 | 4.0118 | 0 | -4.7035 | -2.7339 | 3.6573 | 0 | -6.9384 | -2.6503 | 3.6893 | 0 | -6.205 | -0.047216 | 0.32253 | 0 | 1.5015 | -0.083552 | -0.031986 | 0 | -0.73341 |  | -0.047216 | 0.32253 | 0 | 1.5015 | -0.083552 | -0.031986 | 0 | -0.73341
25 | Oxfordshire, Surrey and Sussex | -0.1087 | -3.1395 | 0 | -4.7035 | 0.001723 | -3.4753 | 0 | -6.9384 | 0.009779 | -3.4421 | 0 | -6.205 | -0.11848 | 0.30259 | 0 | 1.5015 | -0.008056 | -0.033188 | 0 | -0.73341 |  | -0.11848 | 0.30259 | 0 | 1.5015 | -0.008056 | -0.033188 | 0 | -0.73341
26 | Somerset and Wessex | 3.953 | -4.9836 | 0 | -4.7035 | 4.1536 | -5.3983 | 0 | -6.9384 | 4.1469 | -5.333 | 0 | -6.205 | -0.19384 | 0.34941 | 0 | 1.5015 | 0.006756 | -0.065295 | 0 | -0.73341 |  | -0.17947 | 0.34776 | 0 | 1.5015 | 0.006756 | -0.065295 | 0 | -0.73341
27 | West Devon and Cornwall | 4.7553 | -9.086 | 0 | -4.7035 | 4.643 | -9.1769 | 0 | -6.9384 | 4.6348 | -9.1108 | 0 | -6.205 | 0.12048 | 0.024776 | 0 | 1.5015 | 0.008159 | -0.066153 | 0 | -0.73341 |  | 0.12048 | 0.024776 | 0 | 1.5015 | 0.008159 | -0.066153 | 0 | -0.73341
[22 empty] | Zone Name | CMP413 Tariffs (Sensitivity 2) |  |  |  | CMP413 Tariffs (Sensitivity 4)
[23 empty] | Peak Security (£/kW) | Year Round Shared (£/kW) | Year Round Not Shared (£/kW) | Adjustment (£/kW) | Peak Security (£/kW) | Year Round Shared (£/kW) | Year Round Not Shared (£/kW) | Adjustment (£/kW)
[22 empty] | North Scotland | 2.8165 | 24.2972 | 35.6041 | -6.1891 | 2.5438 | 24.9927 | 36.0496 | -6.7615
[22 empty] | East Aberdeenshire | 0.95405 | 24.297 | 27.2971 | -6.1891 | 0.99406 | 24.9926 | 27.2971 | -6.7615
[22 empty] | Western Highlands | 3.6305 | 23.153 | 30.695 | -6.1891 | 3.3177 | 23.8486 | 31.1406 | -6.7615
[22 empty] | Skye and Lochalsh | 3.5182 | 23.153 | 40.2667 | -6.1891 | 3.2054 | 23.8486 | 40.7123 | -6.7615
[22 empty] | Eastern Grampian and Tayside | 2.8861 | 21.9339 | 24.8352 | -6.1891 | 2.9492 | 22.6294 | 25.2808 | -6.7615
[22 empty] | Central Grampian | 4.1237 | 21.6664 | 23.3623 | -6.1891 | 4.2643 | 22.3619 | 23.8078 | -6.7615
[22 empty] | Argyll | 2.5585 | 21.096 | 32.4762 | -6.1891 | 2.5585 | 21.7915 | 32.9217 | -6.7615
[22 empty] | The Trossachs | 3.627 | 21.096 | 20.198 | -6.1891 | 3.7087 | 21.7915 | 20.6436 | -6.7615
[22 empty] | Stirlingshire and Fife | 2.6085 | 20.9715 | 19.7639 | -6.1891 | 2.6525 | 21.667 | 20.2095 | -6.7615
[22 empty] | South West Scotlands | 1.3707 | 20.4771 | 19.1219 | -6.1891 | 1.2775 | 21.1726 | 19.5674 | -6.7615
[22 empty] | Lothian and Borders | 2.1644 | 20.4771 | 14.4946 | -6.1891 | 2.0239 | 21.1726 | 14.9402 | -6.7615
[22 empty] | Solway and Cheviot | 1.0496 | 15.1495 | 11.9244 | -6.1891 | 0.88808 | 15.845 | 12.3699 | -6.7615
[22 empty] | North East England | 2.9885 | 9.7828 | 3.3394 | -6.1891 | 2.7601 | 10.4413 | 3.3394 | -6.7615
[22 empty] | North Lancashire and The Lakes | 0.50801 | 9.7828 | 4.123 | -6.1891 | 0.33741 | 10.4413 | 4.5685 | -6.7615
[22 empty] | South Lancashire, Yorkshire and Humber | 3.5882 | 6.0688 | 0.38815 | -6.1891 | 3.3192 | 6.1205 | 0.27395 | -6.7615
[22 empty] | North Midlands and North Wales | 2.047 | 5.1372 | 0.056053 | -6.1891 | 1.9054 | 5.6207 | 0.1055 | -6.7615
[22 empty] | South Lincolnshire and North Norfolk | 0.94894 | 4.2376 | 0.007355 | -6.1891 | 0.74038 | 3.9719 | 0.010571 | -6.7615
[22 empty] | Mid Wales and The Midlands | -0.31014 | 4.0571 | 0.002912 | -6.1891 | -0.31406 | 3.7285 | 0.004575 | -6.7615
[22 empty] | Anglesey and Snowdon | 4.1641 | 5.592 | 0.056053 | -6.1891 | 4.4462 | 6.1312 | 0.1055 | -6.7615
[22 empty] | Pembrokeshire | 8.9892 | -4.879 | 0 | -6.1891 | 9.2074 | -5.2402 | 0 | -6.7615
[22 empty] | South Wales & Gloucester | 3.6323 | -5.6064 | 0 | -6.1891 | 3.8446 | -5.9733 | 0 | -6.7615
[22 empty] | Cotswold | 3.8983 | 4.0118 | -10.7601 | -6.1891 | 4.1055 | 3.6573 | -10.7874 | -6.7615
[22 empty] | Central London | -3.1489 | 4.0118 | -1.073 | -6.1891 | -3.26 | 3.6573 | -1.1051 | -6.7615
[22 empty] | Essex and Kent | -2.6975 | 4.0118 | 0 | -6.1891 | -2.7339 | 3.6573 | 0 | -6.7615
[22 empty] | Oxfordshire, Surrey and Sussex | -0.1087 | -3.1395 | 0 | -6.1891 | 0.001723 | -3.4753 | 0 | -6.7615
[22 empty] | Somerset and Wessex | 3.9674 | -4.9853 | 0 | -6.1891 | 4.1536 | -5.3983 | 0 | -6.7615
[22 empty] | West Devon and Cornwall | 4.7553 | -9.086 | 0 | -6.1891 | 4.643 | -9.1769 | 0 | -6.7615
Note on AE4: Boyle, Hugh: Change in Adjustment tariff may be superseded later on to remain compliant with the 'Limiting Regulation'
Note on AJ4: Boyle, Hugh: Change in Adjustment tariff may be superseded later on to remain compliant with the 'Limiting Regulation'

## Sensitivity 2
Generator | Technology* | Gen Type | Nodes | Gen Zone | TEC (MW) | ALF | ALF Weighted Capacity | 2028/29 - Baseline |  |  |  | 2028/29 - Sensitivity 2 (EHVDC Construction Delay) |  |  |  | 2028/29 - Sensitivity 2 & CMP413 Cap |  |  |  | 2028/29 - Baseline |  | 2028/29 - Sensitivity 2 (EHVDC Construction Delay) |  | 2028/29 - Sensitivity 2 & CMP413 Cap
[8 empty] | Peak Security (£/kW) | Year Round Shared (£/kW) | Year Round Not Shared (£/kW) | Adjustment (£/kW) | Peak Security (£/kW) | Year Round Shared (£/kW) | Year Round Not Shared (£/kW) | Adjustment (£/kW) | Peak Security (£/kW) | Year Round Shared (£/kW) | Year Round Not Shared (£/kW) | Adjustment (£/kW) | Wider/Locational Revenue (£'000) | Residual/Adjustment Revenue (£'000) | Wider/Locational Revenue (£'000) | Residual/Adjustment Revenue (£'000) | Wider/Locational Revenue (£'000) | Residual/Adjustment Revenue (£'000)
Aminth | Interconnectors | Interconnectors | NORM40 | 18 | 0 | 0% | 0 | -0.31239 | 3.7989 | 0.007047 | -6.205 | -0.31014 | 4.0571 | 0.002912 | -4.7035 | -0.31014 | 4.0571 | 0.002912 | -4.7035 | 0 | 0 | 0 | 0 | 0 | 0
Aquind Interconnector | Interconnectors | Interconnectors | LOVE40 | 25 | 0 | 0% | 0 | 0.009779 | -3.4421 | 0 | -6.205 | -0.1087 | -3.1395 | 0 | -4.7035 | -0.1087 | -3.1395 | 0 | -4.7035 | 0 | 0 | 0 | 0 | 0 | 0
Auchencrosh (interconnector CCT) | Interconnectors | Interconnectors | AUCH20 | 10 | 500 | 0% | 0 | 1.2173 | 20.8248 | 19.3446 | -6.205 | 1.3707 | 17.0175 | 14.245 | -4.7035 | 1.3707 | 20.4771 | 19.1219 | -4.7035 | 0 | 0 | 0 | 0 | 0 | 0
Britned | Interconnectors | Interconnectors | GRAI40 | 24 | 1200 | 0% | 0 | -2.6503 | 3.6893 | 0 | -6.205 | -2.6975 | 4.0118 | 0 | -4.7035 | -2.6975 | 4.0118 | 0 | -4.7035 | 0 | 0 | 0 | 0 | 0 | 0
Continental Link | Interconnectors | Interconnectors | BLYT4A | 13 | 0 | 0% | 0 | 2.809 | 10.1306 | 3.1166 | -6.205 | 3.1368 | 9.7417 | 4.1015 | -4.7035 | 2.9885 | 9.7828 | 3.3394 | -4.7035 | 0 | 0 | 0 | 0 | 0 | 0
Cronos | Interconnectors | Interconnectors | KEMS40 | 24 | 0 | 0% | 0 | -2.6503 | 3.6893 | 0 | -6.205 | -2.6975 | 4.0118 | 0 | -4.7035 | -2.6975 | 4.0118 | 0 | -4.7035 | 0 | 0 | 0 | 0 | 0 | 0
East West Interconnector | Interconnectors | Interconnectors | CONQ40 | 16 | 505 | 0% | 0 | 1.8697 | 5.4849 | 0.094543 | -6.205 | 2.047 | 5.0833 | 0.056053 | -4.7035 | 2.047 | 5.1372 | 0.056053 | -4.7035 | 0 | 0 | 0 | 0 | 0 | 0
ElecLink | Interconnectors | Interconnectors | SELL40 | 24 | 1000 | 0% | 0 | -2.6503 | 3.6893 | 0 | -6.205 | -2.6975 | 4.0118 | 0 | -4.7035 | -2.6975 | 4.0118 | 0 | -4.7035 | 0 | 0 | 0 | 0 | 0 | 0
EuroLink | Interconnectors | Interconnectors | LEIS4A | 18 | 0 | 0% | 0 | -0.31239 | 3.7989 | 0.007047 | -6.205 | -0.31014 | 4.0571 | 0.002912 | -4.7035 | -0.31014 | 4.0571 | 0.002912 | -4.7035 | 0 | 0 | 0 | 0 | 0 | 0
FAB Link Interconnector | Interconnectors | Interconnectors | EXET40 | 26 | 0 | 0% | 0 | 4.1469 | -5.333 | 0 | -6.205 | 3.953 | -4.9836 | 0 | -4.7035 | 3.9674 | -4.9853 | 0 | -4.7035 | 0 | 0 | 0 | 0 | 0 | 0
Greenlink | Interconnectors | Interconnectors | PEMB40 | 20 | 504 | 0% | 0 | 9.1687 | -5.1606 | 0 | -6.205 | 8.9842 | -4.879 | 0 | -4.7035 | 8.9892 | -4.879 | 0 | -4.7035 | 0 | 0 | 0 | 0 | 0 | 0
Gridlink Interconnector | Interconnectors | Interconnectors | KINO40 | 24 | 0 | 0% | 0 | -2.6503 | 3.6893 | 0 | -6.205 | -2.6975 | 4.0118 | 0 | -4.7035 | -2.6975 | 4.0118 | 0 | -4.7035 | 0 | 0 | 0 | 0 | 0 | 0
IFA Interconnector | Interconnectors | Interconnectors | SELL40 | 24 | 2000 | 0% | 0 | -2.6503 | 3.6893 | 0 | -6.205 | -2.6975 | 4.0118 | 0 | -4.7035 | -2.6975 | 4.0118 | 0 | -4.7035 | 0 | 0 | 0 | 0 | 0 | 0
IFA2 Interconnector | Interconnectors | Interconnectors | CHIL40 | 26 | 1100 | 0% | 0 | 4.1469 | -5.333 | 0 | -6.205 | 3.953 | -4.9836 | 0 | -4.7035 | 3.9674 | -4.9853 | 0 | -4.7035 | 0 | 0 | 0 | 0 | 0 | 0
Kulizumboo Interconnector | Interconnectors | Interconnectors | CANT40 | 24 | 0 | 0% | 0 | -2.6503 | 3.6893 | 0 | -6.205 | -2.6975 | 4.0118 | 0 | -4.7035 | -2.6975 | 4.0118 | 0 | -4.7035 | 0 | 0 | 0 | 0 | 0 | 0
MARES | Interconnectors | Interconnectors | BODE40 | 16 | 0 | 0% | 0 | 1.8697 | 5.4849 | 0.094543 | -6.205 | 2.047 | 5.0833 | 0.056053 | -4.7035 | 2.047 | 5.1372 | 0.056053 | -4.7035 | 0 | 0 | 0 | 0 | 0 | 0
Nautilus | Interconnectors | Interconnectors | LEIS40 | 18 | 0 | 0% | 0 | -0.31239 | 3.7989 | 0.007047 | -6.205 | -0.31014 | 4.0571 | 0.002912 | -4.7035 | -0.31014 | 4.0571 | 0.002912 | -4.7035 | 0 | 0 | 0 | 0 | 0 | 0
Nemo Link | Interconnectors | Interconnectors | RICH40 | 24 | 1020 | 0% | 0 | -2.6503 | 3.6893 | 0 | -6.205 | -2.6975 | 4.0118 | 0 | -4.7035 | -2.6975 | 4.0118 | 0 | -4.7035 | 0 | 0 | 0 | 0 | 0 | 0
NeuConnect Interconnector | Interconnectors | Interconnectors | GRAI40 | 24 | 0 | 0% | 0 | -2.6503 | 3.6893 | 0 | -6.205 | -2.6975 | 4.0118 | 0 | -4.7035 | -2.6975 | 4.0118 | 0 | -4.7035 | 0 | 0 | 0 | 0 | 0 | 0
NorthConnect | Interconnectors | Interconnectors | PEHE20 | 2 | 1400 | 0% | 0 | 0.8146 | 24.6448 | 27.5198 | -6.205 | 0.95405 | 20.5523 | 21.9653 | -4.7035 | 0.95405 | 24.297 | 27.2971 | -4.7035 | 0 | 0 | 0 | 0 | 0 | 0
NS Link | Interconnectors | Interconnectors | BLYT4A | 13 | 1400 | 0% | 0 | 2.809 | 10.1306 | 3.1166 | -6.205 | 3.1368 | 9.7417 | 4.1015 | -4.7035 | 2.9885 | 9.7828 | 3.3394 | -4.7035 | 0 | 0 | 0 | 0 | 0 | 0
The Superconnection | Interconnectors | Interconnectors | CREB40 | 15 | 0 | 0% | 0 | 3.4087 | 6.146 | 0.3173 | -6.205 | 3.9297 | 6.0688 | 0.38815 | -4.7035 | 3.5882 | 6.0688 | 0.38815 | -4.7035 | 0 | 0 | 0 | 0 | 0 | 0
Viking Link Denmark Interconnector | Interconnectors | Interconnectors | BICF4A | 17 | 1500 | 0% | 0 | 0.76947 | 4.0897 | 0.014209 | -6.205 | 1.0342 | 4.2376 | 0.007355 | -4.7035 | 0.94894 | 4.2376 | 0.007355 | -4.7035 | 0 | 0 | 0 | 0 | 0 | 0
A'Chruach Wind Farm | Wind Onshore | Intermittent | ACHR1R | 7 | 26.2194 | 41.83% | 10.968 | 2.3791 | 21.4438 | 32.699 | -6.205 | 2.9381 | 17.4007 | 27.3876 | -4.7035 | 2.5585 | 21.096 | 32.4762 | -4.7035 | 1092.5403 | -162.6915 | 908.9344 | -123.3229 | 1082.8851 | -123.3229
Aberarder Wind Farm | Wind Onshore | Intermittent | ABED10 | 1 | 31.4632 | 39.43% | 12.4047 | 2.6797 | 24.645 | 35.8269 | -6.205 | 2.8165 | 20.5525 | 30.294 | -4.7035 | 2.8165 | 24.2972 | 35.6041 | -4.7035 | 1432.9414 | -195.2297 | 1208.0949 | -147.9874 | 1421.6184 | -147.9874
Aberdeen Offshore Wind Farm | Wind Offshore | Intermittent | ABBA10 | 1 | 58.2314 | 41.25% | 24.0203 | 2.6797 | 24.645 | 35.8269 | -6.205 | 2.8165 | 20.5525 | 30.294 | -4.7035 | 2.8165 | 24.2972 | 35.6041 | -4.7035 | 2678.226 | -361.3264 | 2257.7393 | -273.8915 | 2656.9003 | -273.8915
Abergelli Power Limited | Battery Storage | Conventional Carbon | SWAN20_SPM | 21 | 182.3161 | 1.239% | 2.2591 | 3.8118 | -5.8952 | 0 | -6.205 | 3.6256 | -5.6064 | 0 | -4.7035 | 3.6323 | -5.6064 | 0 | -4.7035 | 681.6266 | -1131.2731 | 648.3347 | -857.5241 | 649.5593 | -857.5241
Aberthaw (Tertiary) | PV Array | Intermittent | ABTH20 | 21 | 34.7559 | 10.9% | 3.7884 | 3.8118 | -5.8952 | 0 | -6.205 | 3.6256 | -5.6064 | 0 | -4.7035 | 3.6323 | -5.6064 | 0 | -4.7035 | -22.3333 | -215.6608 | -21.2393 | -163.4745 | -21.2393 | -163.4745
Aberthaw Energy | Battery Storage | Conventional Carbon | ABTH20 | 21 | 151.8284 | 1.239% | 1.8813 | 3.8118 | -5.8952 | 0 | -6.205 | 3.6256 | -5.6064 | 0 | -4.7035 | 3.6323 | -5.6064 | 0 | -4.7035 | 567.6423 | -942.097 | 539.9175 | -714.1254 | 540.9373 | -714.1254
Achany Extension Wind Farm | Wind Onshore | Intermittent | SHIN10 | 1 | 64.024 | 39.43% | 25.2421 | 2.6797 | 24.645 | 35.8269 | -6.205 | 2.8165 | 20.5525 | 30.294 | -4.7035 | 2.8165 | 24.2972 | 35.6041 | -4.7035 | 2915.8692 | -397.2698 | 2458.3327 | -301.1372 | 2892.8282 | -301.1372
Acharole Wind Farm | Wind Onshore | Intermittent | MYBS11 | 1 | 32.1949 | 39.43% | 12.6931 | 2.6797 | 24.645 | 35.8269 | -6.205 | 2.8165 | 20.5525 | 30.294 | -4.7035 | 2.8165 | 24.2972 | 35.6041 | -4.7035 | 1466.2657 | -199.77 | 1236.1902 | -151.429 | 1454.6793 | -151.429
Afton Wind Farm | Wind Onshore | Intermittent | BLAH10 | 10 | 30.4876 | 45.71% | 13.9374 | 1.2173 | 20.8248 | 19.3446 | -6.205 | 1.3707 | 17.0175 | 14.245 | -4.7035 | 1.3707 | 20.4771 | 19.1219 | -4.7035 | 880.0159 | -189.1761 | 671.4755 | -143.3987 | 868.3772 | -143.3987
Aigas (part of the Beauly Cascade) | Hydro | Conventional Low Carbon | AIGA1Q | 1 | 12.1951 | 34% | 4.1458 | 2.6797 | 24.645 | 35.8269 | -6.205 | 2.8165 | 20.5525 | 30.294 | -4.7035 | 2.8165 | 24.2972 | 35.6041 | -4.7035 | 571.7615 | -75.6704 | 488.9903 | -57.3595 | 569.2714 | -57.3595
Aikengall IIa Wind Farm | Wind Onshore | Intermittent | WESE10 | 11 | 49.5119 | 29.82% | 14.765 | 1.985 | 20.8248 | 14.7174 | -6.205 | 2.1697 | 17.0175 | 7.6197 | -4.7035 | 2.1644 | 20.4771 | 14.4946 | -4.7035 | 1036.166 | -307.222 | 628.5324 | -232.8795 | 1020.0013 | -232.8795
Aikengall II Windfarm | Wind Onshore | Intermittent | WESE10 | 11 | 38.9022 | 29.82% | 11.6011 | 1.985 | 20.8248 | 14.7174 | -6.205 | 2.1697 | 17.0175 | 7.6197 | -4.7035 | 2.1644 | 20.4771 | 14.4946 | -4.7035 | 814.1304 | -241.3887 | 493.8469 | -182.9767 | 801.4296 | -182.9767
Alcemi Coalburn Battery Energy Storage Facility | Battery Storage | Conventional Carbon | COAB40 | 11 | 304.8764 | 1.239% | 3.7777 | 1.985 | 20.8248 | 14.7174 | -6.205 | 2.1697 | 17.0175 | 7.6197 | -4.7035 | 2.1644 | 20.4771 | 14.4946 | -4.7035 | 739.4334 | -1891.7611 | 754.5716 | -1433.9868 | 791.9933 | -1433.9868
Alcemi Devilla Battery Energy Storage Facility | Battery Storage | Conventional Carbon | LOAN20 | 9 | 304.8764 | 1.239% | 3.7777 | 2.473 | 21.3193 | 19.9867 | -6.205 | 2.6085 | 17.2109 | 14.4961 | -4.7035 | 2.6085 | 20.9715 | 19.7639 | -4.7035 | 910.0033 | -1891.7611 | 915.0593 | -1433.9868 | 949.1661 | -1433.9868
Alverdiscott PP | Battery Storage | Conventional Carbon | ALVE4A | 27 | 30.4267 | 1.239% | 0.37702 | 4.6348 | -9.1108 | 0 | -6.205 | 4.7553 | -9.086 | 0 | -4.7035 | 4.7553 | -9.086 | 0 | -4.7035 | 137.588 | -188.7978 | 141.2631 | -143.1119 | 141.2631 | -143.1119
Alverdiscott | Wind Offshore | Intermittent | ALVE4A | 27 | 1097.5549 | 46.94% | 515.1374 | 4.6348 | -9.1108 | 0 | -6.205 | 4.7553 | -9.086 | 0 | -4.7035 | 4.7553 | -9.086 | 0 | -4.7035 | -4693.2966 | -6810.34 | -4680.5336 | -5162.3526 | -4680.5336 | -5162.3526
An Suidhe Wind Farm - Argyll (SRO) | Wind Onshore | Intermittent | ANSU10 | 7 | 11.7682 | 37.02% | 4.3562 | 2.3791 | 21.4438 | 32.699 | -6.205 | 2.9381 | 17.4007 | 27.3876 | -4.7035 | 2.5585 | 21.096 | 32.4762 | -4.7035 | 478.2229 | -73.022 | 398.1045 | -55.3519 | 474.0863 | -55.3519
Arecleoch | Wind Onshore | Intermittent | AREC10 | 10 | 69.5118 | 31.43% | 21.8474 | 1.2173 | 20.8248 | 19.3446 | -6.205 | 1.3707 | 17.0175 | 14.245 | -4.7035 | 1.3707 | 20.4771 | 19.1219 | -4.7035 | 1799.6476 | -431.3215 | 1361.9816 | -326.949 | 1776.5646 | -326.949
Arecleoch Windfarm Extension | Wind Onshore | Intermittent | AREX10 | 10 | 44.39 | 39.43% | 17.5012 | 1.2173 | 20.8248 | 19.3446 | -6.205 | 1.3707 | 17.0175 | 14.245 | -4.7035 | 1.3707 | 20.4771 | 19.1219 | -4.7035 | 1223.1667 | -275.4404 | 930.1607 | -208.7885 | 1207.1916 | -208.7885
Armadale Wind Farm | Wind Onshore | Intermittent | CONN1C | 1 | 60.3655 | 39.43% | 23.7996 | 2.6797 | 24.645 | 35.8269 | -6.205 | 2.8165 | 20.5525 | 30.294 | -4.7035 | 2.8165 | 24.2972 | 35.6041 | -4.7035 | 2749.2481 | -374.5687 | 2317.8565 | -283.9294 | 2727.5237 | -283.9294
Awel Y Mor Extension | Wind Offshore | Intermittent | BODE40 | 16 | 670.728 | 46.94% | 314.8062 | 1.8697 | 5.4849 | 0.094543 | -6.205 | 2.047 | 5.0833 | 0.056053 | -4.7035 | 2.047 | 5.1372 | 0.056053 | -4.7035 | 1790.1021 | -4161.8744 | 1637.8565 | -3154.771 | 1654.8089 | -3154.771
Axminster | Battery Storage | Conventional Carbon | AXMI40_SEP | 26 | 91.4629 | 1.239% | 1.1333 | 4.1469 | -5.333 | 0 | -6.205 | 3.953 | -4.9836 | 0 | -4.7035 | 3.9674 | -4.9853 | 0 | -4.7035 | 373.2402 | -567.5283 | 355.9067 | -430.196 | 357.2198 | -430.196
Axminster PP | Battery Storage | Conventional Carbon | AXMI40_SEP | 26 | 30.4267 | 1.239% | 0.37702 | 4.1469 | -5.333 | 0 | -6.205 | 3.953 | -4.9836 | 0 | -4.7035 | 3.9674 | -4.9853 | 0 | -4.7035 | 124.1646 | -188.7978 | 118.3983 | -143.1119 | 118.8351 | -143.1119
Axminster - New Connection | PV Array | Intermittent | AXMI40_SEP | 26 | 73.1703 | 10.9% | 7.9756 | 4.1469 | -5.333 | 0 | -6.205 | 3.953 | -4.9836 | 0 | -4.7035 | 3.9674 | -4.9853 | 0 | -4.7035 | -42.5338 | -454.0227 | -39.7471 | -344.1568 | -39.7602 | -344.1568
Axminster Tertiary | Battery Storage | Conventional Carbon | AXMI40_SEP | 26 | 73.1703 | 1.239% | 0.90665 | 4.1469 | -5.333 | 0 | -6.205 | 3.953 | -4.9836 | 0 | -4.7035 | 3.9674 | -4.9853 | 0 | -4.7035 | 298.5922 | -454.0227 | 284.7254 | -344.1568 | 285.7758 | -344.1568
Ayrshire Grid Services Facility | Reactive Compensation | Conventional Carbon | AYRS40 | 11 | 0 | 0% | 0 | 1.985 | 20.8248 | 14.7174 | -6.205 | 2.1697 | 17.0175 | 7.6197 | -4.7035 | 2.1644 | 20.4771 | 14.4946 | -4.7035 | 0 | 0 | 0 | 0 | 0 | 0
Bad a Cheo Wind Farm | Wind Onshore | Intermittent | MYBS11 | 1 | 16.2499 | 40.92% | 6.65 | 2.6797 | 24.645 | 35.8269 | -6.205 | 2.8165 | 20.5525 | 30.294 | -4.7035 | 2.8165 | 24.2972 | 35.6041 | -4.7035 | 746.0709 | -100.8309 | 628.9482 | -76.4315 | 740.1383 | -76.4315
Baillie Greener Grid Park | Battery Storage | Conventional Carbon | DOUN20 | 1 | 29.2681 | 1.239% | 0.36266 | 2.6797 | 24.645 | 35.8269 | -6.205 | 2.8165 | 20.5525 | 30.294 | -4.7035 | 2.8165 | 24.2972 | 35.6041 | -4.7035 | 100.3599 | -181.6091 | 100.8732 | -137.6627 | 104.157 | -137.6627
Balvedavist 162 Battery Storage | Battery Storage | Conventional Carbon | MYBS11 | 1 | 98.7799 | 1.239% | 1.224 | 2.6797 | 24.645 | 35.8269 | -6.205 | 2.8165 | 20.5525 | 30.294 | -4.7035 | 2.8165 | 24.2972 | 35.6041 | -4.7035 | 338.7146 | -612.9306 | 340.4469 | -464.6117 | 351.5298 | -464.6117
Barrow Offshore Wind Farm | Wind Offshore | Intermittent | HEYS40 | 14 | 54.8777 | 38.98% | 21.3918 | 0.32854 | 10.1306 | 4.3457 | -6.205 | 0.56533 | 9.7417 | 2.3575 | -4.7035 | 0.50801 | 9.7828 | 4.123 | -4.7035 | 455.1952 | -340.517 | 337.7695 | -258.1176 | 435.5307 | -258.1176
Beatrice Sync Comp | Reactive Compensation | Conventional Carbon | BLHI40 | 1 | 0.60975 | 0% | 0 | 2.6797 | 24.645 | 35.8269 | -6.205 | 2.8165 | 20.5525 | 30.294 | -4.7035 | 2.8165 | 24.2972 | 35.6041 | -4.7035 | 1.6339 | -3.7835 | 1.7174 | -2.868 | 1.7174 | -2.868
Beatrice Wind Farm | Wind Offshore | Intermittent | BLHI40 | 1 | 358.5346 | 52.11% | 186.8306 | 2.6797 | 24.645 | 35.8269 | -6.205 | 2.8165 | 20.5525 | 30.294 | -4.7035 | 2.8165 | 24.2972 | 35.6041 | -4.7035 | 17449.5999 | -2224.7111 | 14701.2884 | -1686.3685 | 17304.7558 | -1686.3685
Beaw Field Wind Farm | Wind Onshore | Intermittent | BEWF10 | 1 | 43.9022 | 39.43% | 17.3088 | 2.6797 | 24.645 | 35.8269 | -6.205 | 2.8165 | 20.5525 | 30.294 | -4.7035 | 2.8165 | 24.2972 | 35.6041 | -4.7035 | 1999.4532 | -272.4136 | 1685.7139 | -206.4941 | 1983.6536 | -206.4941
Beechgreen Energyfarm | PV Array | Intermittent | BURW40 | 18 | 30.4815 | 10.9% | 3.3225 | -0.31239 | 3.7989 | 0.007047 | -6.205 | -0.31014 | 4.0571 | 0.002912 | -4.7035 | -0.31014 | 4.0571 | 0.002912 | -4.7035 | 12.8365 | -189.1383 | 13.5685 | -143.37 | 13.5685 | -143.37
Beinneun Wind Farm | Wind Onshore | Intermittent | BEIN10 | 3 | 66.463 | 36.24% | 24.0871 | 3.4971 | 23.5008 | 30.9178 | -6.205 | 3.6305 | 19.4137 | 25.4082 | -4.7035 | 3.6305 | 23.153 | 30.695 | -4.7035 | 2620.959 | -412.4039 | 2156.3278 | -312.6091 | 2597.7763 | -312.6091
Beinn Tharsuinn Extension | Wind Onshore | Intermittent | FYRI2J | 1 | 51.2192 | 39.43% | 20.1936 | 2.6797 | 24.645 | 35.8269 | -6.205 | 2.8165 | 20.5525 | 30.294 | -4.7035 | 2.8165 | 24.2972 | 35.6041 | -4.7035 | 2332.6954 | -317.8159 | 1966.6662 | -240.9098 | 2314.2625 | -240.9098
Benbrack Wind Farm | Wind Onshore | Intermittent | BENB10 | 10 | 43.9022 | 39.43% | 17.3088 | 1.2173 | 20.8248 | 19.3446 | -6.205 | 1.3707 | 17.0175 | 14.245 | -4.7035 | 1.3707 | 20.4771 | 19.1219 | -4.7035 | 1209.7253 | -272.4136 | 919.9391 | -206.4941 | 1193.9257 | -206.4941
Berkswell (Tertiary) | PV Array | Intermittent | BESW20 | 18 | 34.7559 | 10.9% | 3.7884 | -0.31239 | 3.7989 | 0.007047 | -6.205 | -0.31014 | 4.0571 | 0.002912 | -4.7035 | -0.31014 | 4.0571 | 0.002912 | -4.7035 | 14.6365 | -215.6608 | 15.4711 | -163.4745 | 15.4711 | -163.4745
Berkswell Energy Storage | Battery Storage | Conventional Carbon | BESW20 | 18 | 121.9505 | 1.239% | 1.5111 | -0.31239 | 3.7989 | 0.007047 | -6.205 | -0.31014 | 4.0571 | 0.002912 | -4.7035 | -0.31014 | 4.0571 | 0.002912 | -4.7035 | -32.3457 | -756.7044 | -31.6866 | -573.5947 | -31.6866 | -573.5947
Bhlaraidh Extension Wind Farm | Wind Onshore | Intermittent | BHLA10 | 3 | 61.4631 | 39.43% | 24.2324 | 3.4971 | 23.5008 | 30.9178 | -6.205 | 3.6305 | 19.4137 | 25.4082 | -4.7035 | 3.6305 | 23.153 | 30.695 | -4.7035 | 2469.7839 | -381.379 | 2032.1069 | -289.0917 | 2447.6645 | -289.0917
Bhlaraidh Wind Farm | Wind Onshore | Intermittent | BHLA10 | 3 | 65.8533 | 38.18% | 25.1457 | 3.4971 | 23.5008 | 30.9178 | -6.205 | 3.6305 | 19.4137 | 25.4082 | -4.7035 | 3.6305 | 23.153 | 30.695 | -4.7035 | 2626.9835 | -408.6204 | 2161.3853 | -309.7412 | 2603.5685 | -309.7412
Bicker Fen 1 Solar | PV Array | Intermittent | BICF4A | 17 | 30.4846 | 10.9% | 3.3228 | 0.76947 | 4.0897 | 0.014209 | -6.205 | 1.0342 | 4.2376 | 0.007355 | -4.7035 | 0.94894 | 4.2376 | 0.007355 | -4.7035 | 14.0226 | -189.1572 | 14.3049 | -143.3843 | 14.3049 | -143.3843
Bicker Fen 2 Solar | PV Array | Intermittent | BICF4A | 17 | 30.4846 | 10.9% | 3.3228 | 0.76947 | 4.0897 | 0.014209 | -6.205 | 1.0342 | 4.2376 | 0.007355 | -4.7035 | 0.94894 | 4.2376 | 0.007355 | -4.7035 | 14.0226 | -189.1572 | 14.3049 | -143.3843 | 14.3049 | -143.3843
Bird Grove/Rownall | PV Array | Intermittent | CELL40_SPM | 18 | 34.7559 | 0% | 0 | -0.31239 | 3.7989 | 0.007047 | -6.205 | -0.31014 | 4.0571 | 0.002912 | -4.7035 | -0.31014 | 4.0571 | 0.002912 | -4.7035 | 0.24492 | -215.6608 | 0.10121 | -163.4745 | 0.10121 | -163.4745
Blackcraig Wind Farm | Wind Onshore | Intermittent | BLCW10 | 10 | 32.2559 | 47.08% | 15.186 | 1.2173 | 20.8248 | 19.3446 | -6.205 | 1.3707 | 17.0175 | 14.245 | -4.7035 | 1.3707 | 20.4771 | 19.1219 | -4.7035 | 940.2245 | -200.1483 | 717.9127 | -151.7158 | 927.7577 | -151.7158
Blackhillock Battery | Battery Storage | Conventional Carbon | BLHI20 | 1 | 212.8037 | 1.239% | 2.6369 | 2.6797 | 24.645 | 35.8269 | -6.205 | 2.8165 | 20.5525 | 30.294 | -4.7035 | 2.8165 | 24.2972 | 35.6041 | -4.7035 | 729.6999 | -1320.4493 | 733.432 | -1000.9228 | 757.3081 | -1000.9228
Blacklaw | Wind Onshore | Intermittent | BLKL10 | 11 | 71.9508 | 23.05% | 16.5824 | 1.985 | 20.8248 | 14.7174 | -6.205 | 2.1697 | 17.0175 | 7.6197 | -4.7035 | 2.1644 | 20.4771 | 14.4946 | -4.7035 | 1404.2562 | -446.4556 | 830.4394 | -338.4209 | 1382.4608 | -338.4209
Blacklaw Extension | Wind Onshore | Intermittent | BLLX10 | 11 | 36.5852 | 31.79% | 11.6302 | 1.985 | 20.8248 | 14.7174 | -6.205 | 2.1697 | 17.0175 | 7.6197 | -4.7035 | 2.1644 | 20.4771 | 14.4946 | -4.7035 | 780.6352 | -227.0113 | 476.6866 | -172.0784 | 768.4405 | -172.0784
Blankney Solar | PV Array | Intermittent | WBUR40 | 16 | 243.9011 | 10.9% | 26.5852 | 1.8697 | 5.4849 | 0.094543 | -6.205 | 2.047 | 5.0833 | 0.056053 | -4.7035 | 2.047 | 5.1372 | 0.056053 | -4.7035 | 168.8772 | -1513.4089 | 148.8125 | -1147.1895 | 150.2442 | -1147.1895
Blarghour Wind | Wind Onshore | Intermittent | BLGH10 | 7 | 44.5729 | 1.239% | 0.5523 | 2.3791 | 21.4438 | 32.699 | -6.205 | 2.9381 | 17.4007 | 27.3876 | -4.7035 | 2.5585 | 21.096 | 32.4762 | -4.7035 | 1469.3318 | -276.5755 | 1230.3544 | -209.6489 | 1459.2101 | -209.6489
Bolney | Battery Storage | Conventional Carbon | BOLN40 | 25 | 30.4267 | 1.239% | 0.37702 | 0.009779 | -3.4421 | 0 | -6.205 | -0.1087 | -3.1395 | 0 | -4.7035 | -0.1087 | -3.1395 | 0 | -4.7035 | -1.0002 | -188.7978 | -4.491 | -143.1119 | -4.491 | -143.1119
Bolney (tertiary) | PV Array | Intermittent | BOLN40 | 25 | 34.7559 | 10.9% | 3.7884 | 0.009779 | -3.4421 | 0 | -6.205 | -0.1087 | -3.1395 | 0 | -4.7035 | -0.1087 | -3.1395 | 0 | -4.7035 | -13.0401 | -215.6608 | -11.8938 | -163.4745 | -11.8938 | -163.4745
BOOM Power Llanbabo Generation | PV Array | Intermittent | WYLF40 | 19 | 182.9258 | 10.9% | 19.9389 | 4.325 | 5.9397 | 0.094543 | -6.205 | 4.1641 | 5.2591 | 0.056053 | -4.7035 | 4.1641 | 5.592 | 0.056053 | -4.7035 | 135.7262 | -1135.0567 | 115.1148 | -860.3921 | 121.7515 | -860.3921
Botley West - Cote Solar Power Station | PV Array | Intermittent | BOTW40 | 25 | 512.1923 | 10.9% | 55.829 | 0.009779 | -3.4421 | 0 | -6.205 | -0.1087 | -3.1395 | 0 | -4.7035 | -0.1087 | -3.1395 | 0 | -4.7035 | -192.1705 | -3178.1587 | -175.277 | -2409.0979 | -175.277 | -2409.0979
Bradford West 100MW | Battery Storage | Conventional Carbon | BRAW20 | 15 | 60.9753 | 1.239% | 0.75554 | 3.4087 | 6.146 | 0.3173 | -6.205 | 3.9297 | 6.0688 | 0.38815 | -4.7035 | 3.5882 | 6.0688 | 0.38815 | -4.7035 | 212.7297 | -378.3522 | 244.4954 | -286.7974 | 223.668 | -286.7974
Braintree | Battery Storage | Conventional Carbon | BRAI4A | 23 | 30.4267 | 1.239% | 0.37702 | -3.0883 | 3.6893 | -1.097 | -6.205 | -3.1489 | 4.0118 | -1.073 | -4.7035 | -3.1489 | 4.0118 | -1.073 | -4.7035 | -92.9887 | -188.7978 | -94.7016 | -143.1119 | -94.7016 | -143.1119
Braintree (Tertiary) | PV Array | Intermittent | BRAI4A | 23 | 30.4267 | 10.9% | 3.3165 | -3.0883 | 3.6893 | -1.097 | -6.205 | -3.1489 | 4.0118 | -1.073 | -4.7035 | -3.1489 | 4.0118 | -1.073 | -4.7035 | -21.1416 | -188.7978 | -19.3418 | -143.1119 | -19.3418 | -143.1119
Bramford (Tertiary) | Battery Storage | Conventional Carbon | BRFO40 | 18 | 30.4267 | 1.239% | 0.37702 | -0.31239 | 3.7989 | 0.007047 | -6.205 | -0.31014 | 4.0571 | 0.002912 | -4.7035 | -0.31014 | 4.0571 | 0.002912 | -4.7035 | -8.0702 | -188.7978 | -7.9058 | -143.1119 | -7.9058 | -143.1119
Bramford Tertiary | PV Array | Intermittent | BRFO40 | 18 | 34.7559 | 10.9% | 3.7884 | -0.31239 | 3.7989 | 0.007047 | -6.205 | -0.31014 | 4.0571 | 0.002912 | -4.7035 | -0.31014 | 4.0571 | 0.002912 | -4.7035 | 14.6365 | -215.6608 | 15.4711 | -163.4745 | 15.4711 | -163.4745
Bramley (tertiary) | PV Array | Intermittent | BRLE40 | 25 | 34.7559 | 10.9% | 3.7884 | 0.009779 | -3.4421 | 0 | -6.205 | -0.1087 | -3.1395 | 0 | -4.7035 | -0.1087 | -3.1395 | 0 | -4.7035 | -13.0401 | -215.6608 | -11.8938 | -163.4745 | -11.8938 | -163.4745
Bramley BESS | PV Array | Intermittent | BRLE40 | 25 | 30.4846 | 10.9% | 3.3228 | 0.009779 | -3.4421 | 0 | -6.205 | -0.1087 | -3.1395 | 0 | -4.7035 | -0.1087 | -3.1395 | 0 | -4.7035 | -11.4376 | -189.1572 | -10.4321 | -143.3843 | -10.4321 | -143.3843
Branxton Energy Storage Facility | Battery Storage | Conventional Carbon | BRNX40 | 11 | 304.8764 | 1.239% | 3.7777 | 1.985 | 20.8248 | 14.7174 | -6.205 | 2.1697 | 17.0175 | 7.6197 | -4.7035 | 2.1644 | 20.4771 | 14.4946 | -4.7035 | 739.4334 | -1891.7611 | 754.5716 | -1433.9868 | 791.9933 | -1433.9868
Bredbury | Battery Storage | Conventional Carbon | BRED20 | 16 | 30.4267 | 1.239% | 0.37702 | 1.8697 | 5.4849 | 0.094543 | -6.205 | 2.047 | 5.0833 | 0.056053 | -4.7035 | 2.047 | 5.1372 | 0.056053 | -4.7035 | 58.9909 | -188.7978 | 64.222 | -143.1119 | 64.2423 | -143.1119
Breezy Hill Wind Farm | Wind Onshore | Intermittent | BREE10 | 10 | 48.7802 | 39.43% | 19.232 | 1.2173 | 20.8248 | 19.3446 | -6.205 | 1.3707 | 17.0175 | 14.245 | -4.7035 | 1.3707 | 20.4771 | 19.1219 | -4.7035 | 1344.1392 | -302.6818 | 1022.1546 | -229.4379 | 1326.5842 | -229.4379
Bridgwater (tertiary) | PV Array | Intermittent | BRWA4A | 26 | 34.7559 | 10.9% | 3.7884 | 4.1469 | -5.333 | 0 | -6.205 | 3.953 | -4.9836 | 0 | -4.7035 | 3.9674 | -4.9853 | 0 | -4.7035 | -20.2035 | -215.6608 | -18.8799 | -163.4745 | -18.8861 | -163.4745
Bridgwater 2 (tertiary) - New Conn | Battery Storage | Conventional Carbon | BRWA4A | 26 | 32.9266 | 1.239% | 0.40799 | 4.1469 | -5.333 | 0 | -6.205 | 3.953 | -4.9836 | 0 | -4.7035 | 3.9674 | -4.9853 | 0 | -4.7035 | 134.3665 | -204.3102 | 128.1264 | -154.8706 | 128.5991 | -154.8706
Broken Cross Windfarm | Wind Onshore | Intermittent | BROC1T | 11 | 29.2681 | 39.43% | 11.5392 | 1.985 | 20.8248 | 14.7174 | -6.205 | 2.1697 | 17.0175 | 7.6197 | -4.7035 | 2.1644 | 20.4771 | 14.4946 | -4.7035 | 671.0535 | -181.6091 | 419.385 | -137.6627 | 660.5205 | -137.6627
Bryn Tilti | Wind Onshore | Intermittent | SHRE4A | 18 | 64.6338 | 39.43% | 25.4825 | -0.31239 | 3.7989 | 0.007047 | -6.205 | -0.31014 | 4.0571 | 0.002912 | -4.7035 | -0.31014 | 4.0571 | 0.002912 | -4.7035 | 97.2598 | -401.0534 | 103.5733 | -304.0052 | 103.5733 | -304.0052
Builth Wells | Wind Onshore | Intermittent | PEMB40 | 20 | 81.0971 | 39.43% | 31.9733 | 9.1687 | -5.1606 | 0 | -6.205 | 8.9842 | -4.879 | 0 | -4.7035 | 8.9892 | -4.879 | 0 | -4.7035 | -165.0016 | -503.2085 | -155.9967 | -381.4405 | -155.9967 | -381.4405
Burbo Bank Extension Offshore Wind Farm | Wind Offshore | Intermittent | BODE40 | 16 | 157.3162 | 45.87% | 72.1668 | 1.8697 | 5.4849 | 0.094543 | -6.205 | 2.047 | 5.0833 | 0.056053 | -4.7035 | 2.047 | 5.1372 | 0.056053 | -4.7035 | 410.7027 | -976.1487 | 375.6647 | -739.9372 | 379.5509 | -739.9372
Burwell (Tertiary) | Battery Storage | Conventional Carbon | BURW40 | 18 | 0 | 1.239% | 0 | -0.31239 | 3.7989 | 0.007047 | -6.205 | -0.31014 | 4.0571 | 0.002912 | -4.7035 | -0.31014 | 4.0571 | 0.002912 | -4.7035 | 0 | 0 | 0 | 0 | 0 | 0
Burwell II (Waterbeach) Solar | PV Array | Intermittent | BURW40 | 18 | 30.4846 | 10.9% | 3.3228 | -0.31239 | 3.7989 | 0.007047 | -6.205 | -0.31014 | 4.0571 | 0.002912 | -4.7035 | -0.31014 | 4.0571 | 0.002912 | -4.7035 | 12.8378 | -189.1572 | 13.5698 | -143.3843 | 13.5698 | -143.3843
Bushbury Green Energy Centre | Battery Storage | Conventional Carbon | BUSH20 | 18 | 292.6813 | 1.239% | 3.6266 | -0.31239 | 3.7989 | 0.007047 | -6.205 | -0.31014 | 4.0571 | 0.002912 | -4.7035 | -0.31014 | 4.0571 | 0.002912 | -4.7035 | -77.6296 | -1816.0907 | -76.0477 | -1376.6274 | -76.0477 | -1376.6274
Bustleholme | Battery Storage | Conventional Carbon | BUST20 | 18 | 0 | 1.239% | 0 | -0.31239 | 3.7989 | 0.007047 | -6.205 | -0.31014 | 4.0571 | 0.002912 | -4.7035 | -0.31014 | 4.0571 | 0.002912 | -4.7035 | 0 | 0 | 0 | 0 | 0 | 0
Canterbury Tertiary | PV Array | Intermittent | CANT40 | 24 | 34.7559 | 10.9% | 3.7884 | -2.6503 | 3.6893 | 0 | -6.205 | -2.6975 | 4.0118 | 0 | -4.7035 | -2.6975 | 4.0118 | 0 | -4.7035 | 13.9766 | -215.6608 | 15.1984 | -163.4745 | 15.1984 | -163.4745
Capenhurst (Tertiary) | PV Array | Intermittent | CAPE20 | 16 | 34.7559 | 10.9% | 3.7884 | 1.8697 | 5.4849 | 0.094543 | -6.205 | 2.047 | 5.0833 | 0.056053 | -4.7035 | 2.047 | 5.1372 | 0.056053 | -4.7035 | 24.065 | -215.6608 | 21.2058 | -163.4745 | 21.4098 | -163.4745
Capenhurst 275KV Substation | Energy Storage System | Conventional Carbon | CAPE20 | 16 | 60.9753 | 1.239% | 0.75554 | 1.8697 | 5.4849 | 0.094543 | -6.205 | 2.047 | 5.0833 | 0.056053 | -4.7035 | 2.047 | 5.1372 | 0.056053 | -4.7035 | 118.2182 | -378.3522 | 128.7014 | -286.7974 | 128.7421 | -286.7974
Capenhurst Tertiary Connection | Battery Storage | Conventional Carbon | CAPE20 | 16 | 34.7559 | 1.239% | 0.43066 | 1.8697 | 5.4849 | 0.094543 | -6.205 | 2.047 | 5.0833 | 0.056053 | -4.7035 | 2.047 | 5.1372 | 0.056053 | -4.7035 | 67.3844 | -215.6608 | 73.3598 | -163.4745 | 73.383 | -163.4745
Carnedd Wen Wind Farm | Wind Onshore | Intermittent | TRAW40 | 16 | 91.4629 | 39.43% | 36.0601 | 1.8697 | 5.4849 | 0.094543 | -6.205 | 2.047 | 5.0833 | 0.056053 | -4.7035 | 2.047 | 5.1372 | 0.056053 | -4.7035 | 206.4341 | -567.5283 | 188.4316 | -430.196 | 190.3735 | -430.196
Carraig Gheal Wind Farm | Wind Onshore | Intermittent | FERO10 | 7 | 28.0486 | 45.73% | 12.826 | 2.3791 | 21.4438 | 32.699 | -6.205 | 2.9381 | 17.4007 | 27.3876 | -4.7035 | 2.5585 | 21.096 | 32.4762 | -4.7035 | 1192.1979 | -174.042 | 991.364 | -131.9268 | 1181.489 | -131.9268
Carrick Wind Farm | Wind Onshore | Intermittent | CRCK20 | 10 | 51.2192 | 39.43% | 20.1936 | 1.2173 | 20.8248 | 19.3446 | -6.205 | 1.3707 | 17.0175 | 14.245 | -4.7035 | 1.3707 | 20.4771 | 19.1219 | -4.7035 | 1411.3462 | -317.8159 | 1073.2623 | -240.9098 | 1392.9134 | -240.9098
Carrington | Battery Storage | Conventional Carbon | CARR20 | 16 | 0 | 1.239% | 0 | 1.8697 | 5.4849 | 0.094543 | -6.205 | 2.047 | 5.0833 | 0.056053 | -4.7035 | 2.047 | 5.1372 | 0.056053 | -4.7035 | 0 | 0 | 0 | 0 | 0 | 0
Carrington Power Station | CCGT (Combined Cycle Gas Turbine) | Conventional Carbon | CARR40 | 16 | 554.875 | 56.64% | 314.2534 | 1.8697 | 5.4849 | 0.094543 | -6.205 | 2.047 | 5.0833 | 0.056053 | -4.7035 | 2.047 | 5.1372 | 0.056053 | -4.7035 | 2790.7924 | -3443.0052 | 2750.9126 | -2609.856 | 2767.8353 | -2609.856
CDCL | CCGT (Combined Cycle Gas Turbine) | Conventional Carbon | COTT40 | 16 | 271.34 | 58.72% | 159.3362 | 1.8697 | 5.4849 | 0.094543 | -6.205 | 2.047 | 5.0833 | 0.056053 | -4.7035 | 2.047 | 5.1372 | 0.056053 | -4.7035 | 1396.324 | -1683.6674 | 1374.3301 | -1276.2483 | 1382.9104 | -1276.2483
Cellarhead 400kV Energy Storage | Battery Storage | Conventional Carbon | CELL40_SPM | 18 | 182.9258 | 1.239% | 2.2666 | -0.31239 | 3.7989 | 0.007047 | -6.205 | -0.31014 | 4.0571 | 0.002912 | -4.7035 | -0.31014 | 4.0571 | 0.002912 | -4.7035 | -48.5185 | -1135.0567 | -47.5298 | -860.3921 | -47.5298 | -860.3921
Cellarhead Green Energy Centre | Battery Storage | Conventional Carbon | CELL40_SPM | 18 | 243.9011 | 1.239% | 3.0222 | -0.31239 | 3.7989 | 0.007047 | -6.205 | -0.31014 | 4.0571 | 0.002912 | -4.7035 | -0.31014 | 4.0571 | 0.002912 | -4.7035 | -64.6913 | -1513.4089 | -63.3731 | -1147.1895 | -63.3731 | -1147.1895
Cellarhead Home Farm | Battery Storage | Conventional Carbon | CELL40_SPM | 18 | 170.7308 | 1.239% | 2.1155 | -0.31239 | 3.7989 | 0.007047 | -6.205 | -0.31014 | 4.0571 | 0.002912 | -4.7035 | -0.31014 | 4.0571 | 0.002912 | -4.7035 | -45.2839 | -1059.3862 | -44.3612 | -803.0326 | -44.3612 | -803.0326
Chapelcross Solar PV and Storage | PV Array | Intermittent | CHAP10 | 12 | 91.9995 | 10.9% | 10.0279 | 0.87013 | 15.4973 | 12.1471 | -6.205 | 1.1529 | 12.7996 | 8.5465 | -4.7035 | 1.0496 | 15.1495 | 11.9244 | -4.7035 | 1272.9371 | -570.8578 | 914.6286 | -432.7199 | 1248.9547 | -432.7199
Chapel Farm Battery Storage Project | Battery Storage | Conventional Carbon | SUND40 | 18 | 0 | 1.239% | 0 | -0.31239 | 3.7989 | 0.007047 | -6.205 | -0.31014 | 4.0571 | 0.002912 | -4.7035 | -0.31014 | 4.0571 | 0.002912 | -4.7035 | 0 | 0 | 0 | 0 | 0 | 0
Chickerell Solar PV & BESS | PV Array | Intermittent | CHIC40 | 26 | 243.9011 | 10.9% | 26.5852 | 4.1469 | -5.333 | 0 | -6.205 | 3.953 | -4.9836 | 0 | -4.7035 | 3.9674 | -4.9853 | 0 | -4.7035 | -141.7793 | -1513.4089 | -132.4902 | -1147.1895 | -132.534 | -1147.1895
Chirmorie Wind Farm | Wind Onshore | Intermittent | CHMO10 | 10 | 48.7802 | 39.43% | 19.232 | 1.2173 | 20.8248 | 19.3446 | -6.205 | 1.3707 | 17.0175 | 14.245 | -4.7035 | 1.3707 | 20.4771 | 19.1219 | -4.7035 | 1344.1392 | -302.6818 | 1022.1546 | -229.4379 | 1326.5842 | -229.4379
Chleansaid Wind Farm | Wind Onshore | Intermittent | CHLE10 | 1 | 58.5363 | 39.43% | 23.0784 | 2.6797 | 24.645 | 35.8269 | -6.205 | 2.8165 | 20.5525 | 30.294 | -4.7035 | 2.8165 | 24.2972 | 35.6041 | -4.7035 | 2665.9375 | -363.2181 | 2247.6185 | -275.3255 | 2644.8715 | -275.3255
Cilfynydd Green Energy Centre | Battery Storage | Conventional Carbon | CILF40 | 21 | 243.9011 | 1.239% | 3.0222 | 3.8118 | -5.8952 | 0 | -6.205 | 3.6256 | -5.6064 | 0 | -4.7035 | 3.6323 | -5.6064 | 0 | -4.7035 | 911.8751 | -1513.4089 | 867.3373 | -1147.1895 | 868.9757 | -1147.1895
Clash Gour | Wind Onshore | Intermittent | CLGO20 | 1 | 128.0481 | 39.43% | 50.4841 | 2.6797 | 24.645 | 35.8269 | -6.205 | 2.8165 | 20.5525 | 30.294 | -4.7035 | 2.8165 | 24.2972 | 35.6041 | -4.7035 | 5831.7384 | -794.5397 | 4916.6654 | -602.2745 | 5785.6563 | -602.2745
Clashindarroch Extension | Wind Onshore | Intermittent | CAIN20 | 1 | 22.8657 | 39.43% | 9.015 | 2.6797 | 24.645 | 35.8269 | -6.205 | 2.8165 | 20.5525 | 30.294 | -4.7035 | 2.8165 | 24.2972 | 35.6041 | -4.7035 | 1041.3819 | -141.8821 | 877.976 | -107.549 | 1033.1529 | -107.549
Clauchrie Windfarm | Wind Onshore | Intermittent | CLAU10 | 10 | 51.2192 | 39.43% | 20.1936 | 1.2173 | 20.8248 | 19.3446 | -6.205 | 1.3707 | 17.0175 | 14.245 | -4.7035 | 1.3707 | 20.4771 | 19.1219 | -4.7035 | 1411.3462 | -317.8159 | 1073.2623 | -240.9098 | 1392.9134 | -240.9098
Cleve Hill Solar Park | PV Array | Intermittent | CLEH40 | 24 | 213.4134 | 10.9% | 23.2621 | -2.6503 | 3.6893 | 0 | -6.205 | -2.6975 | 4.0118 | 0 | -4.7035 | -2.6975 | 4.0118 | 0 | -4.7035 | 85.8211 | -1324.2328 | 93.3238 | -1003.7908 | 93.3238 | -1003.7908
Cloiche Wind Farm | Wind Onshore | Intermittent | CLOI10 | 5 | 121.9505 | 39.43% | 48.0801 | 2.7698 | 22.2816 | 25.058 | -6.205 | 2.8861 | 18.1885 | 19.5192 | -4.7035 | 2.8861 | 21.9339 | 24.8352 | -4.7035 | 4127.1422 | -756.7044 | 3254.8791 | -573.5947 | 4083.2545 | -573.5947
Cloich Forest Wind Farm | Wind Onshore | Intermittent | CLFO10 | 9 | 40.9754 | 39.43% | 16.1549 | 2.473 | 21.3193 | 19.9867 | -6.205 | 2.6085 | 17.2109 | 14.4961 | -4.7035 | 2.6085 | 20.9715 | 19.7639 | -4.7035 | 1163.3741 | -254.2527 | 872.0257 | -192.7278 | 1148.6279 | -192.7278
Cloud Hill Windfarm | Wind Onshore | Intermittent | CLUH19 | 10 | 30.4876 | 39.43% | 12.02 | 1.2173 | 20.8248 | 19.3446 | -6.205 | 1.3707 | 17.0175 | 14.245 | -4.7035 | 1.3707 | 20.4771 | 19.1219 | -4.7035 | 840.087 | -189.1761 | 638.8466 | -143.3987 | 829.1151 | -143.3987
Clunie (part of the Clunie Cascade) | Hydro | Conventional Low Carbon | CLUN1S | 5 | 37.3169 | 37.68% | 14.0613 | 2.7698 | 22.2816 | 25.058 | -6.205 | 2.8861 | 18.1885 | 19.5192 | -4.7035 | 2.8861 | 21.9339 | 24.8352 | -4.7035 | 1351.7539 | -231.5516 | 1091.8485 | -175.52 | 1342.8923 | -175.52
Clyde North | Wind Onshore | Intermittent | CLYN2Q | 11 | 228.3524 | 39.5% | 90.2063 | 1.985 | 20.8248 | 14.7174 | -6.205 | 2.1697 | 17.0175 | 7.6197 | -4.7035 | 2.1644 | 20.4771 | 14.4946 | -4.7035 | 5239.2869 | -1416.9291 | 3275.0768 | -1074.0561 | 5157.0459 | -1074.0561
Clyde South | Wind Onshore | Intermittent | CLYS2R | 11 | 78.5361 | 35.32% | 27.7389 | 1.985 | 20.8248 | 14.7174 | -6.205 | 2.1697 | 17.0175 | 7.6197 | -4.7035 | 2.1644 | 20.4771 | 14.4946 | -4.7035 | 1733.5066 | -487.3177 | 1070.4734 | -369.395 | 1706.3644 | -369.395
Cnoc Buidhe Wind Farm | Wind Onshore | Intermittent | CNBH10 | 7 | 91.4629 | 39.43% | 36.0601 | 2.3791 | 21.4438 | 32.699 | -6.205 | 2.9381 | 17.4007 | 27.3876 | -4.7035 | 2.5585 | 21.096 | 32.4762 | -4.7035 | 3764.0059 | -567.5283 | 3132.416 | -430.196 | 3731.0902 | -430.196
Codling Park Wind Farm | Wind Offshore | Intermittent | PENT40 | 19 | 609.7527 | 46.94% | 286.1874 | 4.325 | 5.9397 | 0.094543 | -6.205 | 4.1641 | 5.2591 | 0.056053 | -4.7035 | 4.1641 | 5.592 | 0.056053 | -4.7035 | 1757.5256 | -3783.5222 | 1539.2748 | -2867.9737 | 1634.5318 | -2867.9737
Coire Glas Pumped Storage | Pump Storage | Conventional Carbon | COGL40 | 3 | 373.1687 | 8.6% | 32.0906 | 3.4971 | 23.5008 | 30.9178 | -6.205 | 3.6305 | 19.4137 | 25.4082 | -4.7035 | 3.6305 | 23.153 | 30.695 | -4.7035 | 3051.3519 | -2315.5156 | 2793.1434 | -1755.1999 | 3082.7988 | -1755.1999
Connahs Quay | CCGT (Combined Cycle Gas Turbine) | Conventional Carbon | CONQ40 | 16 | 841.4587 | 19.67% | 165.4989 | 1.8697 | 5.4849 | 0.094543 | -6.205 | 2.047 | 5.0833 | 0.056053 | -4.7035 | 2.047 | 5.1372 | 0.056053 | -4.7035 | 2496.6334 | -5221.2607 | 2573.0544 | -3957.8037 | 2581.9666 | -3957.8037
Corby | CCGT (Combined Cycle Gas Turbine) | Conventional Carbon | GREN40_EME | 18 | 244.5108 | 1.151% | 2.8153 | -0.31239 | 3.7989 | 0.007047 | -6.205 | -0.31014 | 4.0571 | 0.002912 | -4.7035 | -0.31014 | 4.0571 | 0.002912 | -4.7035 | -65.6692 | -1517.1924 | -64.4022 | -1150.0574 | -64.4022 | -1150.0574
Corriegarth | Wind Onshore | Intermittent | COGA10 | 1 | 42.0729 | 45.04% | 18.9495 | 2.6797 | 24.645 | 35.8269 | -6.205 | 2.8165 | 20.5525 | 30.294 | -4.7035 | 2.8165 | 24.2972 | 35.6041 | -4.7035 | 1974.3503 | -261.063 | 1664.0176 | -197.8902 | 1958.3877 | -197.8902
Corriegarth 2 Wind Farm | Wind Onshore | Intermittent | COGA10 | 1 | 42.6827 | 39.43% | 16.828 | 2.6797 | 24.645 | 35.8269 | -6.205 | 2.8165 | 20.5525 | 30.294 | -4.7035 | 2.8165 | 24.2972 | 35.6041 | -4.7035 | 1943.9128 | -264.8466 | 1638.8885 | -200.7582 | 1928.5521 | -200.7582
Corriemoillie Wind Farm | Wind Onshore | Intermittent | CORI10 | 1 | 28.9633 | 31.38% | 9.0896 | 2.6797 | 24.645 | 35.8269 | -6.205 | 2.8165 | 20.5525 | 30.294 | -4.7035 | 2.8165 | 24.2972 | 35.6041 | -4.7035 | 1261.6757 | -179.7173 | 1064.228 | -136.2287 | 1252.0625 | -136.2287
Coryton | CCGT (Combined Cycle Gas Turbine) | Conventional Carbon | COSO40 | 24 | 487.8022 | 24.59% | 119.9462 | -2.6503 | 3.6893 | 0 | -6.205 | -2.6975 | 4.0118 | 0 | -4.7035 | -2.6975 | 4.0118 | 0 | -4.7035 | -850.319 | -3026.8178 | -834.6648 | -2294.3789 | -834.6648 | -2294.3789
Costa Head Wind Farm | Wind Onshore | Intermittent | COST10 | 1 | 12.439 | 39.43% | 4.9042 | 2.6797 | 24.645 | 35.8269 | -6.205 | 2.8165 | 20.5525 | 30.294 | -4.7035 | 2.8165 | 24.2972 | 35.6041 | -4.7035 | 566.5117 | -77.1839 | 477.6189 | -58.5067 | 562.0352 | -58.5067
Cour Wind Farm | Wind Onshore | Intermittent | CRSS10 | 7 | 12.4999 | 55.58% | 6.9474 | 2.3791 | 21.4438 | 32.699 | -6.205 | 2.9381 | 17.4007 | 27.3876 | -4.7035 | 2.5585 | 21.096 | 32.4762 | -4.7035 | 557.7142 | -77.5622 | 463.233 | -58.7935 | 552.5135 | -58.7935
Coventry | Battery Storage | Conventional Carbon | COVE20 | 18 | 0 | 1.239% | 0 | -0.31239 | 3.7989 | 0.007047 | -6.205 | -0.31014 | 4.0571 | 0.002912 | -4.7035 | -0.31014 | 4.0571 | 0.002912 | -4.7035 | 0 | 0 | 0 | 0 | 0 | 0
Cowes | OCGT (Open Cycle Gas Turbine) | Conventional Carbon | FAWL40 | 26 | 85.3654 | 0.126% | 0.10756 | 4.1469 | -5.333 | 0 | -6.205 | 3.953 | -4.9836 | 0 | -4.7035 | 3.9674 | -4.9853 | 0 | -4.7035 | 353.425 | -529.6931 | 336.915 | -401.5163 | 338.1421 | -401.5163
Cowley | Energy Storage System | Conventional Carbon | COWL40 | 25 | 30.4267 | 3.621% | 1.1016 | 0.009779 | -3.4421 | 0 | -6.205 | -0.1087 | -3.1395 | 0 | -4.7035 | -0.1087 | -3.1395 | 0 | -4.7035 | -3.4943 | -188.7978 | -6.7659 | -143.1119 | -6.7659 | -143.1119
Cowley (Tertiary) | PV Array | Intermittent | COWL40 | 25 | 4.3292 | 10.9% | 0.47189 | 0.009779 | -3.4421 | 0 | -6.205 | -0.1087 | -3.1395 | 0 | -4.7035 | -0.1087 | -3.1395 | 0 | -4.7035 | -1.6243 | -26.863 | -1.4815 | -20.3626 | -1.4815 | -20.3626
Cowley Energy Storage | Battery Storage | Conventional Carbon | COWL40 | 25 | 121.9505 | 1.239% | 1.5111 | 0.009779 | -3.4421 | 0 | -6.205 | -0.1087 | -3.1395 | 0 | -4.7035 | -0.1087 | -3.1395 | 0 | -4.7035 | -4.0088 | -756.7044 | -18.0001 | -573.5947 | -18.0001 | -573.5947
Coylton 275kV Greener Grid Park | Battery Storage | Conventional Carbon | COYL20 | 10 | 30.4267 | 1.239% | 0.37702 | 1.2173 | 20.8248 | 19.3446 | -6.205 | 1.3707 | 17.0175 | 14.245 | -4.7035 | 1.3707 | 20.4771 | 19.1219 | -4.7035 | 52.1844 | -188.7978 | 53.4915 | -143.1119 | 56.6344 | -143.1119
CPG Power | Gas Reciprocating | Conventional Carbon | CARR40 | 16 | 30.4267 | 49.36% | 15.019 | 1.8697 | 5.4849 | 0.094543 | -6.205 | 2.047 | 5.0833 | 0.056053 | -4.7035 | 2.047 | 5.1372 | 0.056053 | -4.7035 | 140.6854 | -188.7978 | 139.4726 | -143.1119 | 140.2814 | -143.1119
Craig Watch Wind Farm | Wind Onshore | Intermittent | CRWH19 | 1 | 44.268 | 39.43% | 17.4531 | 2.6797 | 24.645 | 35.8269 | -6.205 | 2.8165 | 20.5525 | 30.294 | -4.7035 | 2.8165 | 24.2972 | 35.6041 | -4.7035 | 2016.1153 | -274.6837 | 1699.7615 | -208.2149 | 2000.1841 | -208.2149
Creag Riabhach Wind Farm | Wind Onshore | Intermittent | CREA10 | 1 | 0 | 39.43% | 0 | 2.6797 | 24.645 | 35.8269 | -6.205 | 2.8165 | 20.5525 | 30.294 | -4.7035 | 2.8165 | 24.2972 | 35.6041 | -4.7035 | 0 | 0 | 0 | 0 | 0 | 0
Crossdykes | Wind Onshore | Intermittent | EWEH1Q | 12 | 28.0486 | 32.51% | 9.1175 | 0.87013 | 15.4973 | 12.1471 | -6.205 | 1.1529 | 12.7996 | 8.5465 | -4.7035 | 1.0496 | 15.1495 | 11.9244 | -4.7035 | 482.0078 | -174.042 | 356.4186 | -131.9268 | 472.5886 | -131.9268
Cruachan | Pump Storage | Conventional Carbon | CRUA20 | 8 | 292.6813 | 7.624% | 22.3137 | 3.5293 | 21.4438 | 20.4208 | -6.205 | 3.627 | 17.4007 | 15.1577 | -4.7035 | 3.627 | 21.096 | 20.198 | -4.7035 | 1967.1057 | -1816.0907 | 1788.0522 | -1376.6274 | 1982.9775 | -1376.6274
Cryogenic Battery System (Synchronous) | Battery Storage | Conventional Carbon | CARR40 | 16 | 30.4267 | 1.239% | 0.37702 | 1.8697 | 5.4849 | 0.094543 | -6.205 | 2.047 | 5.0833 | 0.056053 | -4.7035 | 2.047 | 5.1372 | 0.056053 | -4.7035 | 58.9909 | -188.7978 | 64.222 | -143.1119 | 64.2423 | -143.1119
Crystal Rig III Wind Farm | Wind Onshore | Intermittent | CRYR40 | 11 | 8.4146 | 51.46% | 4.3302 | 1.985 | 20.8248 | 14.7174 | -6.205 | 2.1697 | 17.0175 | 7.6197 | -4.7035 | 2.1644 | 20.4771 | 14.4946 | -4.7035 | 214.0164 | -52.2126 | 137.8062 | -39.578 | 210.636 | -39.578
Crystal Rig II Wind Farm | Wind Onshore | Intermittent | CRYR40 | 11 | 84.1459 | 49.01% | 41.2365 | 1.985 | 20.8248 | 14.7174 | -6.205 | 2.1697 | 17.0175 | 7.6197 | -4.7035 | 2.1644 | 20.4771 | 14.4946 | -4.7035 | 2097.1534 | -522.1261 | 1342.9147 | -395.7804 | 2064.0675 | -395.7804
Crystal Rig IV Wind Farm | Wind Onshore | Intermittent | CRYR40 | 11 | 29.3901 | 39.43% | 11.5873 | 1.985 | 20.8248 | 14.7174 | -6.205 | 2.1697 | 17.0175 | 7.6197 | -4.7035 | 2.1644 | 20.4771 | 14.4946 | -4.7035 | 673.8496 | -182.3658 | 421.1324 | -138.2363 | 663.2727 | -138.2363
Culham Storage | Battery Storage | Conventional Carbon | CULJ4A | 25 | 304.8764 | 1.239% | 3.7777 | 0.009779 | -3.4421 | 0 | -6.205 | -0.1087 | -3.1395 | 0 | -4.7035 | -0.1087 | -3.1395 | 0 | -4.7035 | -10.022 | -1891.7611 | -45.0004 | -1433.9868 | -45.0004 | -1433.9868
Culligran (part of the Beauly Cascade) | Hydro | Conventional Low Carbon | CULL1Q | 1 | 11.6463 | 34% | 3.9592 | 2.6797 | 24.645 | 35.8269 | -6.205 | 2.8165 | 20.5525 | 30.294 | -4.7035 | 2.8165 | 24.2972 | 35.6041 | -4.7035 | 546.0323 | -72.2653 | 466.9857 | -54.7783 | 543.6542 | -54.7783
Cumberhead | Wind Onshore | Intermittent | CCSS10 | 11 | 0 | 39.43% | 0 | 1.985 | 20.8248 | 14.7174 | -6.205 | 2.1697 | 17.0175 | 7.6197 | -4.7035 | 2.1644 | 20.4771 | 14.4946 | -4.7035 | 0 | 0 | 0 | 0 | 0 | 0
Cumberhead West Wind Farm | Wind Onshore | Intermittent | CUMW10 | 11 | 69.5118 | 39.43% | 27.4057 | 1.985 | 20.8248 | 14.7174 | -6.205 | 2.1697 | 17.0175 | 7.6197 | -4.7035 | 2.1644 | 20.4771 | 14.4946 | -4.7035 | 1593.7522 | -431.3215 | 996.0394 | -326.949 | 1568.7362 | -326.949
Daer Wind Farm | Wind Onshore | Intermittent | DAER10 | 12 | 58.5363 | 39.43% | 23.0784 | 0.87013 | 15.4973 | 12.1471 | -6.205 | 1.1529 | 12.7996 | 8.5465 | -4.7035 | 1.0496 | 15.1495 | 11.9244 | -4.7035 | 1068.7016 | -363.2181 | 795.6752 | -275.3255 | 1047.6356 | -275.3255
Daines Green Energy Centre | Battery Storage | Conventional Carbon | DAIN40 | 16 | 292.6813 | 1.239% | 3.6266 | 1.8697 | 5.4849 | 0.094543 | -6.205 | 2.047 | 5.0833 | 0.056053 | -4.7035 | 2.047 | 5.1372 | 0.056053 | -4.7035 | 567.4473 | -1816.0907 | 617.7668 | -1376.6274 | 617.9621 | -1376.6274
Dalquhandy Wind Farm | Wind Onshore | Intermittent | CCSS10 | 11 | 25.6096 | 39.43% | 10.0968 | 1.985 | 20.8248 | 14.7174 | -6.205 | 2.1697 | 17.0175 | 7.6197 | -4.7035 | 2.1644 | 20.4771 | 14.4946 | -4.7035 | 587.1719 | -158.9079 | 366.9619 | -120.4549 | 577.9554 | -120.4549
Damhead Creek | CCGT (Combined Cycle Gas Turbine) | Conventional Carbon | KINO40 | 24 | 495.1192 | 35.17% | 174.1572 | -2.6503 | 3.6893 | 0 | -6.205 | -2.6975 | 4.0118 | 0 | -4.7035 | -2.6975 | 4.0118 | 0 | -4.7035 | -669.71 | -3072.22 | -636.9167 | -2328.7946 | -636.9167 | -2328.7946
Damhead Creek 2 | CCGT | Conventional Carbon | KINO40 | 24 | 1097.5549 | 49.36% | 541.7673 | -2.6503 | 3.6893 | 0 | -6.205 | -2.6975 | 4.0118 | 0 | -4.7035 | -2.6975 | 4.0118 | 0 | -4.7035 | -910.1355 | -6810.34 | -787.2214 | -5162.3526 | -787.2214 | -5162.3526
Dealanach WLC WF | Wind Onshore | Intermittent | HORI10 | 12 | 7.317 | 39.43% | 2.8848 | 0.87013 | 15.4973 | 12.1471 | -6.205 | 1.1529 | 12.7996 | 8.5465 | -4.7035 | 1.0496 | 15.1495 | 11.9244 | -4.7035 | 133.5877 | -45.4023 | 99.4594 | -34.4157 | 130.9544 | -34.4157
Deanie (part of the Beauly Cascade) | Hydro | Conventional Low Carbon | DEAN1Q | 1 | 23.1706 | 34% | 7.877 | 2.6797 | 24.645 | 35.8269 | -6.205 | 2.8165 | 20.5525 | 30.294 | -4.7035 | 2.8165 | 24.2972 | 35.6041 | -4.7035 | 1086.3469 | -143.7738 | 929.0816 | -108.983 | 1081.6157 | -108.983
Deeside Power Station | Battery Storage | Conventional Carbon | CONQ40 | 16 | 0.60975 | 2.013% | 0.012274 | 1.8697 | 5.4849 | 0.094543 | -6.205 | 2.047 | 5.0833 | 0.056053 | -4.7035 | 2.047 | 5.1372 | 0.056053 | -4.7035 | 1.2085 | -3.7835 | 1.3113 | -2.868 | 1.3119 | -2.868
Dell Wind Farm | Wind Onshore | Intermittent | MELG10 | 5 | 30.3657 | 39.43% | 11.9719 | 2.7698 | 22.2816 | 25.058 | -6.205 | 2.8861 | 18.1885 | 19.5192 | -4.7035 | 2.8861 | 21.9339 | 24.8352 | -4.7035 | 1027.6584 | -188.4194 | 810.4649 | -142.8251 | 1016.7304 | -142.8251
Dersalloch Wind Farm | Wind Onshore | Intermittent | DESA1Q | 10 | 42.0729 | 34.88% | 14.6731 | 1.2173 | 20.8248 | 19.3446 | -6.205 | 1.3707 | 17.0175 | 14.245 | -4.7035 | 1.3707 | 20.4771 | 19.1219 | -4.7035 | 1119.4503 | -261.063 | 849.0278 | -197.8902 | 1104.9749 | -197.8902
Derwent | CHP | Conventional Carbon | WILE40 | 18 | 98.7799 | 49.36% | 48.7591 | -0.31239 | 3.7989 | 0.007047 | -6.205 | -0.31014 | 4.0571 | 0.002912 | -4.7035 | -0.31014 | 4.0571 | 0.002912 | -4.7035 | 154.7141 | -612.9306 | 167.3274 | -464.6117 | 167.3274 | -464.6117
Devonside BESS | Battery Storage | Conventional Carbon | DEVO10 | 9 | 30.1828 | 1.239% | 0.37399 | 2.473 | 21.3193 | 19.9867 | -6.205 | 2.6085 | 17.2109 | 14.4961 | -4.7035 | 2.6085 | 20.9715 | 19.7639 | -4.7035 | 90.0903 | -187.2844 | 90.5909 | -141.9647 | 93.9674 | -141.9647
Didcot A GTs | OCGT (Open Cycle Gas Turbine) | Conventional Carbon | DIDC40 | 25 | 60.9753 | 0.4348% | 0.26512 | 0.009779 | -3.4421 | 0 | -6.205 | -0.1087 | -3.1395 | 0 | -4.7035 | -0.1087 | -3.1395 | 0 | -4.7035 | -0.3163 | -378.3522 | -7.4604 | -286.7974 | -7.4604 | -286.7974
Didcot B | CCGT (Combined Cycle Gas Turbine) | Conventional Carbon | DIDC40 | 25 | 899.3852 | 48.45% | 435.7791 | 0.009779 | -3.4421 | 0 | -6.205 | -0.1087 | -3.1395 | 0 | -4.7035 | -0.1087 | -3.1395 | 0 | -4.7035 | -1491.2129 | -5580.6953 | -1465.907 | -4230.2612 | -1465.907 | -4230.2612
Dinorwig | Pump Storage | Conventional Carbon | DINO40 | 19 | 1002.4334 | 10.31% | 103.3068 | 4.325 | 5.9397 | 0.094543 | -6.205 | 4.1641 | 5.2591 | 0.056053 | -4.7035 | 4.1641 | 5.592 | 0.056053 | -4.7035 | 4958.9356 | -6220.1105 | 4723.3103 | -4714.9487 | 4757.6958 | -4714.9487
Dogger Bank Project 4 (Dogger Bank B) | Wind Offshore | Intermittent | CREB40 | 15 | 731.7032 | 46.94% | 343.4249 | 3.4087 | 6.146 | 0.3173 | -6.205 | 3.9297 | 6.0688 | 0.38815 | -4.7035 | 3.5882 | 6.0688 | 0.38815 | -4.7035 | 2342.8515 | -4540.2267 | 2368.1952 | -3441.5684 | 2368.1952 | -3441.5684
Dogger Bank Project A | Wind Offshore | Intermittent | LACK40 | 13 | 731.7032 | 46.94% | 343.4249 | 2.809 | 10.1306 | 3.1166 | -6.205 | 3.1368 | 9.7417 | 4.1015 | -4.7035 | 2.9885 | 9.7828 | 3.3394 | -4.7035 | 5759.5048 | -4540.2267 | 6346.6238 | -3441.5684 | 5803.0795 | -3441.5684
Dogger Bank Project C | Wind Offshore | Intermittent | LACK40 | 13 | 731.7032 | 46.94% | 343.4249 | 2.809 | 10.1306 | 3.1166 | -6.205 | 3.1368 | 9.7417 | 4.1015 | -4.7035 | 2.9885 | 9.7828 | 3.3394 | -4.7035 | 5759.5048 | -4540.2267 | 6346.6238 | -3441.5684 | 5803.0795 | -3441.5684
Dog Trap Lane | Battery Storage | Conventional Carbon | MITY40 | 21 | 28.9633 | 1.239% | 0.35888 | 3.8118 | -5.8952 | 0 | -6.205 | 3.6256 | -5.6064 | 0 | -4.7035 | 3.6323 | -5.6064 | 0 | -4.7035 | 108.2852 | -179.7173 | 102.9963 | -136.2287 | 103.1909 | -136.2287
Dolyfardyn | Wind Onshore | Intermittent | LEGA40 | 18 | 100.6092 | 39.43% | 39.6661 | -0.31239 | 3.7989 | 0.007047 | -6.205 | -0.31014 | 4.0571 | 0.002912 | -4.7035 | -0.31014 | 4.0571 | 0.002912 | -4.7035 | 151.3949 | -624.2812 | 161.2227 | -473.2157 | 161.2227 | -473.2157
Dorenell Windfarm | Wind Onshore | Intermittent | DORE11 | 1 | 107.9262 | 50.44% | 54.4406 | 2.6797 | 24.645 | 35.8269 | -6.205 | 2.8165 | 20.5525 | 30.294 | -4.7035 | 2.8165 | 24.2972 | 35.6041 | -4.7035 | 5208.3435 | -669.6834 | 4388.409 | -507.6313 | 5165.3682 | -507.6313
Douglas West | Wind Onshore | Intermittent | DONO10 | 11 | 27.4389 | 39.73% | 10.9007 | 1.985 | 20.8248 | 14.7174 | -6.205 | 2.1697 | 17.0175 | 7.6197 | -4.7035 | 2.1644 | 20.4771 | 14.4946 | -4.7035 | 630.8344 | -170.2585 | 394.5803 | -129.0588 | 620.9309 | -129.0588
Douglas West Extension | Wind Onshore | Intermittent | DONO10 | 11 | 36.5852 | 39.43% | 14.424 | 1.985 | 20.8248 | 14.7174 | -6.205 | 2.1697 | 17.0175 | 7.6197 | -4.7035 | 2.1644 | 20.4771 | 14.4946 | -4.7035 | 838.8169 | -227.0113 | 524.2313 | -172.0784 | 825.6506 | -172.0784
Drakelow | PV Array | Intermittent | DRAK40 | 18 | 34.7559 | 10.9% | 3.7884 | -0.31239 | 3.7989 | 0.007047 | -6.205 | -0.31014 | 4.0571 | 0.002912 | -4.7035 | -0.31014 | 4.0571 | 0.002912 | -4.7035 | 14.6365 | -215.6608 | 15.4711 | -163.4745 | 15.4711 | -163.4745
Drakelow Green Energy Centre | Battery Storage | Conventional Carbon | DRAK40 | 18 | 243.9011 | 1.239% | 3.0222 | -0.31239 | 3.7989 | 0.007047 | -6.205 | -0.31014 | 4.0571 | 0.002912 | -4.7035 | -0.31014 | 4.0571 | 0.002912 | -4.7035 | -64.6913 | -1513.4089 | -63.3731 | -1147.1895 | -63.3731 | -1147.1895
Drax | Battery Storage | Conventional Carbon | DRAX40 | 15 | 73.1703 | 1.239% | 0.90665 | 3.4087 | 6.146 | 0.3173 | -6.205 | 3.9297 | 6.0688 | 0.38815 | -4.7035 | 3.5882 | 6.0688 | 0.38815 | -4.7035 | 255.2756 | -454.0227 | 293.3945 | -344.1568 | 268.4016 | -344.1568
Drax (Biomass) | Biomass | Conventional Carbon | DRAX40 | 15 | 1161.5789 | 48.37% | 561.8348 | 3.4087 | 6.146 | 0.3173 | -6.205 | 3.9297 | 6.0688 | 0.38815 | -4.7035 | 3.5882 | 6.0688 | 0.38815 | -4.7035 | 7590.7674 | -7207.6098 | 8192.4546 | -5463.4898 | 7795.6916 | -5463.4898
Drax (Coal) | Coal | Conventional Carbon | DRAX40 | 15 | 1220.1152 | 48.37% | 590.1477 | 3.4087 | 6.146 | 0.3173 | -6.205 | 3.9297 | 6.0688 | 0.38815 | -4.7035 | 3.5882 | 6.0688 | 0.38815 | -4.7035 | 7973.2943 | -7570.828 | 8605.3027 | -5738.8153 | 8188.5453 | -5738.8153
Dudgeon Offshore Wind Farm | Wind Offshore | Intermittent | NECT40 | 17 | 243.9011 | 48.68% | 118.7418 | 0.76947 | 4.0897 | 0.014209 | -6.205 | 1.0342 | 4.2376 | 0.007355 | -4.7035 | 0.94894 | 4.2376 | 0.007355 | -4.7035 | 489.0869 | -1513.4089 | 504.9691 | -1147.1895 | 504.9691 | -1147.1895
Dungeness B | Nuclear | Conventional Low Carbon | DUNG40 | 24 | 682.923 | 13.3% | 90.8165 | -2.6503 | 3.6893 | 0 | -6.205 | -2.6975 | 4.0118 | 0 | -4.7035 | -2.6975 | 4.0118 | 0 | -4.7035 | -1474.9229 | -4237.5449 | -1477.8767 | -3212.1305 | -1477.8767 | -3212.1305
Dunlaw Extension | Wind Onshore | Intermittent | DUNE10 | 11 | 18.1401 | 28.29% | 5.1312 | 1.985 | 20.8248 | 14.7174 | -6.205 | 2.1697 | 17.0175 | 7.6197 | -4.7035 | 2.1644 | 20.4771 | 14.4946 | -4.7035 | 373.8326 | -112.5598 | 225.5439 | -85.3222 | 368.007 | -85.3222
Dunmaglass Wind Farm | Wind Onshore | Intermittent | DUNM10 | 1 | 57.3168 | 47.86% | 27.4308 | 2.6797 | 24.645 | 35.8269 | -6.205 | 2.8165 | 20.5525 | 30.294 | -4.7035 | 2.8165 | 24.2972 | 35.6041 | -4.7035 | 2729.5107 | -355.6511 | 2300.1268 | -269.5895 | 2707.2027 | -269.5895
Earraghail Renewable Energy Development (formerly Skipness & Corranbuie) | Wind Onshore | Intermittent | CRSS2A | 7 | 64.024 | 39.43% | 25.2421 | 2.3791 | 21.4438 | 32.699 | -6.205 | 2.9381 | 17.4007 | 27.3876 | -4.7035 | 2.5585 | 21.096 | 32.4762 | -4.7035 | 2634.8041 | -397.2698 | 2192.6912 | -301.1372 | 2611.7631 | -301.1372
East Anglia One | Wind Offshore | Intermittent | BRFO40 | 18 | 414.6318 | 43.3% | 179.5393 | -0.31239 | 3.7989 | 0.007047 | -6.205 | -0.31014 | 4.0571 | 0.002912 | -4.7035 | -0.31014 | 4.0571 | 0.002912 | -4.7035 | 684.9668 | -2572.7951 | 729.6183 | -1950.2221 | 729.6183 | -1950.2221
East Anglia One North | Wind Offshore | Intermittent | FRIS40 | 18 | 524.3873 | 46.94% | 246.1212 | -0.31239 | 3.7989 | 0.007047 | -6.205 | -0.31014 | 4.0571 | 0.002912 | -4.7035 | -0.31014 | 4.0571 | 0.002912 | -4.7035 | 938.6755 | -3253.8291 | 1000.068 | -2466.4574 | 1000.068 | -2466.4574
East Anglia Three | Wind Offshore | Intermittent | BRFO40 | 18 | 792.6785 | 46.94% | 372.0437 | -0.31239 | 3.7989 | 0.007047 | -6.205 | -0.31014 | 4.0571 | 0.002912 | -4.7035 | -0.31014 | 4.0571 | 0.002912 | -4.7035 | 1418.9282 | -4918.5789 | 1511.7307 | -3728.3658 | 1511.7307 | -3728.3658
East Anglia Two | Wind Offshore | Intermittent | BRFO40 | 18 | 524.3873 | 46.94% | 246.1212 | -0.31239 | 3.7989 | 0.007047 | -6.205 | -0.31014 | 4.0571 | 0.002912 | -4.7035 | -0.31014 | 4.0571 | 0.002912 | -4.7035 | 938.6755 | -3253.8291 | 1000.068 | -2466.4574 | 1000.068 | -2466.4574
East Claydon | PV Array | Intermittent | ECLA40_EME | 18 | 304.8764 | 10.9% | 33.2315 | -0.31239 | 3.7989 | 0.007047 | -6.205 | -0.31014 | 4.0571 | 0.002912 | -4.7035 | -0.31014 | 4.0571 | 0.002912 | -4.7035 | 128.3904 | -1891.7611 | 135.7118 | -1433.9868 | 135.7118 | -1433.9868
East Claydon Solar PV | PV Array | Intermittent | ECLA40_EME | 18 | 304.8764 | 10.9% | 33.2315 | -0.31239 | 3.7989 | 0.007047 | -6.205 | -0.31014 | 4.0571 | 0.002912 | -4.7035 | -0.31014 | 4.0571 | 0.002912 | -4.7035 | 128.3904 | -1891.7611 | 135.7118 | -1433.9868 | 135.7118 | -1433.9868
Eaton Socon Solar | PV Array | Intermittent | EASO40 | 18 | 304.8764 | 10.9% | 33.2315 | -0.31239 | 3.7989 | 0.007047 | -6.205 | -0.31014 | 4.0571 | 0.002912 | -4.7035 | -0.31014 | 4.0571 | 0.002912 | -4.7035 | 128.3904 | -1891.7611 | 135.7118 | -1433.9868 | 135.7118 | -1433.9868
Eccles BESS | Reactive Compensation | Conventional Carbon | ECCL40 | 11 | 121.9505 | 0% | 0 | 1.985 | 20.8248 | 14.7174 | -6.205 | 2.1697 | 17.0175 | 7.6197 | -4.7035 | 2.1644 | 20.4771 | 14.4946 | -4.7035 | 242.0658 | -756.7044 | 264.5995 | -573.5947 | 263.9519 | -573.5947
Edinbane Windfarm | Wind Onshore | Intermittent | EDIN10 | 4 | 25.2438 | 39.43% | 9.9526 | 3.3849 | 23.5008 | 40.4895 | -6.205 | 3.5182 | 19.4137 | 34.9799 | -4.7035 | 3.5182 | 23.153 | 40.2667 | -4.7035 | 1256.0011 | -156.6378 | 1076.2411 | -118.7341 | 1246.9163 | -118.7341
Eggborough | CCGT | Conventional Carbon | EGGB40 | 15 | 1493.8941 | 49.36% | 737.4056 | 3.4087 | 6.146 | 0.3173 | -6.205 | 3.9297 | 6.0688 | 0.38815 | -4.7035 | 3.5882 | 6.0688 | 0.38815 | -4.7035 | 9858.2925 | -9269.6295 | 10632.0225 | -7026.5355 | 10121.7498 | -7026.5355
Elchies Wind Farm | Wind Onshore | Intermittent | ELCH10 | 1 | 60.3655 | 39.43% | 23.7996 | 2.6797 | 24.645 | 35.8269 | -6.205 | 2.8165 | 20.5525 | 30.294 | -4.7035 | 2.8165 | 24.2972 | 35.6041 | -4.7035 | 2749.2481 | -374.5687 | 2317.8565 | -283.9294 | 2727.5237 | -283.9294
Elstree (tertiary) | PV Array | Intermittent | ELST40 | 25 | 34.7559 | 10.9% | 3.7884 | 0.009779 | -3.4421 | 0 | -6.205 | -0.1087 | -3.1395 | 0 | -4.7035 | -0.1087 | -3.1395 | 0 | -4.7035 | -13.0401 | -215.6608 | -11.8938 | -163.4745 | -11.8938 | -163.4745
Elstree 2 (Tertiary) | Battery Storage | Conventional Carbon | ELST40 | 25 | 30.1828 | 1.239% | 0.37399 | 0.009779 | -3.4421 | 0 | -6.205 | -0.1087 | -3.1395 | 0 | -4.7035 | -0.1087 | -3.1395 | 0 | -4.7035 | -0.99218 | -187.2844 | -4.455 | -141.9647 | -4.455 | -141.9647
Elvanfoot (9.8 MW) Energy Storage | Battery Storage | Conventional Carbon | ELVA40 | 11 | 5.9756 | 1.239% | 0.074043 | 1.985 | 20.8248 | 14.7174 | -6.205 | 2.1697 | 17.0175 | 7.6197 | -4.7035 | 2.1644 | 20.4771 | 14.4946 | -4.7035 | 14.4929 | -37.0785 | 14.7896 | -28.1061 | 15.5231 | -28.1061
Enderby | Battery Storage | Conventional Carbon | ENDE40 | 18 | 34.7559 | 1.239% | 0.43066 | -0.31239 | 3.7989 | 0.007047 | -6.205 | -0.31014 | 4.0571 | 0.002912 | -4.7035 | -0.31014 | 4.0571 | 0.002912 | -4.7035 | -9.2185 | -215.6608 | -9.0307 | -163.4745 | -9.0307 | -163.4745
Enderby Tertiary | Thermal | Conventional Carbon | ENDE40 | 18 | 34.7559 | 49.36% | 17.156 | -0.31239 | 3.7989 | 0.007047 | -6.205 | -0.31014 | 4.0571 | 0.002912 | -4.7035 | -0.31014 | 4.0571 | 0.002912 | -4.7035 | 54.4365 | -215.6608 | 58.8745 | -163.4745 | 58.8745 | -163.4745
Energy Isles | Wind Onshore | Intermittent | ENEI10 | 1 | 73.3533 | 39.43% | 28.9202 | 2.6797 | 24.645 | 35.8269 | -6.205 | 2.8165 | 20.5525 | 30.294 | -4.7035 | 2.8165 | 24.2972 | 35.6041 | -4.7035 | 3340.753 | -455.1577 | 2816.5469 | -345.0172 | 3314.3546 | -345.0172
Enfield | CCGT (Combined Cycle Gas Turbine) | Conventional Carbon | BRIM2A_EPN | 24 | 269.5107 | 36.77% | 99.0878 | -2.6503 | 3.6893 | 0 | -6.205 | -2.6975 | 4.0118 | 0 | -4.7035 | -2.6975 | 4.0118 | 0 | -4.7035 | -348.7271 | -1672.3168 | -329.4936 | -1267.6444 | -329.4936 | -1267.6444
Enoch Hill | Wind Onshore | Intermittent | ENHI10 | 10 | 42.0729 | 39.43% | 16.5876 | 1.2173 | 20.8248 | 19.3446 | -6.205 | 1.3707 | 17.0175 | 14.245 | -4.7035 | 1.3707 | 20.4771 | 19.1219 | -4.7035 | 1159.3201 | -261.063 | 881.6083 | -197.8902 | 1144.1788 | -197.8902
Eppynt Common | Wind Onshore | Intermittent | PEMB40 | 20 | 115.5481 | 39.43% | 45.5559 | 9.1687 | -5.1606 | 0 | -6.205 | 8.9842 | -4.879 | 0 | -4.7035 | 8.9892 | -4.879 | 0 | -4.7035 | -235.0963 | -716.9775 | -222.266 | -543.481 | -222.266 | -543.481
Equinor | Wind Offshore | Intermittent | NORM40 | 18 | 438.4122 | 46.94% | 205.7688 | -0.31239 | 3.7989 | 0.007047 | -6.205 | -0.31014 | 4.0571 | 0.002912 | -4.7035 | -0.31014 | 4.0571 | 0.002912 | -4.7035 | 784.7764 | -2720.3525 | 836.1034 | -2062.0731 | 836.1034 | -2062.0731
Erebus | Wind Offshore | Intermittent | PEMB40 | 20 | 55.4875 | 46.94% | 26.0431 | 9.1687 | -5.1606 | 0 | -6.205 | 8.9842 | -4.879 | 0 | -4.7035 | 8.9892 | -4.879 | 0 | -4.7035 | -134.3981 | -344.3005 | -127.0634 | -260.9856 | -127.0634 | -260.9856
Errochty | Hydro | Conventional Low Carbon | ERRO10 | 5 | 45.7315 | 20.53% | 9.3865 | 2.7698 | 22.2816 | 25.058 | -6.205 | 2.8861 | 18.1885 | 19.5192 | -4.7035 | 2.8861 | 21.9339 | 24.8352 | -4.7035 | 1481.7515 | -283.7642 | 1195.3529 | -215.098 | 1473.6201 | -215.098
Essendine | PV Array | Intermittent | RYHA40 | 16 | 146.3406 | 10.9% | 15.9511 | 1.8697 | 5.4849 | 0.094543 | -6.205 | 2.047 | 5.0833 | 0.056053 | -4.7035 | 2.047 | 5.1372 | 0.056053 | -4.7035 | 101.3263 | -908.0453 | 89.2875 | -688.3137 | 90.1465 | -688.3137
Euchanhead Wind Farm | Wind Onshore | Intermittent | EUCH10 | 10 | 68.2923 | 39.43% | 26.9249 | 1.2173 | 20.8248 | 19.3446 | -6.205 | 1.3707 | 17.0175 | 14.245 | -4.7035 | 1.3707 | 20.4771 | 19.1219 | -4.7035 | 1881.7949 | -423.7545 | 1431.0164 | -321.2131 | 1857.2178 | -321.2131
Ewe Hill | Wind Onshore | Intermittent | EWEH1Q | 12 | 23.7804 | 31.9% | 7.5855 | 0.87013 | 15.4973 | 12.1471 | -6.205 | 1.1529 | 12.7996 | 8.5465 | -4.7035 | 1.0496 | 15.1495 | 11.9244 | -4.7035 | 406.4185 | -147.5574 | 300.3307 | -111.851 | 398.4829 | -111.851
Exeter (Tertiary) | Battery Storage | Conventional Carbon | EXET40 | 26 | 30.4267 | 1.239% | 0.37702 | 4.1469 | -5.333 | 0 | -6.205 | 3.953 | -4.9836 | 0 | -4.7035 | 3.9674 | -4.9853 | 0 | -4.7035 | 124.1646 | -188.7978 | 118.3983 | -143.1119 | 118.8351 | -143.1119
Exeter Main Tertiary | Thermal | Conventional Carbon | EXET40 | 26 | 34.7559 | 49.36% | 17.156 | 4.1469 | -5.333 | 0 | -6.205 | 3.953 | -4.9836 | 0 | -4.7035 | 3.9674 | -4.9853 | 0 | -4.7035 | 52.6351 | -215.6608 | 51.8922 | -163.4745 | 52.3637 | -163.4745
Exeter Solar PV & BESS | PV Array | Intermittent | EXET40 | 26 | 176.8283 | 10.9% | 19.2743 | 4.1469 | -5.333 | 0 | -6.205 | 3.953 | -4.9836 | 0 | -4.7035 | 3.9674 | -4.9853 | 0 | -4.7035 | -102.79 | -1097.2214 | -96.0554 | -831.7124 | -96.0871 | -831.7124
Fairholme BESS | Battery Storage | Conventional Carbon | MITY40 | 21 | 28.9633 | 1.239% | 0.35888 | 3.8118 | -5.8952 | 0 | -6.205 | 3.6256 | -5.6064 | 0 | -4.7035 | 3.6323 | -5.6064 | 0 | -4.7035 | 108.2852 | -179.7173 | 102.9963 | -136.2287 | 103.1909 | -136.2287
Fallago Rig 2 | Wind Onshore | Intermittent | FALL40 | 11 | 25.2438 | 39.43% | 9.9526 | 1.985 | 20.8248 | 14.7174 | -6.205 | 2.1697 | 17.0175 | 7.6197 | -4.7035 | 2.1644 | 20.4771 | 14.4946 | -4.7035 | 578.7837 | -156.6378 | 361.7196 | -118.7341 | 569.6989 | -118.7341
Fallago Rig Wind Farm | Wind Onshore | Intermittent | FALL40 | 11 | 87.8044 | 49.44% | 43.4086 | 1.985 | 20.8248 | 14.7174 | -6.205 | 2.1697 | 17.0175 | 7.6197 | -4.7035 | 2.1644 | 20.4771 | 14.4946 | -4.7035 | 2196.2295 | -544.8272 | 1407.7543 | -412.9882 | 2161.5732 | -412.9882
Farr Wind Farm - Tomatin | Wind Onshore | Intermittent | FAAR1Q | 1 | 56.0972 | 39.22% | 21.9998 | 2.6797 | 24.645 | 35.8269 | -6.205 | 2.8165 | 20.5525 | 30.294 | -4.7035 | 2.8165 | 24.2972 | 35.6041 | -4.7035 | 2551.9729 | -348.084 | 2151.5627 | -263.8536 | 2531.8253 | -263.8536
Fasnakyle G1 & G2 | Hydro | Conventional Low Carbon | FASN20 | 3 | 28.0486 | 44.6% | 12.5091 | 3.4971 | 23.5008 | 30.9178 | -6.205 | 3.6305 | 19.4137 | 25.4082 | -4.7035 | 3.6305 | 23.153 | 30.695 | -4.7035 | 1259.266 | -174.042 | 1057.3432 | -131.9268 | 1252.4071 | -131.9268
Fasque Windfarm | Wind Onshore | Intermittent | FASQ10 | 5 | 54.8777 | 39.43% | 21.636 | 2.7698 | 22.2816 | 25.058 | -6.205 | 2.8861 | 18.1885 | 19.5192 | -4.7035 | 2.8861 | 21.9339 | 24.8352 | -4.7035 | 1857.214 | -340.517 | 1464.6956 | -258.1176 | 1837.4645 | -258.1176
Fawley CHP | CHP (Combined Heat and Power) | Conventional Carbon | FAWL40 | 26 | 96.3409 | 68.01% | 65.5169 | 4.1469 | -5.333 | 0 | -6.205 | 3.953 | -4.9836 | 0 | -4.7035 | 3.9674 | -4.9853 | 0 | -4.7035 | 50.1102 | -597.7965 | 54.3271 | -453.1398 | 55.6043 | -453.1398
Faw Side Community Wind Farm | Wind Onshore | Intermittent | FASI10 | 11 | 152.4382 | 39.43% | 60.1001 | 1.985 | 20.8248 | 14.7174 | -6.205 | 2.1697 | 17.0175 | 7.6197 | -4.7035 | 2.1644 | 20.4771 | 14.4946 | -4.7035 | 3495.0706 | -945.8806 | 2184.2969 | -716.9934 | 3440.211 | -716.9934
Feckenham | Battery Storage | Conventional Carbon | FECK40 | 18 | 7.317 | 1.239% | 0.090665 | -0.31239 | 3.7989 | 0.007047 | -6.205 | -0.31014 | 4.0571 | 0.002912 | -4.7035 | -0.31014 | 4.0571 | 0.002912 | -4.7035 | -1.9407 | -45.4023 | -1.9012 | -34.4157 | -1.9012 | -34.4157
Fell Wind Farm | Wind Onshore | Intermittent | FELL10 | 10 | 30.4876 | 39.43% | 12.02 | 1.2173 | 20.8248 | 19.3446 | -6.205 | 1.3707 | 17.0175 | 14.245 | -4.7035 | 1.3707 | 20.4771 | 19.1219 | -4.7035 | 840.087 | -189.1761 | 638.8466 | -143.3987 | 829.1151 | -143.3987
Ferrybridge D | CCGT | Conventional Carbon | FERR20_NED | 15 | 1109.7499 | 49.36% | 547.787 | 3.4087 | 6.146 | 0.3173 | -6.205 | 3.9297 | 6.0688 | 0.38815 | -4.7035 | 3.5882 | 6.0688 | 0.38815 | -4.7035 | 7323.303 | -6886.0104 | 7898.0739 | -5219.7121 | 7519.0142 | -5219.7121
Fferm Solar Pentir | PV Array | Intermittent | PENT40 | 19 | 34.7559 | 10.9% | 3.7884 | 4.325 | 5.9397 | 0.094543 | -6.205 | 4.1641 | 5.2591 | 0.056053 | -4.7035 | 4.1641 | 5.592 | 0.056053 | -4.7035 | 25.788 | -215.6608 | 21.8718 | -163.4745 | 23.1328 | -163.4745
Ffestiniog | Pump Storage | Conventional Carbon | FFES20 | 16 | 219.511 | 3.594% | 7.8888 | 1.8697 | 5.4849 | 0.094543 | -6.205 | 2.047 | 5.0833 | 0.056053 | -4.7035 | 2.047 | 5.1372 | 0.056053 | -4.7035 | 454.4248 | -1362.068 | 489.8896 | -1032.4705 | 490.3144 | -1032.4705
Fife 2 BESS | Battery Storage | Conventional Carbon | WFIE1A | 9 | 30.4267 | 1.239% | 0.37702 | 2.473 | 21.3193 | 19.9867 | -6.205 | 2.6085 | 17.2109 | 14.4961 | -4.7035 | 2.6085 | 20.9715 | 19.7639 | -4.7035 | 90.8183 | -188.7978 | 91.3229 | -143.1119 | 94.7268 | -143.1119
Fife Energy Centre | Battery Storage | Conventional Carbon | WFIE1A | 9 | 60.9753 | 1.239% | 0.75554 | 2.473 | 21.3193 | 19.9867 | -6.205 | 2.6085 | 17.2109 | 14.4961 | -4.7035 | 2.6085 | 20.9715 | 19.7639 | -4.7035 | 182.0007 | -378.3522 | 183.0119 | -286.7974 | 189.8332 | -286.7974
Fife Grid Services | Reactive Compensation | Conventional Carbon | FIGS20 | 9 | 0 | 0% | 0 | 2.473 | 21.3193 | 19.9867 | -6.205 | 2.6085 | 17.2109 | 14.4961 | -4.7035 | 2.6085 | 20.9715 | 19.7639 | -4.7035 | 0 | 0 | 0 | 0 | 0 | 0
Finlarig | Hydro | Conventional Low Carbon | FINL1Q | 6 | 10.0609 | 60.16% | 6.0528 | 4.0849 | 22.0141 | 23.5851 | -6.205 | 4.1237 | 17.9719 | 18.3269 | -4.7035 | 4.1237 | 21.6664 | 23.3623 | -4.7035 | 411.6323 | -62.4281 | 334.6546 | -47.3216 | 407.6771 | -47.3216
Firth of Forth Offshore Wind Farm 2A | Wind Offshore | Intermittent | BRNX40 | 11 | 701.2156 | 46.94% | 329.1155 | 1.985 | 20.8248 | 14.7174 | -6.205 | 2.1697 | 17.0175 | 7.6197 | -4.7035 | 2.1644 | 20.4771 | 14.4946 | -4.7035 | 17173.8562 | -4351.0506 | 10943.8239 | -3298.1697 | 16903.1908 | -3298.1697
Firth of Forth Offshore Wind Farm 2B | Wind Offshore | Intermittent | BRNX40 | 11 | 701.2156 | 46.94% | 329.1155 | 1.985 | 20.8248 | 14.7174 | -6.205 | 2.1697 | 17.0175 | 7.6197 | -4.7035 | 2.1644 | 20.4771 | 14.4946 | -4.7035 | 17173.8562 | -4351.0506 | 10943.8239 | -3298.1697 | 16903.1908 | -3298.1697
Flash Solar Farm | Battery Storage | Conventional Carbon | STAY40 | 16 | 731.7032 | 1.239% | 9.0665 | 1.8697 | 5.4849 | 0.094543 | -6.205 | 2.047 | 5.0833 | 0.056053 | -4.7035 | 2.047 | 5.1372 | 0.056053 | -4.7035 | 1418.6184 | -4540.2267 | 1544.417 | -3441.5684 | 1544.9052 | -3441.5684
Fleet (Tertiary) | PV Array | Intermittent | FLEE40 | 25 | 28.9633 | 10.9% | 3.157 | 0.009779 | -3.4421 | 0 | -6.205 | -0.1087 | -3.1395 | 0 | -4.7035 | -0.1087 | -3.1395 | 0 | -4.7035 | -10.8668 | -179.7173 | -9.9115 | -136.2287 | -9.9115 | -136.2287
Fleet EGH (Tertiary) | PV Array | Intermittent | FLEE40 | 25 | 34.7559 | 10.9% | 3.7884 | 0.009779 | -3.4421 | 0 | -6.205 | -0.1087 | -3.1395 | 0 | -4.7035 | -0.1087 | -3.1395 | 0 | -4.7035 | -13.0401 | -215.6608 | -11.8938 | -163.4745 | -11.8938 | -163.4745
Fleet Tertiary | Thermal | Conventional Carbon | FLEE40 | 25 | 28.9633 | 49.36% | 14.2966 | 0.009779 | -3.4421 | 0 | -6.205 | -0.1087 | -3.1395 | 0 | -4.7035 | -0.1087 | -3.1395 | 0 | -4.7035 | -48.9276 | -179.7173 | -48.0331 | -136.2287 | -48.0331 | -136.2287
Foyers | Pump Storage | Conventional Carbon | FOYE20 | 1 | 182.9258 | 12.87% | 23.5513 | 2.6797 | 24.645 | 35.8269 | -6.205 | 2.8165 | 20.5525 | 30.294 | -4.7035 | 2.8165 | 24.2972 | 35.6041 | -4.7035 | 1914.3737 | -1135.0567 | 1712.7097 | -860.3921 | 1925.9621 | -860.3921
Freasdail | Wind Onshore | Intermittent | CRSS10 | 7 | 13.5365 | 39.32% | 5.3226 | 2.3791 | 21.4438 | 32.699 | -6.205 | 2.9381 | 17.4007 | 27.3876 | -4.7035 | 2.5585 | 21.096 | 32.4762 | -4.7035 | 556.7661 | -83.9942 | 463.3486 | -63.669 | 551.8995 | -63.669
Fron Goch | Wind Onshore | Intermittent | PEMB40 | 20 | 154.0845 | 39.43% | 60.7492 | 9.1687 | -5.1606 | 0 | -6.205 | 8.9842 | -4.879 | 0 | -4.7035 | 8.9892 | -4.879 | 0 | -4.7035 | -313.5031 | -956.0961 | -296.3937 | -724.7369 | -296.3937 | -724.7369
Gaerwen Wind Farm | Wind Onshore | Intermittent | TRAW40 | 16 | 40.8534 | 39.43% | 16.1068 | 1.8697 | 5.4849 | 0.094543 | -6.205 | 2.047 | 5.0833 | 0.056053 | -4.7035 | 2.047 | 5.1372 | 0.056053 | -4.7035 | 92.2072 | -253.496 | 84.1661 | -192.1542 | 85.0335 | -192.1542
Galawhistle Wind Farm | Wind Onshore | Intermittent | GAWH10 | 11 | 33.6583 | 46.33% | 15.5954 | 1.985 | 20.8248 | 14.7174 | -6.205 | 2.1697 | 17.0175 | 7.6197 | -4.7035 | 2.1644 | 20.4771 | 14.4946 | -4.7035 | 820.1353 | -208.8504 | 521.8634 | -158.3121 | 807.2137 | -158.3121
Galloper Wind Farm | Wind Offshore | Intermittent | LEIS10 | 18 | 212.1939 | 53.27% | 113.0436 | -0.31239 | 3.7989 | 0.007047 | -6.205 | -0.31014 | 4.0571 | 0.002912 | -4.7035 | -0.31014 | 4.0571 | 0.002912 | -4.7035 | 430.9321 | -1316.6657 | 459.2482 | -998.0548 | 459.2482 | -998.0548
Gammidge PV & BESS Park | PV Array | Intermittent | GREN40_EME | 18 | 24.9389 | 10.9% | 2.7183 | -0.31239 | 3.7989 | 0.007047 | -6.205 | -0.31014 | 4.0571 | 0.002912 | -4.7035 | -0.31014 | 4.0571 | 0.002912 | -4.7035 | 10.5023 | -154.7461 | 11.1012 | -117.3001 | 11.1012 | -117.3001
Garvary Wind Farm | Wind Onshore | Intermittent | GRVY19 | 1 | 135.3651 | 39.43% | 53.3689 | 2.6797 | 24.645 | 35.8269 | -6.205 | 2.8165 | 20.5525 | 30.294 | -4.7035 | 2.8165 | 24.2972 | 35.6041 | -4.7035 | 6164.9806 | -839.9419 | 5197.6177 | -636.6902 | 6116.2653 | -636.6902
Gateway Energy Centre Power Station | Battery Storage | Conventional Carbon | COSO40 | 24 | 274.3887 | 1.239% | 3.4 | -2.6503 | 3.6893 | 0 | -6.205 | -2.6975 | 4.0118 | 0 | -4.7035 | -2.6975 | 4.0118 | 0 | -4.7035 | -714.678 | -1702.585 | -726.5369 | -1290.5881 | -726.5369 | -1290.5881
Glen App Windfarm | Wind Onshore | Intermittent | AREC10 | 10 | 19.634 | 24.17% | 4.7451 | 1.2173 | 20.8248 | 19.3446 | -6.205 | 1.3707 | 17.0175 | 14.245 | -4.7035 | 1.3707 | 20.4771 | 19.1219 | -4.7035 | 478.6294 | -121.8294 | 360.4364 | -92.3488 | 472.6053 | -92.3488
Glendoe | Hydro | Conventional Low Carbon | GLDO1G | 3 | 60.9143 | 33% | 20.1003 | 3.4971 | 23.5008 | 30.9178 | -6.205 | 3.6305 | 19.4137 | 25.4082 | -4.7035 | 3.6305 | 23.153 | 30.695 | -4.7035 | 2568.7348 | -377.9739 | 2159.0916 | -286.5106 | 2556.2966 | -286.5106
Glendye Wind Farm | Wind Onshore | Intermittent | GLDY10 | 5 | 95.1214 | 39.43% | 37.5025 | 2.7698 | 22.2816 | 25.058 | -6.205 | 2.8861 | 18.1885 | 19.5192 | -4.7035 | 2.8861 | 21.9339 | 24.8352 | -4.7035 | 3219.1709 | -590.2295 | 2538.8057 | -447.4039 | 3184.9385 | -447.4039
Glen Kyllachy Wind Farm | Wind Onshore | Intermittent | GLKO10 | 1 | 29.573 | 39.7% | 11.7399 | 2.6797 | 24.645 | 35.8269 | -6.205 | 2.8165 | 20.5525 | 30.294 | -4.7035 | 2.8165 | 24.2972 | 35.6041 | -4.7035 | 1348.8377 | -183.5008 | 1137.17 | -139.0967 | 1338.167 | -139.0967
Glenmoriston (part of the Moriston Cascade) | Hydro | Conventional Low Carbon | GLEN1Q | 3 | 24.3901 | 41.66% | 10.1599 | 3.4971 | 23.5008 | 30.9178 | -6.205 | 3.6305 | 19.4137 | 25.4082 | -4.7035 | 3.6305 | 23.153 | 30.695 | -4.7035 | 1078.1501 | -151.3409 | 905.4979 | -114.7189 | 1072.4355 | -114.7189
Glenmuckloch Pumped Storage | Pump Storage | Conventional Carbon | GHPS10 | 10 | 128.0481 | 8.6% | 11.0115 | 1.2173 | 20.8248 | 19.3446 | -6.205 | 1.3707 | 17.0175 | 14.245 | -4.7035 | 1.3707 | 20.4771 | 19.1219 | -4.7035 | 598.2048 | -794.5397 | 519.7588 | -602.2745 | 611.5553 | -602.2745
Glenmuckloch Wind Farm | Wind Onshore | Intermittent | GLGL10 | 10 | 25.3657 | 39.43% | 10.0007 | 1.2173 | 20.8248 | 19.3446 | -6.205 | 1.3707 | 17.0175 | 14.245 | -4.7035 | 1.3707 | 20.4771 | 19.1219 | -4.7035 | 698.9524 | -157.3945 | 531.5204 | -119.3077 | 689.8238 | -119.3077
Glenshimmeroch Windfarm | Wind Onshore | Intermittent | GNSH10 | 10 | 30.4876 | 39.43% | 12.02 | 1.2173 | 20.8248 | 19.3446 | -6.205 | 1.3707 | 17.0175 | 14.245 | -4.7035 | 1.3707 | 20.4771 | 19.1219 | -4.7035 | 840.087 | -189.1761 | 638.8466 | -143.3987 | 829.1151 | -143.3987
Glentaggart Wind Farm | Wind Onshore | Intermittent | REDS40 | 11 | 25.6096 | 39.43% | 10.0968 | 1.985 | 20.8248 | 14.7174 | -6.205 | 2.1697 | 17.0175 | 7.6197 | -4.7035 | 2.1644 | 20.4771 | 14.4946 | -4.7035 | 587.1719 | -158.9079 | 366.9619 | -120.4549 | 577.9554 | -120.4549
Glen Ullinish Extension | Wind Onshore | Intermittent | GLNU10 | 4 | 146.3406 | 39.43% | 57.6961 | 3.3849 | 23.5008 | 40.4895 | -6.205 | 3.5182 | 19.4137 | 34.9799 | -4.7035 | 3.5182 | 23.153 | 40.2667 | -4.7035 | 7281.1658 | -908.0453 | 6239.0787 | -688.3137 | 7228.5006 | -688.3137
Glen Ullinish Wind Farm | Wind Onshore | Intermittent | GLNU10 | 4 | 30.4267 | 39.43% | 11.996 | 3.3849 | 23.5008 | 40.4895 | -6.205 | 3.5182 | 19.4137 | 34.9799 | -4.7035 | 3.5182 | 23.153 | 40.2667 | -4.7035 | 1513.8757 | -188.7978 | 1297.2084 | -143.1119 | 1502.9257 | -143.1119
Gordonbush Wind Farm | Wind Onshore | Intermittent | GORW20 | 1 | 65.8533 | 36.88% | 24.2868 | 2.6797 | 24.645 | 35.8269 | -6.205 | 2.8165 | 20.5525 | 30.294 | -4.7035 | 2.8165 | 24.2972 | 35.6041 | -4.7035 | 2957.8626 | -408.6204 | 2494.1147 | -309.7412 | 2934.7463 | -309.7412
Grain | CCGT | Conventional Carbon | GRAI40 | 24 | 924.9948 | 47.23% | 436.851 | -2.6503 | 3.6893 | 0 | -6.205 | -2.6975 | 4.0118 | 0 | -4.7035 | -2.6975 | 4.0118 | 0 | -4.7035 | -839.8634 | -5739.6032 | -742.6404 | -4350.716 | -742.6404 | -4350.716
Grain North Power Station | Gas Reciprocating | Conventional Carbon | GRAI40 | 24 | 30.4815 | 49.36% | 15.0461 | -2.6503 | 3.6893 | 0 | -6.205 | -2.6975 | 4.0118 | 0 | -4.7035 | -2.6975 | 4.0118 | 0 | -4.7035 | -25.2765 | -189.1383 | -21.8629 | -143.37 | -21.8629 | -143.37
Grain South Power Station | Gas Reciprocating | Conventional Carbon | GRAI40 | 24 | 30.4815 | 49.36% | 15.0461 | -2.6503 | 3.6893 | 0 | -6.205 | -2.6975 | 4.0118 | 0 | -4.7035 | -2.6975 | 4.0118 | 0 | -4.7035 | -25.2765 | -189.1383 | -21.8629 | -143.37 | -21.8629 | -143.37
Grangemouth CHP | CHP (Combined Heat and Power) | Conventional Carbon | GRMO20 | 9 | 73.1703 | 58.77% | 42.9992 | 2.473 | 21.3193 | 19.9867 | -6.205 | 2.6085 | 17.2109 | 14.4961 | -4.7035 | 2.6085 | 20.9715 | 19.7639 | -4.7035 | 1957.0749 | -454.0227 | 1554.2456 | -344.1568 | 1942.4588 | -344.1568
Greater Gabbard Offshore Wind Farm | Wind Offshore | Intermittent | LEIS10 | 18 | 304.8764 | 43.85% | 133.6993 | -0.31239 | 3.7989 | 0.007047 | -6.205 | -0.31014 | 4.0571 | 0.002912 | -4.7035 | -0.31014 | 4.0571 | 0.002912 | -4.7035 | 510.0534 | -1891.7611 | 543.3205 | -1433.9868 | 543.3205 | -1433.9868
Great Yarmouth | CCGT (Combined Cycle Gas Turbine) | Conventional Carbon | NORM40 | 18 | 256.0961 | 47.13% | 120.706 | -0.31239 | 3.7989 | 0.007047 | -6.205 | -0.31014 | 4.0571 | 0.002912 | -4.7035 | -0.31014 | 4.0571 | 0.002912 | -4.7035 | 379.393 | -1589.0793 | 410.6439 | -1204.5489 | 410.6439 | -1204.5489
Greenburn Mixed Technology | Wind Onshore | Intermittent | GBRN10 | 10 | 54.8777 | 39.43% | 21.636 | 1.2173 | 20.8248 | 19.3446 | -6.205 | 1.3707 | 17.0175 | 14.245 | -4.7035 | 1.3707 | 20.4771 | 19.1219 | -4.7035 | 1512.1566 | -340.517 | 1149.9239 | -258.1176 | 1492.4072 | -258.1176
Gresham House Branxton BESS | Battery Storage | Conventional Carbon | BRNX40 | 11 | 292.6813 | 1.239% | 3.6266 | 1.985 | 20.8248 | 14.7174 | -6.205 | 2.1697 | 17.0175 | 7.6197 | -4.7035 | 2.1644 | 20.4771 | 14.4946 | -4.7035 | 709.8561 | -1816.0907 | 724.3887 | -1376.6274 | 760.3135 | -1376.6274
Gresham House Cockenzie BESS | Battery Storage | Conventional Carbon | COCK20 | 11 | 146.3406 | 1.239% | 1.8133 | 1.985 | 20.8248 | 14.7174 | -6.205 | 2.1697 | 17.0175 | 7.6197 | -4.7035 | 2.1644 | 20.4771 | 14.4946 | -4.7035 | 354.928 | -908.0453 | 362.1944 | -688.3137 | 380.1568 | -688.3137
Gresham House Kincardine BESS | Battery Storage | Conventional Carbon | KINC20 | 9 | 182.9258 | 1.239% | 2.2666 | 2.473 | 21.3193 | 19.9867 | -6.205 | 2.6085 | 17.2109 | 14.4961 | -4.7035 | 2.6085 | 20.9715 | 19.7639 | -4.7035 | 546.002 | -1135.0567 | 549.0356 | -860.3921 | 569.4996 | -860.3921
Greta II | PV Array | Intermittent | COTT40 | 16 | 304.8764 | 10.9% | 33.2315 | 1.8697 | 5.4849 | 0.094543 | -6.205 | 2.047 | 5.0833 | 0.056053 | -4.7035 | 2.047 | 5.1372 | 0.056053 | -4.7035 | 211.0965 | -1891.7611 | 186.0157 | -1433.9868 | 187.8052 | -1433.9868
Griffin Wind Farm | Wind Onshore | Intermittent | GRIF1S | 5 | 114.9994 | 26.42% | 30.3786 | 2.7698 | 22.2816 | 25.058 | -6.205 | 2.8861 | 18.1885 | 19.5192 | -4.7035 | 2.8861 | 21.9339 | 24.8352 | -4.7035 | 3558.5406 | -713.5723 | 2797.2343 | -540.8998 | 3522.3573 | -540.8998
Gunfleet Sands II Offshore Wind Farm | Wind Offshore | Intermittent | BRFO40 | 18 | 39.0242 | 42.18% | 16.4587 | -0.31239 | 3.7989 | 0.007047 | -6.205 | -0.31014 | 4.0571 | 0.002912 | -4.7035 | -0.31014 | 4.0571 | 0.002912 | -4.7035 | 62.7994 | -242.1454 | 66.8885 | -183.5503 | 66.8885 | -183.5503
Gunfleet Sands Offshore Wind Farm | Wind Offshore | Intermittent | BRFO40 | 18 | 60.9143 | 42.45% | 25.8589 | -0.31239 | 3.7989 | 0.007047 | -6.205 | -0.31014 | 4.0571 | 0.002912 | -4.7035 | -0.31014 | 4.0571 | 0.002912 | -4.7035 | 98.6637 | -377.9739 | 105.0899 | -286.5106 | 105.0899 | -286.5106
Gwynt Alwen WF | Wind Onshore | Intermittent | TRAW40 | 16 | 65.8533 | 39.43% | 25.9633 | 1.8697 | 5.4849 | 0.094543 | -6.205 | 2.047 | 5.0833 | 0.056053 | -4.7035 | 2.047 | 5.1372 | 0.056053 | -4.7035 | 148.6326 | -408.6204 | 135.6708 | -309.7412 | 137.0689 | -309.7412
Gwynt Y Mor Offshore Wind Farm | Wind Offshore | Intermittent | BODE40 | 16 | 349.9981 | 43.29% | 151.5201 | 1.8697 | 5.4849 | 0.094543 | -6.205 | 2.047 | 5.0833 | 0.056053 | -4.7035 | 2.047 | 5.1372 | 0.056053 | -4.7035 | 864.1669 | -2171.7418 | 789.8435 | -1646.2169 | 798.0029 | -1646.2169
Hadyard Hill | Wind Onshore | Intermittent | HADH10 | 10 | 60.9143 | 31.58% | 19.2353 | 1.2173 | 20.8248 | 19.3446 | -6.205 | 1.3707 | 17.0175 | 14.245 | -4.7035 | 1.3707 | 20.4771 | 19.1219 | -4.7035 | 1578.9371 | -377.9739 | 1195.0602 | -286.5106 | 1558.6777 | -286.5106
Hagshaw Hill Phase 1 | Wind Onshore | Intermittent | COAL10 | 11 | 18.2926 | 39.43% | 7.212 | 1.985 | 20.8248 | 14.7174 | -6.205 | 2.1697 | 17.0175 | 7.6197 | -4.7035 | 2.1644 | 20.4771 | 14.4946 | -4.7035 | 419.4085 | -113.5057 | 262.1156 | -86.0392 | 412.8253 | -86.0392
Hagshaw Hill Phase 2 | Wind Onshore | Intermittent | COAL10 | 11 | 32.9266 | 39.43% | 12.9816 | 1.985 | 20.8248 | 14.7174 | -6.205 | 2.1697 | 17.0175 | 7.6197 | -4.7035 | 2.1644 | 20.4771 | 14.4946 | -4.7035 | 754.9352 | -204.3102 | 471.8081 | -154.8706 | 743.0856 | -154.8706
Halsary Wind Farm | Wind Onshore | Intermittent | MYBS11 | 1 | 17.378 | 41.5% | 7.2123 | 2.6797 | 24.645 | 35.8269 | -6.205 | 2.8165 | 20.5525 | 30.294 | -4.7035 | 2.8165 | 24.2972 | 35.6041 | -4.7035 | 800.3439 | -107.8304 | 674.6785 | -81.7372 | 793.9644 | -81.7372
Hams Hall Green Energy Centre | PV Array | Intermittent | HAMH40_EME | 18 | 243.9011 | 10.9% | 26.5852 | -0.31239 | 3.7989 | 0.007047 | -6.205 | -0.31014 | 4.0571 | 0.002912 | -4.7035 | -0.31014 | 4.0571 | 0.002912 | -4.7035 | 102.7123 | -1513.4089 | 108.5694 | -1147.1895 | 108.5694 | -1147.1895
Hare Craig Wind Farm | Wind Onshore | Intermittent | REDS40 | 11 | 28.1706 | 39.43% | 11.1065 | 1.985 | 20.8248 | 14.7174 | -6.205 | 2.1697 | 17.0175 | 7.6197 | -4.7035 | 2.1644 | 20.4771 | 14.4946 | -4.7035 | 645.889 | -174.7987 | 403.6581 | -132.5004 | 635.751 | -132.5004
Hareshaw Rig Wind Farm | Wind Onshore | Intermittent | EWEH1Q | 12 | 24.3901 | 39.43% | 9.616 | 0.87013 | 15.4973 | 12.1471 | -6.205 | 1.1529 | 12.7996 | 8.5465 | -4.7035 | 1.0496 | 15.1495 | 11.9244 | -4.7035 | 445.2924 | -151.3409 | 331.5313 | -114.7189 | 436.5148 | -114.7189
Harestanes | Wind Onshore | Intermittent | HARE10 | 12 | 99.5726 | 27.03% | 26.9192 | 0.87013 | 15.4973 | 12.1471 | -6.205 | 1.1529 | 12.7996 | 8.5465 | -4.7035 | 1.0496 | 15.1495 | 11.9244 | -4.7035 | 1626.6968 | -617.8492 | 1195.5526 | -468.3401 | 1595.1533 | -468.3401
Harker Green Energy Centre | PV Array | Intermittent | HARK40 | 12 | 243.9011 | 10.9% | 26.5852 | 0.87013 | 15.4973 | 12.1471 | -6.205 | 1.1529 | 12.7996 | 8.5465 | -4.7035 | 1.0496 | 15.1495 | 11.9244 | -4.7035 | 3374.7006 | -1513.4089 | 2424.7843 | -1147.1895 | 3311.1207 | -1147.1895
Harting Rig Wind Farm | Wind Onshore | Intermittent | KYPE10 | 11 | 40.9754 | 39.43% | 16.1549 | 1.985 | 20.8248 | 14.7174 | -6.205 | 2.1697 | 17.0175 | 7.6197 | -4.7035 | 2.1644 | 20.4771 | 14.4946 | -4.7035 | 939.475 | -254.2527 | 587.139 | -192.7278 | 924.7287 | -192.7278
Hartlepool | Nuclear | Conventional Low Carbon | HATL20 | 13 | 735.9715 | 80.56% | 592.8655 | 2.809 | 10.1306 | 3.1166 | -6.205 | 3.1368 | 9.7417 | 4.1015 | -4.7035 | 2.9885 | 9.7828 | 3.3394 | -4.7035 | 10367.1179 | -4566.7113 | 11102.7265 | -3461.6442 | 10456.9805 | -3461.6442
Heathland Wind Farm | Wind Onshore | Intermittent | HILD19 | 1 | 48.7802 | 39.43% | 19.232 | 2.6797 | 24.645 | 35.8269 | -6.205 | 2.8165 | 20.5525 | 30.294 | -4.7035 | 2.8165 | 24.2972 | 35.6041 | -4.7035 | 2221.6146 | -302.6818 | 1873.0154 | -229.4379 | 2204.0596 | -229.4379
Heckington Fen Solar Park | PV Array | Intermittent | BICF4A | 17 | 243.9011 | 10.9% | 26.5852 | 0.76947 | 4.0897 | 0.014209 | -6.205 | 1.0342 | 4.2376 | 0.007355 | -4.7035 | 0.94894 | 4.2376 | 0.007355 | -4.7035 | 112.1918 | -1513.4089 | 114.4503 | -1147.1895 | 114.4503 | -1147.1895
Hesta Head Wind Farm | Wind Onshore | Intermittent | HEST10 | 1 | 12.439 | 39.43% | 4.9042 | 2.6797 | 24.645 | 35.8269 | -6.205 | 2.8165 | 20.5525 | 30.294 | -4.7035 | 2.8165 | 24.2972 | 35.6041 | -4.7035 | 566.5117 | -77.1839 | 477.6189 | -58.5067 | 562.0352 | -58.5067
Heysham Green Energy Centre | Battery Storage | Conventional Carbon | HEYS40 | 14 | 243.9011 | 1.239% | 3.0222 | 0.32854 | 10.1306 | 4.3457 | -6.205 | 0.56533 | 9.7417 | 2.3575 | -4.7035 | 0.50801 | 9.7828 | 4.123 | -4.7035 | 123.8825 | -1513.4089 | 174.4505 | -1147.1895 | 165.9304 | -1147.1895
Heysham Power Station | Nuclear | Conventional Low Carbon | HEYS40 | 14 | 1456.0895 | 77.22% | 1124.334 | 0.32854 | 10.1306 | 4.3457 | -6.205 | 0.56533 | 9.7417 | 2.3575 | -4.7035 | 0.50801 | 9.7828 | 4.123 | -4.7035 | 18196.3173 | -9035.0511 | 15208.928 | -6848.7211 | 17742.2609 | -6848.7211
High Constellation Windfarm | Wind Onshore | Intermittent | CRSS10 | 7 | 30.4876 | 39.43% | 12.02 | 2.3791 | 21.4438 | 32.699 | -6.205 | 2.9381 | 17.4007 | 27.3876 | -4.7035 | 2.5585 | 21.096 | 32.4762 | -4.7035 | 1254.6686 | -189.1761 | 1044.1387 | -143.3987 | 1243.6967 | -143.3987
Highland Wind Farm | Wind Onshore | Intermittent | HILD19 | 1 | 102.5604 | 39.43% | 40.4354 | 2.6797 | 24.645 | 35.8269 | -6.205 | 2.8165 | 20.5525 | 30.294 | -4.7035 | 2.8165 | 24.2972 | 35.6041 | -4.7035 | 4670.9447 | -636.3884 | 3938.0149 | -482.3932 | 4634.0352 | -482.3932
High Marnham (Tertiary) | PV Array | Intermittent | HIGM40 | 16 | 34.7559 | 10.9% | 3.7884 | 1.8697 | 5.4849 | 0.094543 | -6.205 | 2.047 | 5.0833 | 0.056053 | -4.7035 | 2.047 | 5.1372 | 0.056053 | -4.7035 | 24.065 | -215.6608 | 21.2058 | -163.4745 | 21.4098 | -163.4745
Highview Hunterston East Cryobattery | Battery Storage | Conventional Carbon | HUNE40 | 11 | 60.8533 | 1.239% | 0.75403 | 1.985 | 20.8248 | 14.7174 | -6.205 | 2.1697 | 17.0175 | 7.6197 | -4.7035 | 2.1644 | 20.4771 | 14.4946 | -4.7035 | 147.5909 | -377.5955 | 150.6125 | -286.2238 | 158.0819 | -286.2238
Hinkley Point B | Nuclear | Conventional Low Carbon | HINP40 | 26 | 646.9476 | 75.29% | 487.094 | 4.1469 | -5.333 | 0 | -6.205 | 3.953 | -4.9836 | 0 | -4.7035 | 3.9674 | -4.9853 | 0 | -4.7035 | 85.1262 | -4014.3171 | 129.9134 | -3042.9201 | 138.4123 | -3042.9201
Hinkley Point C | Nuclear | Conventional Low Carbon | HINP40 | 26 | 2036.574 | 68.2% | 1388.9964 | 4.1469 | -5.333 | 0 | -6.205 | 3.953 | -4.9836 | 0 | -4.7035 | 3.9674 | -4.9853 | 0 | -4.7035 | 1037.8622 | -12636.9642 | 1128.4097 | -9579.032 | 1155.4018 | -9579.032
Hirfynydd and Mynydd Drumaur | PV Array | Intermittent | SWAN4A | 21 | 109.7555 | 10.9% | 11.9633 | 3.8118 | -5.8952 | 0 | -6.205 | 3.6256 | -5.6064 | 0 | -4.7035 | 3.6323 | -5.6064 | 0 | -4.7035 | -70.5261 | -681.034 | -67.0716 | -516.2353 | -67.0716 | -516.2353
Hirwaun Power Station | OCGT | Conventional Carbon | RHIG40 | 21 | 182.3161 | 0.4762% | 0.86819 | 3.8118 | -5.8952 | 0 | -6.205 | 3.6256 | -5.6064 | 0 | -4.7035 | 3.6323 | -5.6064 | 0 | -4.7035 | 689.8262 | -1131.2731 | 656.1326 | -857.5241 | 657.3572 | -857.5241
Hollandmey Windfarm | Wind Onshore | Intermittent | GILB10 | 1 | 30.1828 | 39.43% | 11.8998 | 2.6797 | 24.645 | 35.8269 | -6.205 | 2.8165 | 20.5525 | 30.294 | -4.7035 | 2.8165 | 24.2972 | 35.6041 | -4.7035 | 1374.624 | -187.2844 | 1158.9283 | -141.9647 | 1363.7619 | -141.9647
Holyhead | Biomass | Conventional Carbon | WYLF40 | 19 | 91.4629 | 43.91% | 40.1659 | 4.325 | 5.9397 | 0.094543 | -6.205 | 4.1641 | 5.2591 | 0.056053 | -4.7035 | 4.1641 | 5.592 | 0.056053 | -4.7035 | 637.9522 | -567.5283 | 594.3483 | -430.196 | 607.7175 | -430.196
Hopsrig Wind Farm | Wind Onshore | Intermittent | HORI10 | 12 | 29.2681 | 39.43% | 11.5392 | 0.87013 | 15.4973 | 12.1471 | -6.205 | 1.1529 | 12.7996 | 8.5465 | -4.7035 | 1.0496 | 15.1495 | 11.9244 | -4.7035 | 534.3508 | -181.6091 | 397.8376 | -137.6627 | 523.8178 | -137.6627
Hornsea Power Station 1A | Wind Offshore | Intermittent | KILL40 | 15 | 243.9011 | 45.12% | 110.0448 | 3.4087 | 6.146 | 0.3173 | -6.205 | 3.9297 | 6.0688 | 0.38815 | -4.7035 | 3.5882 | 6.0688 | 0.38815 | -4.7035 | 753.7225 | -1513.4089 | 762.5122 | -1147.1895 | 762.5122 | -1147.1895
Hornsea Power Station 1B | Wind Offshore | Intermittent | KILL40 | 15 | 243.9011 | 52.84% | 128.8888 | 3.4087 | 6.146 | 0.3173 | -6.205 | 3.9297 | 6.0688 | 0.38815 | -4.7035 | 3.5882 | 6.0688 | 0.38815 | -4.7035 | 869.5375 | -1513.4089 | 876.8734 | -1147.1895 | 876.8734 | -1147.1895
Hornsea Power Station 1C | Wind Offshore | Intermittent | KILL40 | 15 | 243.9011 | 48.58% | 118.4791 | 3.4087 | 6.146 | 0.3173 | -6.205 | 3.9297 | 6.0688 | 0.38815 | -4.7035 | 3.5882 | 6.0688 | 0.38815 | -4.7035 | 805.5597 | -1513.4089 | 813.6987 | -1147.1895 | 813.6987 | -1147.1895
Hornsea Power Station 2A | Wind Offshore | Intermittent | KILL40 | 15 | 268.2912 | 32.58% | 87.401 | 3.4087 | 6.146 | 0.3173 | -6.205 | 3.9297 | 6.0688 | 0.38815 | -4.7035 | 3.5882 | 6.0688 | 0.38815 | -4.7035 | 622.2933 | -1664.7498 | 634.5579 | -1261.9084 | 634.5579 | -1261.9084
Hornsea Power Station 2B | Wind Offshore | Intermittent | KILL40 | 15 | 268.2912 | 36.52% | 97.9789 | 3.4087 | 6.146 | 0.3173 | -6.205 | 3.9297 | 6.0688 | 0.38815 | -4.7035 | 3.5882 | 6.0688 | 0.38815 | -4.7035 | 687.3049 | -1664.7498 | 698.7534 | -1261.9084 | 698.7534 | -1261.9084
Hornsea Power Station 2C | Wind Offshore | Intermittent | KILL40 | 15 | 268.2912 | 40.83% | 109.5559 | 3.4087 | 6.146 | 0.3173 | -6.205 | 3.9297 | 6.0688 | 0.38815 | -4.7035 | 3.5882 | 6.0688 | 0.38815 | -4.7035 | 758.4571 | -1664.7498 | 769.0124 | -1261.9084 | 769.0124 | -1261.9084
Hornsea Power Station 3 | Wind Offshore | Intermittent | NORM40 | 18 | 1829.2581 | 46.94% | 858.5623 | -0.31239 | 3.7989 | 0.007047 | -6.205 | -0.31014 | 4.0571 | 0.002912 | -4.7035 | -0.31014 | 4.0571 | 0.002912 | -4.7035 | 3274.4496 | -11350.5667 | 3488.6093 | -8603.921 | 3488.6093 | -8603.921
Hornsea Power Station 4 | Wind Offshore | Intermittent | CREB40 | 15 | 1585.357 | 46.94% | 744.0873 | 3.4087 | 6.146 | 0.3173 | -6.205 | 3.9297 | 6.0688 | 0.38815 | -4.7035 | 3.5882 | 6.0688 | 0.38815 | -4.7035 | 5076.1783 | -9837.1578 | 5131.0896 | -7456.7315 | 5131.0896 | -7456.7315
Humber Gateway Offshore Wind Farm | Wind Offshore | Intermittent | HEDO20 | 15 | 134.1456 | 48.2% | 64.6629 | 3.4087 | 6.146 | 0.3173 | -6.205 | 3.9297 | 6.0688 | 0.38815 | -4.7035 | 3.5882 | 6.0688 | 0.38815 | -4.7035 | 439.981 | -832.3749 | 444.4961 | -630.9542 | 444.4961 | -630.9542
Hunterston Battery Storage Facility | Battery Storage | Conventional Carbon | HUNE40 | 11 | 121.9505 | 1.239% | 1.5111 | 1.985 | 20.8248 | 14.7174 | -6.205 | 2.1697 | 17.0175 | 7.6197 | -4.7035 | 2.1644 | 20.4771 | 14.4946 | -4.7035 | 295.7734 | -756.7044 | 301.8286 | -573.5947 | 316.7973 | -573.5947
Hunterston Energy Storage Facility | Battery Storage | Conventional Carbon | AYRS40 | 11 | 121.9505 | 1.239% | 1.5111 | 1.985 | 20.8248 | 14.7174 | -6.205 | 2.1697 | 17.0175 | 7.6197 | -4.7035 | 2.1644 | 20.4771 | 14.4946 | -4.7035 | 295.7734 | -756.7044 | 301.8286 | -573.5947 | 316.7973 | -573.5947
Icewind Hinkley Point | Wind Offshore | Intermittent | HINP40 | 26 | 609.7527 | 46.94% | 286.1874 | 4.1469 | -5.333 | 0 | -6.205 | 3.953 | -4.9836 | 0 | -4.7035 | 3.9674 | -4.9853 | 0 | -4.7035 | -1526.2407 | -3783.5222 | -1426.2448 | -2867.9737 | -1426.7162 | -2867.9737
Immingham | CHP (Combined Heat and Power) | Conventional Carbon | HUMR40 | 15 | 742.6788 | 67.78% | 503.4211 | 3.4087 | 6.146 | 0.3173 | -6.205 | 3.9297 | 6.0688 | 0.38815 | -4.7035 | 3.5882 | 6.0688 | 0.38815 | -4.7035 | 5785.3187 | -4608.3301 | 6169.1108 | -3493.1919 | 5915.4324 | -3493.1919
Inch Cape Offshore Wind Farm Platform 1 | Wind Offshore | Intermittent | COCK20 | 11 | 329.2665 | 46.94% | 154.5412 | 1.985 | 20.8248 | 14.7174 | -6.205 | 2.1697 | 17.0175 | 7.6197 | -4.7035 | 2.1644 | 20.4771 | 14.4946 | -4.7035 | 8064.2455 | -2043.102 | 5138.8391 | -1548.7058 | 7937.1505 | -1548.7058
Inch Cape Offshore Wind Farm Platform 2 | Wind Offshore | Intermittent | COCK20 | 11 | 329.2665 | 46.94% | 154.5412 | 1.985 | 20.8248 | 14.7174 | -6.205 | 2.1697 | 17.0175 | 7.6197 | -4.7035 | 2.1644 | 20.4771 | 14.4946 | -4.7035 | 8064.2455 | -2043.102 | 5138.8391 | -1548.7058 | 7937.1505 | -1548.7058
Indian Queens | OCGT (Open Cycle Gas Turbine) | Conventional Carbon | INDQ40 | 27 | 85.3654 | 0.0986% | 0.08417 | 4.6348 | -9.1108 | 0 | -6.205 | 4.7553 | -9.086 | 0 | -4.7035 | 4.7553 | -9.086 | 0 | -4.7035 | 394.8887 | -529.6931 | 405.1753 | -401.5163 | 405.1753 | -401.5163
Indian Queens Energy | Battery Storage | Conventional Carbon | INDQ40 | 27 | 30.4267 | 1.239% | 0.37702 | 4.6348 | -9.1108 | 0 | -6.205 | 4.7553 | -9.086 | 0 | -4.7035 | 4.7553 | -9.086 | 0 | -4.7035 | 137.588 | -188.7978 | 141.2631 | -143.1119 | 141.2631 | -143.1119
Indian Queens PP | Battery Storage | Conventional Carbon | INDQ40 | 27 | 30.4267 | 1.239% | 0.37702 | 4.6348 | -9.1108 | 0 | -6.205 | 4.7553 | -9.086 | 0 | -4.7035 | 4.7553 | -9.086 | 0 | -4.7035 | 137.588 | -188.7978 | 141.2631 | -143.1119 | 141.2631 | -143.1119
Invergarry (part of the Garry Cascade) | Hydro | Conventional Low Carbon | INGA1Q | 3 | 12.1951 | 57.08% | 6.9613 | 3.4971 | 23.5008 | 30.9178 | -6.205 | 3.6305 | 19.4137 | 25.4082 | -4.7035 | 3.6305 | 23.153 | 30.695 | -4.7035 | 583.2887 | -75.6704 | 489.2733 | -57.3595 | 579.7771 | -57.3595
Iron Acton | Battery Storage | Conventional Carbon | IROA10 | 22 | 115.914 | 1.239% | 1.4363 | 4.0778 | 3.6893 | -10.7453 | -6.205 | 3.8901 | 4.0118 | -10.7601 | -4.7035 | 3.8983 | 4.0118 | -10.7601 | -4.7035 | 462.5408 | -719.2476 | 441.2192 | -545.2018 | 442.18 | -545.2018
Ironbridge - New Connection | PV Array | Intermittent | IRON40 | 18 | 73.1703 | 10.9% | 7.9756 | -0.31239 | 3.7989 | 0.007047 | -6.205 | -0.31014 | 4.0571 | 0.002912 | -4.7035 | -0.31014 | 4.0571 | 0.002912 | -4.7035 | 30.8137 | -454.0227 | 32.5708 | -344.1568 | 32.5708 | -344.1568
Iver | Battery Storage | Conventional Carbon | IVER4A | 25 | 30.4267 | 1.239% | 0.37702 | 0.009779 | -3.4421 | 0 | -6.205 | -0.1087 | -3.1395 | 0 | -4.7035 | -0.1087 | -3.1395 | 0 | -4.7035 | -1.0002 | -188.7978 | -4.491 | -143.1119 | -4.491 | -143.1119
JBM Solar 12 - Shrewsbury Solar | PV Array | Intermittent | SHRE4A | 18 | 30.4815 | 10.9% | 3.3225 | -0.31239 | 3.7989 | 0.007047 | -6.205 | -0.31014 | 4.0571 | 0.002912 | -4.7035 | -0.31014 | 4.0571 | 0.002912 | -4.7035 | 12.8365 | -189.1383 | 13.5685 | -143.37 | 13.5685 | -143.37
JBM Solar 13 - Melksham | Thermal | Conventional Carbon | MELK40_SEP | 22 | 30.4815 | 49.36% | 15.0461 | 4.0778 | 3.6893 | -10.7453 | -6.205 | 3.8901 | 4.0118 | -10.7601 | -4.7035 | 3.8983 | 4.0118 | -10.7601 | -4.7035 | 18.1332 | -189.1383 | 17.0396 | -143.37 | 17.2923 | -143.37
JG Pears | PV Array | Intermittent | HIGM40 | 16 | 264.0229 | 43.61% | 115.1396 | 1.8697 | 5.4849 | 0.094543 | -6.205 | 2.047 | 5.0833 | 0.056053 | -4.7035 | 2.047 | 5.1372 | 0.056053 | -4.7035 | 656.4941 | -1638.2651 | 600.0906 | -1241.8326 | 606.2909 | -1241.8326
Keadby | CCGT | Conventional Carbon | KEAD40 | 16 | 554.875 | 31.79% | 176.4169 | 1.8697 | 5.4849 | 0.094543 | -6.205 | 2.047 | 5.0833 | 0.056053 | -4.7035 | 2.047 | 5.1372 | 0.056053 | -4.7035 | 2021.7376 | -3443.0052 | 2042.5197 | -2609.856 | 2052.0198 | -2609.856
Keadby II | CCGT | Conventional Carbon | KEAD40 | 16 | 544.5092 | 44.3% | 241.2225 | 1.8697 | 5.4849 | 0.094543 | -6.205 | 2.047 | 5.0833 | 0.056053 | -4.7035 | 2.047 | 5.1372 | 0.056053 | -4.7035 | 2363.9377 | -3378.6853 | 2354.3602 | -2561.1005 | 2367.3501 | -2561.1005
Kearsley | Battery Storage | Conventional Carbon | KEAR40 | 15 | 30.4267 | 1.239% | 0.37702 | 3.4087 | 6.146 | 0.3173 | -6.205 | 3.9297 | 6.0688 | 0.38815 | -4.7035 | 3.5882 | 6.0688 | 0.38815 | -4.7035 | 106.1521 | -188.7978 | 122.0032 | -143.1119 | 111.6103 | -143.1119
Kearsley North Green Energy Centre | PV Array | Intermittent | KEAR40 | 15 | 243.9011 | 10.9% | 26.5852 | 3.4087 | 6.146 | 0.3173 | -6.205 | 3.9297 | 6.0688 | 0.38815 | -4.7035 | 3.5882 | 6.0688 | 0.38815 | -4.7035 | 240.7824 | -1513.4089 | 256.0108 | -1147.1895 | 256.0108 | -1147.1895
Keith 132 Sync. Compensation | Reactive Compensation | Conventional Carbon | KEIT10 | 1 | 29.2681 | 0% | 0 | 2.6797 | 24.645 | 35.8269 | -6.205 | 2.8165 | 20.5525 | 30.294 | -4.7035 | 2.8165 | 24.2972 | 35.6041 | -4.7035 | 78.4291 | -181.6091 | 82.4331 | -137.6627 | 82.4331 | -137.6627
Keith 275kV Greener Grid Park | Reactive Compensation | Conventional Carbon | KEIT20 | 1 | 6.0366 | 0% | 0 | 2.6797 | 24.645 | 35.8269 | -6.205 | 2.8165 | 20.5525 | 30.294 | -4.7035 | 2.8165 | 24.2972 | 35.6041 | -4.7035 | 16.176 | -37.4569 | 17.0018 | -28.3929 | 17.0018 | -28.3929
Keith Hill Wind Farm | Wind Onshore | Intermittent | DUNE10 | 11 | 2.7439 | 23.64% | 0.64853 | 1.985 | 20.8248 | 14.7174 | -6.205 | 2.1697 | 17.0175 | 7.6197 | -4.7035 | 2.1644 | 20.4771 | 14.4946 | -4.7035 | 53.8885 | -17.0259 | 31.9442 | -12.9059 | 53.0517 | -12.9059
Keith Solar | PV Array | Intermittent | KETS29 | 1 | 91.4629 | 10.9% | 9.9695 | 2.6797 | 24.645 | 35.8269 | -6.205 | 2.8165 | 20.5525 | 30.294 | -4.7035 | 2.8165 | 24.2972 | 35.6041 | -4.7035 | 3522.5249 | -567.5283 | 2975.6774 | -430.196 | 3498.6824 | -430.196
Kemsley | Energy Storage System | Conventional Carbon | KEMS40 | 24 | 30.4267 | 3.386% | 1.0302 | -2.6503 | 3.6893 | 0 | -6.205 | -2.6975 | 4.0118 | 0 | -4.7035 | -2.6975 | 4.0118 | 0 | -4.7035 | -76.8401 | -188.7978 | -77.9445 | -143.1119 | -77.9445 | -143.1119
Kennoxhead Wind Farm | Wind Onshore | Intermittent | KENN10 | 11 | 68.2923 | 39.43% | 26.9249 | 1.985 | 20.8248 | 14.7174 | -6.205 | 2.1697 | 17.0175 | 7.6197 | -4.7035 | 2.1644 | 20.4771 | 14.4946 | -4.7035 | 1565.7916 | -423.7545 | 978.565 | -321.2131 | 1541.2145 | -321.2131
Kennoxhead Wind Farm Extension | Wind Onshore | Intermittent | MIDM10 | 11 | 36.5852 | 33.95% | 12.4218 | 1.985 | 20.8248 | 14.7174 | -6.205 | 2.1697 | 17.0175 | 7.6197 | -4.7035 | 2.1644 | 20.4771 | 14.4946 | -4.7035 | 797.1208 | -227.0113 | 490.1582 | -172.0784 | 784.6508 | -172.0784
Kilbraur Wind Farm | Wind Onshore | Intermittent | STRB20 | 1 | 40.8534 | 45.41% | 18.5534 | 2.6797 | 24.645 | 35.8269 | -6.205 | 2.8165 | 20.5525 | 30.294 | -4.7035 | 2.8165 | 24.2972 | 35.6041 | -4.7035 | 1920.8974 | -253.496 | 1618.933 | -192.1542 | 1905.3442 | -192.1542
Kilgallioch | Wind Onshore | Intermittent | KILG20 | 10 | 167.0722 | 41.84% | 69.9015 | 1.2173 | 20.8248 | 19.3446 | -6.205 | 1.3707 | 17.0175 | 14.245 | -4.7035 | 1.3707 | 20.4771 | 19.1219 | -4.7035 | 4687.6382 | -1036.6851 | 3569.4905 | -785.8248 | 4626.11 | -785.8248
Killingholme | OCGT (Open Cycle Gas Turbine) | Conventional Carbon | KILL40 | 15 | 377.4369 | 1.387% | 5.2347 | 3.4087 | 6.146 | 0.3173 | -6.205 | 3.9297 | 6.0688 | 0.38815 | -4.7035 | 3.5882 | 6.0688 | 0.38815 | -4.7035 | 1320.4024 | -2342.0003 | 1517.0287 | -1775.2757 | 1388.1068 | -1775.2757
Kilmarnock BESS | Battery Storage | Conventional Carbon | KLBS49 | 11 | 213.4134 | 1.239% | 2.6444 | 1.985 | 20.8248 | 14.7174 | -6.205 | 2.1697 | 17.0175 | 7.6197 | -4.7035 | 2.1644 | 20.4771 | 14.4946 | -4.7035 | 517.6034 | -1324.2328 | 528.2001 | -1003.7908 | 554.3953 | -1003.7908
Kilmarnock South Battery Storage | Battery Storage | Conventional Carbon | KILS40 | 11 | 304.8764 | 1.239% | 3.7777 | 1.985 | 20.8248 | 14.7174 | -6.205 | 2.1697 | 17.0175 | 7.6197 | -4.7035 | 2.1644 | 20.4771 | 14.4946 | -4.7035 | 739.4334 | -1891.7611 | 754.5716 | -1433.9868 | 791.9933 | -1433.9868
Kilmorack (part of the Beauly Cascade) | Hydro | Conventional Low Carbon | KIOR1Q | 1 | 12.1951 | 34% | 4.1458 | 2.6797 | 24.645 | 35.8269 | -6.205 | 2.8165 | 20.5525 | 30.294 | -4.7035 | 2.8165 | 24.2972 | 35.6041 | -4.7035 | 571.7615 | -75.6704 | 488.9903 | -57.3595 | 569.2714 | -57.3595
Kincardine Battery Storage Facility | Battery Storage | Conventional Carbon | FIGS20 | 9 | 121.9505 | 1.239% | 1.5111 | 2.473 | 21.3193 | 19.9867 | -6.205 | 2.6085 | 17.2109 | 14.4961 | -4.7035 | 2.6085 | 20.9715 | 19.7639 | -4.7035 | 364.0013 | -756.7044 | 366.0237 | -573.5947 | 379.6664 | -573.5947
Kincardine Energy Storage Facility | Battery Storage | Conventional Carbon | KINC20 | 9 | 121.9505 | 1.239% | 1.5111 | 2.473 | 21.3193 | 19.9867 | -6.205 | 2.6085 | 17.2109 | 14.4961 | -4.7035 | 2.6085 | 20.9715 | 19.7639 | -4.7035 | 364.0013 | -756.7044 | 366.0237 | -573.5947 | 379.6664 | -573.5947
King's Lynn 'B' Power Station | CCGT | Conventional Carbon | KLYN40 | 17 | 1036.5796 | 49.36% | 511.6692 | 0.76947 | 4.0897 | 0.014209 | -6.205 | 1.0342 | 4.2376 | 0.007355 | -4.7035 | 0.94894 | 4.2376 | 0.007355 | -4.7035 | 2897.478 | -6431.9878 | 3243.9865 | -4875.5552 | 3155.6438 | -4875.5552
Kings Lynn A | CCGT (Combined Cycle Gas Turbine) | Conventional Carbon | WALP40_EME | 17 | 240.8523 | 42.75% | 102.9697 | 0.76947 | 4.0897 | 0.014209 | -6.205 | 1.0342 | 4.2376 | 0.007355 | -4.7035 | 0.94894 | 4.2376 | 0.007355 | -4.7035 | 607.9104 | -1494.4913 | 686.1785 | -1132.8496 | 665.6519 | -1132.8496
Kingsnorth - New connection | Battery Storage | Conventional Carbon | KINO40 | 24 | 73.1703 | 1.239% | 0.90665 | -2.6503 | 3.6893 | 0 | -6.205 | -2.6975 | 4.0118 | 0 | -4.7035 | -2.6975 | 4.0118 | 0 | -4.7035 | -190.5808 | -454.0227 | -193.7432 | -344.1568 | -193.7432 | -344.1568
Kinmuck PV and BESS Station | PV Array | Intermittent | PEHE20 | 2 | 64.024 | 10.9% | 6.9786 | 0.8146 | 24.6448 | 27.5198 | -6.205 | 0.95405 | 20.5523 | 21.9653 | -4.7035 | 0.95405 | 24.297 | 27.2971 | -4.7035 | 1933.9173 | -397.2698 | 1549.7335 | -301.1372 | 1917.2276 | -301.1372
Kintradwell Energy Park | Wind Onshore | Intermittent | MYBS11 | 1 | 43.5363 | 39.43% | 17.1646 | 2.6797 | 24.645 | 35.8269 | -6.205 | 2.8165 | 20.5525 | 30.294 | -4.7035 | 2.8165 | 24.2972 | 35.6041 | -4.7035 | 1982.7911 | -270.1435 | 1671.6662 | -204.7733 | 1967.1232 | -204.7733
Kirkby | Gas Reciprocating | Conventional Carbon | KIBY20 | 15 | 30.1828 | 49.36% | 14.8986 | 3.4087 | 6.146 | 0.3173 | -6.205 | 3.9297 | 6.0688 | 0.38815 | -4.7035 | 3.5882 | 6.0688 | 0.38815 | -4.7035 | 199.1777 | -187.2844 | 214.8103 | -141.9647 | 204.5007 | -141.9647
Kirkby (Tertiary) | Battery Storage | Conventional Carbon | KIBY20 | 15 | 0 | 1.239% | 0 | 3.4087 | 6.146 | 0.3173 | -6.205 | 3.9297 | 6.0688 | 0.38815 | -4.7035 | 3.5882 | 6.0688 | 0.38815 | -4.7035 | 0 | 0 | 0 | 0 | 0 | 0
Kirkby Green Energy Centre | PV Array | Intermittent | KIBY20 | 15 | 243.9011 | 10.9% | 26.5852 | 3.4087 | 6.146 | 0.3173 | -6.205 | 3.9297 | 6.0688 | 0.38815 | -4.7035 | 3.5882 | 6.0688 | 0.38815 | -4.7035 | 240.7824 | -1513.4089 | 256.0108 | -1147.1895 | 256.0108 | -1147.1895
Kirkton Wind Farm | Wind Onshore | Intermittent | KRKN10 | 1 | 36.5852 | 39.43% | 14.424 | 2.6797 | 24.645 | 35.8269 | -6.205 | 2.8165 | 20.5525 | 30.294 | -4.7035 | 2.8165 | 24.2972 | 35.6041 | -4.7035 | 1666.211 | -227.0113 | 1404.7615 | -172.0784 | 1653.0447 | -172.0784
Knockcronal Wind Farm | Wind Onshore | Intermittent | CRCK20 | 10 | 36.2193 | 39.43% | 14.2798 | 1.2173 | 20.8248 | 19.3446 | -6.205 | 1.3707 | 17.0175 | 14.245 | -4.7035 | 1.3707 | 20.4771 | 19.1219 | -4.7035 | 998.0234 | -224.7412 | 758.9498 | -170.3576 | 984.9887 | -170.3576
Knockodhar Wind Farm | Wind Onshore | Intermittent | KNOK10 | 10 | 73.1703 | 39.43% | 28.8481 | 1.2173 | 20.8248 | 19.3446 | -6.205 | 1.3707 | 17.0175 | 14.245 | -4.7035 | 1.3707 | 20.4771 | 19.1219 | -4.7035 | 2016.2088 | -454.0227 | 1533.2319 | -344.1568 | 1989.8762 | -344.1568
Kype Muir | Wind Onshore | Intermittent | KYPE10 | 11 | 53.9021 | 36.81% | 19.8406 | 1.985 | 20.8248 | 14.7174 | -6.205 | 2.1697 | 17.0175 | 7.6197 | -4.7035 | 2.1644 | 20.4771 | 14.4946 | -4.7035 | 1206.4765 | -334.4634 | 748.3585 | -253.5289 | 1187.5688 | -253.5289
Lairg II Wind Farm | Wind Onshore | Intermittent | LAIR10 | 1 | 30.4876 | 39.43% | 12.02 | 2.6797 | 24.645 | 35.8269 | -6.205 | 2.8165 | 20.5525 | 30.294 | -4.7035 | 2.8165 | 24.2972 | 35.6041 | -4.7035 | 1388.5091 | -189.1761 | 1170.6346 | -143.3987 | 1377.5372 | -143.3987
Lakeside Energy Drax | Battery Storage | Conventional Carbon | DRAX40 | 15 | 60.9143 | 1.239% | 0.75479 | 3.4087 | 6.146 | 0.3173 | -6.205 | 3.9297 | 6.0688 | 0.38815 | -4.7035 | 3.5882 | 6.0688 | 0.38815 | -4.7035 | 212.517 | -377.9739 | 244.2509 | -286.5106 | 223.4443 | -286.5106
Laleham | Battery Storage | Conventional Carbon | LALE20_SEP | 25 | 30.4267 | 1.239% | 0.37702 | 0.009779 | -3.4421 | 0 | -6.205 | -0.1087 | -3.1395 | 0 | -4.7035 | -0.1087 | -3.1395 | 0 | -4.7035 | -1.0002 | -188.7978 | -4.491 | -143.1119 | -4.491 | -143.1119
Lamford Hill | Wind Onshore | Intermittent | BENB10 | 10 | 12.1951 | 39.43% | 4.808 | 1.2173 | 20.8248 | 19.3446 | -6.205 | 1.3707 | 17.0175 | 14.245 | -4.7035 | 1.3707 | 20.4771 | 19.1219 | -4.7035 | 336.0348 | -75.6704 | 255.5386 | -57.3595 | 331.646 | -57.3595
Lanarkshire BESS | Battery Storage | Conventional Carbon | STHA40 | 11 | 121.9505 | 1.239% | 1.5111 | 1.985 | 20.8248 | 14.7174 | -6.205 | 2.1697 | 17.0175 | 7.6197 | -4.7035 | 2.1644 | 20.4771 | 14.4946 | -4.7035 | 295.7734 | -756.7044 | 301.8286 | -573.5947 | 316.7973 | -573.5947
Landulph | Battery Storage | Conventional Carbon | LAND4A | 27 | 0 | 1.239% | 0 | 4.6348 | -9.1108 | 0 | -6.205 | 4.7553 | -9.086 | 0 | -4.7035 | 4.7553 | -9.086 | 0 | -4.7035 | 0 | 0 | 0 | 0 | 0 | 0
Lan Fawr Energy Park | Wind Onshore | Intermittent | PEMB40 | 20 | 150.2431 | 39.43% | 59.2347 | 9.1687 | -5.1606 | 0 | -6.205 | 8.9842 | -4.879 | 0 | -4.7035 | 8.9892 | -4.879 | 0 | -4.7035 | -305.6873 | -932.2599 | -289.0044 | -706.6687 | -289.0044 | -706.6687
Langage | CCGT (Combined Cycle Gas Turbine) | Conventional Carbon | LAGA40 | 27 | 551.8262 | 32.25% | 177.9783 | 4.6348 | -9.1108 | 0 | -6.205 | 4.7553 | -9.086 | 0 | -4.7035 | 4.7553 | -9.086 | 0 | -4.7035 | 936.1118 | -3424.0876 | 1007.0037 | -2595.5162 | 1007.0037 | -2595.5162
Laughton Solar Park | PV Array | Intermittent | WBUR40 | 16 | 292.6813 | 10.9% | 31.9023 | 1.8697 | 5.4849 | 0.094543 | -6.205 | 2.047 | 5.0833 | 0.056053 | -4.7035 | 2.047 | 5.1372 | 0.056053 | -4.7035 | 202.6526 | -1816.0907 | 178.575 | -1376.6274 | 180.293 | -1376.6274
Legacy Green Energy Centre | PV Array | Intermittent | LEGA40 | 18 | 243.9011 | 10.9% | 26.5852 | -0.31239 | 3.7989 | 0.007047 | -6.205 | -0.31014 | 4.0571 | 0.002912 | -4.7035 | -0.31014 | 4.0571 | 0.002912 | -4.7035 | 102.7123 | -1513.4089 | 108.5694 | -1147.1895 | 108.5694 | -1147.1895
Legacy Tertiary Connection | Battery Storage | Conventional Carbon | LEGA40 | 18 | 34.7559 | 1.239% | 0.43066 | -0.31239 | 3.7989 | 0.007047 | -6.205 | -0.31014 | 4.0571 | 0.002912 | -4.7035 | -0.31014 | 4.0571 | 0.002912 | -4.7035 | -9.2185 | -215.6608 | -9.0307 | -163.4745 | -9.0307 | -163.4745
Lethans Wind Farm | Wind Onshore | Intermittent | LETH10 | 10 | 80.4874 | 39.43% | 31.7329 | 1.2173 | 20.8248 | 19.3446 | -6.205 | 1.3707 | 17.0175 | 14.245 | -4.7035 | 1.3707 | 20.4771 | 19.1219 | -4.7035 | 2217.8297 | -499.4249 | 1686.5551 | -378.5725 | 2188.8639 | -378.5725
Limekiln | Wind Onshore | Intermittent | LIMK10 | 1 | 64.6338 | 39.43% | 25.4825 | 2.6797 | 24.645 | 35.8269 | -6.205 | 2.8165 | 20.5525 | 30.294 | -4.7035 | 2.8165 | 24.2972 | 35.6041 | -4.7035 | 2943.6394 | -401.0534 | 2481.7454 | -304.0052 | 2920.3789 | -304.0052
Lincs Offshore Wind Farm | Wind Offshore | Intermittent | WALP40_EME | 17 | 161.5845 | 48.65% | 78.6081 | 0.76947 | 4.0897 | 0.014209 | -6.205 | 1.0342 | 4.2376 | 0.007355 | -4.7035 | 0.94894 | 4.2376 | 0.007355 | -4.7035 | 323.7815 | -1002.6334 | 334.2948 | -760.013 | 334.2948 | -760.013
Lister Battery (formerly Lister Drive) | Battery Storage | Conventional Carbon | LISD20 | 15 | 34.7559 | 1.239% | 0.43066 | 3.4087 | 6.146 | 0.3173 | -6.205 | 3.9297 | 6.0688 | 0.38815 | -4.7035 | 3.5882 | 6.0688 | 0.38815 | -4.7035 | 121.2559 | -215.6608 | 139.3624 | -163.4745 | 127.4907 | -163.4745
Lister Drive Shaw | Battery Storage | Conventional Carbon | LISD20 | 15 | 34.7559 | 1.239% | 0.43066 | 3.4087 | 6.146 | 0.3173 | -6.205 | 3.9297 | 6.0688 | 0.38815 | -4.7035 | 3.5882 | 6.0688 | 0.38815 | -4.7035 | 121.2559 | -215.6608 | 139.3624 | -163.4745 | 127.4907 | -163.4745
Little Barford | CCGT (Combined Cycle Gas Turbine) | Conventional Carbon | EASO40 | 18 | 451.217 | 46.68% | 210.6322 | -0.31239 | 3.7989 | 0.007047 | -6.205 | -0.31014 | 4.0571 | 0.002912 | -4.7035 | -0.31014 | 4.0571 | 0.002912 | -4.7035 | 660.6887 | -2799.8064 | 715.2314 | -2122.3005 | 715.2314 | -2122.3005
Littlebrook BESS | Battery Storage | Conventional Carbon | LITT40 | 24 | 182.9258 | 1.239% | 2.2666 | -2.6503 | 3.6893 | 0 | -6.205 | -2.6975 | 4.0118 | 0 | -4.7035 | -2.6975 | 4.0118 | 0 | -4.7035 | -476.452 | -1135.0567 | -484.358 | -860.3921 | -484.358 | -860.3921
Llanwern Phase 1 | PV Array | Intermittent | WHSO20 | 21 | 57.9265 | 10.9% | 6.314 | 3.8118 | -5.8952 | 0 | -6.205 | 3.6256 | -5.6064 | 0 | -4.7035 | 3.6323 | -5.6064 | 0 | -4.7035 | -37.2221 | -359.4346 | -35.3989 | -272.4575 | -35.3989 | -272.4575
Llanwern Phase 2 | PV Array | Intermittent | WHSO20 | 21 | 115.853 | 10.9% | 12.628 | 3.8118 | -5.8952 | 0 | -6.205 | 3.6256 | -5.6064 | 0 | -4.7035 | 3.6323 | -5.6064 | 0 | -4.7035 | -74.4443 | -718.8692 | -70.7978 | -544.915 | -70.7978 | -544.915
Llwynygog | Wind Onshore | Intermittent | LEGA40 | 18 | 76.2191 | 39.43% | 30.0501 | -0.31239 | 3.7989 | 0.007047 | -6.205 | -0.31014 | 4.0571 | 0.002912 | -4.7035 | -0.31014 | 4.0571 | 0.002912 | -4.7035 | 114.6931 | -472.9403 | 122.1384 | -358.4967 | 122.1384 | -358.4967
Llywelyn Floating Offshore Wind Farm | Wind Offshore | Intermittent | PEMB40 | 20 | 182.9258 | 46.94% | 85.8562 | 9.1687 | -5.1606 | 0 | -6.205 | 8.9842 | -4.879 | 0 | -4.7035 | 8.9892 | -4.879 | 0 | -4.7035 | -443.0708 | -1135.0567 | -418.8902 | -860.3921 | -418.8902 | -860.3921
Lochay (Part of Killin Cascade Hydro Scheme) | Hydro | Conventional Low Carbon | LOCH10 | 6 | 28.6584 | 39.16% | 11.2215 | 4.0849 | 22.0141 | 23.5851 | -6.205 | 4.1237 | 17.9719 | 18.3269 | -4.7035 | 4.1237 | 21.6664 | 23.3623 | -4.7035 | 1040.0064 | -177.8255 | 845.07 | -134.7948 | 1030.8336 | -134.7948
Lochgoin Solar Farm | PV Array | Intermittent | WLEE20 | 10 | 54.268 | 10.9% | 5.9152 | 1.2173 | 20.8248 | 19.3446 | -6.205 | 1.3707 | 17.0175 | 14.245 | -4.7035 | 1.3707 | 20.4771 | 19.1219 | -4.7035 | 1172.9774 | -336.7335 | 873.7081 | -255.2497 | 1158.8308 | -255.2497
Loch Kemp Pumped Storage | Pump Storage | Conventional Carbon | FOYE20 | 1 | 182.9258 | 8.6% | 15.7307 | 2.6797 | 24.645 | 35.8269 | -6.205 | 2.8165 | 20.5525 | 30.294 | -4.7035 | 2.8165 | 24.2972 | 35.6041 | -4.7035 | 1441.4462 | -1135.0567 | 1315.0582 | -860.3921 | 1457.4964 | -860.3921
Lochluichart | Wind Onshore | Intermittent | CORI10 | 1 | 42.0729 | 32.41% | 13.6363 | 2.6797 | 24.645 | 35.8269 | -6.205 | 2.8165 | 20.5525 | 30.294 | -4.7035 | 2.8165 | 24.2972 | 35.6041 | -4.7035 | 1843.4061 | -261.063 | 1554.8178 | -197.8902 | 1829.2912 | -197.8902
Loch Luichart Extension II | Wind Onshore | Intermittent | LUIC1Q | 1 | 21.9511 | 39.43% | 8.6544 | 2.6797 | 24.645 | 35.8269 | -6.205 | 2.8165 | 20.5525 | 30.294 | -4.7035 | 2.8165 | 24.2972 | 35.6041 | -4.7035 | 999.7266 | -136.2068 | 842.8569 | -103.2471 | 991.8268 | -103.2471
Loganhead Windfarm | Wind Onshore | Intermittent | HORI10 | 12 | 21.9511 | 39.43% | 8.6544 | 0.87013 | 15.4973 | 12.1471 | -6.205 | 1.1529 | 12.7996 | 8.5465 | -4.7035 | 1.0496 | 15.1495 | 11.9244 | -4.7035 | 400.7631 | -136.2068 | 298.3782 | -103.2471 | 392.8633 | -103.2471
London Array Offshore Wind Farm | Wind Offshore | Intermittent | CLEH40 | 24 | 384.1442 | 44.92% | 172.5695 | -2.6503 | 3.6893 | 0 | -6.205 | -2.6975 | 4.0118 | 0 | -4.7035 | -2.6975 | 4.0118 | 0 | -4.7035 | 636.6632 | -2383.619 | 692.322 | -1806.8234 | 692.322 | -1806.8234
Lorg Wind Farm | Wind Onshore | Intermittent | LORG10 | 10 | 42.3778 | 39.43% | 16.7078 | 1.2173 | 20.8248 | 19.3446 | -6.205 | 1.3707 | 17.0175 | 14.245 | -4.7035 | 1.3707 | 20.4771 | 19.1219 | -4.7035 | 1167.721 | -262.9548 | 887.9968 | -199.3242 | 1152.47 | -199.3242
Lovedean (Tertiary) | PV Array | Intermittent | LOVE40 | 25 | 34.7559 | 10.9% | 3.7884 | 0.009779 | -3.4421 | 0 | -6.205 | -0.1087 | -3.1395 | 0 | -4.7035 | -0.1087 | -3.1395 | 0 | -4.7035 | -13.0401 | -215.6608 | -11.8938 | -163.4745 | -11.8938 | -163.4745
Lovedean Greener Grid Park | Reactive Compensation | Conventional Carbon | LOVE40 | 25 | 30.4267 | 0% | 0 | 0.009779 | -3.4421 | 0 | -6.205 | -0.1087 | -3.1395 | 0 | -4.7035 | -0.1087 | -3.1395 | 0 | -4.7035 | 0.29754 | -188.7978 | -3.3074 | -143.1119 | -3.3074 | -143.1119
Luichart (part of the Conon Cascade) | Hydro | Conventional Low Carbon | LUIC1Q | 1 | 20.7316 | 51.98% | 10.7762 | 2.6797 | 24.645 | 35.8269 | -6.205 | 2.8165 | 20.5525 | 30.294 | -4.7035 | 2.8165 | 24.2972 | 35.6041 | -4.7035 | 1063.8807 | -128.6398 | 907.9111 | -97.5111 | 1058.3509 | -97.5111
Lynemouth Power Station | Biomass | Conventional Carbon | BLYT20 | 13 | 241.4621 | 87.83% | 212.0764 | 2.809 | 10.1306 | 3.1166 | -6.205 | 3.1368 | 9.7417 | 4.1015 | -4.7035 | 2.9885 | 9.7828 | 3.3394 | -4.7035 | 3487.6725 | -1498.2748 | 3693.2438 | -1135.7176 | 3504.5003 | -1135.7176
M74 West Wind Farm | Wind Onshore | Intermittent | REDS40 | 11 | 152.3772 | 39.43% | 60.0761 | 1.985 | 20.8248 | 14.7174 | -6.205 | 2.1697 | 17.0175 | 7.6197 | -4.7035 | 2.1644 | 20.4771 | 14.4946 | -4.7035 | 3493.6725 | -945.5022 | 2183.4232 | -716.7066 | 3438.8349 | -716.7066
Mannington | PV Array | Intermittent | MANN40 | 26 | 34.7559 | 10.9% | 3.7884 | 4.1469 | -5.333 | 0 | -6.205 | 3.953 | -4.9836 | 0 | -4.7035 | 3.9674 | -4.9853 | 0 | -4.7035 | -20.2035 | -215.6608 | -18.8799 | -163.4745 | -18.8861 | -163.4745
Mannington PP | Battery Storage | Conventional Carbon | MANN40 | 26 | 30.4267 | 1.239% | 0.37702 | 4.1469 | -5.333 | 0 | -6.205 | 3.953 | -4.9836 | 0 | -4.7035 | 3.9674 | -4.9853 | 0 | -4.7035 | 124.1646 | -188.7978 | 118.3983 | -143.1119 | 118.8351 | -143.1119
Mannington Tertiary | Battery Storage | Conventional Carbon | MANN40 | 26 | 28.9633 | 1.239% | 0.35888 | 4.1469 | -5.333 | 0 | -6.205 | 3.953 | -4.9836 | 0 | -4.7035 | 3.9674 | -4.9853 | 0 | -4.7035 | 118.1927 | -179.7173 | 112.7038 | -136.2287 | 113.1196 | -136.2287
Marchwood | CCGT (Combined Cycle Gas Turbine) | Conventional Carbon | MAWO40 | 26 | 560.9725 | 67.76% | 380.1335 | 4.1469 | -5.333 | 0 | -6.205 | 3.953 | -4.9836 | 0 | -4.7035 | 3.9674 | -4.9853 | 0 | -4.7035 | 299.0206 | -3480.8404 | 323.1008 | -2638.5358 | 330.5398 | -2638.5358
Margree Wind Farm | Wind Onshore | Intermittent | GNSH10 | 10 | 30.4876 | 39.43% | 12.02 | 1.2173 | 20.8248 | 19.3446 | -6.205 | 1.3707 | 17.0175 | 14.245 | -4.7035 | 1.3707 | 20.4771 | 19.1219 | -4.7035 | 840.087 | -189.1761 | 638.8466 | -143.3987 | 829.1151 | -143.3987
Mark Hill Wind Farm | Wind Onshore | Intermittent | MAHI20 | 10 | 32.3169 | 29.2% | 9.4358 | 1.2173 | 20.8248 | 19.3446 | -6.205 | 1.3707 | 17.0175 | 14.245 | -4.7035 | 1.3707 | 20.4771 | 19.1219 | -4.7035 | 821.6577 | -200.5267 | 620.9276 | -152.0026 | 811.177 | -152.0026
Medway Power Station | CCGT | Conventional Carbon | GRAI40 | 24 | 554.875 | 28.1% | 155.9221 | -2.6503 | 3.6893 | 0 | -6.205 | -2.6975 | 4.0118 | 0 | -4.7035 | -2.6975 | 4.0118 | 0 | -4.7035 | -895.3577 | -3443.0052 | -871.2672 | -2609.856 | -871.2672 | -2609.856
Melksham (Tertiary) | PV Array | Intermittent | MELK40_SEP | 22 | 4.3292 | 10.9% | 0.47189 | 4.0778 | 3.6893 | -10.7453 | -6.205 | 3.8901 | 4.0118 | -10.7601 | -4.7035 | 3.8983 | 4.0118 | -10.7601 | -4.7035 | -44.778 | -26.863 | -44.6901 | -20.3626 | -44.6901 | -20.3626
Melvich Wind Energy Hub | Wind Onshore | Intermittent | MELV10 | 1 | 54.8777 | 39.43% | 21.636 | 2.6797 | 24.645 | 35.8269 | -6.205 | 2.8165 | 20.5525 | 30.294 | -4.7035 | 2.8165 | 24.2972 | 35.6041 | -4.7035 | 2499.3165 | -340.517 | 2107.1423 | -258.1176 | 2479.567 | -258.1176
Merlin Offshore Wind Farm | Wind Offshore | Intermittent | TAUN4A | 26 | 182.9258 | 46.94% | 85.8562 | 4.1469 | -5.333 | 0 | -6.205 | 3.953 | -4.9836 | 0 | -4.7035 | 3.9674 | -4.9853 | 0 | -4.7035 | -457.8722 | -1135.0567 | -427.8734 | -860.3921 | -428.0149 | -860.3921
MeyGen Tidal | Tidal | Intermittent | GILB10 | 1 | 144.5114 | 11.6% | 16.7633 | 2.6797 | 24.645 | 35.8269 | -6.205 | 2.8165 | 20.5525 | 30.294 | -4.7035 | 2.8165 | 24.2972 | 35.6041 | -4.7035 | 5590.5197 | -896.6948 | 4722.3607 | -679.7098 | 5552.4967 | -679.7098
Middle Muir Wind Farm | Wind Onshore | Intermittent | MIDM10 | 11 | 31.0974 | 38.04% | 11.8282 | 1.985 | 20.8248 | 14.7174 | -6.205 | 2.1697 | 17.0175 | 7.6197 | -4.7035 | 2.1644 | 20.4771 | 14.4946 | -4.7035 | 703.9941 | -192.9596 | 438.2417 | -146.2667 | 692.953 | -146.2667
Middleton BESS | Battery Storage | Conventional Carbon | MIDL40 | 14 | 121.9505 | 1.239% | 1.5111 | 0.32854 | 10.1306 | 4.3457 | -6.205 | 0.56533 | 9.7417 | 2.3575 | -4.7035 | 0.50801 | 9.7828 | 4.123 | -4.7035 | 61.9412 | -756.7044 | 87.2253 | -573.5947 | 82.9652 | -573.5947
Millbrook Power | OCGT | Conventional Carbon | MARV40 | 18 | 182.3161 | 0.4762% | 0.86819 | -0.31239 | 3.7989 | 0.007047 | -6.205 | -0.31014 | 4.0571 | 0.002912 | -4.7035 | -0.31014 | 4.0571 | 0.002912 | -4.7035 | -53.6504 | -1131.2731 | -53.0185 | -857.5241 | -53.0185 | -857.5241
Millennium South | Wind Onshore | Intermittent | MILS1Q | 3 | 15.2438 | 39.43% | 6.01 | 3.4971 | 23.5008 | 30.9178 | -6.205 | 3.6305 | 19.4137 | 25.4082 | -4.7035 | 3.6305 | 23.153 | 30.695 | -4.7035 | 612.5456 | -94.5881 | 503.9948 | -71.6993 | 607.0597 | -71.6993
Millennium Wind | Wind Onshore | Intermittent | MILW1Q | 3 | 39.6339 | 51% | 20.2143 | 3.4971 | 23.5008 | 30.9178 | -6.205 | 3.6305 | 19.4137 | 25.4082 | -4.7035 | 3.6305 | 23.153 | 30.695 | -4.7035 | 1700.4455 | -245.9289 | 1399.4608 | -186.4183 | 1684.5864 | -186.4183
Mill Hill Tertiary Connection | Battery Storage | Conventional Carbon | MILH2A_EPN | 25 | 34.7559 | 1.239% | 0.43066 | 0.009779 | -3.4421 | 0 | -6.205 | -0.1087 | -3.1395 | 0 | -4.7035 | -0.1087 | -3.1395 | 0 | -4.7035 | -1.1425 | -215.6608 | -5.13 | -163.4745 | -5.13 | -163.4745
Minety Tertiary(2) | PV Array | Intermittent | MITY40 | 21 | 30.4815 | 10.9% | 3.3225 | 3.8118 | -5.8952 | 0 | -6.205 | 3.6256 | -5.6064 | 0 | -4.7035 | 3.6323 | -5.6064 | 0 | -4.7035 | -19.5867 | -189.1383 | -18.6273 | -143.37 | -18.6273 | -143.37
Minety Tertiary Connection | Battery Storage | Conventional Carbon | MITY40 | 21 | 28.9633 | 1.239% | 0.35888 | 3.8118 | -5.8952 | 0 | -6.205 | 3.6256 | -5.6064 | 0 | -4.7035 | 3.6323 | -5.6064 | 0 | -4.7035 | 108.2852 | -179.7173 | 102.9963 | -136.2287 | 103.1909 | -136.2287
Minnygap | Wind Onshore | Intermittent | MOFF10 | 12 | 15.2438 | 31.89% | 4.8608 | 0.87013 | 15.4973 | 12.1471 | -6.205 | 1.1529 | 12.7996 | 8.5465 | -4.7035 | 1.0496 | 15.1495 | 11.9244 | -4.7035 | 260.4978 | -94.5881 | 192.4974 | -71.6993 | 255.4115 | -71.6993
Moelfre Energy Park | Wind Onshore | Intermittent | BODE40 | 16 | 96.5848 | 39.43% | 38.0794 | 1.8697 | 5.4849 | 0.094543 | -6.205 | 2.047 | 5.0833 | 0.056053 | -4.7035 | 2.047 | 5.1372 | 0.056053 | -4.7035 | 217.9944 | -599.3099 | 198.9838 | -454.287 | 201.0344 | -454.287
Moel y Llyn | Wind Onshore | Intermittent | LEGA40 | 18 | 153.0479 | 39.43% | 60.3405 | -0.31239 | 3.7989 | 0.007047 | -6.205 | -0.31014 | 4.0571 | 0.002912 | -4.7035 | -0.31014 | 4.0571 | 0.002912 | -4.7035 | 230.3038 | -949.6641 | 245.2539 | -719.8614 | 245.2539 | -719.8614
Monets Garden | Battery Storage | Conventional Carbon | OSBA40 | 15 | 34.7559 | 1.239% | 0.43066 | 3.4087 | 6.146 | 0.3173 | -6.205 | 3.9297 | 6.0688 | 0.38815 | -4.7035 | 3.5882 | 6.0688 | 0.38815 | -4.7035 | 121.2559 | -215.6608 | 139.3624 | -163.4745 | 127.4907 | -163.4745
Monk Fryston SSE | Battery Storage | Conventional Carbon | MONF20 | 15 | 195.1209 | 1.239% | 2.4177 | 3.4087 | 6.146 | 0.3173 | -6.205 | 3.9297 | 6.0688 | 0.38815 | -4.7035 | 3.5882 | 6.0688 | 0.38815 | -4.7035 | 680.735 | -1210.7271 | 782.3854 | -917.7516 | 715.7375 | -917.7516
Monk Fryston Tertiary Connection | Battery Storage | Conventional Carbon | MONF20 | 15 | 34.7559 | 1.239% | 0.43066 | 3.4087 | 6.146 | 0.3173 | -6.205 | 3.9297 | 6.0688 | 0.38815 | -4.7035 | 3.5882 | 6.0688 | 0.38815 | -4.7035 | 121.2559 | -215.6608 | 139.3624 | -163.4745 | 127.4907 | -163.4745
Monquhill Wind Farm | Wind Onshore | Intermittent | ENHI10 | 10 | 6.0975 | 39.43% | 2.404 | 1.2173 | 20.8248 | 19.3446 | -6.205 | 1.3707 | 17.0175 | 14.245 | -4.7035 | 1.3707 | 20.4771 | 19.1219 | -4.7035 | 168.0174 | -37.8352 | 127.7693 | -28.6797 | 165.823 | -28.6797
Mon Solar Farm | PV Array | Intermittent | WYLF40 | 19 | 146.3406 | 10.9% | 15.9511 | 4.325 | 5.9397 | 0.094543 | -6.205 | 4.1641 | 5.2591 | 0.056053 | -4.7035 | 4.1641 | 5.592 | 0.056053 | -4.7035 | 108.581 | -908.0453 | 92.0919 | -688.3137 | 97.4012 | -688.3137
Moray East Offshore Wind Farm | Wind Offshore | Intermittent | NEDE20 | 2 | 548.7774 | 42.61% | 233.8423 | 0.8146 | 24.6448 | 27.5198 | -6.205 | 0.95405 | 20.5523 | 21.9653 | -4.7035 | 0.95405 | 24.297 | 27.2971 | -4.7035 | 20865.2607 | -3405.17 | 16860.0555 | -2581.1763 | 20661.6867 | -2581.1763
Moray West Offshore Windfarm | Wind Offshore | Intermittent | BLHI40 | 1 | 524.3873 | 46.94% | 246.1212 | 2.6797 | 24.645 | 35.8269 | -6.205 | 2.8165 | 20.5525 | 30.294 | -4.7035 | 2.8165 | 24.2972 | 35.6041 | -4.7035 | 24852.7966 | -3253.8291 | 20944.2051 | -2466.4574 | 24650.386 | -2466.4574
Morgannwg Solar Farm | PV Array | Intermittent | ABTH20 | 21 | 151.8284 | 10.9% | 16.5493 | 3.8118 | -5.8952 | 0 | -6.205 | 3.6256 | -5.6064 | 0 | -4.7035 | 3.6323 | -5.6064 | 0 | -4.7035 | -97.5612 | -942.097 | -92.7823 | -714.1254 | -92.7823 | -714.1254
Morlais | Tidal | Intermittent | PERH10 | 19 | 24.3901 | 11.6% | 2.8293 | 4.325 | 5.9397 | 0.094543 | -6.205 | 4.1641 | 5.2591 | 0.056053 | -4.7035 | 4.1641 | 5.592 | 0.056053 | -4.7035 | 19.1109 | -151.3409 | 16.2465 | -114.7189 | 17.1883 | -114.7189
Mossford (part of the Conon Cascade) | Hydro | Conventional Low Carbon | MOSS1S | 1 | 11.4024 | 51.98% | 5.9269 | 2.6797 | 24.645 | 35.8269 | -6.205 | 2.8165 | 20.5525 | 30.294 | -4.7035 | 2.8165 | 24.2972 | 35.6041 | -4.7035 | 585.1344 | -70.7519 | 499.3511 | -53.6311 | 582.093 | -53.6311
Mossy Hill Wind Farm | Wind Onshore | Intermittent | MSHL10 | 1 | 29.2681 | 39.43% | 11.5392 | 2.6797 | 24.645 | 35.8269 | -6.205 | 2.8165 | 20.5525 | 30.294 | -4.7035 | 2.8165 | 24.2972 | 35.6041 | -4.7035 | 1332.9688 | -181.6091 | 1123.8092 | -137.6627 | 1322.4357 | -137.6627
Mwdwl Eithin Energy Park | Wind Onshore | Intermittent | BODE40 | 16 | 49.5119 | 39.43% | 19.5205 | 1.8697 | 5.4849 | 0.094543 | -6.205 | 2.047 | 5.0833 | 0.056053 | -4.7035 | 2.047 | 5.1372 | 0.056053 | -4.7035 | 111.7497 | -307.222 | 102.0043 | -232.8795 | 103.0555 | -232.8795
Nant | Hydro | Conventional Low Carbon | NANT1Q | 7 | 9.1463 | 34.26% | 3.1332 | 2.3791 | 21.4438 | 32.699 | -6.205 | 2.9381 | 17.4007 | 27.3876 | -4.7035 | 2.5585 | 21.096 | 32.4762 | -4.7035 | 388.0225 | -56.7528 | 331.8882 | -43.0196 | 386.5368 | -43.0196
Nant Aman | Wind Onshore | Intermittent | RHIG40 | 21 | 87.1946 | 39.43% | 34.3773 | 3.8118 | -5.8952 | 0 | -6.205 | 3.6256 | -5.6064 | 0 | -4.7035 | 3.6323 | -5.6064 | 0 | -4.7035 | -202.6604 | -541.0437 | -192.7334 | -410.1202 | -192.7334 | -410.1202
Native River (Capenhurst) | Battery Storage | Conventional Carbon | CAPE20 | 16 | 34.7559 | 1.239% | 0.43066 | 1.8697 | 5.4849 | 0.094543 | -6.205 | 2.047 | 5.0833 | 0.056053 | -4.7035 | 2.047 | 5.1372 | 0.056053 | -4.7035 | 67.3844 | -215.6608 | 73.3598 | -163.4745 | 73.383 | -163.4745
Neart Na Gaoithe Offshore Wind Farm | Wind Offshore | Intermittent | CRYR40 | 11 | 273.1692 | 46.94% | 128.212 | 1.985 | 20.8248 | 14.7174 | -6.205 | 2.1697 | 17.0175 | 7.6197 | -4.7035 | 2.1644 | 20.4771 | 14.4946 | -4.7035 | 6690.337 | -1695.018 | 4263.3331 | -1284.8522 | 6584.8952 | -1284.8522
Neilston 132kV Greener Grid Park | Battery Storage | Conventional Carbon | NEIL10 | 10 | 30.4267 | 1.239% | 0.37702 | 1.2173 | 20.8248 | 19.3446 | -6.205 | 1.3707 | 17.0175 | 14.245 | -4.7035 | 1.3707 | 20.4771 | 19.1219 | -4.7035 | 52.1844 | -188.7978 | 53.4915 | -143.1119 | 56.6344 | -143.1119
Neilston 400kV Greener Grid Park | Battery Storage | Conventional Carbon | NEIL40 | 10 | 20.1218 | 1.239% | 0.24933 | 1.2173 | 20.8248 | 19.3446 | -6.205 | 1.3707 | 17.0175 | 14.245 | -4.7035 | 1.3707 | 20.4771 | 19.1219 | -4.7035 | 34.5107 | -124.8562 | 35.3751 | -94.6431 | 37.4536 | -94.6431
Newarthill Energy Park | Battery Storage | Conventional Carbon | NEAR2Q | 11 | 152.4382 | 1.239% | 1.8889 | 1.985 | 20.8248 | 14.7174 | -6.205 | 2.1697 | 17.0175 | 7.6197 | -4.7035 | 2.1644 | 20.4771 | 14.4946 | -4.7035 | 369.7167 | -945.8806 | 377.2858 | -716.9934 | 395.9966 | -716.9934
Norfolk Boreas | Wind Offshore | Intermittent | NECT40 | 17 | 804.8736 | 46.94% | 377.7674 | 0.76947 | 4.0897 | 0.014209 | -6.205 | 1.0342 | 4.2376 | 0.007355 | -4.7035 | 0.94894 | 4.2376 | 0.007355 | -4.7035 | 1556.4016 | -4994.2493 | 1606.7311 | -3785.7252 | 1606.7311 | -3785.7252
North Killingholme Power Project | CCGT | Conventional Carbon | KILL40 | 15 | 329.2665 | 49.36% | 162.5302 | 3.4087 | 6.146 | 0.3173 | -6.205 | 3.9297 | 6.0688 | 0.38815 | -4.7035 | 3.5882 | 6.0688 | 0.38815 | -4.7035 | 2172.8482 | -2043.102 | 2343.3846 | -1548.7058 | 2230.9163 | -1548.7058
North Kyle New Cumnock | Wind Onshore | Intermittent | NECU10 | 10 | 129.2676 | 39.43% | 50.9649 | 1.2173 | 20.8248 | 19.3446 | -6.205 | 1.3707 | 17.0175 | 14.245 | -4.7035 | 1.3707 | 20.4771 | 19.1219 | -4.7035 | 3561.969 | -802.1067 | 2708.7096 | -608.0104 | 3515.448 | -608.0104
North Lowther Energy Initiative | Wind Onshore | Intermittent | NLEI10 | 11 | 92.1946 | 39.43% | 36.3486 | 1.985 | 20.8248 | 14.7174 | -6.205 | 2.1697 | 17.0175 | 7.6197 | -4.7035 | 2.1644 | 20.4771 | 14.4946 | -4.7035 | 2113.8187 | -572.0686 | 1321.0628 | -433.6376 | 2080.6396 | -433.6376
North Wales Hybrid | PV Array | Intermittent | BODE40 | 16 | 32.3169 | 10.9% | 3.5225 | 1.8697 | 5.4849 | 0.094543 | -6.205 | 2.047 | 5.0833 | 0.056053 | -4.7035 | 2.047 | 5.1372 | 0.056053 | -4.7035 | 22.3762 | -200.5267 | 19.7177 | -152.0026 | 19.9073 | -152.0026
Norton | PV Array | Intermittent | NORT20 | 13 | 34.7559 | 10.9% | 3.7884 | 2.809 | 10.1306 | 3.1166 | -6.205 | 3.1368 | 9.7417 | 4.1015 | -4.7035 | 2.9885 | 9.7828 | 3.3394 | -4.7035 | 146.6983 | -215.6608 | 179.4562 | -163.4745 | 153.1235 | -163.4745
Norton PV and BESS | PV Array | Intermittent | NORT20 | 13 | 24.9389 | 10.9% | 2.7183 | 2.809 | 10.1306 | 3.1166 | -6.205 | 3.1368 | 9.7417 | 4.1015 | -4.7035 | 2.9885 | 9.7828 | 3.3394 | -4.7035 | 105.2625 | -154.7461 | 128.7677 | -117.3001 | 109.8728 | -117.3001
Norwich PP | Battery Storage | Conventional Carbon | NORM40 | 18 | 30.4267 | 1.239% | 0.37702 | -0.31239 | 3.7989 | 0.007047 | -6.205 | -0.31014 | 4.0571 | 0.002912 | -4.7035 | -0.31014 | 4.0571 | 0.002912 | -4.7035 | -8.0702 | -188.7978 | -7.9058 | -143.1119 | -7.9058 | -143.1119
Norwich | CCGT | Conventional Carbon | NORM40 | 18 | 30.1828 | 49.36% | 14.8986 | -0.31239 | 3.7989 | 0.007047 | -6.205 | -0.31014 | 4.0571 | 0.002912 | -4.7035 | -0.31014 | 4.0571 | 0.002912 | -4.7035 | 47.2738 | -187.2844 | 51.1278 | -141.9647 | 51.1278 | -141.9647
Nursling Tertiary | Energy Storage System | Conventional Carbon | NURS40 | 26 | 30.4267 | 3.441% | 1.0469 | 4.1469 | -5.333 | 0 | -6.205 | 3.953 | -4.9836 | 0 | -4.7035 | 3.9674 | -4.9853 | 0 | -4.7035 | 120.5921 | -188.7978 | 115.0599 | -143.1119 | 115.4956 | -143.1119
NZT Power Project | CCGT | Conventional Carbon | TODP20 | 13 | 524.3873 | 49.36% | 258.8444 | 2.809 | 10.1306 | 3.1166 | -6.205 | 3.1368 | 9.7417 | 4.1015 | -4.7035 | 2.9885 | 9.7828 | 3.3394 | -4.7035 | 4901.9493 | -3253.8291 | 5228.1494 | -2466.4574 | 4963.7074 | -2466.4574
Oaklands Farm Solar PV | PV Array | Intermittent | DRAK40 | 18 | 98.9629 | 10.9% | 10.787 | -0.31239 | 3.7989 | 0.007047 | -6.205 | -0.31014 | 4.0571 | 0.002912 | -4.7035 | -0.31014 | 4.0571 | 0.002912 | -4.7035 | 41.6755 | -614.0657 | 44.052 | -465.4721 | 44.052 | -465.4721
Ochill BESS | Battery Storage | Conventional Carbon | OCHL19 | 9 | 30.1828 | 1.239% | 0.37399 | 2.473 | 21.3193 | 19.9867 | -6.205 | 2.6085 | 17.2109 | 14.4961 | -4.7035 | 2.6085 | 20.9715 | 19.7639 | -4.7035 | 90.0903 | -187.2844 | 90.5909 | -141.9647 | 93.9674 | -141.9647
Ocker Hill Tertiary Connection | Battery Storage | Conventional Carbon | OCKH20 | 18 | 34.7559 | 1.239% | 0.43066 | -0.31239 | 3.7989 | 0.007047 | -6.205 | -0.31014 | 4.0571 | 0.002912 | -4.7035 | -0.31014 | 4.0571 | 0.002912 | -4.7035 | -9.2185 | -215.6608 | -9.0307 | -163.4745 | -9.0307 | -163.4745
Oldbury (Tertiary) | Battery Storage | Conventional Carbon | OLDB4A | 18 | 30.4267 | 1.239% | 0.37702 | -0.31239 | 3.7989 | 0.007047 | -6.205 | -0.31014 | 4.0571 | 0.002912 | -4.7035 | -0.31014 | 4.0571 | 0.002912 | -4.7035 | -8.0702 | -188.7978 | -7.9058 | -143.1119 | -7.9058 | -143.1119
Old Flatts Farm | Battery Storage | Conventional Carbon | BRIN20 | 16 | 457.3145 | 1.239% | 5.6666 | 1.8697 | 5.4849 | 0.094543 | -6.205 | 2.047 | 5.0833 | 0.056053 | -4.7035 | 2.047 | 5.1372 | 0.056053 | -4.7035 | 886.6365 | -2837.6417 | 965.2606 | -2150.9802 | 965.5658 | -2150.9802
Old Forest of Ae | Wind Onshore | Intermittent | OFOA10 | 12 | 34.1462 | 39.43% | 13.4624 | 0.87013 | 15.4973 | 12.1471 | -6.205 | 1.1529 | 12.7996 | 8.5465 | -4.7035 | 1.0496 | 15.1495 | 11.9244 | -4.7035 | 623.4093 | -211.8772 | 464.1439 | -160.6065 | 611.1207 | -160.6065
One Earth Solar Farm | PV Array | Intermittent | HIGM20 | 16 | 304.8764 | 10.9% | 33.2315 | 1.8697 | 5.4849 | 0.094543 | -6.205 | 2.047 | 5.0833 | 0.056053 | -4.7035 | 2.047 | 5.1372 | 0.056053 | -4.7035 | 211.0965 | -1891.7611 | 186.0157 | -1433.9868 | 187.8052 | -1433.9868
Ormonde Offshore Wind Farm | Wind Offshore | Intermittent | HEYS40 | 14 | 91.4629 | 39.39% | 36.0304 | 0.32854 | 10.1306 | 4.3457 | -6.205 | 0.56533 | 9.7417 | 2.3575 | -4.7035 | 0.50801 | 9.7828 | 4.123 | -4.7035 | 762.4826 | -567.5283 | 566.6264 | -430.196 | 729.5772 | -430.196
Orrin (part of the Conon Cascade) | Hydro | Conventional Low Carbon | ORRI10 | 1 | 10.9755 | 51.98% | 5.705 | 2.6797 | 24.645 | 35.8269 | -6.205 | 2.8165 | 20.5525 | 30.294 | -4.7035 | 2.8165 | 24.2972 | 35.6041 | -4.7035 | 563.231 | -68.1034 | 480.6588 | -51.6235 | 560.3034 | -51.6235
Ouse Energy Storage | Battery Storage | Conventional Carbon | KEMS40 | 24 | 151.8284 | 1.239% | 1.8813 | -2.6503 | 3.6893 | 0 | -6.205 | -2.6975 | 4.0118 | 0 | -4.7035 | -2.6975 | 4.0118 | 0 | -4.7035 | -395.4551 | -942.097 | -402.0171 | -714.1254 | -402.0171 | -714.1254
Overhill Wind Farm | Wind Onshore | Intermittent | OHLL10 | 10 | 30.4876 | 39.43% | 12.02 | 1.2173 | 20.8248 | 19.3446 | -6.205 | 1.3707 | 17.0175 | 14.245 | -4.7035 | 1.3707 | 20.4771 | 19.1219 | -4.7035 | 840.087 | -189.1761 | 638.8466 | -143.3987 | 829.1151 | -143.3987
OWF-100 | Wind Offshore | Intermittent | DOUN10 | 1 | 60.9753 | 46.94% | 28.6187 | 2.6797 | 24.645 | 35.8269 | -6.205 | 2.8165 | 20.5525 | 30.294 | -4.7035 | 2.8165 | 24.2972 | 35.6041 | -4.7035 | 2889.8601 | -378.3522 | 2435.3727 | -286.7974 | 2866.324 | -286.7974
OWF1 Offshore | Wind Offshore | Intermittent | HUNE40 | 11 | 1219.5054 | 46.94% | 572.3749 | 1.985 | 20.8248 | 14.7174 | -6.205 | 2.1697 | 17.0175 | 7.6197 | -4.7035 | 2.1644 | 20.4771 | 14.4946 | -4.7035 | 29867.5759 | -7567.0444 | 19032.7373 | -5735.9473 | 29396.8536 | -5735.9473
Pembroke (spare bay) | PV Array | Intermittent | PEMB40 | 20 | 73.1703 | 10.9% | 7.9756 | 9.1687 | -5.1606 | 0 | -6.205 | 8.9842 | -4.879 | 0 | -4.7035 | 8.9892 | -4.879 | 0 | -4.7035 | -41.1588 | -454.0227 | -38.9126 | -344.1568 | -38.9126 | -344.1568
Pembroke BESS | Battery Storage | Conventional Carbon | PEMB40 | 20 | 213.4134 | 1.239% | 2.6444 | 9.1687 | -5.1606 | 0 | -6.205 | 8.9842 | -4.879 | 0 | -4.7035 | 8.9892 | -4.879 | 0 | -4.7035 | 1943.0703 | -1324.2328 | 1904.4561 | -1003.7908 | 1905.5144 | -1003.7908
Pembroke BESS and Solar Station | PV Array | Intermittent | PEMB40 | 20 | 60.9143 | 10.9% | 6.6397 | 9.1687 | -5.1606 | 0 | -6.205 | 8.9842 | -4.879 | 0 | -4.7035 | 8.9892 | -4.879 | 0 | -4.7035 | -34.2647 | -377.9739 | -32.3947 | -286.5106 | -32.3947 | -286.5106
Pembroke Power Station | CCGT (Combined Cycle Gas Turbine) | Conventional Carbon | PEMB40 | 20 | 1340.8462 | 68.07% | 912.7288 | 9.1687 | -5.1606 | 0 | -6.205 | 8.9842 | -4.879 | 0 | -4.7035 | 8.9892 | -4.879 | 0 | -4.7035 | 7583.5337 | -8319.9654 | 7593.3077 | -6306.6741 | 7599.9572 | -6306.6741
Pencloe Windfarm | Wind Onshore | Intermittent | BLAH10 | 10 | 72.5606 | 39.43% | 28.6077 | 1.2173 | 20.8248 | 19.3446 | -6.205 | 1.3707 | 17.0175 | 14.245 | -4.7035 | 1.3707 | 20.4771 | 19.1219 | -4.7035 | 1999.4071 | -450.2391 | 1520.4549 | -341.2889 | 1973.2939 | -341.2889
Penketh Hall Farm | Battery Storage | Conventional Carbon | FIDF20_SPM | 15 | 152.3772 | 1.239% | 1.8881 | 3.4087 | 6.146 | 0.3173 | -6.205 | 3.9297 | 6.0688 | 0.38815 | -4.7035 | 3.5882 | 6.0688 | 0.38815 | -4.7035 | 531.6115 | -945.5022 | 610.9941 | -716.7066 | 558.9463 | -716.7066
Penwortham BESS | Battery Storage | Conventional Carbon | PEWO40 | 15 | 34.7559 | 1.239% | 0.43066 | 3.4087 | 6.146 | 0.3173 | -6.205 | 3.9297 | 6.0688 | 0.38815 | -4.7035 | 3.5882 | 6.0688 | 0.38815 | -4.7035 | 121.2559 | -215.6608 | 139.3624 | -163.4745 | 127.4907 | -163.4745
Penwortham Green Energy Centre | PV Array | Intermittent | PEWO40 | 15 | 243.9011 | 10.9% | 26.5852 | 3.4087 | 6.146 | 0.3173 | -6.205 | 3.9297 | 6.0688 | 0.38815 | -4.7035 | 3.5882 | 6.0688 | 0.38815 | -4.7035 | 240.7824 | -1513.4089 | 256.0108 | -1147.1895 | 256.0108 | -1147.1895
Pen Y Cymoedd Wind Farm | Wind Onshore | Intermittent | RHIG40 | 21 | 139.0236 | 35.32% | 49.1019 | 3.8118 | -5.8952 | 0 | -6.205 | 3.6256 | -5.6064 | 0 | -4.7035 | 3.6323 | -5.6064 | 0 | -4.7035 | -289.4647 | -862.6431 | -275.2858 | -653.898 | -275.2858 | -653.898
Perwinnes | PV Array | Intermittent | KINT10 | 1 | 27.4389 | 10.9% | 2.9908 | 2.6797 | 24.645 | 35.8269 | -6.205 | 2.8165 | 20.5525 | 30.294 | -4.7035 | 2.8165 | 24.2972 | 35.6041 | -4.7035 | 1056.7575 | -170.2585 | 892.7032 | -129.0588 | 1049.6047 | -129.0588
Peterborough | CCGT (Combined Cycle Gas Turbine) | Conventional Carbon | WALP40_EPN | 17 | 149.3894 | 0.5902% | 0.8817 | 0.76947 | 4.0897 | 0.014209 | -6.205 | 1.0342 | 4.2376 | 0.007355 | -4.7035 | 0.94894 | 4.2376 | 0.007355 | -4.7035 | 118.5697 | -926.9629 | 158.2362 | -702.6535 | 145.5044 | -702.6535
Peterhead | CCGT (Combined Cycle Gas Turbine) | Conventional Carbon | PEHE20 | 2 | 719.5082 | 52.49% | 377.7051 | 0.8146 | 24.6448 | 27.5198 | -6.205 | 0.95405 | 20.5523 | 21.9653 | -4.7035 | 0.95405 | 24.297 | 27.2971 | -4.7035 | 20288.9589 | -4464.5562 | 16745.5602 | -3384.2089 | 20173.8046 | -3384.2089
Petroc Offshore Wind Farm | Wind Offshore | Intermittent | ALVE4A | 27 | 182.9258 | 46.94% | 85.8562 | 4.6348 | -9.1108 | 0 | -6.205 | 4.7553 | -9.086 | 0 | -4.7035 | 4.7553 | -9.086 | 0 | -4.7035 | -782.2161 | -1135.0567 | -780.0889 | -860.3921 | -780.0889 | -860.3921
Pivot Power Harker Hybrid | Battery Storage | Conventional Carbon | HARK40 | 12 | 30.4267 | 1.239% | 0.37702 | 0.87013 | 15.4973 | 12.1471 | -6.205 | 1.1529 | 12.7996 | 8.5465 | -4.7035 | 1.0496 | 15.1495 | 11.9244 | -4.7035 | 36.8974 | -188.7978 | 43.1279 | -143.1119 | 42.1429 | -143.1119
Plas Power Estate North Tertiary | PV Array | Intermittent | LEGA40 | 18 | 34.7559 | 10.9% | 3.7884 | -0.31239 | 3.7989 | 0.007047 | -6.205 | -0.31014 | 4.0571 | 0.002912 | -4.7035 | -0.31014 | 4.0571 | 0.002912 | -4.7035 | 14.6365 | -215.6608 | 15.4711 | -163.4745 | 15.4711 | -163.4745
Pogbie Wind Farm | Wind Onshore | Intermittent | DUNE10 | 11 | 5.8536 | 29.43% | 1.7228 | 1.985 | 20.8248 | 14.7174 | -6.205 | 2.1697 | 17.0175 | 7.6197 | -4.7035 | 2.1644 | 20.4771 | 14.4946 | -4.7035 | 122.0276 | -36.3218 | 73.9212 | -27.5325 | 120.1244 | -27.5325
Pond Hill Farm 1 | Battery Storage | Conventional Carbon | MITY40 | 21 | 28.9633 | 1.239% | 0.35888 | 3.8118 | -5.8952 | 0 | -6.205 | 3.6256 | -5.6064 | 0 | -4.7035 | 3.6323 | -5.6064 | 0 | -4.7035 | 108.2852 | -179.7173 | 102.9963 | -136.2287 | 103.1909 | -136.2287
Pond Hill Farm 2 BESS | Battery Storage | Conventional Carbon | MITY40 | 21 | 28.9633 | 1.239% | 0.35888 | 3.8118 | -5.8952 | 0 | -6.205 | 3.6256 | -5.6064 | 0 | -4.7035 | 3.6323 | -5.6064 | 0 | -4.7035 | 108.2852 | -179.7173 | 102.9963 | -136.2287 | 103.1909 | -136.2287
Porters Wood | PV Array | Intermittent | BULL40 | 23 | 304.8764 | 10.9% | 33.2315 | -3.0883 | 3.6893 | -1.097 | -6.205 | -3.1489 | 4.0118 | -1.073 | -4.7035 | -3.1489 | 4.0118 | -1.073 | -4.7035 | -211.8399 | -1891.7611 | -193.8056 | -1433.9868 | -193.8056 | -1433.9868
Port of Mostyn | Tidal | Intermittent | CONQ40 | 16 | 128.0481 | 11.6% | 14.8536 | 1.8697 | 5.4849 | 0.094543 | -6.205 | 2.047 | 5.0833 | 0.056053 | -4.7035 | 2.047 | 5.1372 | 0.056053 | -4.7035 | 93.5769 | -794.5397 | 82.6829 | -602.2745 | 83.4828 | -602.2745
Priestgill Wind Farm | Wind Onshore | Intermittent | ELVA40 | 11 | 26.6035 | 39.43% | 10.4887 | 1.985 | 20.8248 | 14.7174 | -6.205 | 2.1697 | 17.0175 | 7.6197 | -4.7035 | 2.1644 | 20.4771 | 14.4946 | -4.7035 | 609.9597 | -165.0751 | 381.2035 | -125.1297 | 600.3856 | -125.1297
Progress Power Station | OCGT | Conventional Carbon | YAXL40 | 18 | 182.3161 | 0.4762% | 0.86819 | -0.31239 | 3.7989 | 0.007047 | -6.205 | -0.31014 | 4.0571 | 0.002912 | -4.7035 | -0.31014 | 4.0571 | 0.002912 | -4.7035 | -53.6504 | -1131.2731 | -53.0185 | -857.5241 | -53.0185 | -857.5241
Quantans Hill Wind Farm | Wind Onshore | Intermittent | QUAN10 | 10 | 57.9265 | 39.43% | 22.838 | 1.2173 | 20.8248 | 19.3446 | -6.205 | 1.3707 | 17.0175 | 14.245 | -4.7035 | 1.3707 | 20.4771 | 19.1219 | -4.7035 | 1596.1653 | -359.4346 | 1213.8086 | -272.4575 | 1575.3187 | -272.4575
Race Bank Wind Farm | Wind Offshore | Intermittent | WALP40_EME | 17 | 344.5103 | 46.93% | 161.6894 | 0.76947 | 4.0897 | 0.014209 | -6.205 | 1.0342 | 4.2376 | 0.007355 | -4.7035 | 0.94894 | 4.2376 | 0.007355 | -4.7035 | 666.1603 | -2137.6901 | 687.7019 | -1620.4051 | 687.7019 | -1620.4051
Rampion Extension Offshore Wind Farm | Wind Offshore | Intermittent | BOLN40 | 25 | 731.7032 | 46.94% | 343.4249 | 0.009779 | -3.4421 | 0 | -6.205 | -0.1087 | -3.1395 | 0 | -4.7035 | -0.1087 | -3.1395 | 0 | -4.7035 | -1182.1129 | -4540.2267 | -1078.1945 | -3441.5684 | -1078.1945 | -3441.5684
Rampion Offshore Wind Farm | Wind Offshore | Intermittent | BOLN40 | 25 | 243.9011 | 41.5% | 101.2272 | 0.009779 | -3.4421 | 0 | -6.205 | -0.1087 | -3.1395 | 0 | -4.7035 | -0.1087 | -3.1395 | 0 | -4.7035 | -348.4372 | -1513.4089 | -317.8065 | -1147.1895 | -317.8065 | -1147.1895
Ratcliffe EMERGE | Waste | Conventional Carbon | RATS40 | 18 | 30.4267 | 43.17% | 13.1347 | -0.31239 | 3.7989 | 0.007047 | -6.205 | -0.31014 | 4.0571 | 0.002912 | -4.7035 | -0.31014 | 4.0571 | 0.002912 | -4.7035 | 40.4843 | -188.7978 | 43.8907 | -143.1119 | 43.8907 | -143.1119
Ratcliffe on Soar | Coal | Conventional Carbon | RATS40 | 18 | 1232.3102 | 14.97% | 184.4805 | -0.31239 | 3.7989 | 0.007047 | -6.205 | -0.31014 | 4.0571 | 0.002912 | -4.7035 | -0.31014 | 4.0571 | 0.002912 | -4.7035 | 317.1484 | -7646.4984 | 366.8078 | -5796.1748 | 366.8078 | -5796.1748
Ratcliffe-on-Soar | Battery Storage | Conventional Carbon | RATS40 | 18 | 73.1703 | 1.239% | 0.90665 | -0.31239 | 3.7989 | 0.007047 | -6.205 | -0.31014 | 4.0571 | 0.002912 | -4.7035 | -0.31014 | 4.0571 | 0.002912 | -4.7035 | -19.4074 | -454.0227 | -19.0119 | -344.1568 | -19.0119 | -344.1568
Rawhills Battery Energy Storage Facility | Battery Storage | Conventional Carbon | RAWH49 | 11 | 304.8764 | 1.239% | 3.7777 | 1.985 | 20.8248 | 14.7174 | -6.205 | 2.1697 | 17.0175 | 7.6197 | -4.7035 | 2.1644 | 20.4771 | 14.4946 | -4.7035 | 739.4334 | -1891.7611 | 754.5716 | -1433.9868 | 791.9933 | -1433.9868
Rayleigh 1 Tertiary | PV Array | Intermittent | RAYL40 | 23 | 34.7559 | 10.9% | 3.7884 | -3.0883 | 3.6893 | -1.097 | -6.205 | -3.1489 | 4.0118 | -1.073 | -4.7035 | -3.1489 | 4.0118 | -1.073 | -4.7035 | -24.1497 | -215.6608 | -22.0938 | -163.4745 | -22.0938 | -163.4745
Rayleigh 2 Tertiary | PV Array | Intermittent | RAYL40 | 23 | 34.7559 | 10.9% | 3.7884 | -3.0883 | 3.6893 | -1.097 | -6.205 | -3.1489 | 4.0118 | -1.073 | -4.7035 | -3.1489 | 4.0118 | -1.073 | -4.7035 | -24.1497 | -215.6608 | -22.0938 | -163.4745 | -22.0938 | -163.4745
Red John PSH | Pump Storage | Conventional Carbon | KNOC20 | 1 | 274.3887 | 8.6% | 23.5961 | 2.6797 | 24.645 | 35.8269 | -6.205 | 2.8165 | 20.5525 | 30.294 | -4.7035 | 2.8165 | 24.2972 | 35.6041 | -4.7035 | 2162.1692 | -1702.585 | 1972.5873 | -1290.5881 | 2186.2446 | -1290.5881
Richborough 1 | Battery Storage | Conventional Carbon | RICH40 | 24 | 30.4876 | 1.239% | 0.37777 | -2.6503 | 3.6893 | 0 | -6.205 | -2.6975 | 4.0118 | 0 | -4.7035 | -2.6975 | 4.0118 | 0 | -4.7035 | -79.4087 | -189.1761 | -80.7263 | -143.3987 | -80.7263 | -143.3987
Richborough 2 | Battery Storage | Conventional Carbon | RICH40 | 24 | 30.4876 | 1.239% | 0.37777 | -2.6503 | 3.6893 | 0 | -6.205 | -2.6975 | 4.0118 | 0 | -4.7035 | -2.6975 | 4.0118 | 0 | -4.7035 | -79.4087 | -189.1761 | -80.7263 | -143.3987 | -80.7263 | -143.3987
Robin Rigg East Offshore Wind Farm | Wind Offshore | Intermittent | HARK40 | 12 | 52.4387 | 38.21% | 20.0369 | 0.87013 | 15.4973 | 12.1471 | -6.205 | 1.1529 | 12.7996 | 8.5465 | -4.7035 | 1.0496 | 15.1495 | 11.9244 | -4.7035 | 947.4983 | -325.3829 | 704.632 | -246.6457 | 928.8483 | -246.6457
Robin Rigg West Offshore Wind Farm | Wind Offshore | Intermittent | HARK40 | 12 | 56.0972 | 41.45% | 23.2503 | 0.87013 | 15.4973 | 12.1471 | -6.205 | 1.1529 | 12.7996 | 8.5465 | -4.7035 | 1.0496 | 15.1495 | 11.9244 | -4.7035 | 1041.7386 | -348.084 | 777.0304 | -263.8536 | 1021.1561 | -263.8536
Rochdale BESS | Battery Storage | Conventional Carbon | ROCH20 | 15 | 34.7559 | 1.239% | 0.43066 | 3.4087 | 6.146 | 0.3173 | -6.205 | 3.9297 | 6.0688 | 0.38815 | -4.7035 | 3.5882 | 6.0688 | 0.38815 | -4.7035 | 121.2559 | -215.6608 | 139.3624 | -163.4745 | 127.4907 | -163.4745
Rochester Renewable Project | Wind Onshore | Intermittent | KINO40 | 24 | 36.5852 | 39.43% | 14.424 | -2.6503 | 3.6893 | 0 | -6.205 | -2.6975 | 4.0118 | 0 | -4.7035 | -2.6975 | 4.0118 | 0 | -4.7035 | 53.2148 | -227.0113 | 57.867 | -172.0784 | 57.867 | -172.0784
Rocksavage | CCGT (Combined Cycle Gas Turbine) | Conventional Carbon | ROCK40 | 16 | 493.8997 | 31.02% | 153.1953 | 1.8697 | 5.4849 | 0.094543 | -6.205 | 2.047 | 5.0833 | 0.056053 | -4.7035 | 2.047 | 5.1372 | 0.056053 | -4.7035 | 1778.1706 | -3064.653 | 1798.3568 | -2323.0587 | 1806.6064 | -2323.0587
Rye House | CCGT (Combined Cycle Gas Turbine) | Conventional Carbon | RYEH40 | 24 | 435.9732 | 8.703% | 37.9445 | -2.6503 | 3.6893 | 0 | -6.205 | -2.6975 | 4.0118 | 0 | -4.7035 | -2.6975 | 4.0118 | 0 | -4.7035 | -1015.4849 | -2705.2184 | -1023.8316 | -2050.6012 | -1023.8316 | -2050.6012
Rye House (Tertiary) | PV Array | Intermittent | RYEH40 | 24 | 34.7559 | 10.9% | 3.7884 | -2.6503 | 3.6893 | 0 | -6.205 | -2.6975 | 4.0118 | 0 | -4.7035 | -2.6975 | 4.0118 | 0 | -4.7035 | 13.9766 | -215.6608 | 15.1984 | -163.4745 | 15.1984 | -163.4745
Saltend | CCGT (Combined Cycle Gas Turbine) | Conventional Carbon | SAES20 | 15 | 670.728 | 71.86% | 481.957 | 3.4087 | 6.146 | 0.3173 | -6.205 | 3.9297 | 6.0688 | 0.38815 | -4.7035 | 3.5882 | 6.0688 | 0.38815 | -4.7035 | 5401.3312 | -4161.8744 | 5747.7694 | -3154.771 | 5518.6674 | -3154.771
Sandy Knowe Wind Farm | Wind Onshore | Intermittent | SAKN10 | 10 | 65.8533 | 39.43% | 25.9633 | 1.2173 | 20.8248 | 19.3446 | -6.205 | 1.3707 | 17.0175 | 14.245 | -4.7035 | 1.3707 | 20.4771 | 19.1219 | -4.7035 | 1814.588 | -408.6204 | 1379.9087 | -309.7412 | 1790.8886 | -309.7412
Sanquhar II Wind Farm | Wind Onshore | Intermittent | SANQ10 | 10 | 152.4382 | 39.43% | 60.1001 | 1.2173 | 20.8248 | 19.3446 | -6.205 | 1.3707 | 17.0175 | 14.245 | -4.7035 | 1.3707 | 20.4771 | 19.1219 | -4.7035 | 4200.4351 | -945.8806 | 3194.2331 | -716.9934 | 4145.5755 | -716.9934
Sanquhar Wind Farm | Wind Onshore | Intermittent | GLGL10 | 10 | 18.2926 | 53.83% | 9.846 | 1.2173 | 20.8248 | 19.3446 | -6.205 | 1.3707 | 17.0175 | 14.245 | -4.7035 | 1.3707 | 20.4771 | 19.1219 | -4.7035 | 558.9053 | -113.5057 | 428.1325 | -86.0392 | 551.4061 | -86.0392
Scoop Hill Wind Farm | Wind Onshore | Intermittent | SCOP10 | 12 | 304.8764 | 39.43% | 120.2002 | 0.87013 | 15.4973 | 12.1471 | -6.205 | 1.1529 | 12.7996 | 8.5465 | -4.7035 | 1.0496 | 15.1495 | 11.9244 | -4.7035 | 5566.1544 | -1891.7611 | 4144.1415 | -1433.9868 | 5456.4352 | -1433.9868
Seabank | CCGT (Combined Cycle Gas Turbine) | Conventional Carbon | SEAB40 | 22 | 752.4348 | 29.32% | 220.6252 | 4.0778 | 3.6893 | -10.7453 | -6.205 | 3.8901 | 4.0118 | -10.7601 | -4.7035 | 3.8983 | 4.0118 | -10.7601 | -4.7035 | 1511.5616 | -4668.8664 | 1438.1708 | -3539.0795 | 1444.4078 | -3539.0795
Seabank (Tertiary) | Battery Storage | Conventional Carbon | SEAB40 | 22 | 30.4267 | 1.239% | 0.37702 | 4.0778 | 3.6893 | -10.7453 | -6.205 | 3.8901 | 4.0118 | -10.7601 | -4.7035 | 3.8983 | 4.0118 | -10.7601 | -4.7035 | 121.4139 | -188.7978 | 115.8171 | -143.1119 | 116.0693 | -143.1119
Seagreen 1A Offshore Wind Farm | Wind Offshore | Intermittent | COCK20 | 11 | 304.8764 | 46.94% | 143.0937 | 1.985 | 20.8248 | 14.7174 | -6.205 | 2.1697 | 17.0175 | 7.6197 | -4.7035 | 2.1644 | 20.4771 | 14.4946 | -4.7035 | 7466.894 | -1891.7611 | 4758.1843 | -1433.9868 | 7349.2134 | -1433.9868
Seagreen 1 Offshore Wind Farm | Wind Offshore | Intermittent | TEAL20 | 5 | 655.4842 | 46.94% | 307.6515 | 2.7698 | 22.2816 | 25.058 | -6.205 | 2.8861 | 18.1885 | 19.5192 | -4.7035 | 2.8861 | 21.9339 | 24.8352 | -4.7035 | 23280.1123 | -4067.2864 | 18390.228 | -3083.0717 | 23027.0991 | -3083.0717
Sellafield | CHP (Combined Heat and Power) | Conventional Carbon | HUTT40 | 14 | 94.5117 | 4.712% | 4.4533 | 0.32854 | 10.1306 | 4.3457 | -6.205 | 0.56533 | 9.7417 | 2.3575 | -4.7035 | 0.50801 | 9.7828 | 4.123 | -4.7035 | 95.5186 | -586.4459 | 107.3119 | -444.5359 | 109.9396 | -444.5359
Sellindge (Tertiary) | Battery Storage | Conventional Carbon | SELL40 | 24 | 30.4267 | 1.239% | 0.37702 | -2.6503 | 3.6893 | 0 | -6.205 | -2.6975 | 4.0118 | 0 | -4.7035 | -2.6975 | 4.0118 | 0 | -4.7035 | -79.2498 | -188.7978 | -80.5649 | -143.1119 | -80.5649 | -143.1119
Severn Power | CCGT (Combined Cycle Gas Turbine) | Conventional Carbon | USKM20 | 21 | 518.2898 | 25.02% | 129.687 | 3.8118 | -5.8952 | 0 | -6.205 | 3.6256 | -5.6064 | 0 | -4.7035 | 3.6323 | -5.6064 | 0 | -4.7035 | 1211.0654 | -3215.9939 | 1152.0172 | -2437.7776 | 1155.4987 | -2437.7776
SHBEC | Waste | Conventional Carbon | SHBA40 | 15 | 50.6095 | 43.17% | 21.8473 | 3.4087 | 6.146 | 0.3173 | -6.205 | 3.9297 | 6.0688 | 0.38815 | -4.7035 | 3.5882 | 6.0688 | 0.38815 | -4.7035 | 313.7176 | -314.0323 | 339.9495 | -238.0418 | 322.6627 | -238.0418
Sheaf Energy | Battery Storage | Conventional Carbon | RICH40 | 24 | 0 | 1.239% | 0 | -2.6503 | 3.6893 | 0 | -6.205 | -2.6975 | 4.0118 | 0 | -4.7035 | -2.6975 | 4.0118 | 0 | -4.7035 | 0 | 0 | 0 | 0 | 0 | 0
Sheirdrim Wind Farm | Wind Onshore | Intermittent | CRSS10 | 7 | 51.2192 | 39.43% | 20.1936 | 2.3791 | 21.4438 | 32.699 | -6.205 | 2.9381 | 17.4007 | 27.3876 | -4.7035 | 2.5585 | 21.096 | 32.4762 | -4.7035 | 2107.8433 | -317.8159 | 1754.153 | -240.9098 | 2089.4105 | -240.9098
Shepherds Rig Wind Farm | Wind Onshore | Intermittent | SHRG10 | 10 | 51.5851 | 39.43% | 20.3379 | 1.2173 | 20.8248 | 19.3446 | -6.205 | 1.3707 | 17.0175 | 14.245 | -4.7035 | 1.3707 | 20.4771 | 19.1219 | -4.7035 | 1421.4272 | -320.086 | 1080.9285 | -242.6306 | 1402.8628 | -242.6306
Sheringham Shoal Offshore Wind Farm | Wind Offshore | Intermittent | NORM40 | 18 | 192.0721 | 48.53% | 93.2051 | -0.31239 | 3.7989 | 0.007047 | -6.205 | -0.31014 | 4.0571 | 0.002912 | -4.7035 | -0.31014 | 4.0571 | 0.002912 | -4.7035 | 355.4268 | -1191.8095 | 378.7028 | -903.4117 | 378.7028 | -903.4117
Shoreham | CCGT | Conventional Carbon | BOLN40 | 25 | 256.0961 | 24.26% | 62.1246 | 0.009779 | -3.4421 | 0 | -6.205 | -0.1087 | -3.1395 | 0 | -4.7035 | -0.1087 | -3.1395 | 0 | -4.7035 | -211.3364 | -1589.0793 | -222.8799 | -1204.5489 | -222.8799 | -1204.5489
Sizewell B | Nuclear | Conventional Low Carbon | SIZE40 | 18 | 749.9958 | 77.68% | 582.6268 | -0.31239 | 3.7989 | 0.007047 | -6.205 | -0.31014 | 4.0571 | 0.002912 | -4.7035 | -0.31014 | 4.0571 | 0.002912 | -4.7035 | 1984.3083 | -4653.7323 | 2133.3625 | -3527.6076 | 2133.3625 | -3527.6076
Sizing John (Rainhill) | Battery Storage | Conventional Carbon | RAIN20_ENW | 15 | 86.8898 | 1.239% | 1.0767 | 3.4087 | 6.146 | 0.3173 | -6.205 | 3.9297 | 6.0688 | 0.38815 | -4.7035 | 3.5882 | 6.0688 | 0.38815 | -4.7035 | 303.1398 | -539.1519 | 348.406 | -408.6862 | 318.7269 | -408.6862
Slickly Wind Farm | Wind Onshore | Intermittent | GILB10 | 1 | 69.5118 | 39.43% | 27.4057 | 2.6797 | 24.645 | 35.8269 | -6.205 | 2.8165 | 20.5525 | 30.294 | -4.7035 | 2.8165 | 24.2972 | 35.6041 | -4.7035 | 3165.8008 | -431.3215 | 2669.0469 | -326.949 | 3140.7849 | -326.949
Sloy G2 and G3 | Hydro | Conventional Low Carbon | SLOY10 | 8 | 48.7802 | 12.57% | 6.1295 | 3.5293 | 21.4438 | 20.4208 | -6.205 | 3.627 | 17.4007 | 15.1577 | -4.7035 | 3.627 | 21.096 | 20.198 | -4.7035 | 1299.7288 | -302.6818 | 1022.9784 | -229.4379 | 1291.4974 | -229.4379
Sofia Offshore Wind Farm | Wind Offshore | Intermittent | LACK40 | 13 | 804.8736 | 46.94% | 377.7674 | 2.809 | 10.1306 | 3.1166 | -6.205 | 3.1368 | 9.7417 | 4.1015 | -4.7035 | 2.9885 | 9.7828 | 3.3394 | -4.7035 | 6335.4553 | -4994.2493 | 6981.2862 | -3785.7252 | 6383.3874 | -3785.7252
Somerford | PV Array | Intermittent | MITY40 | 21 | 28.9633 | 10.9% | 3.157 | 3.8118 | -5.8952 | 0 | -6.205 | 3.6256 | -5.6064 | 0 | -4.7035 | 3.6323 | -5.6064 | 0 | -4.7035 | -18.6111 | -179.7173 | -17.6994 | -136.2287 | -17.6994 | -136.2287
Southfields | PV Array | Intermittent | MITY40 | 21 | 28.9633 | 10.9% | 3.157 | 3.8118 | -5.8952 | 0 | -6.205 | 3.6256 | -5.6064 | 0 | -4.7035 | 3.6323 | -5.6064 | 0 | -4.7035 | -18.6111 | -179.7173 | -17.6994 | -136.2287 | -17.6994 | -136.2287
Southfields Farm | Battery Storage | Conventional Carbon | MITY40 | 21 | 28.9633 | 1.239% | 0.35888 | 3.8118 | -5.8952 | 0 | -6.205 | 3.6256 | -5.6064 | 0 | -4.7035 | 3.6323 | -5.6064 | 0 | -4.7035 | 108.2852 | -179.7173 | 102.9963 | -136.2287 | 103.1909 | -136.2287
South Humber Bank | CCGT (Combined Cycle Gas Turbine) | Conventional Carbon | SHBA40 | 15 | 832.3124 | 42.01% | 349.6195 | 3.4087 | 6.146 | 0.3173 | -6.205 | 3.9297 | 6.0688 | 0.38815 | -4.7035 | 3.5882 | 6.0688 | 0.38815 | -4.7035 | 5096.7907 | -5164.5078 | 5528.2547 | -3914.7841 | 5243.9599 | -3914.7841
South Kyle Wind Farm | Wind Onshore | Intermittent | NECU10 | 10 | 143.2919 | 39.43% | 56.4941 | 1.2173 | 20.8248 | 19.3446 | -6.205 | 1.3707 | 17.0175 | 14.245 | -4.7035 | 1.3707 | 20.4771 | 19.1219 | -4.7035 | 3948.409 | -889.1277 | 3002.5791 | -673.9738 | 3896.841 | -673.9738
Spalding | CCGT (Combined Cycle Gas Turbine) | Conventional Carbon | SPLN40 | 17 | 579.2651 | 47.11% | 272.8732 | 0.76947 | 4.0897 | 0.014209 | -6.205 | 1.0342 | 4.2376 | 0.007355 | -4.7035 | 0.94894 | 4.2376 | 0.007355 | -4.7035 | 1565.5834 | -3594.3461 | 1757.3794 | -2724.575 | 1708.0114 | -2724.575
Spalding Energy Expansion | OCGT | Conventional Carbon | SPLN40 | 17 | 182.9197 | 6.778% | 12.399 | 0.76947 | 4.0897 | 0.014209 | -6.205 | 1.0342 | 4.2376 | 0.007355 | -4.7035 | 0.94894 | 4.2376 | 0.007355 | -4.7035 | 191.6368 | -1135.0188 | 241.8022 | -860.3634 | 226.2128 | -860.3634
Spennymoor | Battery Storage | Conventional Carbon | SPEN4A | 13 | 30.4267 | 1.239% | 0.37702 | 2.809 | 10.1306 | 3.1166 | -6.205 | 3.1368 | 9.7417 | 4.1015 | -4.7035 | 2.9885 | 9.7828 | 3.3394 | -4.7035 | 90.4625 | -188.7978 | 100.6621 | -143.1119 | 95.876 | -143.1119
Spirebush Renewable Energy Project | Wind Onshore | Intermittent | SPRB10 | 12 | 243.9011 | 39.43% | 96.1602 | 0.87013 | 15.4973 | 12.1471 | -6.205 | 1.1529 | 12.7996 | 8.5465 | -4.7035 | 1.0496 | 15.1495 | 11.9244 | -4.7035 | 4452.9235 | -1513.4089 | 3315.3132 | -1147.1895 | 4365.1482 | -1147.1895
SSE Ferrybridge BESS | Battery Storage | Conventional Carbon | FERR20_NED | 15 | 91.4629 | 1.239% | 1.1333 | 3.4087 | 6.146 | 0.3173 | -6.205 | 3.9297 | 6.0688 | 0.38815 | -4.7035 | 3.5882 | 6.0688 | 0.38815 | -4.7035 | 319.0945 | -567.5283 | 366.7431 | -430.196 | 335.502 | -430.196
SSE Fiddlers Ferry Battery Energy Storage | Battery Storage | Conventional Carbon | FIDF20_SPM | 15 | 91.4629 | 1.239% | 1.1333 | 3.4087 | 6.146 | 0.3173 | -6.205 | 3.9297 | 6.0688 | 0.38815 | -4.7035 | 3.5882 | 6.0688 | 0.38815 | -4.7035 | 319.0945 | -567.5283 | 366.7431 | -430.196 | 335.502 | -430.196
Staythorpe | PV Array | Intermittent | STAY40 | 16 | 266.4619 | 10.9% | 29.0444 | 1.8697 | 5.4849 | 0.094543 | -6.205 | 2.047 | 5.0833 | 0.056053 | -4.7035 | 2.047 | 5.1372 | 0.056053 | -4.7035 | 184.4983 | -1653.3992 | 162.5777 | -1253.3045 | 164.1417 | -1253.3045
Staythorpe C | CCGT (Combined Cycle Gas Turbine) | Conventional Carbon | STAY40 | 16 | 1068.2867 | 55.17% | 589.3941 | 1.8697 | 5.4849 | 0.094543 | -6.205 | 2.047 | 5.0833 | 0.056053 | -4.7035 | 2.047 | 5.1372 | 0.056053 | -4.7035 | 5285.8344 | -6628.7309 | 5215.9337 | -5024.6899 | 5247.6727 | -5024.6899
St Dennis Hendra | Battery Storage | Conventional Carbon | INDQ40 | 27 | 28.9633 | 1.239% | 0.35888 | 4.6348 | -9.1108 | 0 | -6.205 | 4.7553 | -9.086 | 0 | -4.7035 | 4.7553 | -9.086 | 0 | -4.7035 | 130.9706 | -179.7173 | 134.4689 | -136.2287 | 134.4689 | -136.2287
Stornoway Wind Farm | Wind Onshore | Intermittent | STWN10 | 1 | 109.7555 | 39.43% | 43.2721 | 2.6797 | 24.645 | 35.8269 | -6.205 | 2.8165 | 20.5525 | 30.294 | -4.7035 | 2.8165 | 24.2972 | 35.6041 | -4.7035 | 4998.6329 | -681.034 | 4214.2846 | -516.2353 | 4959.134 | -516.2353
Stranoch Wind Farm | Wind Onshore | Intermittent | STOC10 | 10 | 62.1948 | 39.43% | 24.5209 | 1.2173 | 20.8248 | 19.3446 | -6.205 | 1.3707 | 17.0175 | 14.245 | -4.7035 | 1.3707 | 20.4771 | 19.1219 | -4.7035 | 1713.7775 | -385.9193 | 1303.2471 | -292.5333 | 1691.3948 | -292.5333
Strathy North Wind | Wind Onshore | Intermittent | STRW10 | 1 | 41.2498 | 35.96% | 14.8326 | 2.6797 | 24.645 | 35.8269 | -6.205 | 2.8165 | 20.5525 | 30.294 | -4.7035 | 2.8165 | 24.2972 | 35.6041 | -4.7035 | 1843.3992 | -255.9553 | 1554.4692 | -194.0184 | 1829.0517 | -194.0184
Strathy South Wind | Wind Onshore | Intermittent | STRW10 | 1 | 126.5847 | 39.43% | 49.9071 | 2.6797 | 24.645 | 35.8269 | -6.205 | 2.8165 | 20.5525 | 30.294 | -4.7035 | 2.8165 | 24.2972 | 35.6041 | -4.7035 | 5765.09 | -785.4592 | 4860.4749 | -595.3913 | 5719.5346 | -595.3913
Strathy Wood | Wind Onshore | Intermittent | STWD19 | 1 | 38.7193 | 39.43% | 15.2654 | 2.6797 | 24.645 | 35.8269 | -6.205 | 2.8165 | 20.5525 | 30.294 | -4.7035 | 2.8165 | 24.2972 | 35.6041 | -4.7035 | 1763.4066 | -240.2537 | 1486.706 | -182.1163 | 1749.4723 | -182.1163
Stronelairg | Wind Onshore | Intermittent | STRL10 | 5 | 138.9017 | 45.31% | 62.934 | 2.7698 | 22.2816 | 25.058 | -6.205 | 2.8861 | 18.1885 | 19.5192 | -4.7035 | 2.8861 | 21.9339 | 24.8352 | -4.7035 | 4882.8726 | -861.8864 | 3855.9206 | -653.3244 | 4830.0431 | -653.3244
Sulgrave Solar PV | PV Array | Intermittent | ECLA40_EME | 18 | 79.1459 | 10.9% | 8.6269 | -0.31239 | 3.7989 | 0.007047 | -6.205 | -0.31014 | 4.0571 | 0.002912 | -4.7035 | -0.31014 | 4.0571 | 0.002912 | -4.7035 | 33.3301 | -491.1012 | 35.2308 | -372.263 | 35.2308 | -372.263
Sundon | Battery Storage | Conventional Carbon | SUND40 | 18 | 24.3291 | 1.239% | 0.30146 | -0.31239 | 3.7989 | 0.007047 | -6.205 | -0.31014 | 4.0571 | 0.002912 | -4.7035 | -0.31014 | 4.0571 | 0.002912 | -4.7035 | -6.453 | -150.9625 | -6.3215 | -114.4321 | -6.3215 | -114.4321
Sundon Battery | Battery Storage | Conventional Carbon | SUND40 | 18 | 30.1828 | 1.239% | 0.37399 | -0.31239 | 3.7989 | 0.007047 | -6.205 | -0.31014 | 4.0571 | 0.002912 | -4.7035 | -0.31014 | 4.0571 | 0.002912 | -4.7035 | -8.0056 | -187.2844 | -7.8424 | -141.9647 | -7.8424 | -141.9647
Sundon Pivoted Power | Battery Storage | Conventional Carbon | SUND40 | 18 | 30.4267 | 1.239% | 0.37702 | -0.31239 | 3.7989 | 0.007047 | -6.205 | -0.31014 | 4.0571 | 0.002912 | -4.7035 | -0.31014 | 4.0571 | 0.002912 | -4.7035 | -8.0702 | -188.7978 | -7.9058 | -143.1119 | -7.9058 | -143.1119
Sunnica | PV Array | Intermittent | BURW40 | 18 | 304.8764 | 10.9% | 33.2315 | -0.31239 | 3.7989 | 0.007047 | -6.205 | -0.31014 | 4.0571 | 0.002912 | -4.7035 | -0.31014 | 4.0571 | 0.002912 | -4.7035 | 128.3904 | -1891.7611 | 135.7118 | -1433.9868 | 135.7118 | -1433.9868
Sutton Bridge | CCGT (Combined Cycle Gas Turbine) | Conventional Carbon | WALP40_EME | 17 | 518.2898 | 17.64% | 91.4014 | 0.76947 | 4.0897 | 0.014209 | -6.205 | 1.0342 | 4.2376 | 0.007355 | -4.7035 | 0.94894 | 4.2376 | 0.007355 | -4.7035 | 773.9161 | -3215.9939 | 923.9889 | -2437.7776 | 879.8175 | -2437.7776
Swansea North PP | Battery Storage | Conventional Carbon | SWAN4A | 21 | 30.4267 | 1.239% | 0.37702 | 3.8118 | -5.8952 | 0 | -6.205 | 3.6256 | -5.6064 | 0 | -4.7035 | 3.6323 | -5.6064 | 0 | -4.7035 | 113.7564 | -188.7978 | 108.2003 | -143.1119 | 108.4047 | -143.1119
Swansea North | PV Array | Intermittent | SWAN4A | 21 | 59.146 | 10.9% | 6.4469 | 3.8118 | -5.8952 | 0 | -6.205 | 3.6256 | -5.6064 | 0 | -4.7035 | 3.6323 | -5.6064 | 0 | -4.7035 | -38.0058 | -367.0017 | -36.1441 | -278.1934 | -36.1441 | -278.1934
Swansea North Green Energy Centre | PV Array | Intermittent | SWAN4A | 21 | 243.9011 | 10.9% | 26.5852 | 3.8118 | -5.8952 | 0 | -6.205 | 3.6256 | -5.6064 | 0 | -4.7035 | 3.6323 | -5.6064 | 0 | -4.7035 | -156.7248 | -1513.4089 | -149.0479 | -1147.1895 | -149.0479 | -1147.1895
Tangy IV WF | Wind Onshore | Intermittent | CRSS10 | 7 | 58.5363 | 39.43% | 23.0784 | 2.3791 | 21.4438 | 32.699 | -6.205 | 2.9381 | 17.4007 | 27.3876 | -4.7035 | 2.5585 | 21.096 | 32.4762 | -4.7035 | 2408.9638 | -363.2181 | 2004.7463 | -275.3255 | 2387.8977 | -275.3255
Tarenni | Wind Onshore | Intermittent | RHIG40 | 21 | 114.6335 | 39.43% | 45.1953 | 3.8118 | -5.8952 | 0 | -6.205 | 3.6256 | -5.6064 | 0 | -4.7035 | 3.6323 | -5.6064 | 0 | -4.7035 | -266.4346 | -711.3022 | -253.3838 | -539.179 | -253.3838 | -539.179
Taunton | Battery Storage | Conventional Carbon | TAUN4A | 26 | 30.4267 | 1.239% | 0.37702 | 4.1469 | -5.333 | 0 | -6.205 | 3.953 | -4.9836 | 0 | -4.7035 | 3.9674 | -4.9853 | 0 | -4.7035 | 124.1646 | -188.7978 | 118.3983 | -143.1119 | 118.8351 | -143.1119
Taylors Lane | OCGT (Open Cycle Gas Turbine) | Conventional Carbon | WISD20_LPN | 23 | 85.3654 | 0.3348% | 0.2858 | -3.0883 | 3.6893 | -1.097 | -6.205 | -3.1489 | 4.0118 | -1.073 | -4.7035 | -3.1489 | 4.0118 | -1.073 | -4.7035 | -262.8912 | -529.6931 | -267.9646 | -401.5163 | -267.9646 | -401.5163
Tealing BESS (100MW) | Battery Storage | Conventional Carbon | TEAL10 | 5 | 60.9753 | 1.239% | 0.75554 | 2.7698 | 22.2816 | 25.058 | -6.205 | 2.8861 | 18.1885 | 19.5192 | -4.7035 | 2.8861 | 21.9339 | 24.8352 | -4.7035 | 204.6537 | -378.3522 | 204.4704 | -286.7974 | 211.3168 | -286.7974
Tees CCPP | CCGT | Conventional Carbon | GRSA20 | 13 | 893.2877 | 49.36% | 440.9384 | 2.809 | 10.1306 | 3.1166 | -6.205 | 3.1368 | 9.7417 | 4.1015 | -4.7035 | 2.9885 | 9.7828 | 3.3394 | -4.7035 | 8350.4137 | -5542.8601 | 8906.0917 | -4201.5814 | 8455.6179 | -4201.5814
Tees Renewable Energy Plant | Biomass | Conventional Carbon | LACK20 | 13 | 173.7795 | 14.64% | 25.4384 | 2.809 | 10.1306 | 3.1166 | -6.205 | 3.1368 | 9.7417 | 4.1015 | -4.7035 | 2.9885 | 9.7828 | 3.3394 | -4.7035 | 825.1306 | -1078.3038 | 897.2639 | -817.3725 | 853.1388 | -817.3725
Teindland Wind Farm | Wind Onshore | Intermittent | TEIN10 | 1 | 68.4143 | 39.43% | 26.9729 | 2.6797 | 24.645 | 35.8269 | -6.205 | 2.8165 | 20.5525 | 30.294 | -4.7035 | 2.8165 | 24.2972 | 35.6041 | -4.7035 | 3115.8145 | -424.5112 | 2626.9041 | -321.7866 | 3091.1935 | -321.7866
Templeborough | Battery Storage | Conventional Carbon | TEMP2A | 16 | 30.1828 | 1.239% | 0.37399 | 1.8697 | 5.4849 | 0.094543 | -6.205 | 2.047 | 5.0833 | 0.056053 | -4.7035 | 2.047 | 5.1372 | 0.056053 | -4.7035 | 58.518 | -187.2844 | 63.7072 | -141.9647 | 63.7273 | -141.9647
Thanet Offshore Wind Farm | Wind Offshore | Intermittent | CANT40 | 24 | 182.9258 | 37.79% | 69.1311 | -2.6503 | 3.6893 | 0 | -6.205 | -2.6975 | 4.0118 | 0 | -4.7035 | -2.6975 | 4.0118 | 0 | -4.7035 | 255.0465 | -1135.0567 | 277.3434 | -860.3921 | 277.3434 | -860.3921
Thornton Facility | PV Array | Intermittent | THTO40 | 15 | 243.8767 | 10.9% | 26.5826 | 3.4087 | 6.146 | 0.3173 | -6.205 | 3.9297 | 6.0688 | 0.38815 | -4.7035 | 3.5882 | 6.0688 | 0.38815 | -4.7035 | 240.7583 | -1513.2575 | 255.9852 | -1147.0747 | 255.9852 | -1147.0747
Thorpe Marsh 1 (Tertiary) | PV Array | Intermittent | THOM41 | 16 | 34.7559 | 10.9% | 3.7884 | 1.8697 | 5.4849 | 0.094543 | -6.205 | 2.047 | 5.0833 | 0.056053 | -4.7035 | 2.047 | 5.1372 | 0.056053 | -4.7035 | 24.065 | -215.6608 | 21.2058 | -163.4745 | 21.4098 | -163.4745
Thorpe Marsh Energy Park | Battery Storage | Conventional Carbon | THOM41 | 16 | 853.6538 | 1.239% | 10.5776 | 1.8697 | 5.4849 | 0.094543 | -6.205 | 2.047 | 5.0833 | 0.056053 | -4.7035 | 2.047 | 5.1372 | 0.056053 | -4.7035 | 1655.0548 | -5296.9311 | 1801.8198 | -4015.1631 | 1802.3894 | -4015.1631
Thurrock Power Station | Gas Reciprocating | Conventional Carbon | TILB20 | 24 | 457.3145 | 49.36% | 225.7364 | -2.6503 | 3.6893 | 0 | -6.205 | -2.6975 | 4.0118 | 0 | -4.7035 | -2.6975 | 4.0118 | 0 | -4.7035 | -379.2231 | -2837.6417 | -328.0089 | -2150.9802 | -328.0089 | -2150.9802
TINZ Project Nene 1 (Landulph) | Reactive Compensation | Conventional Carbon | LAND4A | 27 | 0.60975 | 0% | 0 | 4.6348 | -9.1108 | 0 | -6.205 | 4.7553 | -9.086 | 0 | -4.7035 | 4.7553 | -9.086 | 0 | -4.7035 | 2.8261 | -3.7835 | 2.8996 | -2.868 | 2.8996 | -2.868
Toddleburn Wind Farm | Wind Onshore | Intermittent | DUNE10 | 11 | 16.8292 | 35.56% | 5.9846 | 1.985 | 20.8248 | 14.7174 | -6.205 | 2.1697 | 17.0175 | 7.6197 | -4.7035 | 2.1644 | 20.4771 | 14.4946 | -4.7035 | 372.3103 | -104.4252 | 230.0774 | -79.1561 | 366.48 | -79.1561
Tormsdale Windfarm | Wind Onshore | Intermittent | MYBS11 | 1 | 42.6827 | 39.43% | 16.828 | 2.6797 | 24.645 | 35.8269 | -6.205 | 2.8165 | 20.5525 | 30.294 | -4.7035 | 2.8165 | 24.2972 | 35.6041 | -4.7035 | 1943.9128 | -264.8466 | 1638.8885 | -200.7582 | 1928.5521 | -200.7582
Torness | Nuclear | Conventional Low Carbon | TORN40 | 11 | 762.1909 | 85.17% | 649.1664 | 1.985 | 20.8248 | 14.7174 | -6.205 | 2.1697 | 17.0175 | 7.6197 | -4.7035 | 2.1644 | 20.4771 | 14.4946 | -4.7035 | 26249.1727 | -4729.4028 | 18508.6639 | -3584.9671 | 25990.4108 | -3584.9671
Tottenham | Battery Storage | Conventional Carbon | TOTT20 | 24 | 30.4267 | 1.239% | 0.37702 | -2.6503 | 3.6893 | 0 | -6.205 | -2.6975 | 4.0118 | 0 | -4.7035 | -2.6975 | 4.0118 | 0 | -4.7035 | -79.2498 | -188.7978 | -80.5649 | -143.1119 | -80.5649 | -143.1119
Tralorg Wind Farm | Wind Onshore | Intermittent | MAHI20 | 10 | 12.1951 | 31.87% | 3.886 | 1.2173 | 20.8248 | 19.3446 | -6.205 | 1.3707 | 17.0175 | 14.245 | -4.7035 | 1.3707 | 20.4771 | 19.1219 | -4.7035 | 316.8339 | -75.6704 | 239.8481 | -57.3595 | 312.7658 | -57.3595
Triton Knoll Offshore Wind Farm | Wind Offshore | Intermittent | BICF4A | 17 | 502.4362 | 32.31% | 162.3532 | 0.76947 | 4.0897 | 0.014209 | -6.205 | 1.0342 | 4.2376 | 0.007355 | -4.7035 | 0.94894 | 4.2376 | 0.007355 | -4.7035 | 671.1193 | -3117.6223 | 691.6766 | -2363.2103 | 691.6766 | -2363.2103
Troston Wind Farm | Wind Onshore | Intermittent | TRSN10 | 10 | 41.4632 | 39.43% | 16.3472 | 1.2173 | 20.8248 | 19.3446 | -6.205 | 1.3707 | 17.0175 | 14.245 | -4.7035 | 1.3707 | 20.4771 | 19.1219 | -4.7035 | 1142.5183 | -257.2795 | 868.8314 | -195.0222 | 1127.5965 | -195.0222
Twentyshilling Wind Farm | Wind Onshore | Intermittent | GLGL10 | 10 | 23.0487 | 39.43% | 9.0871 | 1.2173 | 20.8248 | 19.3446 | -6.205 | 1.3707 | 17.0175 | 14.245 | -4.7035 | 1.3707 | 20.4771 | 19.1219 | -4.7035 | 635.1058 | -143.0171 | 482.968 | -108.4094 | 626.811 | -108.4094
Twyn Hywel Cillfynydd | Wind Onshore | Intermittent | CILF40 | 21 | 97.5604 | 39.43% | 38.4641 | 3.8118 | -5.8952 | 0 | -6.205 | 3.6256 | -5.6064 | 0 | -4.7035 | 3.6323 | -5.6064 | 0 | -4.7035 | -226.7529 | -605.3636 | -215.6458 | -458.8758 | -215.6458 | -458.8758
Uskmouth | Coal | Conventional Carbon | USKM20 | 21 | 140.2431 | 0.0079% | 0.011079 | 3.8118 | -5.8952 | 0 | -6.205 | 3.6256 | -5.6064 | 0 | -4.7035 | 3.6323 | -5.6064 | 0 | -4.7035 | 534.5072 | -870.2101 | 508.3994 | -659.6339 | 509.3415 | -659.6339
Uskmouth - New Connection | Battery Storage | Conventional Carbon | USKM20 | 21 | 73.1703 | 1.239% | 0.90665 | 3.8118 | -5.8952 | 0 | -6.205 | 3.6256 | -5.6064 | 0 | -4.7035 | 3.6323 | -5.6064 | 0 | -4.7035 | 273.5625 | -454.0227 | 260.2012 | -344.1568 | 260.6927 | -344.1568
Vanguard | Wind Offshore | Intermittent | NECT40 | 17 | 804.8736 | 46.94% | 377.7674 | 0.76947 | 4.0897 | 0.014209 | -6.205 | 1.0342 | 4.2376 | 0.007355 | -4.7035 | 0.94894 | 4.2376 | 0.007355 | -4.7035 | 1556.4016 | -4994.2493 | 1606.7311 | -3785.7252 | 1606.7311 | -3785.7252
Vanguard East | Wind Offshore | Intermittent | NECT40 | 17 | 804.8736 | 46.94% | 377.7674 | 0.76947 | 4.0897 | 0.014209 | -6.205 | 1.0342 | 4.2376 | 0.007355 | -4.7035 | 0.94894 | 4.2376 | 0.007355 | -4.7035 | 1556.4016 | -4994.2493 | 1606.7311 | -3785.7252 | 1606.7311 | -3785.7252
Viking Wind Farm | Wind Onshore | Intermittent | KERG10 | 1 | 270.1204 | 39.43% | 106.4974 | 2.6797 | 24.645 | 35.8269 | -6.205 | 2.8165 | 20.5525 | 30.294 | -4.7035 | 2.8165 | 24.2972 | 35.6041 | -4.7035 | 12302.191 | -1676.1003 | 10371.8227 | -1270.5123 | 12204.9798 | -1270.5123
VPI Immingham B OCGT | Gas Reciprocating | Conventional Carbon | HUMR40 | 15 | 182.3161 | 49.36% | 89.9936 | 3.4087 | 6.146 | 0.3173 | -6.205 | 3.9297 | 6.0688 | 0.38815 | -4.7035 | 3.5882 | 6.0688 | 0.38815 | -4.7035 | 1203.1141 | -1131.2731 | 1297.5407 | -857.5241 | 1235.2666 | -857.5241
Walney 3 Offshore Wind Farm | Wind Offshore | Intermittent | MIDL40 | 14 | 201.2184 | 53.37% | 107.3921 | 0.32854 | 10.1306 | 4.3457 | -6.205 | 0.56533 | 9.7417 | 2.3575 | -4.7035 | 0.50801 | 9.7828 | 4.123 | -4.7035 | 1962.3851 | -1248.5623 | 1520.5656 | -946.4313 | 1880.2123 | -946.4313
Walney 4 Offshore Wind Farm | Wind Offshore | Intermittent | MIDL40 | 14 | 201.2184 | 52.29% | 105.2119 | 0.32854 | 10.1306 | 4.3457 | -6.205 | 0.56533 | 9.7417 | 2.3575 | -4.7035 | 0.50801 | 9.7828 | 4.123 | -4.7035 | 1940.2984 | -1248.5623 | 1499.3267 | -946.4313 | 1858.8838 | -946.4313
Walney II Offshore Wind Farm | Wind Offshore | Intermittent | STAH4A | 14 | 110.975 | 51.07% | 56.6738 | 0.32854 | 10.1306 | 4.3457 | -6.205 | 0.56533 | 9.7417 | 2.3575 | -4.7035 | 0.50801 | 9.7828 | 4.123 | -4.7035 | 1056.4062 | -688.601 | 813.7294 | -521.9712 | 1011.9751 | -521.9712
Walney I Offshore Wind Farm | Wind Offshore | Intermittent | HEYS40 | 14 | 110.975 | 44.15% | 48.9932 | 0.32854 | 10.1306 | 4.3457 | -6.205 | 0.56533 | 9.7417 | 2.3575 | -4.7035 | 0.50801 | 9.7828 | 4.123 | -4.7035 | 978.5976 | -688.601 | 738.9071 | -521.9712 | 936.8374 | -521.9712
Walpole | Battery Storage | Conventional Carbon | WALP40_EME | 17 | 30.4267 | 1.239% | 0.37702 | 0.76947 | 4.0897 | 0.014209 | -6.205 | 1.0342 | 4.2376 | 0.007355 | -4.7035 | 0.94894 | 4.2376 | 0.007355 | -4.7035 | 24.9598 | -188.7978 | 33.0666 | -143.1119 | 30.4735 | -143.1119
Walpole 1 (Tertiary) | Energy Storage System; PV Array (Photo Voltaic/solar) | Conventional Carbon | WALP40_EME | 17 | 34.7559 | 10.9% | 3.7884 | 0.76947 | 4.0897 | 0.014209 | -6.205 | 1.0342 | 4.2376 | 0.007355 | -4.7035 | 0.94894 | 4.2376 | 0.007355 | -4.7035 | 42.2911 | -215.6608 | 52.0248 | -163.4745 | 49.0627 | -163.4745
Walpole 2 (tertiary) | PV Array | Intermittent | WALP40_EME | 17 | 60.9753 | 10.9% | 6.6463 | 0.76947 | 4.0897 | 0.014209 | -6.205 | 1.0342 | 4.2376 | 0.007355 | -4.7035 | 0.94894 | 4.2376 | 0.007355 | -4.7035 | 28.048 | -378.3522 | 28.6126 | -286.7974 | 28.6126 | -286.7974
Warley | Battery Storage | Conventional Carbon | WARL20 | 18 | 30.1828 | 1.239% | 0.37399 | -0.31239 | 3.7989 | 0.007047 | -6.205 | -0.31014 | 4.0571 | 0.002912 | -4.7035 | -0.31014 | 4.0571 | 0.002912 | -4.7035 | -8.0056 | -187.2844 | -7.8424 | -141.9647 | -7.8424 | -141.9647
Warley (tertiary) | Energy Storage System; PV Array (Photo Voltaic/solar) | Conventional Carbon | WARL20 | 18 | 34.7559 | 10.9% | 3.7884 | -0.31239 | 3.7989 | 0.007047 | -6.205 | -0.31014 | 4.0571 | 0.002912 | -4.7035 | -0.31014 | 4.0571 | 0.002912 | -4.7035 | 3.5607 | -215.6608 | 4.6018 | -163.4745 | 4.6018 | -163.4745
WELBAR ENERGY STORAGE | Battery Storage | Conventional Carbon | HAMH40_EME | 18 | 213.3525 | 1.239% | 2.6437 | -0.31239 | 3.7989 | 0.007047 | -6.205 | -0.31014 | 4.0571 | 0.002912 | -4.7035 | -0.31014 | 4.0571 | 0.002912 | -4.7035 | -56.5888 | -1323.8544 | -55.4356 | -1003.504 | -55.4356 | -1003.504
West Burton | PV Array | Intermittent | WBUR40 | 16 | 73.1703 | 10.9% | 7.9756 | 1.8697 | 5.4849 | 0.094543 | -6.205 | 2.047 | 5.0833 | 0.056053 | -4.7035 | 2.047 | 5.1372 | 0.056053 | -4.7035 | 50.6632 | -454.0227 | 44.6438 | -344.1568 | 45.0732 | -344.1568
West Burton B | CCGT | Conventional Carbon | WBUR40 | 16 | 812.8004 | 55.48% | 450.9116 | 1.8697 | 5.4849 | 0.094543 | -6.205 | 2.047 | 5.0833 | 0.056053 | -4.7035 | 2.047 | 5.1372 | 0.056053 | -4.7035 | 4035.5039 | -5043.4351 | 3981.2314 | -3823.0089 | 4005.5131 | -3823.0089
Westermost Rough Offshore Wind Farm | Wind Offshore | Intermittent | HEDO20 | 15 | 125.9139 | 53.96% | 67.9372 | 3.4087 | 6.146 | 0.3173 | -6.205 | 3.9297 | 6.0688 | 0.38815 | -4.7035 | 3.5882 | 6.0688 | 0.38815 | -4.7035 | 457.4933 | -781.2973 | 461.1725 | -592.2366 | 461.1725 | -592.2366
West of Duddon Sands Offshore Wind Farm | Wind Offshore | Intermittent | HEYS40 | 14 | 232.9255 | 50.12% | 116.7355 | 0.32854 | 10.1306 | 4.3457 | -6.205 | 0.56533 | 9.7417 | 2.3575 | -4.7035 | 0.50801 | 9.7828 | 4.123 | -4.7035 | 2194.8305 | -1445.3055 | 1686.3379 | -1095.5659 | 2102.3449 | -1095.5659
West Weybridge | Battery Storage | Conventional Carbon | WWEY20 | 25 | 30.4267 | 1.239% | 0.37702 | 0.009779 | -3.4421 | 0 | -6.205 | -0.1087 | -3.1395 | 0 | -4.7035 | -0.1087 | -3.1395 | 0 | -4.7035 | -1.0002 | -188.7978 | -4.491 | -143.1119 | -4.491 | -143.1119
West Weybridge (Tertiary) | PV Array | Intermittent | WWEY20 | 25 | 34.7559 | 10.9% | 3.7884 | 0.009779 | -3.4421 | 0 | -6.205 | -0.1087 | -3.1395 | 0 | -4.7035 | -0.1087 | -3.1395 | 0 | -4.7035 | -13.0401 | -215.6608 | -11.8938 | -163.4745 | -11.8938 | -163.4745
Wether Hill | Wind Onshore | Intermittent | WEHL19 | 10 | 40.2437 | 39.43% | 15.8664 | 1.2173 | 20.8248 | 19.3446 | -6.205 | 1.3707 | 17.0175 | 14.245 | -4.7035 | 1.3707 | 20.4771 | 19.1219 | -4.7035 | 1108.9149 | -249.7125 | 843.2775 | -189.2863 | 1094.4319 | -189.2863
Whitegate Tertiary Connection | Battery Storage | Conventional Carbon | WHGA20 | 15 | 34.7559 | 1.239% | 0.43066 | 3.4087 | 6.146 | 0.3173 | -6.205 | 3.9297 | 6.0688 | 0.38815 | -4.7035 | 3.5882 | 6.0688 | 0.38815 | -4.7035 | 121.2559 | -215.6608 | 139.3624 | -163.4745 | 127.4907 | -163.4745
Whitehill Battery Storage | Battery Storage | Conventional Carbon | EERH20 | 9 | 121.9505 | 1.239% | 1.5111 | 2.473 | 21.3193 | 19.9867 | -6.205 | 2.6085 | 17.2109 | 14.4961 | -4.7035 | 2.6085 | 20.9715 | 19.7639 | -4.7035 | 364.0013 | -756.7044 | 366.0237 | -573.5947 | 379.6664 | -573.5947
Whitelaw Brae Windfarm | Wind Onshore | Intermittent | CLYS2R | 11 | 34.7559 | 39.43% | 13.7028 | 1.985 | 20.8248 | 14.7174 | -6.205 | 2.1697 | 17.0175 | 7.6197 | -4.7035 | 2.1644 | 20.4771 | 14.4946 | -4.7035 | 796.8761 | -215.6608 | 498.0197 | -163.4745 | 784.3681 | -163.4745
Whitelee | Wind Onshore | Intermittent | WLEE20 | 10 | 185.9746 | 29.53% | 54.9175 | 1.2173 | 20.8248 | 19.3446 | -6.205 | 1.3707 | 17.0175 | 14.245 | -4.7035 | 1.3707 | 20.4771 | 19.1219 | -4.7035 | 4741.2579 | -1153.9743 | 3583.7633 | -874.732 | 4680.7296 | -874.732
Whitelee Extension | Wind Onshore | Intermittent | WLEX20 | 10 | 125.6091 | 26.31% | 33.0474 | 1.2173 | 20.8248 | 19.3446 | -6.205 | 1.3707 | 17.0175 | 14.245 | -4.7035 | 1.3707 | 20.4771 | 19.1219 | -4.7035 | 3118.0665 | -779.4056 | 2351.6818 | -590.8026 | 3078.5916 | -590.8026
Whiteside Hill Wind Farm | Wind Onshore | Intermittent | GLGL10 | 10 | 16.4633 | 57.24% | 9.4241 | 1.2173 | 20.8248 | 19.3446 | -6.205 | 1.3707 | 17.0175 | 14.245 | -4.7035 | 1.3707 | 20.4771 | 19.1219 | -4.7035 | 514.7315 | -102.1551 | 394.8939 | -77.4353 | 507.7866 | -77.4353
Whitson | Battery Storage | Conventional Carbon | WHSO20 | 21 | 30.4267 | 1.239% | 0.37702 | 3.8118 | -5.8952 | 0 | -6.205 | 3.6256 | -5.6064 | 0 | -4.7035 | 3.6323 | -5.6064 | 0 | -4.7035 | 113.7564 | -188.7978 | 108.2003 | -143.1119 | 108.4047 | -143.1119
Willington PP | Battery Storage | Conventional Carbon | WILE40 | 18 | 0 | 1.239% | 0 | -0.31239 | 3.7989 | 0.007047 | -6.205 | -0.31014 | 4.0571 | 0.002912 | -4.7035 | -0.31014 | 4.0571 | 0.002912 | -4.7035 | 0 | 0 | 0 | 0 | 0 | 0
Willington East 1 (Tertiary) | PV Array | Intermittent | WILE40 | 18 | 34.7559 | 10.9% | 3.7884 | -0.31239 | 3.7989 | 0.007047 | -6.205 | -0.31014 | 4.0571 | 0.002912 | -4.7035 | -0.31014 | 4.0571 | 0.002912 | -4.7035 | 14.6365 | -215.6608 | 15.4711 | -163.4745 | 15.4711 | -163.4745
Willington East 2 (Tertiary) | PV Array | Intermittent | WILE40 | 18 | 34.7559 | 10.9% | 3.7884 | -0.31239 | 3.7989 | 0.007047 | -6.205 | -0.31014 | 4.0571 | 0.002912 | -4.7035 | -0.31014 | 4.0571 | 0.002912 | -4.7035 | 14.6365 | -215.6608 | 15.4711 | -163.4745 | 15.4711 | -163.4745
Willington Energy Park | PV Array | Intermittent | WILE40 | 18 | 304.8764 | 10.9% | 33.2315 | -0.31239 | 3.7989 | 0.007047 | -6.205 | -0.31014 | 4.0571 | 0.002912 | -4.7035 | -0.31014 | 4.0571 | 0.002912 | -4.7035 | 128.3904 | -1891.7611 | 135.7118 | -1433.9868 | 135.7118 | -1433.9868
Willington Green Energy Centre | Battery Storage | Conventional Carbon | WILE40 | 18 | 243.9011 | 1.239% | 3.0222 | -0.31239 | 3.7989 | 0.007047 | -6.205 | -0.31014 | 4.0571 | 0.002912 | -4.7035 | -0.31014 | 4.0571 | 0.002912 | -4.7035 | -64.6913 | -1513.4089 | -63.3731 | -1147.1895 | -63.3731 | -1147.1895
Wilton | CCGT (Combined Cycle Gas Turbine) | Conventional Carbon | GRSA20 | 13 | 85.9751 | 20.46% | 17.5935 | 2.809 | 10.1306 | 3.1166 | -6.205 | 3.1368 | 9.7417 | 4.1015 | -4.7035 | 2.9885 | 9.7828 | 3.3394 | -4.7035 | 474.5672 | -533.4766 | 513.2395 | -404.3843 | 487.7979 | -404.3843
WindyHill BESS2 Facility | Battery Storage | Conventional Carbon | WIYH10 | 9 | 121.9505 | 1.239% | 1.5111 | 2.473 | 21.3193 | 19.9867 | -6.205 | 2.6085 | 17.2109 | 14.4961 | -4.7035 | 2.6085 | 20.9715 | 19.7639 | -4.7035 | 364.0013 | -756.7044 | 366.0237 | -573.5947 | 379.6664 | -573.5947
WindyHill Energy Storage Facility | Battery Storage | Conventional Carbon | WIYH10 | 9 | 121.9505 | 1.239% | 1.5111 | 2.473 | 21.3193 | 19.9867 | -6.205 | 2.6085 | 17.2109 | 14.4961 | -4.7035 | 2.6085 | 20.9715 | 19.7639 | -4.7035 | 364.0013 | -756.7044 | 366.0237 | -573.5947 | 379.6664 | -573.5947
Windy Rig Wind Farm | Wind Onshore | Intermittent | BLAH10 | 10 | 26.0974 | 34.19% | 8.9233 | 1.2173 | 20.8248 | 19.3446 | -6.205 | 1.3707 | 17.0175 | 14.245 | -4.7035 | 1.3707 | 20.4771 | 19.1219 | -4.7035 | 690.6717 | -161.9348 | 523.61 | -122.7493 | 681.7548 | -122.7493
Windy Standard II (Brockloch Rig) Wind Farm | Wind Onshore | Intermittent | DUNH1R | 10 | 45.7315 | 51.81% | 23.6953 | 1.2173 | 20.8248 | 19.3446 | -6.205 | 1.3707 | 17.0175 | 14.245 | -4.7035 | 1.3707 | 20.4771 | 19.1219 | -4.7035 | 1378.1096 | -283.7642 | 1054.6794 | -215.098 | 1359.6815 | -215.098
Windy Standard III Wind Farm | Wind Onshore | Intermittent | DUNH1Q | 10 | 52.1339 | 39.43% | 20.5542 | 1.2173 | 20.8248 | 19.3446 | -6.205 | 1.3707 | 17.0175 | 14.245 | -4.7035 | 1.3707 | 20.4771 | 19.1219 | -4.7035 | 1436.5488 | -323.4912 | 1092.4277 | -245.2117 | 1417.7868 | -245.2117
Wishaw Energy Storage Facility | Battery Storage | Conventional Carbon | WISH10 | 11 | 0 | 1.239% | 0 | 1.985 | 20.8248 | 14.7174 | -6.205 | 2.1697 | 17.0175 | 7.6197 | -4.7035 | 2.1644 | 20.4771 | 14.4946 | -4.7035 | 0 | 0 | 0 | 0 | 0 | 0
Worset PV & BESS Park | PV Array | Intermittent | HARM20 | 13 | 22.8657 | 10.9% | 2.4924 | 2.809 | 10.1306 | 3.1166 | -6.205 | 3.1368 | 9.7417 | 4.1015 | -4.7035 | 2.9885 | 9.7828 | 3.3394 | -4.7035 | 96.512 | -141.8821 | 118.0633 | -107.549 | 100.7392 | -107.549
Wylfa Substation | PV Array | Intermittent | WYLF40 | 19 | 73.1703 | 10.9% | 7.9756 | 4.325 | 5.9397 | 0.094543 | -6.205 | 4.1641 | 5.2591 | 0.056053 | -4.7035 | 4.1641 | 5.592 | 0.056053 | -4.7035 | 54.2905 | -454.0227 | 46.0459 | -344.1568 | 48.7006 | -344.1568
Wymondley | Energy Storage System; PV Array (Photo Voltaic/solar) | Conventional Carbon | WYMO40 | 18 | 34.7559 | 10.9% | 3.7884 | -0.31239 | 3.7989 | 0.007047 | -6.205 | -0.31014 | 4.0571 | 0.002912 | -4.7035 | -0.31014 | 4.0571 | 0.002912 | -4.7035 | 3.5607 | -215.6608 | 4.6018 | -163.4745 | 4.6018 | -163.4745
Wymondley Solar Farm | PV Array | Intermittent | WYMO40 | 18 | 30.4846 | 10.9% | 3.3228 | -0.31239 | 3.7989 | 0.007047 | -6.205 | -0.31014 | 4.0571 | 0.002912 | -4.7035 | -0.31014 | 4.0571 | 0.002912 | -4.7035 | 12.8378 | -189.1572 | 13.5698 | -143.3843 | 13.5698 | -143.3843
Zenobe Blackhillock 200 MW | Battery Storage | Conventional Carbon | BLHI20 | 1 | 182.9258 | 1.239% | 2.2666 | 2.6797 | 24.645 | 35.8269 | -6.205 | 2.8165 | 20.5525 | 30.294 | -4.7035 | 2.8165 | 24.2972 | 35.6041 | -4.7035 | 627.2492 | -1135.0567 | 630.4573 | -860.3921 | 650.9812 | -860.3921
Zenobe Coalburn Battery Storage | Battery Storage | Conventional Carbon | COAL40 | 11 | 121.9505 | 1.239% | 1.5111 | 1.985 | 20.8248 | 14.7174 | -6.205 | 2.1697 | 17.0175 | 7.6197 | -4.7035 | 2.1644 | 20.4771 | 14.4946 | -4.7035 | 295.7734 | -756.7044 | 301.8286 | -573.5947 | 316.7973 | -573.5947
Zenobe Eccles Battery Storage | Battery Storage | Conventional Carbon | ECCL40 | 11 | 243.9011 | 1.239% | 3.0222 | 1.985 | 20.8248 | 14.7174 | -6.205 | 2.1697 | 17.0175 | 7.6197 | -4.7035 | 2.1644 | 20.4771 | 14.4946 | -4.7035 | 591.5467 | -1513.4089 | 603.6573 | -1147.1895 | 633.5946 | -1147.1895
Zenobe Kilmarnock South | Battery Storage | Conventional Carbon | KILS40 | 11 | 182.9258 | 1.239% | 2.2666 | 1.985 | 20.8248 | 14.7174 | -6.205 | 2.1697 | 17.0175 | 7.6197 | -4.7035 | 2.1644 | 20.4771 | 14.4946 | -4.7035 | 443.66 | -1135.0567 | 452.743 | -860.3921 | 475.196 | -860.3921
Zenobe Stalybridge Project | Battery Storage | Conventional Carbon | STAL20 | 16 | 91.4629 | 1.239% | 1.1333 | 1.8697 | 5.4849 | 0.094543 | -6.205 | 2.047 | 5.0833 | 0.056053 | -4.7035 | 2.047 | 5.1372 | 0.056053 | -4.7035 | 177.3273 | -567.5283 | 193.0521 | -430.196 | 193.1132 | -430.196
Total TEC |  |  |  |  | 119048.115 | [13 empty] | Total Revenue | 815975.6651 | -663434.2847 | 685766.248 | -502894.3782 | 814276.0047 | -502894.3782
Chargeable TEC |  |  |  |  | 106919.115
[19 empty] | Variance to Baseline |  |  | -130209.4171 |  | -1699.6604

## Sensitivity 4
Generator | Technology* | Gen Type | Nodes | Gen Zone | TEC (MW) | ALF | ALF Weighted Capacity | 2028/29 - Baseline |  |  |  | 2028/29 - Sensitivity 4 (Additional EHVDC Link) |  |  |  | 2028/29 - Sensitivity 4 & CMP413 Cap |  |  |  | 2028/29 - Baseline |  | 2028/29 - Sensitivity 4 (Additional HVDC Link) |  | 2028/29 - Sensitivity 4 & CMP413 Cap
[8 empty] | Peak Security (£/kW) | Year Round Shared (£/kW) | Year Round Not Shared (£/kW) | Adjustment (£/kW) | Peak Security (£/kW) | Year Round Shared (£/kW) | Year Round Not Shared (£/kW) | Adjustment (£/kW) | Peak Security (£/kW) | Year Round Shared (£/kW) | Year Round Not Shared (£/kW) | Adjustment (£/kW) | Wider/Locational Revenue (£'000) | Residual/Adjustment Revenue (£'000) | Wider/Locational Revenue (£'000) | Residual/Adjustment Revenue (£'000) | Wider/Locational Revenue (£'000) | Residual/Adjustment Revenue (£'000)
Aminth | Interconnectors | Interconnectors | NORM40 | 18 | 0 | 0% | 0 | -0.31239 | 3.7989 | 0.007047 | -6.205 | -0.31406 | 3.7285 | 0.004575 | -6.9384 | -0.31406 | 3.7285 | 0.004575 | -6.9384 | 0 | 0 | 0 | 0 | 0 | 0
Aquind Interconnector | Interconnectors | Interconnectors | LOVE40 | 25 | 0 | 0% | 0 | 0.009779 | -3.4421 | 0 | -6.205 | 0.001723 | -3.4753 | 0 | -6.9384 | 0.001723 | -3.4753 | 0 | -6.9384 | 0 | 0 | 0 | 0 | 0 | 0
Auchencrosh (interconnector CCT) | Interconnectors | Interconnectors | AUCH20 | 10 | 500 | 0% | 0 | 1.2173 | 20.8248 | 19.3446 | -6.205 | 1.2775 | 22.1438 | 21.058 | -6.9384 | 1.2775 | 21.1726 | 19.5674 | -6.9384 | 0 | 0 | 0 | 0 | 0 | 0
Britned | Interconnectors | Interconnectors | GRAI40 | 24 | 1200 | 0% | 0 | -2.6503 | 3.6893 | 0 | -6.205 | -2.7339 | 3.6573 | 0 | -6.9384 | -2.7339 | 3.6573 | 0 | -6.9384 | 0 | 0 | 0 | 0 | 0 | 0
Continental Link | Interconnectors | Interconnectors | BLYT4A | 13 | 0 | 0% | 0 | 2.809 | 10.1306 | 3.1166 | -6.205 | 2.7601 | 10.4413 | 3.7273 | -6.9384 | 2.7601 | 10.4413 | 3.3394 | -6.9384 | 0 | 0 | 0 | 0 | 0 | 0
Cronos | Interconnectors | Interconnectors | KEMS40 | 24 | 0 | 0% | 0 | -2.6503 | 3.6893 | 0 | -6.205 | -2.7339 | 3.6573 | 0 | -6.9384 | -2.7339 | 3.6573 | 0 | -6.9384 | 0 | 0 | 0 | 0 | 0 | 0
East West Interconnector | Interconnectors | Interconnectors | CONQ40 | 16 | 505 | 0% | 0 | 1.8697 | 5.4849 | 0.094543 | -6.205 | 1.9054 | 5.6207 | 0.1055 | -6.9384 | 1.9054 | 5.6207 | 0.1055 | -6.9384 | 0 | 0 | 0 | 0 | 0 | 0
ElecLink | Interconnectors | Interconnectors | SELL40 | 24 | 1000 | 0% | 0 | -2.6503 | 3.6893 | 0 | -6.205 | -2.7339 | 3.6573 | 0 | -6.9384 | -2.7339 | 3.6573 | 0 | -6.9384 | 0 | 0 | 0 | 0 | 0 | 0
EuroLink | Interconnectors | Interconnectors | LEIS4A | 18 | 0 | 0% | 0 | -0.31239 | 3.7989 | 0.007047 | -6.205 | -0.31406 | 3.7285 | 0.004575 | -6.9384 | -0.31406 | 3.7285 | 0.004575 | -6.9384 | 0 | 0 | 0 | 0 | 0 | 0
FAB Link Interconnector | Interconnectors | Interconnectors | EXET40 | 26 | 0 | 0% | 0 | 4.1469 | -5.333 | 0 | -6.205 | 4.1536 | -5.3983 | 0 | -6.9384 | 4.1536 | -5.3983 | 0 | -6.9384 | 0 | 0 | 0 | 0 | 0 | 0
Greenlink | Interconnectors | Interconnectors | PEMB40 | 20 | 504 | 0% | 0 | 9.1687 | -5.1606 | 0 | -6.205 | 9.2074 | -5.2402 | 0 | -6.9384 | 9.2074 | -5.2402 | 0 | -6.9384 | 0 | 0 | 0 | 0 | 0 | 0
Gridlink Interconnector | Interconnectors | Interconnectors | KINO40 | 24 | 0 | 0% | 0 | -2.6503 | 3.6893 | 0 | -6.205 | -2.7339 | 3.6573 | 0 | -6.9384 | -2.7339 | 3.6573 | 0 | -6.9384 | 0 | 0 | 0 | 0 | 0 | 0
IFA Interconnector | Interconnectors | Interconnectors | SELL40 | 24 | 2000 | 0% | 0 | -2.6503 | 3.6893 | 0 | -6.205 | -2.7339 | 3.6573 | 0 | -6.9384 | -2.7339 | 3.6573 | 0 | -6.9384 | 0 | 0 | 0 | 0 | 0 | 0
IFA2 Interconnector | Interconnectors | Interconnectors | CHIL40 | 26 | 1100 | 0% | 0 | 4.1469 | -5.333 | 0 | -6.205 | 4.1536 | -5.3983 | 0 | -6.9384 | 4.1536 | -5.3983 | 0 | -6.9384 | 0 | 0 | 0 | 0 | 0 | 0
Kulizumboo Interconnector | Interconnectors | Interconnectors | CANT40 | 24 | 0 | 0% | 0 | -2.6503 | 3.6893 | 0 | -6.205 | -2.7339 | 3.6573 | 0 | -6.9384 | -2.7339 | 3.6573 | 0 | -6.9384 | 0 | 0 | 0 | 0 | 0 | 0
MARES | Interconnectors | Interconnectors | BODE40 | 16 | 0 | 0% | 0 | 1.8697 | 5.4849 | 0.094543 | -6.205 | 1.9054 | 5.6207 | 0.1055 | -6.9384 | 1.9054 | 5.6207 | 0.1055 | -6.9384 | 0 | 0 | 0 | 0 | 0 | 0
Nautilus | Interconnectors | Interconnectors | LEIS40 | 18 | 0 | 0% | 0 | -0.31239 | 3.7989 | 0.007047 | -6.205 | -0.31406 | 3.7285 | 0.004575 | -6.9384 | -0.31406 | 3.7285 | 0.004575 | -6.9384 | 0 | 0 | 0 | 0 | 0 | 0
Nemo Link | Interconnectors | Interconnectors | RICH40 | 24 | 1020 | 0% | 0 | -2.6503 | 3.6893 | 0 | -6.205 | -2.7339 | 3.6573 | 0 | -6.9384 | -2.7339 | 3.6573 | 0 | -6.9384 | 0 | 0 | 0 | 0 | 0 | 0
NeuConnect Interconnector | Interconnectors | Interconnectors | GRAI40 | 24 | 0 | 0% | 0 | -2.6503 | 3.6893 | 0 | -6.205 | -2.7339 | 3.6573 | 0 | -6.9384 | -2.7339 | 3.6573 | 0 | -6.9384 | 0 | 0 | 0 | 0 | 0 | 0
NorthConnect | Interconnectors | Interconnectors | PEHE20 | 2 | 1400 | 0% | 0 | 0.8146 | 24.6448 | 27.5198 | -6.205 | 1.651 | 27.0655 | 26.8875 | -6.9384 | 0.99406 | 24.9926 | 27.2971 | -6.9384 | 0 | 0 | 0 | 0 | 0 | 0
NS Link | Interconnectors | Interconnectors | BLYT4A | 13 | 1400 | 0% | 0 | 2.809 | 10.1306 | 3.1166 | -6.205 | 2.7601 | 10.4413 | 3.7273 | -6.9384 | 2.7601 | 10.4413 | 3.3394 | -6.9384 | 0 | 0 | 0 | 0 | 0 | 0
The Superconnection | Interconnectors | Interconnectors | CREB40 | 15 | 0 | 0% | 0 | 3.4087 | 6.146 | 0.3173 | -6.205 | 3.3192 | 6.1205 | 0.27395 | -6.9384 | 3.3192 | 6.1205 | 0.27395 | -6.9384 | 0 | 0 | 0 | 0 | 0 | 0
Viking Link Denmark Interconnector | Interconnectors | Interconnectors | BICF4A | 17 | 1500 | 0% | 0 | 0.76947 | 4.0897 | 0.014209 | -6.205 | 0.74038 | 3.9719 | 0.010571 | -6.9384 | 0.74038 | 3.9719 | 0.010571 | -6.9384 | 0 | 0 | 0 | 0 | 0 | 0
A'Chruach Wind Farm | Wind Onshore | Intermittent | ACHR1R | 7 | 26.2194 | 41.83% | 10.968 | 2.3791 | 21.4438 | 32.699 | -6.205 | 4.0969 | 23.4843 | 35.6225 | -6.9384 | 2.5585 | 21.7915 | 32.9217 | -6.9384 | 1092.5403 | -162.6915 | 1191.5739 | -181.9211 | 1102.1955 | -181.9211
Aberarder Wind Farm | Wind Onshore | Intermittent | ABED10 | 1 | 31.4632 | 39.43% | 12.4047 | 2.6797 | 24.645 | 35.8269 | -6.205 | 2.5438 | 27.0657 | 40.5076 | -6.9384 | 2.5438 | 24.9927 | 36.0496 | -6.9384 | 1432.9414 | -195.2297 | 1610.2402 | -218.3053 | 1444.2645 | -218.3053
Aberdeen Offshore Wind Farm | Wind Offshore | Intermittent | ABBA10 | 1 | 58.2314 | 41.25% | 24.0203 | 2.6797 | 24.645 | 35.8269 | -6.205 | 2.5438 | 27.0657 | 40.5076 | -6.9384 | 2.5438 | 24.9927 | 36.0496 | -6.9384 | 2678.226 | -361.3264 | 3008.937 | -404.0341 | 2699.5517 | -404.0341
Abergelli Power Limited | Battery Storage | Conventional Carbon | SWAN20_SPM | 21 | 182.3161 | 1.239% | 2.2591 | 3.8118 | -5.8952 | 0 | -6.205 | 3.8446 | -5.9733 | 0 | -6.9384 | 3.8446 | -5.9733 | 0 | -6.9384 | 681.6266 | -1131.2731 | 687.4292 | -1264.9863 | 687.4292 | -1264.9863
Aberthaw (Tertiary) | PV Array | Intermittent | ABTH20 | 21 | 34.7559 | 10.9% | 3.7884 | 3.8118 | -5.8952 | 0 | -6.205 | 3.8446 | -5.9733 | 0 | -6.9384 | 3.8446 | -5.9733 | 0 | -6.9384 | -22.3333 | -215.6608 | -22.6292 | -241.1512 | -22.6292 | -241.1512
Aberthaw Energy | Battery Storage | Conventional Carbon | ABTH20 | 21 | 151.8284 | 1.239% | 1.8813 | 3.8118 | -5.8952 | 0 | -6.205 | 3.8446 | -5.9733 | 0 | -6.9384 | 3.8446 | -5.9733 | 0 | -6.9384 | 567.6423 | -942.097 | 572.4745 | -1053.4501 | 572.4745 | -1053.4501
Achany Extension Wind Farm | Wind Onshore | Intermittent | SHIN10 | 1 | 64.024 | 39.43% | 25.2421 | 2.6797 | 24.645 | 35.8269 | -6.205 | 2.5438 | 27.0657 | 40.5076 | -6.9384 | 2.5438 | 24.9927 | 36.0496 | -6.9384 | 2915.8692 | -397.2698 | 3276.6515 | -444.226 | 2938.9102 | -444.226
Acharole Wind Farm | Wind Onshore | Intermittent | MYBS11 | 1 | 32.1949 | 39.43% | 12.6931 | 2.6797 | 24.645 | 35.8269 | -6.205 | 2.5438 | 27.0657 | 40.5076 | -6.9384 | 2.5438 | 24.9927 | 36.0496 | -6.9384 | 1466.2657 | -199.77 | 1647.6876 | -223.3822 | 1477.852 | -223.3822
Afton Wind Farm | Wind Onshore | Intermittent | BLAH10 | 10 | 30.4876 | 45.71% | 13.9374 | 1.2173 | 20.8248 | 19.3446 | -6.205 | 1.2775 | 22.1438 | 21.058 | -6.9384 | 1.2775 | 21.1726 | 19.5674 | -6.9384 | 880.0159 | -189.1761 | 950.6337 | -211.5362 | 891.6546 | -211.5362
Aigas (part of the Beauly Cascade) | Hydro | Conventional Low Carbon | AIGA1Q | 1 | 12.1951 | 34% | 4.1458 | 2.6797 | 24.645 | 35.8269 | -6.205 | 2.5438 | 27.0657 | 40.5076 | -6.9384 | 2.5438 | 24.9927 | 36.0496 | -6.9384 | 571.7615 | -75.6704 | 637.2223 | -84.6145 | 574.2634 | -84.6145
Aikengall IIa Wind Farm | Wind Onshore | Intermittent | WESE10 | 11 | 49.5119 | 29.82% | 14.765 | 1.985 | 20.8248 | 14.7174 | -6.205 | 2.0239 | 22.1438 | 15.8071 | -6.9384 | 2.0239 | 21.1726 | 14.9402 | -6.9384 | 1036.166 | -307.222 | 1109.591 | -343.5347 | 1052.3306 | -343.5347
Aikengall II Windfarm | Wind Onshore | Intermittent | WESE10 | 11 | 38.9022 | 29.82% | 11.6011 | 1.985 | 20.8248 | 14.7174 | -6.205 | 2.0239 | 22.1438 | 15.8071 | -6.9384 | 2.0239 | 21.1726 | 14.9402 | -6.9384 | 814.1304 | -241.3887 | 871.8215 | -269.9202 | 826.8312 | -269.9202
Alcemi Coalburn Battery Energy Storage Facility | Battery Storage | Conventional Carbon | COAB40 | 11 | 304.8764 | 1.239% | 3.7777 | 1.985 | 20.8248 | 14.7174 | -6.205 | 2.0239 | 22.1438 | 15.8071 | -6.9384 | 2.0239 | 21.1726 | 14.9402 | -6.9384 | 739.4334 | -1891.7611 | 760.3945 | -2115.3617 | 753.4508 | -2115.3617
Alcemi Devilla Battery Energy Storage Facility | Battery Storage | Conventional Carbon | LOAN20 | 9 | 304.8764 | 1.239% | 3.7777 | 2.473 | 21.3193 | 19.9867 | -6.205 | 2.681 | 23.3923 | 22.6793 | -6.9384 | 2.6525 | 21.667 | 20.2095 | -6.9384 | 910.0033 | -1891.7611 | 991.4144 | -2115.3617 | 966.8738 | -2115.3617
Alverdiscott PP | Battery Storage | Conventional Carbon | ALVE4A | 27 | 30.4267 | 1.239% | 0.37702 | 4.6348 | -9.1108 | 0 | -6.205 | 4.643 | -9.1769 | 0 | -6.9384 | 4.643 | -9.1769 | 0 | -6.9384 | 137.588 | -188.7978 | 137.8113 | -211.1131 | 137.8113 | -211.1131
Alverdiscott | Wind Offshore | Intermittent | ALVE4A | 27 | 1097.5549 | 46.94% | 515.1374 | 4.6348 | -9.1108 | 0 | -6.205 | 4.643 | -9.1769 | 0 | -6.9384 | 4.643 | -9.1769 | 0 | -6.9384 | -4693.2966 | -6810.34 | -4727.3745 | -7615.3021 | -4727.3745 | -7615.3021
An Suidhe Wind Farm - Argyll (SRO) | Wind Onshore | Intermittent | ANSU10 | 7 | 11.7682 | 37.02% | 4.3562 | 2.3791 | 21.4438 | 32.699 | -6.205 | 4.0969 | 23.4843 | 35.6225 | -6.9384 | 2.5585 | 21.7915 | 32.9217 | -6.9384 | 478.2229 | -73.022 | 521.5166 | -81.653 | 482.3594 | -81.653
Arecleoch | Wind Onshore | Intermittent | AREC10 | 10 | 69.5118 | 31.43% | 21.8474 | 1.2173 | 20.8248 | 19.3446 | -6.205 | 1.2775 | 22.1438 | 21.058 | -6.9384 | 1.2775 | 21.1726 | 19.5674 | -6.9384 | 1799.6476 | -431.3215 | 1947.5594 | -482.3025 | 1822.7306 | -482.3025
Arecleoch Windfarm Extension | Wind Onshore | Intermittent | AREX10 | 10 | 44.39 | 39.43% | 17.5012 | 1.2173 | 20.8248 | 19.3446 | -6.205 | 1.2775 | 22.1438 | 21.058 | -6.9384 | 1.2775 | 21.1726 | 19.5674 | -6.9384 | 1223.1667 | -275.4404 | 1322.3042 | -307.9967 | 1239.1418 | -307.9967
Armadale Wind Farm | Wind Onshore | Intermittent | CONN1C | 1 | 60.3655 | 39.43% | 23.7996 | 2.6797 | 24.645 | 35.8269 | -6.205 | 2.5438 | 27.0657 | 40.5076 | -6.9384 | 2.5438 | 24.9927 | 36.0496 | -6.9384 | 2749.2481 | -374.5687 | 3089.4143 | -418.8416 | 2770.9725 | -418.8416
Awel Y Mor Extension | Wind Offshore | Intermittent | BODE40 | 16 | 670.728 | 46.94% | 314.8062 | 1.8697 | 5.4849 | 0.094543 | -6.205 | 1.9054 | 5.6207 | 0.1055 | -6.9384 | 1.9054 | 5.6207 | 0.1055 | -6.9384 | 1790.1021 | -4161.8744 | 1840.1826 | -4653.7957 | 1840.1826 | -4653.7957
Axminster | Battery Storage | Conventional Carbon | AXMI40_SEP | 26 | 91.4629 | 1.239% | 1.1333 | 4.1469 | -5.333 | 0 | -6.205 | 4.1536 | -5.3983 | 0 | -6.9384 | 4.1536 | -5.3983 | 0 | -6.9384 | 373.2402 | -567.5283 | 373.7842 | -634.6085 | 373.7842 | -634.6085
Axminster PP | Battery Storage | Conventional Carbon | AXMI40_SEP | 26 | 30.4267 | 1.239% | 0.37702 | 4.1469 | -5.333 | 0 | -6.205 | 4.1536 | -5.3983 | 0 | -6.9384 | 4.1536 | -5.3983 | 0 | -6.9384 | 124.1646 | -188.7978 | 124.3455 | -211.1131 | 124.3455 | -211.1131
Axminster - New Connection | PV Array | Intermittent | AXMI40_SEP | 26 | 73.1703 | 10.9% | 7.9756 | 4.1469 | -5.333 | 0 | -6.205 | 4.1536 | -5.3983 | 0 | -6.9384 | 4.1536 | -5.3983 | 0 | -6.9384 | -42.5338 | -454.0227 | -43.0545 | -507.6868 | -43.0545 | -507.6868
Axminster Tertiary | Battery Storage | Conventional Carbon | AXMI40_SEP | 26 | 73.1703 | 1.239% | 0.90665 | 4.1469 | -5.333 | 0 | -6.205 | 4.1536 | -5.3983 | 0 | -6.9384 | 4.1536 | -5.3983 | 0 | -6.9384 | 298.5922 | -454.0227 | 299.0273 | -507.6868 | 299.0273 | -507.6868
Ayrshire Grid Services Facility | Reactive Compensation | Conventional Carbon | AYRS40 | 11 | 0 | 0% | 0 | 1.985 | 20.8248 | 14.7174 | -6.205 | 2.0239 | 22.1438 | 15.8071 | -6.9384 | 2.0239 | 21.1726 | 14.9402 | -6.9384 | 0 | 0 | 0 | 0 | 0 | 0
Bad a Cheo Wind Farm | Wind Onshore | Intermittent | MYBS11 | 1 | 16.2499 | 40.92% | 6.65 | 2.6797 | 24.645 | 35.8269 | -6.205 | 2.5438 | 27.0657 | 40.5076 | -6.9384 | 2.5438 | 24.9927 | 36.0496 | -6.9384 | 746.0709 | -100.8309 | 838.2298 | -112.7488 | 752.0036 | -112.7488
Baillie Greener Grid Park | Battery Storage | Conventional Carbon | DOUN20 | 1 | 29.2681 | 1.239% | 0.36266 | 2.6797 | 24.645 | 35.8269 | -6.205 | 2.5438 | 27.0657 | 40.5076 | -6.9384 | 2.5438 | 24.9927 | 36.0496 | -6.9384 | 100.3599 | -181.6091 | 98.9595 | -203.0747 | 96.591 | -203.0747
Balvedavist 162 Battery Storage | Battery Storage | Conventional Carbon | MYBS11 | 1 | 98.7799 | 1.239% | 1.224 | 2.6797 | 24.645 | 35.8269 | -6.205 | 2.5438 | 27.0657 | 40.5076 | -6.9384 | 2.5438 | 24.9927 | 36.0496 | -6.9384 | 338.7146 | -612.9306 | 333.9883 | -685.3772 | 325.9945 | -685.3772
Barrow Offshore Wind Farm | Wind Offshore | Intermittent | HEYS40 | 14 | 54.8777 | 38.98% | 21.3918 | 0.32854 | 10.1306 | 4.3457 | -6.205 | 0.33741 | 10.4413 | 4.6423 | -6.9384 | 0.33741 | 10.4413 | 4.5685 | -6.9384 | 455.1952 | -340.517 | 478.1149 | -380.7651 | 474.0676 | -380.7651
Beatrice Sync Comp | Reactive Compensation | Conventional Carbon | BLHI40 | 1 | 0.60975 | 0% | 0 | 2.6797 | 24.645 | 35.8269 | -6.205 | 2.5438 | 27.0657 | 40.5076 | -6.9384 | 2.5438 | 24.9927 | 36.0496 | -6.9384 | 1.6339 | -3.7835 | 1.5511 | -4.2307 | 1.5511 | -4.2307
Beatrice Wind Farm | Wind Offshore | Intermittent | BLHI40 | 1 | 358.5346 | 52.11% | 186.8306 | 2.6797 | 24.645 | 35.8269 | -6.205 | 2.5438 | 27.0657 | 40.5076 | -6.9384 | 2.5438 | 24.9927 | 36.0496 | -6.9384 | 17449.5999 | -2224.7111 | 19580.0654 | -2487.6654 | 17594.4441 | -2487.6654
Beaw Field Wind Farm | Wind Onshore | Intermittent | BEWF10 | 1 | 43.9022 | 39.43% | 17.3088 | 2.6797 | 24.645 | 35.8269 | -6.205 | 2.5438 | 27.0657 | 40.5076 | -6.9384 | 2.5438 | 24.9927 | 36.0496 | -6.9384 | 1999.4532 | -272.4136 | 2246.8467 | -304.6121 | 2015.2527 | -304.6121
Beechgreen Energyfarm | PV Array | Intermittent | BURW40 | 18 | 30.4815 | 10.9% | 3.3225 | -0.31239 | 3.7989 | 0.007047 | -6.205 | -0.31406 | 3.7285 | 0.004575 | -6.9384 | -0.31406 | 3.7285 | 0.004575 | -6.9384 | 12.8365 | -189.1383 | 12.5272 | -211.4939 | 12.5272 | -211.4939
Beinneun Wind Farm | Wind Onshore | Intermittent | BEIN10 | 3 | 66.463 | 36.24% | 24.0871 | 3.4971 | 23.5008 | 30.9178 | -6.205 | 3.0654 | 25.9333 | 35.6489 | -6.9384 | 3.3177 | 23.8486 | 31.1406 | -6.9384 | 2620.959 | -412.4039 | 2993.9966 | -461.1488 | 2644.1418 | -461.1488
Beinn Tharsuinn Extension | Wind Onshore | Intermittent | FYRI2J | 1 | 51.2192 | 39.43% | 20.1936 | 2.6797 | 24.645 | 35.8269 | -6.205 | 2.5438 | 27.0657 | 40.5076 | -6.9384 | 2.5438 | 24.9927 | 36.0496 | -6.9384 | 2332.6954 | -317.8159 | 2621.3212 | -355.3808 | 2351.1282 | -355.3808
Benbrack Wind Farm | Wind Onshore | Intermittent | BENB10 | 10 | 43.9022 | 39.43% | 17.3088 | 1.2173 | 20.8248 | 19.3446 | -6.205 | 1.2775 | 22.1438 | 21.058 | -6.9384 | 1.2775 | 21.1726 | 19.5674 | -6.9384 | 1209.7253 | -272.4136 | 1307.7734 | -304.6121 | 1225.5249 | -304.6121
Berkswell (Tertiary) | PV Array | Intermittent | BESW20 | 18 | 34.7559 | 10.9% | 3.7884 | -0.31239 | 3.7989 | 0.007047 | -6.205 | -0.31406 | 3.7285 | 0.004575 | -6.9384 | -0.31406 | 3.7285 | 0.004575 | -6.9384 | 14.6365 | -215.6608 | 14.2839 | -241.1512 | 14.2839 | -241.1512
Berkswell Energy Storage | Battery Storage | Conventional Carbon | BESW20 | 18 | 121.9505 | 1.239% | 1.5111 | -0.31239 | 3.7989 | 0.007047 | -6.205 | -0.31406 | 3.7285 | 0.004575 | -6.9384 | -0.31406 | 3.7285 | 0.004575 | -6.9384 | -32.3457 | -756.7044 | -32.6595 | -846.1447 | -32.6595 | -846.1447
Bhlaraidh Extension Wind Farm | Wind Onshore | Intermittent | BHLA10 | 3 | 61.4631 | 39.43% | 24.2324 | 3.4971 | 23.5008 | 30.9178 | -6.205 | 3.0654 | 25.9333 | 35.6489 | -6.9384 | 3.3177 | 23.8486 | 31.1406 | -6.9384 | 2469.7839 | -381.379 | 2819.5192 | -426.4569 | 2491.9033 | -426.4569
Bhlaraidh Wind Farm | Wind Onshore | Intermittent | BHLA10 | 3 | 65.8533 | 38.18% | 25.1457 | 3.4971 | 23.5008 | 30.9178 | -6.205 | 3.0654 | 25.9333 | 35.6489 | -6.9384 | 3.3177 | 23.8486 | 31.1406 | -6.9384 | 2626.9835 | -408.6204 | 2999.7112 | -456.9181 | 2650.3985 | -456.9181
Bicker Fen 1 Solar | PV Array | Intermittent | BICF4A | 17 | 30.4846 | 10.9% | 3.3228 | 0.76947 | 4.0897 | 0.014209 | -6.205 | 0.74038 | 3.9719 | 0.010571 | -6.9384 | 0.74038 | 3.9719 | 0.010571 | -6.9384 | 14.0226 | -189.1572 | 13.5203 | -211.515 | 13.5203 | -211.515
Bicker Fen 2 Solar | PV Array | Intermittent | BICF4A | 17 | 30.4846 | 10.9% | 3.3228 | 0.76947 | 4.0897 | 0.014209 | -6.205 | 0.74038 | 3.9719 | 0.010571 | -6.9384 | 0.74038 | 3.9719 | 0.010571 | -6.9384 | 14.0226 | -189.1572 | 13.5203 | -211.515 | 13.5203 | -211.515
Bird Grove/Rownall | PV Array | Intermittent | CELL40_SPM | 18 | 34.7559 | 0% | 0 | -0.31239 | 3.7989 | 0.007047 | -6.205 | -0.31406 | 3.7285 | 0.004575 | -6.9384 | -0.31406 | 3.7285 | 0.004575 | -6.9384 | 0.24492 | -215.6608 | 0.15901 | -241.1512 | 0.15901 | -241.1512
Blackcraig Wind Farm | Wind Onshore | Intermittent | BLCW10 | 10 | 32.2559 | 47.08% | 15.186 | 1.2173 | 20.8248 | 19.3446 | -6.205 | 1.2775 | 22.1438 | 21.058 | -6.9384 | 1.2775 | 21.1726 | 19.5674 | -6.9384 | 940.2245 | -200.1483 | 1015.5188 | -223.8053 | 952.6913 | -223.8053
Blackhillock Battery | Battery Storage | Conventional Carbon | BLHI20 | 1 | 212.8037 | 1.239% | 2.6369 | 2.6797 | 24.645 | 35.8269 | -6.205 | 2.5438 | 27.0657 | 40.5076 | -6.9384 | 2.5438 | 24.9927 | 36.0496 | -6.9384 | 729.6999 | -1320.4493 | 719.5179 | -1476.5225 | 702.2968 | -1476.5225
Blacklaw | Wind Onshore | Intermittent | BLKL10 | 11 | 71.9508 | 23.05% | 16.5824 | 1.985 | 20.8248 | 14.7174 | -6.205 | 2.0239 | 22.1438 | 15.8071 | -6.9384 | 2.0239 | 21.1726 | 14.9402 | -6.9384 | 1404.2562 | -446.4556 | 1504.529 | -499.2254 | 1426.0517 | -499.2254
Blacklaw Extension | Wind Onshore | Intermittent | BLLX10 | 11 | 36.5852 | 31.79% | 11.6302 | 1.985 | 20.8248 | 14.7174 | -6.205 | 2.0239 | 22.1438 | 15.8071 | -6.9384 | 2.0239 | 21.1726 | 14.9402 | -6.9384 | 780.6352 | -227.0113 | 835.8399 | -253.8434 | 792.8299 | -253.8434
Blankney Solar | PV Array | Intermittent | WBUR40 | 16 | 243.9011 | 10.9% | 26.5852 | 1.8697 | 5.4849 | 0.094543 | -6.205 | 1.9054 | 5.6207 | 0.1055 | -6.9384 | 1.9054 | 5.6207 | 0.1055 | -6.9384 | 168.8772 | -1513.4089 | 175.1588 | -1692.2894 | 175.1588 | -1692.2894
Blarghour Wind | Wind Onshore | Intermittent | BLGH10 | 7 | 44.5729 | 1.239% | 0.5523 | 2.3791 | 21.4438 | 32.699 | -6.205 | 4.0969 | 23.4843 | 35.6225 | -6.9384 | 2.5585 | 21.7915 | 32.9217 | -6.9384 | 1469.3318 | -276.5755 | 1600.7683 | -309.2659 | 1479.4535 | -309.2659
Bolney | Battery Storage | Conventional Carbon | BOLN40 | 25 | 30.4267 | 1.239% | 0.37702 | 0.009779 | -3.4421 | 0 | -6.205 | 0.001723 | -3.4753 | 0 | -6.9384 | 0.001723 | -3.4753 | 0 | -6.9384 | -1.0002 | -188.7978 | -1.2578 | -211.1131 | -1.2578 | -211.1131
Bolney (tertiary) | PV Array | Intermittent | BOLN40 | 25 | 34.7559 | 10.9% | 3.7884 | 0.009779 | -3.4421 | 0 | -6.205 | 0.001723 | -3.4753 | 0 | -6.9384 | 0.001723 | -3.4753 | 0 | -6.9384 | -13.0401 | -215.6608 | -13.1659 | -241.1512 | -13.1659 | -241.1512
BOOM Power Llanbabo Generation | PV Array | Intermittent | WYLF40 | 19 | 182.9258 | 10.9% | 19.9389 | 4.325 | 5.9397 | 0.094543 | -6.205 | 4.4462 | 6.1312 | 0.1055 | -6.9384 | 4.4462 | 6.1312 | 0.1055 | -6.9384 | 135.7262 | -1135.0567 | 141.5492 | -1269.217 | 141.5492 | -1269.217
Botley West - Cote Solar Power Station | PV Array | Intermittent | BOTW40 | 25 | 512.1923 | 10.9% | 55.829 | 0.009779 | -3.4421 | 0 | -6.205 | 0.001723 | -3.4753 | 0 | -6.9384 | 0.001723 | -3.4753 | 0 | -6.9384 | -192.1705 | -3178.1587 | -194.0233 | -3553.8077 | -194.0233 | -3553.8077
Bradford West 100MW | Battery Storage | Conventional Carbon | BRAW20 | 15 | 60.9753 | 1.239% | 0.75554 | 3.4087 | 6.146 | 0.3173 | -6.205 | 3.3192 | 6.1205 | 0.27395 | -6.9384 | 3.3192 | 6.1205 | 0.27395 | -6.9384 | 212.7297 | -378.3522 | 207.2182 | -423.0723 | 207.2182 | -423.0723
Braintree | Battery Storage | Conventional Carbon | BRAI4A | 23 | 30.4267 | 1.239% | 0.37702 | -3.0883 | 3.6893 | -1.097 | -6.205 | -3.26 | 3.6573 | -1.1051 | -6.9384 | -3.26 | 3.6573 | -1.1051 | -6.9384 | -92.9887 | -188.7978 | -98.2275 | -211.1131 | -98.2275 | -211.1131
Braintree (Tertiary) | PV Array | Intermittent | BRAI4A | 23 | 30.4267 | 10.9% | 3.3165 | -3.0883 | 3.6893 | -1.097 | -6.205 | -3.26 | 3.6573 | -1.1051 | -6.9384 | -3.26 | 3.6573 | -1.1051 | -6.9384 | -21.1416 | -188.7978 | -21.4963 | -211.1131 | -21.4963 | -211.1131
Bramford (Tertiary) | Battery Storage | Conventional Carbon | BRFO40 | 18 | 30.4267 | 1.239% | 0.37702 | -0.31239 | 3.7989 | 0.007047 | -6.205 | -0.31406 | 3.7285 | 0.004575 | -6.9384 | -0.31406 | 3.7285 | 0.004575 | -6.9384 | -8.0702 | -188.7978 | -8.1485 | -211.1131 | -8.1485 | -211.1131
Bramford Tertiary | PV Array | Intermittent | BRFO40 | 18 | 34.7559 | 10.9% | 3.7884 | -0.31239 | 3.7989 | 0.007047 | -6.205 | -0.31406 | 3.7285 | 0.004575 | -6.9384 | -0.31406 | 3.7285 | 0.004575 | -6.9384 | 14.6365 | -215.6608 | 14.2839 | -241.1512 | 14.2839 | -241.1512
Bramley (tertiary) | PV Array | Intermittent | BRLE40 | 25 | 34.7559 | 10.9% | 3.7884 | 0.009779 | -3.4421 | 0 | -6.205 | 0.001723 | -3.4753 | 0 | -6.9384 | 0.001723 | -3.4753 | 0 | -6.9384 | -13.0401 | -215.6608 | -13.1659 | -241.1512 | -13.1659 | -241.1512
Bramley BESS | PV Array | Intermittent | BRLE40 | 25 | 30.4846 | 10.9% | 3.3228 | 0.009779 | -3.4421 | 0 | -6.205 | 0.001723 | -3.4753 | 0 | -6.9384 | 0.001723 | -3.4753 | 0 | -6.9384 | -11.4376 | -189.1572 | -11.5479 | -211.515 | -11.5479 | -211.515
Branxton Energy Storage Facility | Battery Storage | Conventional Carbon | BRNX40 | 11 | 304.8764 | 1.239% | 3.7777 | 1.985 | 20.8248 | 14.7174 | -6.205 | 2.0239 | 22.1438 | 15.8071 | -6.9384 | 2.0239 | 21.1726 | 14.9402 | -6.9384 | 739.4334 | -1891.7611 | 760.3945 | -2115.3617 | 753.4508 | -2115.3617
Bredbury | Battery Storage | Conventional Carbon | BRED20 | 16 | 30.4267 | 1.239% | 0.37702 | 1.8697 | 5.4849 | 0.094543 | -6.205 | 1.9054 | 5.6207 | 0.1055 | -6.9384 | 1.9054 | 5.6207 | 0.1055 | -6.9384 | 58.9909 | -188.7978 | 60.1344 | -211.1131 | 60.1344 | -211.1131
Breezy Hill Wind Farm | Wind Onshore | Intermittent | BREE10 | 10 | 48.7802 | 39.43% | 19.232 | 1.2173 | 20.8248 | 19.3446 | -6.205 | 1.2775 | 22.1438 | 21.058 | -6.9384 | 1.2775 | 21.1726 | 19.5674 | -6.9384 | 1344.1392 | -302.6818 | 1453.0815 | -338.4579 | 1361.6943 | -338.4579
Bridgwater (tertiary) | PV Array | Intermittent | BRWA4A | 26 | 34.7559 | 10.9% | 3.7884 | 4.1469 | -5.333 | 0 | -6.205 | 4.1536 | -5.3983 | 0 | -6.9384 | 4.1536 | -5.3983 | 0 | -6.9384 | -20.2035 | -215.6608 | -20.4509 | -241.1512 | -20.4509 | -241.1512
Bridgwater 2 (tertiary) - New Conn | Battery Storage | Conventional Carbon | BRWA4A | 26 | 32.9266 | 1.239% | 0.40799 | 4.1469 | -5.333 | 0 | -6.205 | 4.1536 | -5.3983 | 0 | -6.9384 | 4.1536 | -5.3983 | 0 | -6.9384 | 134.3665 | -204.3102 | 134.5623 | -228.4591 | 134.5623 | -228.4591
Broken Cross Windfarm | Wind Onshore | Intermittent | BROC1T | 11 | 29.2681 | 39.43% | 11.5392 | 1.985 | 20.8248 | 14.7174 | -6.205 | 2.0239 | 22.1438 | 15.8071 | -6.9384 | 2.0239 | 21.1726 | 14.9402 | -6.9384 | 671.0535 | -181.6091 | 718.1653 | -203.0747 | 681.5866 | -203.0747
Bryn Tilti | Wind Onshore | Intermittent | SHRE4A | 18 | 64.6338 | 39.43% | 25.4825 | -0.31239 | 3.7989 | 0.007047 | -6.205 | -0.31406 | 3.7285 | 0.004575 | -6.9384 | -0.31406 | 3.7285 | 0.004575 | -6.9384 | 97.2598 | -401.0534 | 95.3058 | -448.4567 | 95.3058 | -448.4567
Builth Wells | Wind Onshore | Intermittent | PEMB40 | 20 | 81.0971 | 39.43% | 31.9733 | 9.1687 | -5.1606 | 0 | -6.205 | 9.2074 | -5.2402 | 0 | -6.9384 | 9.2074 | -5.2402 | 0 | -6.9384 | -165.0016 | -503.2085 | -167.5469 | -562.6862 | -167.5469 | -562.6862
Burbo Bank Extension Offshore Wind Farm | Wind Offshore | Intermittent | BODE40 | 16 | 157.3162 | 45.87% | 72.1668 | 1.8697 | 5.4849 | 0.094543 | -6.205 | 1.9054 | 5.6207 | 0.1055 | -6.9384 | 1.9054 | 5.6207 | 0.1055 | -6.9384 | 410.7027 | -976.1487 | 422.2222 | -1091.5266 | 422.2222 | -1091.5266
Burwell (Tertiary) | Battery Storage | Conventional Carbon | BURW40 | 18 | 0 | 1.239% | 0 | -0.31239 | 3.7989 | 0.007047 | -6.205 | -0.31406 | 3.7285 | 0.004575 | -6.9384 | -0.31406 | 3.7285 | 0.004575 | -6.9384 | 0 | 0 | 0 | 0 | 0 | 0
Burwell II (Waterbeach) Solar | PV Array | Intermittent | BURW40 | 18 | 30.4846 | 10.9% | 3.3228 | -0.31239 | 3.7989 | 0.007047 | -6.205 | -0.31406 | 3.7285 | 0.004575 | -6.9384 | -0.31406 | 3.7285 | 0.004575 | -6.9384 | 12.8378 | -189.1572 | 12.5284 | -211.515 | 12.5284 | -211.515
Bushbury Green Energy Centre | Battery Storage | Conventional Carbon | BUSH20 | 18 | 292.6813 | 1.239% | 3.6266 | -0.31239 | 3.7989 | 0.007047 | -6.205 | -0.31406 | 3.7285 | 0.004575 | -6.9384 | -0.31406 | 3.7285 | 0.004575 | -6.9384 | -77.6296 | -1816.0907 | -78.3827 | -2030.7472 | -78.3827 | -2030.7472
Bustleholme | Battery Storage | Conventional Carbon | BUST20 | 18 | 0 | 1.239% | 0 | -0.31239 | 3.7989 | 0.007047 | -6.205 | -0.31406 | 3.7285 | 0.004575 | -6.9384 | -0.31406 | 3.7285 | 0.004575 | -6.9384 | 0 | 0 | 0 | 0 | 0 | 0
Canterbury Tertiary | PV Array | Intermittent | CANT40 | 24 | 34.7559 | 10.9% | 3.7884 | -2.6503 | 3.6893 | 0 | -6.205 | -2.7339 | 3.6573 | 0 | -6.9384 | -2.7339 | 3.6573 | 0 | -6.9384 | 13.9766 | -215.6608 | 13.8554 | -241.1512 | 13.8554 | -241.1512
Capenhurst (Tertiary) | PV Array | Intermittent | CAPE20 | 16 | 34.7559 | 10.9% | 3.7884 | 1.8697 | 5.4849 | 0.094543 | -6.205 | 1.9054 | 5.6207 | 0.1055 | -6.9384 | 1.9054 | 5.6207 | 0.1055 | -6.9384 | 24.065 | -215.6608 | 24.9601 | -241.1512 | 24.9601 | -241.1512
Capenhurst 275KV Substation | Energy Storage System | Conventional Carbon | CAPE20 | 16 | 60.9753 | 1.239% | 0.75554 | 1.8697 | 5.4849 | 0.094543 | -6.205 | 1.9054 | 5.6207 | 0.1055 | -6.9384 | 1.9054 | 5.6207 | 0.1055 | -6.9384 | 118.2182 | -378.3522 | 120.5098 | -423.0723 | 120.5098 | -423.0723
Capenhurst Tertiary Connection | Battery Storage | Conventional Carbon | CAPE20 | 16 | 34.7559 | 1.239% | 0.43066 | 1.8697 | 5.4849 | 0.094543 | -6.205 | 1.9054 | 5.6207 | 0.1055 | -6.9384 | 1.9054 | 5.6207 | 0.1055 | -6.9384 | 67.3844 | -215.6608 | 68.6906 | -241.1512 | 68.6906 | -241.1512
Carnedd Wen Wind Farm | Wind Onshore | Intermittent | TRAW40 | 16 | 91.4629 | 39.43% | 36.0601 | 1.8697 | 5.4849 | 0.094543 | -6.205 | 1.9054 | 5.6207 | 0.1055 | -6.9384 | 1.9054 | 5.6207 | 0.1055 | -6.9384 | 206.4341 | -567.5283 | 212.3311 | -634.6085 | 212.3311 | -634.6085
Carraig Gheal Wind Farm | Wind Onshore | Intermittent | FERO10 | 7 | 28.0486 | 45.73% | 12.826 | 2.3791 | 21.4438 | 32.699 | -6.205 | 4.0969 | 23.4843 | 35.6225 | -6.9384 | 2.5585 | 21.7915 | 32.9217 | -6.9384 | 1192.1979 | -174.042 | 1300.3707 | -194.6133 | 1202.9067 | -194.6133
Carrick Wind Farm | Wind Onshore | Intermittent | CRCK20 | 10 | 51.2192 | 39.43% | 20.1936 | 1.2173 | 20.8248 | 19.3446 | -6.205 | 1.2775 | 22.1438 | 21.058 | -6.9384 | 1.2775 | 21.1726 | 19.5674 | -6.9384 | 1411.3462 | -317.8159 | 1525.7356 | -355.3808 | 1429.779 | -355.3808
Carrington | Battery Storage | Conventional Carbon | CARR20 | 16 | 0 | 1.239% | 0 | 1.8697 | 5.4849 | 0.094543 | -6.205 | 1.9054 | 5.6207 | 0.1055 | -6.9384 | 1.9054 | 5.6207 | 0.1055 | -6.9384 | 0 | 0 | 0 | 0 | 0 | 0
Carrington Power Station | CCGT (Combined Cycle Gas Turbine) | Conventional Carbon | CARR40 | 16 | 554.875 | 56.64% | 314.2534 | 1.8697 | 5.4849 | 0.094543 | -6.205 | 1.9054 | 5.6207 | 0.1055 | -6.9384 | 1.9054 | 5.6207 | 0.1055 | -6.9384 | 2790.7924 | -3443.0052 | 2856.736 | -3849.9583 | 2856.736 | -3849.9583
CDCL | CCGT (Combined Cycle Gas Turbine) | Conventional Carbon | COTT40 | 16 | 271.34 | 58.72% | 159.3362 | 1.8697 | 5.4849 | 0.094543 | -6.205 | 1.9054 | 5.6207 | 0.1055 | -6.9384 | 1.9054 | 5.6207 | 0.1055 | -6.9384 | 1396.324 | -1683.6674 | 1429.4018 | -1882.6719 | 1429.4018 | -1882.6719
Cellarhead 400kV Energy Storage | Battery Storage | Conventional Carbon | CELL40_SPM | 18 | 182.9258 | 1.239% | 2.2666 | -0.31239 | 3.7989 | 0.007047 | -6.205 | -0.31406 | 3.7285 | 0.004575 | -6.9384 | -0.31406 | 3.7285 | 0.004575 | -6.9384 | -48.5185 | -1135.0567 | -48.9892 | -1269.217 | -48.9892 | -1269.217
Cellarhead Green Energy Centre | Battery Storage | Conventional Carbon | CELL40_SPM | 18 | 243.9011 | 1.239% | 3.0222 | -0.31239 | 3.7989 | 0.007047 | -6.205 | -0.31406 | 3.7285 | 0.004575 | -6.9384 | -0.31406 | 3.7285 | 0.004575 | -6.9384 | -64.6913 | -1513.4089 | -65.3189 | -1692.2894 | -65.3189 | -1692.2894
Cellarhead Home Farm | Battery Storage | Conventional Carbon | CELL40_SPM | 18 | 170.7308 | 1.239% | 2.1155 | -0.31239 | 3.7989 | 0.007047 | -6.205 | -0.31406 | 3.7285 | 0.004575 | -6.9384 | -0.31406 | 3.7285 | 0.004575 | -6.9384 | -45.2839 | -1059.3862 | -45.7232 | -1184.6026 | -45.7232 | -1184.6026
Chapelcross Solar PV and Storage | PV Array | Intermittent | CHAP10 | 12 | 91.9995 | 10.9% | 10.0279 | 0.87013 | 15.4973 | 12.1471 | -6.205 | 0.88808 | 16.341 | 13.2184 | -6.9384 | 0.88808 | 15.845 | 12.3699 | -6.9384 | 1272.9371 | -570.8578 | 1379.9549 | -638.3315 | 1296.9194 | -638.3315
Chapel Farm Battery Storage Project | Battery Storage | Conventional Carbon | SUND40 | 18 | 0 | 1.239% | 0 | -0.31239 | 3.7989 | 0.007047 | -6.205 | -0.31406 | 3.7285 | 0.004575 | -6.9384 | -0.31406 | 3.7285 | 0.004575 | -6.9384 | 0 | 0 | 0 | 0 | 0 | 0
Chickerell Solar PV & BESS | PV Array | Intermittent | CHIC40 | 26 | 243.9011 | 10.9% | 26.5852 | 4.1469 | -5.333 | 0 | -6.205 | 4.1536 | -5.3983 | 0 | -6.9384 | 4.1536 | -5.3983 | 0 | -6.9384 | -141.7793 | -1513.4089 | -143.5151 | -1692.2894 | -143.5151 | -1692.2894
Chirmorie Wind Farm | Wind Onshore | Intermittent | CHMO10 | 10 | 48.7802 | 39.43% | 19.232 | 1.2173 | 20.8248 | 19.3446 | -6.205 | 1.2775 | 22.1438 | 21.058 | -6.9384 | 1.2775 | 21.1726 | 19.5674 | -6.9384 | 1344.1392 | -302.6818 | 1453.0815 | -338.4579 | 1361.6943 | -338.4579
Chleansaid Wind Farm | Wind Onshore | Intermittent | CHLE10 | 1 | 58.5363 | 39.43% | 23.0784 | 2.6797 | 24.645 | 35.8269 | -6.205 | 2.5438 | 27.0657 | 40.5076 | -6.9384 | 2.5438 | 24.9927 | 36.0496 | -6.9384 | 2665.9375 | -363.2181 | 2995.7957 | -406.1494 | 2687.0036 | -406.1494
Cilfynydd Green Energy Centre | Battery Storage | Conventional Carbon | CILF40 | 21 | 243.9011 | 1.239% | 3.0222 | 3.8118 | -5.8952 | 0 | -6.205 | 3.8446 | -5.9733 | 0 | -6.9384 | 3.8446 | -5.9733 | 0 | -6.9384 | 911.8751 | -1513.4089 | 919.6378 | -1692.2894 | 919.6378 | -1692.2894
Clash Gour | Wind Onshore | Intermittent | CLGO20 | 1 | 128.0481 | 39.43% | 50.4841 | 2.6797 | 24.645 | 35.8269 | -6.205 | 2.5438 | 27.0657 | 40.5076 | -6.9384 | 2.5438 | 24.9927 | 36.0496 | -6.9384 | 5831.7384 | -794.5397 | 6553.303 | -888.4519 | 5877.8204 | -888.4519
Clashindarroch Extension | Wind Onshore | Intermittent | CAIN20 | 1 | 22.8657 | 39.43% | 9.015 | 2.6797 | 24.645 | 35.8269 | -6.205 | 2.5438 | 27.0657 | 40.5076 | -6.9384 | 2.5438 | 24.9927 | 36.0496 | -6.9384 | 1041.3819 | -141.8821 | 1170.2327 | -158.6521 | 1049.6108 | -158.6521
Clauchrie Windfarm | Wind Onshore | Intermittent | CLAU10 | 10 | 51.2192 | 39.43% | 20.1936 | 1.2173 | 20.8248 | 19.3446 | -6.205 | 1.2775 | 22.1438 | 21.058 | -6.9384 | 1.2775 | 21.1726 | 19.5674 | -6.9384 | 1411.3462 | -317.8159 | 1525.7356 | -355.3808 | 1429.779 | -355.3808
Cleve Hill Solar Park | PV Array | Intermittent | CLEH40 | 24 | 213.4134 | 10.9% | 23.2621 | -2.6503 | 3.6893 | 0 | -6.205 | -2.7339 | 3.6573 | 0 | -6.9384 | -2.7339 | 3.6573 | 0 | -6.9384 | 85.8211 | -1324.2328 | 85.077 | -1480.7532 | 85.077 | -1480.7532
Cloiche Wind Farm | Wind Onshore | Intermittent | CLOI10 | 5 | 121.9505 | 39.43% | 48.0801 | 2.7698 | 22.2816 | 25.058 | -6.205 | 3.1768 | 24.6936 | 29.6905 | -6.9384 | 2.9492 | 22.6294 | 25.2808 | -6.9384 | 4127.1422 | -756.7044 | 4808.0483 | -846.1447 | 4171.0298 | -846.1447
Cloich Forest Wind Farm | Wind Onshore | Intermittent | CLFO10 | 9 | 40.9754 | 39.43% | 16.1549 | 2.473 | 21.3193 | 19.9867 | -6.205 | 2.681 | 23.3923 | 22.6793 | -6.9384 | 2.6525 | 21.667 | 20.2095 | -6.9384 | 1163.3741 | -254.2527 | 1307.1919 | -284.3046 | 1178.1204 | -284.3046
Cloud Hill Windfarm | Wind Onshore | Intermittent | CLUH19 | 10 | 30.4876 | 39.43% | 12.02 | 1.2173 | 20.8248 | 19.3446 | -6.205 | 1.2775 | 22.1438 | 21.058 | -6.9384 | 1.2775 | 21.1726 | 19.5674 | -6.9384 | 840.087 | -189.1761 | 908.176 | -211.5362 | 851.0589 | -211.5362
Clunie (part of the Clunie Cascade) | Hydro | Conventional Low Carbon | CLUN1S | 5 | 37.3169 | 37.68% | 14.0613 | 2.7698 | 22.2816 | 25.058 | -6.205 | 3.1768 | 24.6936 | 29.6905 | -6.9384 | 2.9492 | 22.6294 | 25.2808 | -6.9384 | 1351.7539 | -231.5516 | 1573.7299 | -258.9203 | 1371.6542 | -258.9203
Clyde North | Wind Onshore | Intermittent | CLYN2Q | 11 | 228.3524 | 39.5% | 90.2063 | 1.985 | 20.8248 | 14.7174 | -6.205 | 2.0239 | 22.1438 | 15.8071 | -6.9384 | 2.0239 | 21.1726 | 14.9402 | -6.9384 | 5239.2869 | -1416.9291 | 5607.0889 | -1584.4059 | 5321.5278 | -1584.4059
Clyde South | Wind Onshore | Intermittent | CLYS2R | 11 | 78.5361 | 35.32% | 27.7389 | 1.985 | 20.8248 | 14.7174 | -6.205 | 2.0239 | 22.1438 | 15.8071 | -6.9384 | 2.0239 | 21.1726 | 14.9402 | -6.9384 | 1733.5066 | -487.3177 | 1855.6699 | -544.9172 | 1760.6489 | -544.9172
Cnoc Buidhe Wind Farm | Wind Onshore | Intermittent | CNBH10 | 7 | 91.4629 | 39.43% | 36.0601 | 2.3791 | 21.4438 | 32.699 | -6.205 | 4.0969 | 23.4843 | 35.6225 | -6.9384 | 2.5585 | 21.7915 | 32.9217 | -6.9384 | 3764.0059 | -567.5283 | 4104.9822 | -634.6085 | 3796.9216 | -634.6085
Codling Park Wind Farm | Wind Offshore | Intermittent | PENT40 | 19 | 609.7527 | 46.94% | 286.1874 | 4.325 | 5.9397 | 0.094543 | -6.205 | 4.4462 | 6.1312 | 0.1055 | -6.9384 | 4.4462 | 6.1312 | 0.1055 | -6.9384 | 1757.5256 | -3783.5222 | 1819.0103 | -4230.7234 | 1819.0103 | -4230.7234
Coire Glas Pumped Storage | Pump Storage | Conventional Carbon | COGL40 | 3 | 373.1687 | 8.6% | 32.0906 | 3.4971 | 23.5008 | 30.9178 | -6.205 | 3.0654 | 25.9333 | 35.6489 | -6.9384 | 3.3177 | 23.8486 | 31.1406 | -6.9384 | 3051.3519 | -2315.5156 | 3120.1133 | -2589.2027 | 3002.6893 | -2589.2027
Connahs Quay | CCGT (Combined Cycle Gas Turbine) | Conventional Carbon | CONQ40 | 16 | 841.4587 | 19.67% | 165.4989 | 1.8697 | 5.4849 | 0.094543 | -6.205 | 1.9054 | 5.6207 | 0.1055 | -6.9384 | 1.9054 | 5.6207 | 0.1055 | -6.9384 | 2496.6334 | -5221.2607 | 2551.0055 | -5838.3983 | 2551.0055 | -5838.3983
Corby | CCGT (Combined Cycle Gas Turbine) | Conventional Carbon | GREN40_EME | 18 | 244.5108 | 1.151% | 2.8153 | -0.31239 | 3.7989 | 0.007047 | -6.205 | -0.31406 | 3.7285 | 0.004575 | -6.9384 | -0.31406 | 3.7285 | 0.004575 | -6.9384 | -65.6692 | -1517.1924 | -66.2827 | -1696.5201 | -66.2827 | -1696.5201
Corriegarth | Wind Onshore | Intermittent | COGA10 | 1 | 42.0729 | 45.04% | 18.9495 | 2.6797 | 24.645 | 35.8269 | -6.205 | 2.5438 | 27.0657 | 40.5076 | -6.9384 | 2.5438 | 24.9927 | 36.0496 | -6.9384 | 1974.3503 | -261.063 | 2217.1533 | -291.9199 | 1990.3129 | -291.9199
Corriegarth 2 Wind Farm | Wind Onshore | Intermittent | COGA10 | 1 | 42.6827 | 39.43% | 16.828 | 2.6797 | 24.645 | 35.8269 | -6.205 | 2.5438 | 27.0657 | 40.5076 | -6.9384 | 2.5438 | 24.9927 | 36.0496 | -6.9384 | 1943.9128 | -264.8466 | 2184.4343 | -296.1506 | 1959.2735 | -296.1506
Corriemoillie Wind Farm | Wind Onshore | Intermittent | CORI10 | 1 | 28.9633 | 31.38% | 9.0896 | 2.6797 | 24.645 | 35.8269 | -6.205 | 2.5438 | 27.0657 | 40.5076 | -6.9384 | 2.5438 | 24.9927 | 36.0496 | -6.9384 | 1261.6757 | -179.7173 | 1419.2478 | -200.9594 | 1271.289 | -200.9594
Coryton | CCGT (Combined Cycle Gas Turbine) | Conventional Carbon | COSO40 | 24 | 487.8022 | 24.59% | 119.9462 | -2.6503 | 3.6893 | 0 | -6.205 | -2.7339 | 3.6573 | 0 | -6.9384 | -2.7339 | 3.6573 | 0 | -6.9384 | -850.319 | -3026.8178 | -894.9124 | -3384.5787 | -894.9124 | -3384.5787
Costa Head Wind Farm | Wind Onshore | Intermittent | COST10 | 1 | 12.439 | 39.43% | 4.9042 | 2.6797 | 24.645 | 35.8269 | -6.205 | 2.5438 | 27.0657 | 40.5076 | -6.9384 | 2.5438 | 24.9927 | 36.0496 | -6.9384 | 566.5117 | -77.1839 | 636.6066 | -86.3068 | 570.9883 | -86.3068
Cour Wind Farm | Wind Onshore | Intermittent | CRSS10 | 7 | 12.4999 | 55.58% | 6.9474 | 2.3791 | 21.4438 | 32.699 | -6.205 | 4.0969 | 23.4843 | 35.6225 | -6.9384 | 2.5585 | 21.7915 | 32.9217 | -6.9384 | 557.7142 | -77.5622 | 608.4347 | -86.7298 | 562.9149 | -86.7298
Coventry | Battery Storage | Conventional Carbon | COVE20 | 18 | 0 | 1.239% | 0 | -0.31239 | 3.7989 | 0.007047 | -6.205 | -0.31406 | 3.7285 | 0.004575 | -6.9384 | -0.31406 | 3.7285 | 0.004575 | -6.9384 | 0 | 0 | 0 | 0 | 0 | 0
Cowes | OCGT (Open Cycle Gas Turbine) | Conventional Carbon | FAWL40 | 26 | 85.3654 | 0.126% | 0.10756 | 4.1469 | -5.333 | 0 | -6.205 | 4.1536 | -5.3983 | 0 | -6.9384 | 4.1536 | -5.3983 | 0 | -6.9384 | 353.425 | -529.6931 | 353.9947 | -592.3013 | 353.9947 | -592.3013
Cowley | Energy Storage System | Conventional Carbon | COWL40 | 25 | 30.4267 | 3.621% | 1.1016 | 0.009779 | -3.4421 | 0 | -6.205 | 0.001723 | -3.4753 | 0 | -6.9384 | 0.001723 | -3.4753 | 0 | -6.9384 | -3.4943 | -188.7978 | -3.776 | -211.1131 | -3.776 | -211.1131
Cowley (Tertiary) | PV Array | Intermittent | COWL40 | 25 | 4.3292 | 10.9% | 0.47189 | 0.009779 | -3.4421 | 0 | -6.205 | 0.001723 | -3.4753 | 0 | -6.9384 | 0.001723 | -3.4753 | 0 | -6.9384 | -1.6243 | -26.863 | -1.64 | -30.0381 | -1.64 | -30.0381
Cowley Energy Storage | Battery Storage | Conventional Carbon | COWL40 | 25 | 121.9505 | 1.239% | 1.5111 | 0.009779 | -3.4421 | 0 | -6.205 | 0.001723 | -3.4753 | 0 | -6.9384 | 0.001723 | -3.4753 | 0 | -6.9384 | -4.0088 | -756.7044 | -5.0414 | -846.1447 | -5.0414 | -846.1447
Coylton 275kV Greener Grid Park | Battery Storage | Conventional Carbon | COYL20 | 10 | 30.4267 | 1.239% | 0.37702 | 1.2173 | 20.8248 | 19.3446 | -6.205 | 1.2775 | 22.1438 | 21.058 | -6.9384 | 1.2775 | 21.1726 | 19.5674 | -6.9384 | 52.1844 | -188.7978 | 55.1591 | -211.1131 | 54.231 | -211.1131
CPG Power | Gas Reciprocating | Conventional Carbon | CARR40 | 16 | 30.4267 | 49.36% | 15.019 | 1.8697 | 5.4849 | 0.094543 | -6.205 | 1.9054 | 5.6207 | 0.1055 | -6.9384 | 1.9054 | 5.6207 | 0.1055 | -6.9384 | 140.6854 | -188.7978 | 143.9768 | -211.1131 | 143.9768 | -211.1131
Craig Watch Wind Farm | Wind Onshore | Intermittent | CRWH19 | 1 | 44.268 | 39.43% | 17.4531 | 2.6797 | 24.645 | 35.8269 | -6.205 | 2.5438 | 27.0657 | 40.5076 | -6.9384 | 2.5438 | 24.9927 | 36.0496 | -6.9384 | 2016.1153 | -274.6837 | 2265.5705 | -307.1505 | 2032.0465 | -307.1505
Creag Riabhach Wind Farm | Wind Onshore | Intermittent | CREA10 | 1 | 0 | 39.43% | 0 | 2.6797 | 24.645 | 35.8269 | -6.205 | 2.5438 | 27.0657 | 40.5076 | -6.9384 | 2.5438 | 24.9927 | 36.0496 | -6.9384 | 0 | 0 | 0 | 0 | 0 | 0
Crossdykes | Wind Onshore | Intermittent | EWEH1Q | 12 | 28.0486 | 32.51% | 9.1175 | 0.87013 | 15.4973 | 12.1471 | -6.205 | 0.88808 | 16.341 | 13.2184 | -6.9384 | 0.88808 | 15.845 | 12.3699 | -6.9384 | 482.0078 | -174.042 | 519.7483 | -194.6133 | 491.427 | -194.6133
Cruachan | Pump Storage | Conventional Carbon | CRUA20 | 8 | 292.6813 | 7.624% | 22.3137 | 3.5293 | 21.4438 | 20.4208 | -6.205 | 3.8494 | 23.4843 | 23.0003 | -6.9384 | 3.7087 | 21.7915 | 20.6436 | -6.9384 | 1967.1057 | -1816.0907 | 2163.8948 | -2030.7472 | 2032.363 | -2030.7472
Cryogenic Battery System (Synchronous) | Battery Storage | Conventional Carbon | CARR40 | 16 | 30.4267 | 1.239% | 0.37702 | 1.8697 | 5.4849 | 0.094543 | -6.205 | 1.9054 | 5.6207 | 0.1055 | -6.9384 | 1.9054 | 5.6207 | 0.1055 | -6.9384 | 58.9909 | -188.7978 | 60.1344 | -211.1131 | 60.1344 | -211.1131
Crystal Rig III Wind Farm | Wind Onshore | Intermittent | CRYR40 | 11 | 8.4146 | 51.46% | 4.3302 | 1.985 | 20.8248 | 14.7174 | -6.205 | 2.0239 | 22.1438 | 15.8071 | -6.9384 | 2.0239 | 21.1726 | 14.9402 | -6.9384 | 214.0164 | -52.2126 | 228.8967 | -58.384 | 217.3968 | -58.384
Crystal Rig II Wind Farm | Wind Onshore | Intermittent | CRYR40 | 11 | 84.1459 | 49.01% | 41.2365 | 1.985 | 20.8248 | 14.7174 | -6.205 | 2.0239 | 22.1438 | 15.8071 | -6.9384 | 2.0239 | 21.1726 | 14.9402 | -6.9384 | 2097.1534 | -522.1261 | 2243.2319 | -583.8398 | 2130.2392 | -583.8398
Crystal Rig IV Wind Farm | Wind Onshore | Intermittent | CRYR40 | 11 | 29.3901 | 39.43% | 11.5873 | 1.985 | 20.8248 | 14.7174 | -6.205 | 2.0239 | 22.1438 | 15.8071 | -6.9384 | 2.0239 | 21.1726 | 14.9402 | -6.9384 | 673.8496 | -182.3658 | 721.1576 | -203.9209 | 684.4265 | -203.9209
Culham Storage | Battery Storage | Conventional Carbon | CULJ4A | 25 | 304.8764 | 1.239% | 3.7777 | 0.009779 | -3.4421 | 0 | -6.205 | 0.001723 | -3.4753 | 0 | -6.9384 | 0.001723 | -3.4753 | 0 | -6.9384 | -10.022 | -1891.7611 | -12.6035 | -2115.3617 | -12.6035 | -2115.3617
Culligran (part of the Beauly Cascade) | Hydro | Conventional Low Carbon | CULL1Q | 1 | 11.6463 | 34% | 3.9592 | 2.6797 | 24.645 | 35.8269 | -6.205 | 2.5438 | 27.0657 | 40.5076 | -6.9384 | 2.5438 | 24.9927 | 36.0496 | -6.9384 | 546.0323 | -72.2653 | 608.5473 | -80.8068 | 548.4216 | -80.8068
Cumberhead | Wind Onshore | Intermittent | CCSS10 | 11 | 0 | 39.43% | 0 | 1.985 | 20.8248 | 14.7174 | -6.205 | 2.0239 | 22.1438 | 15.8071 | -6.9384 | 2.0239 | 21.1726 | 14.9402 | -6.9384 | 0 | 0 | 0 | 0 | 0 | 0
Cumberhead West Wind Farm | Wind Onshore | Intermittent | CUMW10 | 11 | 69.5118 | 39.43% | 27.4057 | 1.985 | 20.8248 | 14.7174 | -6.205 | 2.0239 | 22.1438 | 15.8071 | -6.9384 | 2.0239 | 21.1726 | 14.9402 | -6.9384 | 1593.7522 | -431.3215 | 1705.6425 | -482.3025 | 1618.7681 | -482.3025
Daer Wind Farm | Wind Onshore | Intermittent | DAER10 | 12 | 58.5363 | 39.43% | 23.0784 | 0.87013 | 15.4973 | 12.1471 | -6.205 | 0.88808 | 16.341 | 13.2184 | -6.9384 | 0.88808 | 15.845 | 12.3699 | -6.9384 | 1068.7016 | -363.2181 | 1150.8817 | -406.1494 | 1089.7677 | -406.1494
Daines Green Energy Centre | Battery Storage | Conventional Carbon | DAIN40 | 16 | 292.6813 | 1.239% | 3.6266 | 1.8697 | 5.4849 | 0.094543 | -6.205 | 1.9054 | 5.6207 | 0.1055 | -6.9384 | 1.9054 | 5.6207 | 0.1055 | -6.9384 | 567.4473 | -1816.0907 | 578.4471 | -2030.7472 | 578.4471 | -2030.7472
Dalquhandy Wind Farm | Wind Onshore | Intermittent | CCSS10 | 11 | 25.6096 | 39.43% | 10.0968 | 1.985 | 20.8248 | 14.7174 | -6.205 | 2.0239 | 22.1438 | 15.8071 | -6.9384 | 2.0239 | 21.1726 | 14.9402 | -6.9384 | 587.1719 | -158.9079 | 628.3946 | -177.6904 | 596.3883 | -177.6904
Damhead Creek | CCGT (Combined Cycle Gas Turbine) | Conventional Carbon | KINO40 | 24 | 495.1192 | 35.17% | 174.1572 | -2.6503 | 3.6893 | 0 | -6.205 | -2.7339 | 3.6573 | 0 | -6.9384 | -2.7339 | 3.6573 | 0 | -6.9384 | -669.71 | -3072.22 | -716.6488 | -3435.3474 | -716.6488 | -3435.3474
Damhead Creek 2 | CCGT | Conventional Carbon | KINO40 | 24 | 1097.5549 | 49.36% | 541.7673 | -2.6503 | 3.6893 | 0 | -6.205 | -2.7339 | 3.6573 | 0 | -6.9384 | -2.7339 | 3.6573 | 0 | -6.9384 | -910.1355 | -6810.34 | -1019.1673 | -7615.3021 | -1019.1673 | -7615.3021
Dealanach WLC WF | Wind Onshore | Intermittent | HORI10 | 12 | 7.317 | 39.43% | 2.8848 | 0.87013 | 15.4973 | 12.1471 | -6.205 | 0.88808 | 16.341 | 13.2184 | -6.9384 | 0.88808 | 15.845 | 12.3699 | -6.9384 | 133.5877 | -45.4023 | 143.8602 | -50.7687 | 136.221 | -50.7687
Deanie (part of the Beauly Cascade) | Hydro | Conventional Low Carbon | DEAN1Q | 1 | 23.1706 | 34% | 7.877 | 2.6797 | 24.645 | 35.8269 | -6.205 | 2.5438 | 27.0657 | 40.5076 | -6.9384 | 2.5438 | 24.9927 | 36.0496 | -6.9384 | 1086.3469 | -143.7738 | 1210.7223 | -160.7675 | 1091.1005 | -160.7675
Deeside Power Station | Battery Storage | Conventional Carbon | CONQ40 | 16 | 0.60975 | 2.013% | 0.012274 | 1.8697 | 5.4849 | 0.094543 | -6.205 | 1.9054 | 5.6207 | 0.1055 | -6.9384 | 1.9054 | 5.6207 | 0.1055 | -6.9384 | 1.2085 | -3.7835 | 1.2321 | -4.2307 | 1.2321 | -4.2307
Dell Wind Farm | Wind Onshore | Intermittent | MELG10 | 5 | 30.3657 | 39.43% | 11.9719 | 2.7698 | 22.2816 | 25.058 | -6.205 | 3.1768 | 24.6936 | 29.6905 | -6.9384 | 2.9492 | 22.6294 | 25.2808 | -6.9384 | 1027.6584 | -188.4194 | 1197.204 | -210.69 | 1038.5864 | -210.69
Dersalloch Wind Farm | Wind Onshore | Intermittent | DESA1Q | 10 | 42.0729 | 34.88% | 14.6731 | 1.2173 | 20.8248 | 19.3446 | -6.205 | 1.2775 | 22.1438 | 21.058 | -6.9384 | 1.2775 | 21.1726 | 19.5674 | -6.9384 | 1119.4503 | -261.063 | 1210.8879 | -291.9199 | 1133.9258 | -291.9199
Derwent | CHP | Conventional Carbon | WILE40 | 18 | 98.7799 | 49.36% | 48.7591 | -0.31239 | 3.7989 | 0.007047 | -6.205 | -0.31406 | 3.7285 | 0.004575 | -6.9384 | -0.31406 | 3.7285 | 0.004575 | -6.9384 | 154.7141 | -612.9306 | 150.9956 | -685.3772 | 150.9956 | -685.3772
Devonside BESS | Battery Storage | Conventional Carbon | DEVO10 | 9 | 30.1828 | 1.239% | 0.37399 | 2.473 | 21.3193 | 19.9867 | -6.205 | 2.681 | 23.3923 | 22.6793 | -6.9384 | 2.6525 | 21.667 | 20.2095 | -6.9384 | 90.0903 | -187.2844 | 98.15 | -209.4208 | 95.7205 | -209.4208
Didcot A GTs | OCGT (Open Cycle Gas Turbine) | Conventional Carbon | DIDC40 | 25 | 60.9753 | 0.4348% | 0.26512 | 0.009779 | -3.4421 | 0 | -6.205 | 0.001723 | -3.4753 | 0 | -6.9384 | 0.001723 | -3.4753 | 0 | -6.9384 | -0.3163 | -378.3522 | -0.81632 | -423.0723 | -0.81632 | -423.0723
Didcot B | CCGT (Combined Cycle Gas Turbine) | Conventional Carbon | DIDC40 | 25 | 899.3852 | 48.45% | 435.7791 | 0.009779 | -3.4421 | 0 | -6.205 | 0.001723 | -3.4753 | 0 | -6.9384 | 0.001723 | -3.4753 | 0 | -6.9384 | -1491.2129 | -5580.6953 | -1512.921 | -6240.317 | -1512.921 | -6240.317
Dinorwig | Pump Storage | Conventional Carbon | DINO40 | 19 | 1002.4334 | 10.31% | 103.3068 | 4.325 | 5.9397 | 0.094543 | -6.205 | 4.4462 | 6.1312 | 0.1055 | -6.9384 | 4.4462 | 6.1312 | 0.1055 | -6.9384 | 4958.9356 | -6220.1105 | 5101.2667 | -6955.3093 | 5101.2667 | -6955.3093
Dogger Bank Project 4 (Dogger Bank B) | Wind Offshore | Intermittent | CREB40 | 15 | 731.7032 | 46.94% | 343.4249 | 3.4087 | 6.146 | 0.3173 | -6.205 | 3.3192 | 6.1205 | 0.27395 | -6.9384 | 3.3192 | 6.1205 | 0.27395 | -6.9384 | 2342.8515 | -4540.2267 | 2302.389 | -5076.8681 | 2302.389 | -5076.8681
Dogger Bank Project A | Wind Offshore | Intermittent | LACK40 | 13 | 731.7032 | 46.94% | 343.4249 | 2.809 | 10.1306 | 3.1166 | -6.205 | 2.7601 | 10.4413 | 3.7273 | -6.9384 | 2.7601 | 10.4413 | 3.3394 | -6.9384 | 5759.5048 | -4540.2267 | 6313.0793 | -5076.8681 | 6029.2219 | -5076.8681
Dogger Bank Project C | Wind Offshore | Intermittent | LACK40 | 13 | 731.7032 | 46.94% | 343.4249 | 2.809 | 10.1306 | 3.1166 | -6.205 | 2.7601 | 10.4413 | 3.7273 | -6.9384 | 2.7601 | 10.4413 | 3.3394 | -6.9384 | 5759.5048 | -4540.2267 | 6313.0793 | -5076.8681 | 6029.2219 | -5076.8681
Dog Trap Lane | Battery Storage | Conventional Carbon | MITY40 | 21 | 28.9633 | 1.239% | 0.35888 | 3.8118 | -5.8952 | 0 | -6.205 | 3.8446 | -5.9733 | 0 | -6.9384 | 3.8446 | -5.9733 | 0 | -6.9384 | 108.2852 | -179.7173 | 109.207 | -200.9594 | 109.207 | -200.9594
Dolyfardyn | Wind Onshore | Intermittent | LEGA40 | 18 | 100.6092 | 39.43% | 39.6661 | -0.31239 | 3.7989 | 0.007047 | -6.205 | -0.31406 | 3.7285 | 0.004575 | -6.9384 | -0.31406 | 3.7285 | 0.004575 | -6.9384 | 151.3949 | -624.2812 | 148.3534 | -698.0694 | 148.3534 | -698.0694
Dorenell Windfarm | Wind Onshore | Intermittent | DORE11 | 1 | 107.9262 | 50.44% | 54.4406 | 2.6797 | 24.645 | 35.8269 | -6.205 | 2.5438 | 27.0657 | 40.5076 | -6.9384 | 2.5438 | 24.9927 | 36.0496 | -6.9384 | 5208.3435 | -669.6834 | 5845.3016 | -748.838 | 5251.3189 | -748.838
Douglas West | Wind Onshore | Intermittent | DONO10 | 11 | 27.4389 | 39.73% | 10.9007 | 1.985 | 20.8248 | 14.7174 | -6.205 | 2.0239 | 22.1438 | 15.8071 | -6.9384 | 2.0239 | 21.1726 | 14.9402 | -6.9384 | 630.8344 | -170.2585 | 675.1106 | -190.3826 | 640.7378 | -190.3826
Douglas West Extension | Wind Onshore | Intermittent | DONO10 | 11 | 36.5852 | 39.43% | 14.424 | 1.985 | 20.8248 | 14.7174 | -6.205 | 2.0239 | 22.1438 | 15.8071 | -6.9384 | 2.0239 | 21.1726 | 14.9402 | -6.9384 | 838.8169 | -227.0113 | 897.7066 | -253.8434 | 851.9832 | -253.8434
Drakelow | PV Array | Intermittent | DRAK40 | 18 | 34.7559 | 10.9% | 3.7884 | -0.31239 | 3.7989 | 0.007047 | -6.205 | -0.31406 | 3.7285 | 0.004575 | -6.9384 | -0.31406 | 3.7285 | 0.004575 | -6.9384 | 14.6365 | -215.6608 | 14.2839 | -241.1512 | 14.2839 | -241.1512
Drakelow Green Energy Centre | Battery Storage | Conventional Carbon | DRAK40 | 18 | 243.9011 | 1.239% | 3.0222 | -0.31239 | 3.7989 | 0.007047 | -6.205 | -0.31406 | 3.7285 | 0.004575 | -6.9384 | -0.31406 | 3.7285 | 0.004575 | -6.9384 | -64.6913 | -1513.4089 | -65.3189 | -1692.2894 | -65.3189 | -1692.2894
Drax | Battery Storage | Conventional Carbon | DRAX40 | 15 | 73.1703 | 1.239% | 0.90665 | 3.4087 | 6.146 | 0.3173 | -6.205 | 3.3192 | 6.1205 | 0.27395 | -6.9384 | 3.3192 | 6.1205 | 0.27395 | -6.9384 | 255.2756 | -454.0227 | 248.6618 | -507.6868 | 248.6618 | -507.6868
Drax (Biomass) | Biomass | Conventional Carbon | DRAX40 | 15 | 1161.5789 | 48.37% | 561.8348 | 3.4087 | 6.146 | 0.3173 | -6.205 | 3.3192 | 6.1205 | 0.27395 | -6.9384 | 3.3192 | 6.1205 | 0.27395 | -6.9384 | 7590.7674 | -7207.6098 | 7448.1072 | -8059.5281 | 7448.1072 | -8059.5281
Drax (Coal) | Coal | Conventional Carbon | DRAX40 | 15 | 1220.1152 | 48.37% | 590.1477 | 3.4087 | 6.146 | 0.3173 | -6.205 | 3.3192 | 6.1205 | 0.27395 | -6.9384 | 3.3192 | 6.1205 | 0.27395 | -6.9384 | 7973.2943 | -7570.828 | 7823.4449 | -8465.6775 | 7823.4449 | -8465.6775
Dudgeon Offshore Wind Farm | Wind Offshore | Intermittent | NECT40 | 17 | 243.9011 | 48.68% | 118.7418 | 0.76947 | 4.0897 | 0.014209 | -6.205 | 0.74038 | 3.9719 | 0.010571 | -6.9384 | 0.74038 | 3.9719 | 0.010571 | -6.9384 | 489.0869 | -1513.4089 | 474.212 | -1692.2894 | 474.212 | -1692.2894
Dungeness B | Nuclear | Conventional Low Carbon | DUNG40 | 24 | 682.923 | 13.3% | 90.8165 | -2.6503 | 3.6893 | 0 | -6.205 | -2.7339 | 3.6573 | 0 | -6.9384 | -2.7339 | 3.6573 | 0 | -6.9384 | -1474.9229 | -4237.5449 | -1534.8873 | -4738.4102 | -1534.8873 | -4738.4102
Dunlaw Extension | Wind Onshore | Intermittent | DUNE10 | 11 | 18.1401 | 28.29% | 5.1312 | 1.985 | 20.8248 | 14.7174 | -6.205 | 2.0239 | 22.1438 | 15.8071 | -6.9384 | 2.0239 | 21.1726 | 14.9402 | -6.9384 | 373.8326 | -112.5598 | 400.3668 | -125.864 | 379.6582 | -125.864
Dunmaglass Wind Farm | Wind Onshore | Intermittent | DUNM10 | 1 | 57.3168 | 47.86% | 27.4308 | 2.6797 | 24.645 | 35.8269 | -6.205 | 2.5438 | 27.0657 | 40.5076 | -6.9384 | 2.5438 | 24.9927 | 36.0496 | -6.9384 | 2729.5107 | -355.6511 | 3064.1968 | -397.688 | 2751.8187 | -397.688
Earraghail Renewable Energy Development (formerly Skipness & Corranbuie) | Wind Onshore | Intermittent | CRSS2A | 7 | 64.024 | 39.43% | 25.2421 | 2.3791 | 21.4438 | 32.699 | -6.205 | 4.0969 | 23.4843 | 35.6225 | -6.9384 | 2.5585 | 21.7915 | 32.9217 | -6.9384 | 2634.8041 | -397.2698 | 2873.4875 | -444.226 | 2657.8452 | -444.226
East Anglia One | Wind Offshore | Intermittent | BRFO40 | 18 | 414.6318 | 43.3% | 179.5393 | -0.31239 | 3.7989 | 0.007047 | -6.205 | -0.31406 | 3.7285 | 0.004575 | -6.9384 | -0.31406 | 3.7285 | 0.004575 | -6.9384 | 684.9668 | -2572.7951 | 671.3007 | -2876.8919 | 671.3007 | -2876.8919
East Anglia One North | Wind Offshore | Intermittent | FRIS40 | 18 | 524.3873 | 46.94% | 246.1212 | -0.31239 | 3.7989 | 0.007047 | -6.205 | -0.31406 | 3.7285 | 0.004575 | -6.9384 | -0.31406 | 3.7285 | 0.004575 | -6.9384 | 938.6755 | -3253.8291 | 920.0501 | -3638.4221 | 920.0501 | -3638.4221
East Anglia Three | Wind Offshore | Intermittent | BRFO40 | 18 | 792.6785 | 46.94% | 372.0437 | -0.31239 | 3.7989 | 0.007047 | -6.205 | -0.31406 | 3.7285 | 0.004575 | -6.9384 | -0.31406 | 3.7285 | 0.004575 | -6.9384 | 1418.9282 | -4918.5789 | 1390.7734 | -5499.9404 | 1390.7734 | -5499.9404
East Anglia Two | Wind Offshore | Intermittent | BRFO40 | 18 | 524.3873 | 46.94% | 246.1212 | -0.31239 | 3.7989 | 0.007047 | -6.205 | -0.31406 | 3.7285 | 0.004575 | -6.9384 | -0.31406 | 3.7285 | 0.004575 | -6.9384 | 938.6755 | -3253.8291 | 920.0501 | -3638.4221 | 920.0501 | -3638.4221
East Claydon | PV Array | Intermittent | ECLA40_EME | 18 | 304.8764 | 10.9% | 33.2315 | -0.31239 | 3.7989 | 0.007047 | -6.205 | -0.31406 | 3.7285 | 0.004575 | -6.9384 | -0.31406 | 3.7285 | 0.004575 | -6.9384 | 128.3904 | -1891.7611 | 125.2969 | -2115.3617 | 125.2969 | -2115.3617
East Claydon Solar PV | PV Array | Intermittent | ECLA40_EME | 18 | 304.8764 | 10.9% | 33.2315 | -0.31239 | 3.7989 | 0.007047 | -6.205 | -0.31406 | 3.7285 | 0.004575 | -6.9384 | -0.31406 | 3.7285 | 0.004575 | -6.9384 | 128.3904 | -1891.7611 | 125.2969 | -2115.3617 | 125.2969 | -2115.3617
Eaton Socon Solar | PV Array | Intermittent | EASO40 | 18 | 304.8764 | 10.9% | 33.2315 | -0.31239 | 3.7989 | 0.007047 | -6.205 | -0.31406 | 3.7285 | 0.004575 | -6.9384 | -0.31406 | 3.7285 | 0.004575 | -6.9384 | 128.3904 | -1891.7611 | 125.2969 | -2115.3617 | 125.2969 | -2115.3617
Eccles BESS | Reactive Compensation | Conventional Carbon | ECCL40 | 11 | 121.9505 | 0% | 0 | 1.985 | 20.8248 | 14.7174 | -6.205 | 2.0239 | 22.1438 | 15.8071 | -6.9384 | 2.0239 | 21.1726 | 14.9402 | -6.9384 | 242.0658 | -756.7044 | 246.8107 | -846.1447 | 246.8107 | -846.1447
Edinbane Windfarm | Wind Onshore | Intermittent | EDIN10 | 4 | 25.2438 | 39.43% | 9.9526 | 3.3849 | 23.5008 | 40.4895 | -6.205 | 2.9822 | 25.9333 | 45.2202 | -6.9384 | 3.2054 | 23.8486 | 40.7123 | -6.9384 | 1256.0011 | -156.6378 | 1399.6321 | -175.1519 | 1265.0858 | -175.1519
Eggborough | CCGT | Conventional Carbon | EGGB40 | 15 | 1493.8941 | 49.36% | 737.4056 | 3.4087 | 6.146 | 0.3173 | -6.205 | 3.3192 | 6.1205 | 0.27395 | -6.9384 | 3.3192 | 6.1205 | 0.27395 | -6.9384 | 9858.2925 | -9269.6295 | 9673.798 | -10365.2723 | 9673.798 | -10365.2723
Elchies Wind Farm | Wind Onshore | Intermittent | ELCH10 | 1 | 60.3655 | 39.43% | 23.7996 | 2.6797 | 24.645 | 35.8269 | -6.205 | 2.5438 | 27.0657 | 40.5076 | -6.9384 | 2.5438 | 24.9927 | 36.0496 | -6.9384 | 2749.2481 | -374.5687 | 3089.4143 | -418.8416 | 2770.9725 | -418.8416
Elstree (tertiary) | PV Array | Intermittent | ELST40 | 25 | 34.7559 | 10.9% | 3.7884 | 0.009779 | -3.4421 | 0 | -6.205 | 0.001723 | -3.4753 | 0 | -6.9384 | 0.001723 | -3.4753 | 0 | -6.9384 | -13.0401 | -215.6608 | -13.1659 | -241.1512 | -13.1659 | -241.1512
Elstree 2 (Tertiary) | Battery Storage | Conventional Carbon | ELST40 | 25 | 30.1828 | 1.239% | 0.37399 | 0.009779 | -3.4421 | 0 | -6.205 | 0.001723 | -3.4753 | 0 | -6.9384 | 0.001723 | -3.4753 | 0 | -6.9384 | -0.99218 | -187.2844 | -1.2477 | -209.4208 | -1.2477 | -209.4208
Elvanfoot (9.8 MW) Energy Storage | Battery Storage | Conventional Carbon | ELVA40 | 11 | 5.9756 | 1.239% | 0.074043 | 1.985 | 20.8248 | 14.7174 | -6.205 | 2.0239 | 22.1438 | 15.8071 | -6.9384 | 2.0239 | 21.1726 | 14.9402 | -6.9384 | 14.4929 | -37.0785 | 14.9037 | -41.4611 | 14.7676 | -41.4611
Enderby | Battery Storage | Conventional Carbon | ENDE40 | 18 | 34.7559 | 1.239% | 0.43066 | -0.31239 | 3.7989 | 0.007047 | -6.205 | -0.31406 | 3.7285 | 0.004575 | -6.9384 | -0.31406 | 3.7285 | 0.004575 | -6.9384 | -9.2185 | -215.6608 | -9.3079 | -241.1512 | -9.3079 | -241.1512
Enderby Tertiary | Thermal | Conventional Carbon | ENDE40 | 18 | 34.7559 | 49.36% | 17.156 | -0.31239 | 3.7989 | 0.007047 | -6.205 | -0.31406 | 3.7285 | 0.004575 | -6.9384 | -0.31406 | 3.7285 | 0.004575 | -6.9384 | 54.4365 | -215.6608 | 53.1281 | -241.1512 | 53.1281 | -241.1512
Energy Isles | Wind Onshore | Intermittent | ENEI10 | 1 | 73.3533 | 39.43% | 28.9202 | 2.6797 | 24.645 | 35.8269 | -6.205 | 2.5438 | 27.0657 | 40.5076 | -6.9384 | 2.5438 | 24.9927 | 36.0496 | -6.9384 | 3340.753 | -455.1577 | 3754.1064 | -508.956 | 3367.1514 | -508.956
Enfield | CCGT (Combined Cycle Gas Turbine) | Conventional Carbon | BRIM2A_EPN | 24 | 269.5107 | 36.77% | 99.0878 | -2.6503 | 3.6893 | 0 | -6.205 | -2.7339 | 3.6573 | 0 | -6.9384 | -2.7339 | 3.6573 | 0 | -6.9384 | -348.7271 | -1672.3168 | -374.4147 | -1869.9797 | -374.4147 | -1869.9797
Enoch Hill | Wind Onshore | Intermittent | ENHI10 | 10 | 42.0729 | 39.43% | 16.5876 | 1.2173 | 20.8248 | 19.3446 | -6.205 | 1.2775 | 22.1438 | 21.058 | -6.9384 | 1.2775 | 21.1726 | 19.5674 | -6.9384 | 1159.3201 | -261.063 | 1253.2828 | -291.9199 | 1174.4613 | -291.9199
Eppynt Common | Wind Onshore | Intermittent | PEMB40 | 20 | 115.5481 | 39.43% | 45.5559 | 9.1687 | -5.1606 | 0 | -6.205 | 9.2074 | -5.2402 | 0 | -6.9384 | 9.2074 | -5.2402 | 0 | -6.9384 | -235.0963 | -716.9775 | -238.7228 | -801.7221 | -238.7228 | -801.7221
Equinor | Wind Offshore | Intermittent | NORM40 | 18 | 438.4122 | 46.94% | 205.7688 | -0.31239 | 3.7989 | 0.007047 | -6.205 | -0.31406 | 3.7285 | 0.004575 | -6.9384 | -0.31406 | 3.7285 | 0.004575 | -6.9384 | 784.7764 | -2720.3525 | 769.2047 | -3041.8901 | 769.2047 | -3041.8901
Erebus | Wind Offshore | Intermittent | PEMB40 | 20 | 55.4875 | 46.94% | 26.0431 | 9.1687 | -5.1606 | 0 | -6.205 | 9.2074 | -5.2402 | 0 | -6.9384 | 9.2074 | -5.2402 | 0 | -6.9384 | -134.3981 | -344.3005 | -136.4713 | -384.9958 | -136.4713 | -384.9958
Errochty | Hydro | Conventional Low Carbon | ERRO10 | 5 | 45.7315 | 20.53% | 9.3865 | 2.7698 | 22.2816 | 25.058 | -6.205 | 3.1768 | 24.6936 | 29.6905 | -6.9384 | 2.9492 | 22.6294 | 25.2808 | -6.9384 | 1481.7515 | -283.7642 | 1734.8577 | -317.3043 | 1503.4108 | -317.3043
Essendine | PV Array | Intermittent | RYHA40 | 16 | 146.3406 | 10.9% | 15.9511 | 1.8697 | 5.4849 | 0.094543 | -6.205 | 1.9054 | 5.6207 | 0.1055 | -6.9384 | 1.9054 | 5.6207 | 0.1055 | -6.9384 | 101.3263 | -908.0453 | 105.0953 | -1015.3736 | 105.0953 | -1015.3736
Euchanhead Wind Farm | Wind Onshore | Intermittent | EUCH10 | 10 | 68.2923 | 39.43% | 26.9249 | 1.2173 | 20.8248 | 19.3446 | -6.205 | 1.2775 | 22.1438 | 21.058 | -6.9384 | 1.2775 | 21.1726 | 19.5674 | -6.9384 | 1881.7949 | -423.7545 | 2034.3142 | -473.841 | 1906.372 | -473.841
Ewe Hill | Wind Onshore | Intermittent | EWEH1Q | 12 | 23.7804 | 31.9% | 7.5855 | 0.87013 | 15.4973 | 12.1471 | -6.205 | 0.88808 | 16.341 | 13.2184 | -6.9384 | 0.88808 | 15.845 | 12.3699 | -6.9384 | 406.4185 | -147.5574 | 438.2939 | -164.9982 | 414.3541 | -164.9982
Exeter (Tertiary) | Battery Storage | Conventional Carbon | EXET40 | 26 | 30.4267 | 1.239% | 0.37702 | 4.1469 | -5.333 | 0 | -6.205 | 4.1536 | -5.3983 | 0 | -6.9384 | 4.1536 | -5.3983 | 0 | -6.9384 | 124.1646 | -188.7978 | 124.3455 | -211.1131 | 124.3455 | -211.1131
Exeter Main Tertiary | Thermal | Conventional Carbon | EXET40 | 26 | 34.7559 | 49.36% | 17.156 | 4.1469 | -5.333 | 0 | -6.205 | 4.1536 | -5.3983 | 0 | -6.9384 | 4.1536 | -5.3983 | 0 | -6.9384 | 52.6351 | -215.6608 | 51.7497 | -241.1512 | 51.7497 | -241.1512
Exeter Solar PV & BESS | PV Array | Intermittent | EXET40 | 26 | 176.8283 | 10.9% | 19.2743 | 4.1469 | -5.333 | 0 | -6.205 | 4.1536 | -5.3983 | 0 | -6.9384 | 4.1536 | -5.3983 | 0 | -6.9384 | -102.79 | -1097.2214 | -104.0485 | -1226.9098 | -104.0485 | -1226.9098
Fairholme BESS | Battery Storage | Conventional Carbon | MITY40 | 21 | 28.9633 | 1.239% | 0.35888 | 3.8118 | -5.8952 | 0 | -6.205 | 3.8446 | -5.9733 | 0 | -6.9384 | 3.8446 | -5.9733 | 0 | -6.9384 | 108.2852 | -179.7173 | 109.207 | -200.9594 | 109.207 | -200.9594
Fallago Rig 2 | Wind Onshore | Intermittent | FALL40 | 11 | 25.2438 | 39.43% | 9.9526 | 1.985 | 20.8248 | 14.7174 | -6.205 | 2.0239 | 22.1438 | 15.8071 | -6.9384 | 2.0239 | 21.1726 | 14.9402 | -6.9384 | 578.7837 | -156.6378 | 619.4175 | -175.1519 | 587.8684 | -175.1519
Fallago Rig Wind Farm | Wind Onshore | Intermittent | FALL40 | 11 | 87.8044 | 49.44% | 43.4086 | 1.985 | 20.8248 | 14.7174 | -6.205 | 2.0239 | 22.1438 | 15.8071 | -6.9384 | 2.0239 | 21.1726 | 14.9402 | -6.9384 | 2196.2295 | -544.8272 | 2349.1593 | -609.2242 | 2230.8857 | -609.2242
Farr Wind Farm - Tomatin | Wind Onshore | Intermittent | FAAR1Q | 1 | 56.0972 | 39.22% | 21.9998 | 2.6797 | 24.645 | 35.8269 | -6.205 | 2.5438 | 27.0657 | 40.5076 | -6.9384 | 2.5438 | 24.9927 | 36.0496 | -6.9384 | 2551.9729 | -348.084 | 2867.8036 | -389.2266 | 2572.1205 | -389.2266
Fasnakyle G1 & G2 | Hydro | Conventional Low Carbon | FASN20 | 3 | 28.0486 | 44.6% | 12.5091 | 3.4971 | 23.5008 | 30.9178 | -6.205 | 3.0654 | 25.9333 | 35.6489 | -6.9384 | 3.3177 | 23.8486 | 31.1406 | -6.9384 | 1259.266 | -174.042 | 1410.2855 | -194.6133 | 1264.8308 | -194.6133
Fasque Windfarm | Wind Onshore | Intermittent | FASQ10 | 5 | 54.8777 | 39.43% | 21.636 | 2.7698 | 22.2816 | 25.058 | -6.205 | 3.1768 | 24.6936 | 29.6905 | -6.9384 | 2.9492 | 22.6294 | 25.2808 | -6.9384 | 1857.214 | -340.517 | 2163.6217 | -380.7651 | 1876.9634 | -380.7651
Fawley CHP | CHP (Combined Heat and Power) | Conventional Carbon | FAWL40 | 26 | 96.3409 | 68.01% | 65.5169 | 4.1469 | -5.333 | 0 | -6.205 | 4.1536 | -5.3983 | 0 | -6.9384 | 4.1536 | -5.3983 | 0 | -6.9384 | 50.1102 | -597.7965 | 46.4831 | -668.4543 | 46.4831 | -668.4543
Faw Side Community Wind Farm | Wind Onshore | Intermittent | FASI10 | 11 | 152.4382 | 39.43% | 60.1001 | 1.985 | 20.8248 | 14.7174 | -6.205 | 2.0239 | 22.1438 | 15.8071 | -6.9384 | 2.0239 | 21.1726 | 14.9402 | -6.9384 | 3495.0706 | -945.8806 | 3740.444 | -1057.6808 | 3549.9301 | -1057.6808
Feckenham | Battery Storage | Conventional Carbon | FECK40 | 18 | 7.317 | 1.239% | 0.090665 | -0.31239 | 3.7989 | 0.007047 | -6.205 | -0.31406 | 3.7285 | 0.004575 | -6.9384 | -0.31406 | 3.7285 | 0.004575 | -6.9384 | -1.9407 | -45.4023 | -1.9596 | -50.7687 | -1.9596 | -50.7687
Fell Wind Farm | Wind Onshore | Intermittent | FELL10 | 10 | 30.4876 | 39.43% | 12.02 | 1.2173 | 20.8248 | 19.3446 | -6.205 | 1.2775 | 22.1438 | 21.058 | -6.9384 | 1.2775 | 21.1726 | 19.5674 | -6.9384 | 840.087 | -189.1761 | 908.176 | -211.5362 | 851.0589 | -211.5362
Ferrybridge D | CCGT | Conventional Carbon | FERR20_NED | 15 | 1109.7499 | 49.36% | 547.787 | 3.4087 | 6.146 | 0.3173 | -6.205 | 3.3192 | 6.1205 | 0.27395 | -6.9384 | 3.3192 | 6.1205 | 0.27395 | -6.9384 | 7323.303 | -6886.0104 | 7186.25 | -7699.9166 | 7186.25 | -7699.9166
Fferm Solar Pentir | PV Array | Intermittent | PENT40 | 19 | 34.7559 | 10.9% | 3.7884 | 4.325 | 5.9397 | 0.094543 | -6.205 | 4.4462 | 6.1312 | 0.1055 | -6.9384 | 4.4462 | 6.1312 | 0.1055 | -6.9384 | 25.788 | -215.6608 | 26.8943 | -241.1512 | 26.8943 | -241.1512
Ffestiniog | Pump Storage | Conventional Carbon | FFES20 | 16 | 219.511 | 3.594% | 7.8888 | 1.8697 | 5.4849 | 0.094543 | -6.205 | 1.9054 | 5.6207 | 0.1055 | -6.9384 | 1.9054 | 5.6207 | 0.1055 | -6.9384 | 454.4248 | -1362.068 | 463.4329 | -1523.0604 | 463.4329 | -1523.0604
Fife 2 BESS | Battery Storage | Conventional Carbon | WFIE1A | 9 | 30.4267 | 1.239% | 0.37702 | 2.473 | 21.3193 | 19.9867 | -6.205 | 2.681 | 23.3923 | 22.6793 | -6.9384 | 2.6525 | 21.667 | 20.2095 | -6.9384 | 90.8183 | -188.7978 | 98.9432 | -211.1131 | 96.494 | -211.1131
Fife Energy Centre | Battery Storage | Conventional Carbon | WFIE1A | 9 | 60.9753 | 1.239% | 0.75554 | 2.473 | 21.3193 | 19.9867 | -6.205 | 2.681 | 23.3923 | 22.6793 | -6.9384 | 2.6525 | 21.667 | 20.2095 | -6.9384 | 182.0007 | -378.3522 | 198.2829 | -423.0723 | 193.3748 | -423.0723
Fife Grid Services | Reactive Compensation | Conventional Carbon | FIGS20 | 9 | 0 | 0% | 0 | 2.473 | 21.3193 | 19.9867 | -6.205 | 2.681 | 23.3923 | 22.6793 | -6.9384 | 2.6525 | 21.667 | 20.2095 | -6.9384 | 0 | 0 | 0 | 0 | 0 | 0
Finlarig | Hydro | Conventional Low Carbon | FINL1Q | 6 | 10.0609 | 60.16% | 6.0528 | 4.0849 | 22.0141 | 23.5851 | -6.205 | 5.0732 | 24.244 | 27.2149 | -6.9384 | 4.2643 | 22.3619 | 23.8078 | -6.9384 | 411.6323 | -62.4281 | 471.593 | -69.8069 | 417.7841 | -69.8069
Firth of Forth Offshore Wind Farm 2A | Wind Offshore | Intermittent | BRNX40 | 11 | 701.2156 | 46.94% | 329.1155 | 1.985 | 20.8248 | 14.7174 | -6.205 | 2.0239 | 22.1438 | 15.8071 | -6.9384 | 2.0239 | 21.1726 | 14.9402 | -6.9384 | 17173.8562 | -4351.0506 | 18372.0229 | -4865.3319 | 17444.5215 | -4865.3319
Firth of Forth Offshore Wind Farm 2B | Wind Offshore | Intermittent | BRNX40 | 11 | 701.2156 | 46.94% | 329.1155 | 1.985 | 20.8248 | 14.7174 | -6.205 | 2.0239 | 22.1438 | 15.8071 | -6.9384 | 2.0239 | 21.1726 | 14.9402 | -6.9384 | 17173.8562 | -4351.0506 | 18372.0229 | -4865.3319 | 17444.5215 | -4865.3319
Flash Solar Farm | Battery Storage | Conventional Carbon | STAY40 | 16 | 731.7032 | 1.239% | 9.0665 | 1.8697 | 5.4849 | 0.094543 | -6.205 | 1.9054 | 5.6207 | 0.1055 | -6.9384 | 1.9054 | 5.6207 | 0.1055 | -6.9384 | 1418.6184 | -4540.2267 | 1446.1177 | -5076.8681 | 1446.1177 | -5076.8681
Fleet (Tertiary) | PV Array | Intermittent | FLEE40 | 25 | 28.9633 | 10.9% | 3.157 | 0.009779 | -3.4421 | 0 | -6.205 | 0.001723 | -3.4753 | 0 | -6.9384 | 0.001723 | -3.4753 | 0 | -6.9384 | -10.8668 | -179.7173 | -10.9716 | -200.9594 | -10.9716 | -200.9594
Fleet EGH (Tertiary) | PV Array | Intermittent | FLEE40 | 25 | 34.7559 | 10.9% | 3.7884 | 0.009779 | -3.4421 | 0 | -6.205 | 0.001723 | -3.4753 | 0 | -6.9384 | 0.001723 | -3.4753 | 0 | -6.9384 | -13.0401 | -215.6608 | -13.1659 | -241.1512 | -13.1659 | -241.1512
Fleet Tertiary | Thermal | Conventional Carbon | FLEE40 | 25 | 28.9633 | 49.36% | 14.2966 | 0.009779 | -3.4421 | 0 | -6.205 | 0.001723 | -3.4753 | 0 | -6.9384 | 0.001723 | -3.4753 | 0 | -6.9384 | -48.9276 | -179.7173 | -49.6354 | -200.9594 | -49.6354 | -200.9594
Foyers | Pump Storage | Conventional Carbon | FOYE20 | 1 | 182.9258 | 12.87% | 23.5513 | 2.6797 | 24.645 | 35.8269 | -6.205 | 2.5438 | 27.0657 | 40.5076 | -6.9384 | 2.5438 | 24.9927 | 36.0496 | -6.9384 | 1914.3737 | -1135.0567 | 2056.7739 | -1269.217 | 1902.9617 | -1269.217
Freasdail | Wind Onshore | Intermittent | CRSS10 | 7 | 13.5365 | 39.32% | 5.3226 | 2.3791 | 21.4438 | 32.699 | -6.205 | 4.0969 | 23.4843 | 35.6225 | -6.9384 | 2.5585 | 21.7915 | 32.9217 | -6.9384 | 556.7661 | -83.9942 | 607.2013 | -93.9221 | 561.6326 | -93.9221
Fron Goch | Wind Onshore | Intermittent | PEMB40 | 20 | 154.0845 | 39.43% | 60.7492 | 9.1687 | -5.1606 | 0 | -6.205 | 9.2074 | -5.2402 | 0 | -6.9384 | 9.2074 | -5.2402 | 0 | -6.9384 | -313.5031 | -956.0961 | -318.3391 | -1069.1038 | -318.3391 | -1069.1038
Gaerwen Wind Farm | Wind Onshore | Intermittent | TRAW40 | 16 | 40.8534 | 39.43% | 16.1068 | 1.8697 | 5.4849 | 0.094543 | -6.205 | 1.9054 | 5.6207 | 0.1055 | -6.9384 | 1.9054 | 5.6207 | 0.1055 | -6.9384 | 92.2072 | -253.496 | 94.8412 | -283.4585 | 94.8412 | -283.4585
Galawhistle Wind Farm | Wind Onshore | Intermittent | GAWH10 | 11 | 33.6583 | 46.33% | 15.5954 | 1.985 | 20.8248 | 14.7174 | -6.205 | 2.0239 | 22.1438 | 15.8071 | -6.9384 | 2.0239 | 21.1726 | 14.9402 | -6.9384 | 820.1353 | -208.8504 | 877.3807 | -233.5359 | 833.0569 | -233.5359
Galloper Wind Farm | Wind Offshore | Intermittent | LEIS10 | 18 | 212.1939 | 53.27% | 113.0436 | -0.31239 | 3.7989 | 0.007047 | -6.205 | -0.31406 | 3.7285 | 0.004575 | -6.9384 | -0.31406 | 3.7285 | 0.004575 | -6.9384 | 430.9321 | -1316.6657 | 422.4483 | -1472.2917 | 422.4483 | -1472.2917
Gammidge PV & BESS Park | PV Array | Intermittent | GREN40_EME | 18 | 24.9389 | 10.9% | 2.7183 | -0.31239 | 3.7989 | 0.007047 | -6.205 | -0.31406 | 3.7285 | 0.004575 | -6.9384 | -0.31406 | 3.7285 | 0.004575 | -6.9384 | 10.5023 | -154.7461 | 10.2493 | -173.0366 | 10.2493 | -173.0366
Garvary Wind Farm | Wind Onshore | Intermittent | GRVY19 | 1 | 135.3651 | 39.43% | 53.3689 | 2.6797 | 24.645 | 35.8269 | -6.205 | 2.5438 | 27.0657 | 40.5076 | -6.9384 | 2.5438 | 24.9927 | 36.0496 | -6.9384 | 6164.9806 | -839.9419 | 6927.7775 | -939.2206 | 6213.6959 | -939.2206
Gateway Energy Centre Power Station | Battery Storage | Conventional Carbon | COSO40 | 24 | 274.3887 | 1.239% | 3.4 | -2.6503 | 3.6893 | 0 | -6.205 | -2.7339 | 3.6573 | 0 | -6.9384 | -2.7339 | 3.6573 | 0 | -6.9384 | -714.678 | -1702.585 | -737.7125 | -1903.8255 | -737.7125 | -1903.8255
Glen App Windfarm | Wind Onshore | Intermittent | AREC10 | 10 | 19.634 | 24.17% | 4.7451 | 1.2173 | 20.8248 | 19.3446 | -6.205 | 1.2775 | 22.1438 | 21.058 | -6.9384 | 1.2775 | 21.1726 | 19.5674 | -6.9384 | 478.6294 | -121.8294 | 518.5274 | -136.2293 | 484.6535 | -136.2293
Glendoe | Hydro | Conventional Low Carbon | GLDO1G | 3 | 60.9143 | 33% | 20.1003 | 3.4971 | 23.5008 | 30.9178 | -6.205 | 3.0654 | 25.9333 | 35.6489 | -6.9384 | 3.3177 | 23.8486 | 31.1406 | -6.9384 | 2568.7348 | -377.9739 | 2879.5212 | -422.6493 | 2578.3629 | -422.6493
Glendye Wind Farm | Wind Onshore | Intermittent | GLDY10 | 5 | 95.1214 | 39.43% | 37.5025 | 2.7698 | 22.2816 | 25.058 | -6.205 | 3.1768 | 24.6936 | 29.6905 | -6.9384 | 2.9492 | 22.6294 | 25.2808 | -6.9384 | 3219.1709 | -590.2295 | 3750.2777 | -659.9928 | 3253.4033 | -659.9928
Glen Kyllachy Wind Farm | Wind Onshore | Intermittent | GLKO10 | 1 | 29.573 | 39.7% | 11.7399 | 2.6797 | 24.645 | 35.8269 | -6.205 | 2.5438 | 27.0657 | 40.5076 | -6.9384 | 2.5438 | 24.9927 | 36.0496 | -6.9384 | 1348.8377 | -183.5008 | 1515.6797 | -205.1901 | 1359.5085 | -205.1901
Glenmoriston (part of the Moriston Cascade) | Hydro | Conventional Low Carbon | GLEN1Q | 3 | 24.3901 | 41.66% | 10.1599 | 3.4971 | 23.5008 | 30.9178 | -6.205 | 3.0654 | 25.9333 | 35.6489 | -6.9384 | 3.3177 | 23.8486 | 31.1406 | -6.9384 | 1078.1501 | -151.3409 | 1207.726 | -169.2289 | 1082.7396 | -169.2289
Glenmuckloch Pumped Storage | Pump Storage | Conventional Carbon | GHPS10 | 10 | 128.0481 | 8.6% | 11.0115 | 1.2173 | 20.8248 | 19.3446 | -6.205 | 1.2775 | 22.1438 | 21.058 | -6.9384 | 1.2775 | 21.1726 | 19.5674 | -6.9384 | 598.2048 | -794.5397 | 639.3025 | -888.4519 | 612.1952 | -888.4519
Glenmuckloch Wind Farm | Wind Onshore | Intermittent | GLGL10 | 10 | 25.3657 | 39.43% | 10.0007 | 1.2173 | 20.8248 | 19.3446 | -6.205 | 1.2775 | 22.1438 | 21.058 | -6.9384 | 1.2775 | 21.1726 | 19.5674 | -6.9384 | 698.9524 | -157.3945 | 755.6024 | -175.9981 | 708.081 | -175.9981
Glenshimmeroch Windfarm | Wind Onshore | Intermittent | GNSH10 | 10 | 30.4876 | 39.43% | 12.02 | 1.2173 | 20.8248 | 19.3446 | -6.205 | 1.2775 | 22.1438 | 21.058 | -6.9384 | 1.2775 | 21.1726 | 19.5674 | -6.9384 | 840.087 | -189.1761 | 908.176 | -211.5362 | 851.0589 | -211.5362
Glentaggart Wind Farm | Wind Onshore | Intermittent | REDS40 | 11 | 25.6096 | 39.43% | 10.0968 | 1.985 | 20.8248 | 14.7174 | -6.205 | 2.0239 | 22.1438 | 15.8071 | -6.9384 | 2.0239 | 21.1726 | 14.9402 | -6.9384 | 587.1719 | -158.9079 | 628.3946 | -177.6904 | 596.3883 | -177.6904
Glen Ullinish Extension | Wind Onshore | Intermittent | GLNU10 | 4 | 146.3406 | 39.43% | 57.6961 | 3.3849 | 23.5008 | 40.4895 | -6.205 | 2.9822 | 25.9333 | 45.2202 | -6.9384 | 3.2054 | 23.8486 | 40.7123 | -6.9384 | 7281.1658 | -908.0453 | 8113.8094 | -1015.3736 | 7333.8309 | -1015.3736
Glen Ullinish Wind Farm | Wind Onshore | Intermittent | GLNU10 | 4 | 30.4267 | 39.43% | 11.996 | 3.3849 | 23.5008 | 40.4895 | -6.205 | 2.9822 | 25.9333 | 45.2202 | -6.9384 | 3.2054 | 23.8486 | 40.7123 | -6.9384 | 1513.8757 | -188.7978 | 1686.9962 | -211.1131 | 1524.8257 | -211.1131
Gordonbush Wind Farm | Wind Onshore | Intermittent | GORW20 | 1 | 65.8533 | 36.88% | 24.2868 | 2.6797 | 24.645 | 35.8269 | -6.205 | 2.5438 | 27.0657 | 40.5076 | -6.9384 | 2.5438 | 24.9927 | 36.0496 | -6.9384 | 2957.8626 | -408.6204 | 3324.8946 | -456.9181 | 2980.9789 | -456.9181
Grain | CCGT | Conventional Carbon | GRAI40 | 24 | 924.9948 | 47.23% | 436.851 | -2.6503 | 3.6893 | 0 | -6.205 | -2.7339 | 3.6573 | 0 | -6.9384 | -2.7339 | 3.6573 | 0 | -6.9384 | -839.8634 | -5739.6032 | -931.1216 | -6418.0074 | -931.1216 | -6418.0074
Grain North Power Station | Gas Reciprocating | Conventional Carbon | GRAI40 | 24 | 30.4815 | 49.36% | 15.0461 | -2.6503 | 3.6893 | 0 | -6.205 | -2.7339 | 3.6573 | 0 | -6.9384 | -2.7339 | 3.6573 | 0 | -6.9384 | -25.2765 | -189.1383 | -28.3045 | -211.4939 | -28.3045 | -211.4939
Grain South Power Station | Gas Reciprocating | Conventional Carbon | GRAI40 | 24 | 30.4815 | 49.36% | 15.0461 | -2.6503 | 3.6893 | 0 | -6.205 | -2.7339 | 3.6573 | 0 | -6.9384 | -2.7339 | 3.6573 | 0 | -6.9384 | -25.2765 | -189.1383 | -28.3045 | -211.4939 | -28.3045 | -211.4939
Grangemouth CHP | CHP (Combined Heat and Power) | Conventional Carbon | GRMO20 | 9 | 73.1703 | 58.77% | 42.9992 | 2.473 | 21.3193 | 19.9867 | -6.205 | 2.681 | 23.3923 | 22.6793 | -6.9384 | 2.6525 | 21.667 | 20.2095 | -6.9384 | 1957.0749 | -454.0227 | 2177.208 | -507.6868 | 1994.739 | -507.6868
Greater Gabbard Offshore Wind Farm | Wind Offshore | Intermittent | LEIS10 | 18 | 304.8764 | 43.85% | 133.6993 | -0.31239 | 3.7989 | 0.007047 | -6.205 | -0.31406 | 3.7285 | 0.004575 | -6.9384 | -0.31406 | 3.7285 | 0.004575 | -6.9384 | 510.0534 | -1891.7611 | 499.8861 | -2115.3617 | 499.8861 | -2115.3617
Great Yarmouth | CCGT (Combined Cycle Gas Turbine) | Conventional Carbon | NORM40 | 18 | 256.0961 | 47.13% | 120.706 | -0.31239 | 3.7989 | 0.007047 | -6.205 | -0.31406 | 3.7285 | 0.004575 | -6.9384 | -0.31406 | 3.7285 | 0.004575 | -6.9384 | 379.393 | -1589.0793 | 370.1681 | -1776.9038 | 370.1681 | -1776.9038
Greenburn Mixed Technology | Wind Onshore | Intermittent | GBRN10 | 10 | 54.8777 | 39.43% | 21.636 | 1.2173 | 20.8248 | 19.3446 | -6.205 | 1.2775 | 22.1438 | 21.058 | -6.9384 | 1.2775 | 21.1726 | 19.5674 | -6.9384 | 1512.1566 | -340.517 | 1634.7167 | -380.7651 | 1531.9061 | -380.7651
Gresham House Branxton BESS | Battery Storage | Conventional Carbon | BRNX40 | 11 | 292.6813 | 1.239% | 3.6266 | 1.985 | 20.8248 | 14.7174 | -6.205 | 2.0239 | 22.1438 | 15.8071 | -6.9384 | 2.0239 | 21.1726 | 14.9402 | -6.9384 | 709.8561 | -1816.0907 | 729.9787 | -2030.7472 | 723.3128 | -2030.7472
Gresham House Cockenzie BESS | Battery Storage | Conventional Carbon | COCK20 | 11 | 146.3406 | 1.239% | 1.8133 | 1.985 | 20.8248 | 14.7174 | -6.205 | 2.0239 | 22.1438 | 15.8071 | -6.9384 | 2.0239 | 21.1726 | 14.9402 | -6.9384 | 354.928 | -908.0453 | 364.9894 | -1015.3736 | 361.6564 | -1015.3736
Gresham House Kincardine BESS | Battery Storage | Conventional Carbon | KINC20 | 9 | 182.9258 | 1.239% | 2.2666 | 2.473 | 21.3193 | 19.9867 | -6.205 | 2.681 | 23.3923 | 22.6793 | -6.9384 | 2.6525 | 21.667 | 20.2095 | -6.9384 | 546.002 | -1135.0567 | 594.8487 | -1269.217 | 580.1243 | -1269.217
Greta II | PV Array | Intermittent | COTT40 | 16 | 304.8764 | 10.9% | 33.2315 | 1.8697 | 5.4849 | 0.094543 | -6.205 | 1.9054 | 5.6207 | 0.1055 | -6.9384 | 1.9054 | 5.6207 | 0.1055 | -6.9384 | 211.0965 | -1891.7611 | 218.9485 | -2115.3617 | 218.9485 | -2115.3617
Griffin Wind Farm | Wind Onshore | Intermittent | GRIF1S | 5 | 114.9994 | 26.42% | 30.3786 | 2.7698 | 22.2816 | 25.058 | -6.205 | 3.1768 | 24.6936 | 29.6905 | -6.9384 | 2.9492 | 22.6294 | 25.2808 | -6.9384 | 3558.5406 | -713.5723 | 4164.5492 | -797.9144 | 3594.7238 | -797.9144
Gunfleet Sands II Offshore Wind Farm | Wind Offshore | Intermittent | BRFO40 | 18 | 39.0242 | 42.18% | 16.4587 | -0.31239 | 3.7989 | 0.007047 | -6.205 | -0.31406 | 3.7285 | 0.004575 | -6.9384 | -0.31406 | 3.7285 | 0.004575 | -6.9384 | 62.7994 | -242.1454 | 61.5441 | -270.7663 | 61.5441 | -270.7663
Gunfleet Sands Offshore Wind Farm | Wind Offshore | Intermittent | BRFO40 | 18 | 60.9143 | 42.45% | 25.8589 | -0.31239 | 3.7989 | 0.007047 | -6.205 | -0.31406 | 3.7285 | 0.004575 | -6.9384 | -0.31406 | 3.7285 | 0.004575 | -6.9384 | 98.6637 | -377.9739 | 96.6924 | -422.6493 | 96.6924 | -422.6493
Gwynt Alwen WF | Wind Onshore | Intermittent | TRAW40 | 16 | 65.8533 | 39.43% | 25.9633 | 1.8697 | 5.4849 | 0.094543 | -6.205 | 1.9054 | 5.6207 | 0.1055 | -6.9384 | 1.9054 | 5.6207 | 0.1055 | -6.9384 | 148.6326 | -408.6204 | 152.8784 | -456.9181 | 152.8784 | -456.9181
Gwynt Y Mor Offshore Wind Farm | Wind Offshore | Intermittent | BODE40 | 16 | 349.9981 | 43.29% | 151.5201 | 1.8697 | 5.4849 | 0.094543 | -6.205 | 1.9054 | 5.6207 | 0.1055 | -6.9384 | 1.9054 | 5.6207 | 0.1055 | -6.9384 | 864.1669 | -2171.7418 | 888.569 | -2428.4352 | 888.569 | -2428.4352
Hadyard Hill | Wind Onshore | Intermittent | HADH10 | 10 | 60.9143 | 31.58% | 19.2353 | 1.2173 | 20.8248 | 19.3446 | -6.205 | 1.2775 | 22.1438 | 21.058 | -6.9384 | 1.2775 | 21.1726 | 19.5674 | -6.9384 | 1578.9371 | -377.9739 | 1708.6733 | -422.6493 | 1599.1964 | -422.6493
Hagshaw Hill Phase 1 | Wind Onshore | Intermittent | COAL10 | 11 | 18.2926 | 39.43% | 7.212 | 1.985 | 20.8248 | 14.7174 | -6.205 | 2.0239 | 22.1438 | 15.8071 | -6.9384 | 2.0239 | 21.1726 | 14.9402 | -6.9384 | 419.4085 | -113.5057 | 448.8533 | -126.9217 | 425.9916 | -126.9217
Hagshaw Hill Phase 2 | Wind Onshore | Intermittent | COAL10 | 11 | 32.9266 | 39.43% | 12.9816 | 1.985 | 20.8248 | 14.7174 | -6.205 | 2.0239 | 22.1438 | 15.8071 | -6.9384 | 2.0239 | 21.1726 | 14.9402 | -6.9384 | 754.9352 | -204.3102 | 807.9359 | -228.4591 | 766.7849 | -228.4591
Halsary Wind Farm | Wind Onshore | Intermittent | MYBS11 | 1 | 17.378 | 41.5% | 7.2123 | 2.6797 | 24.645 | 35.8269 | -6.205 | 2.5438 | 27.0657 | 40.5076 | -6.9384 | 2.5438 | 24.9927 | 36.0496 | -6.9384 | 800.3439 | -107.8304 | 899.1441 | -120.5756 | 806.7233 | -120.5756
Hams Hall Green Energy Centre | PV Array | Intermittent | HAMH40_EME | 18 | 243.9011 | 10.9% | 26.5852 | -0.31239 | 3.7989 | 0.007047 | -6.205 | -0.31406 | 3.7285 | 0.004575 | -6.9384 | -0.31406 | 3.7285 | 0.004575 | -6.9384 | 102.7123 | -1513.4089 | 100.2376 | -1692.2894 | 100.2376 | -1692.2894
Hare Craig Wind Farm | Wind Onshore | Intermittent | REDS40 | 11 | 28.1706 | 39.43% | 11.1065 | 1.985 | 20.8248 | 14.7174 | -6.205 | 2.0239 | 22.1438 | 15.8071 | -6.9384 | 2.0239 | 21.1726 | 14.9402 | -6.9384 | 645.889 | -174.7987 | 691.2341 | -195.4594 | 656.0271 | -195.4594
Hareshaw Rig Wind Farm | Wind Onshore | Intermittent | EWEH1Q | 12 | 24.3901 | 39.43% | 9.616 | 0.87013 | 15.4973 | 12.1471 | -6.205 | 0.88808 | 16.341 | 13.2184 | -6.9384 | 0.88808 | 15.845 | 12.3699 | -6.9384 | 445.2924 | -151.3409 | 479.534 | -169.2289 | 454.0699 | -169.2289
Harestanes | Wind Onshore | Intermittent | HARE10 | 12 | 99.5726 | 27.03% | 26.9192 | 0.87013 | 15.4973 | 12.1471 | -6.205 | 0.88808 | 16.341 | 13.2184 | -6.9384 | 0.88808 | 15.845 | 12.3699 | -6.9384 | 1626.6968 | -617.8492 | 1756.0788 | -690.8771 | 1658.2404 | -690.8771
Harker Green Energy Centre | PV Array | Intermittent | HARK40 | 12 | 243.9011 | 10.9% | 26.5852 | 0.87013 | 15.4973 | 12.1471 | -6.205 | 0.88808 | 16.341 | 13.2184 | -6.9384 | 0.88808 | 15.845 | 12.3699 | -6.9384 | 3374.7006 | -1513.4089 | 3658.4171 | -1692.2894 | 3438.2806 | -1692.2894
Harting Rig Wind Farm | Wind Onshore | Intermittent | KYPE10 | 11 | 40.9754 | 39.43% | 16.1549 | 1.985 | 20.8248 | 14.7174 | -6.205 | 2.0239 | 22.1438 | 15.8071 | -6.9384 | 2.0239 | 21.1726 | 14.9402 | -6.9384 | 939.475 | -254.2527 | 1005.4314 | -284.3046 | 954.2212 | -284.3046
Hartlepool | Nuclear | Conventional Low Carbon | HATL20 | 13 | 735.9715 | 80.56% | 592.8655 | 2.809 | 10.1306 | 3.1166 | -6.205 | 2.7601 | 10.4413 | 3.7273 | -6.9384 | 2.7601 | 10.4413 | 3.3394 | -6.9384 | 10367.1179 | -4566.7113 | 10964.7921 | -5106.4831 | 10679.2789 | -5106.4831
Heathland Wind Farm | Wind Onshore | Intermittent | HILD19 | 1 | 48.7802 | 39.43% | 19.232 | 2.6797 | 24.645 | 35.8269 | -6.205 | 2.5438 | 27.0657 | 40.5076 | -6.9384 | 2.5438 | 24.9927 | 36.0496 | -6.9384 | 2221.6146 | -302.6818 | 2496.4964 | -338.4579 | 2239.1697 | -338.4579
Heckington Fen Solar Park | PV Array | Intermittent | BICF4A | 17 | 243.9011 | 10.9% | 26.5852 | 0.76947 | 4.0897 | 0.014209 | -6.205 | 0.74038 | 3.9719 | 0.010571 | -6.9384 | 0.74038 | 3.9719 | 0.010571 | -6.9384 | 112.1918 | -1513.4089 | 108.1728 | -1692.2894 | 108.1728 | -1692.2894
Hesta Head Wind Farm | Wind Onshore | Intermittent | HEST10 | 1 | 12.439 | 39.43% | 4.9042 | 2.6797 | 24.645 | 35.8269 | -6.205 | 2.5438 | 27.0657 | 40.5076 | -6.9384 | 2.5438 | 24.9927 | 36.0496 | -6.9384 | 566.5117 | -77.1839 | 636.6066 | -86.3068 | 570.9883 | -86.3068
Heysham Green Energy Centre | Battery Storage | Conventional Carbon | HEYS40 | 14 | 243.9011 | 1.239% | 3.0222 | 0.32854 | 10.1306 | 4.3457 | -6.205 | 0.33741 | 10.4413 | 4.6423 | -6.9384 | 0.33741 | 10.4413 | 4.5685 | -6.9384 | 123.8825 | -1513.4089 | 127.8791 | -1692.2894 | 127.6563 | -1692.2894
Heysham Power Station | Nuclear | Conventional Low Carbon | HEYS40 | 14 | 1456.0895 | 77.22% | 1124.334 | 0.32854 | 10.1306 | 4.3457 | -6.205 | 0.33741 | 10.4413 | 4.6423 | -6.9384 | 0.33741 | 10.4413 | 4.5685 | -6.9384 | 18196.3173 | -9035.0511 | 18990.3532 | -10102.9675 | 18882.9658 | -10102.9675
High Constellation Windfarm | Wind Onshore | Intermittent | CRSS10 | 7 | 30.4876 | 39.43% | 12.02 | 2.3791 | 21.4438 | 32.699 | -6.205 | 4.0969 | 23.4843 | 35.6225 | -6.9384 | 2.5585 | 21.7915 | 32.9217 | -6.9384 | 1254.6686 | -189.1761 | 1368.3274 | -211.5362 | 1265.6405 | -211.5362
Highland Wind Farm | Wind Onshore | Intermittent | HILD19 | 1 | 102.5604 | 39.43% | 40.4354 | 2.6797 | 24.645 | 35.8269 | -6.205 | 2.5438 | 27.0657 | 40.5076 | -6.9384 | 2.5438 | 24.9927 | 36.0496 | -6.9384 | 4670.9447 | -636.3884 | 5248.8836 | -711.6077 | 4707.8543 | -711.6077
High Marnham (Tertiary) | PV Array | Intermittent | HIGM40 | 16 | 34.7559 | 10.9% | 3.7884 | 1.8697 | 5.4849 | 0.094543 | -6.205 | 1.9054 | 5.6207 | 0.1055 | -6.9384 | 1.9054 | 5.6207 | 0.1055 | -6.9384 | 24.065 | -215.6608 | 24.9601 | -241.1512 | 24.9601 | -241.1512
Highview Hunterston East Cryobattery | Battery Storage | Conventional Carbon | HUNE40 | 11 | 60.8533 | 1.239% | 0.75403 | 1.985 | 20.8248 | 14.7174 | -6.205 | 2.0239 | 22.1438 | 15.8071 | -6.9384 | 2.0239 | 21.1726 | 14.9402 | -6.9384 | 147.5909 | -377.5955 | 151.7747 | -422.2262 | 150.3888 | -422.2262
Hinkley Point B | Nuclear | Conventional Low Carbon | HINP40 | 26 | 646.9476 | 75.29% | 487.094 | 4.1469 | -5.333 | 0 | -6.205 | 4.1536 | -5.3983 | 0 | -6.9384 | 4.1536 | -5.3983 | 0 | -6.9384 | 85.1262 | -4014.3171 | 57.6922 | -4488.7975 | 57.6922 | -4488.7975
Hinkley Point C | Nuclear | Conventional Low Carbon | HINP40 | 26 | 2036.574 | 68.2% | 1388.9964 | 4.1469 | -5.333 | 0 | -6.205 | 4.1536 | -5.3983 | 0 | -6.9384 | 4.1536 | -5.3983 | 0 | -6.9384 | 1037.8622 | -12636.9642 | 960.9268 | -14130.6161 | 960.9268 | -14130.6161
Hirfynydd and Mynydd Drumaur | PV Array | Intermittent | SWAN4A | 21 | 109.7555 | 10.9% | 11.9633 | 3.8118 | -5.8952 | 0 | -6.205 | 3.8446 | -5.9733 | 0 | -6.9384 | 3.8446 | -5.9733 | 0 | -6.9384 | -70.5261 | -681.034 | -71.4607 | -761.5302 | -71.4607 | -761.5302
Hirwaun Power Station | OCGT | Conventional Carbon | RHIG40 | 21 | 182.3161 | 0.4762% | 0.86819 | 3.8118 | -5.8952 | 0 | -6.205 | 3.8446 | -5.9733 | 0 | -6.9384 | 3.8446 | -5.9733 | 0 | -6.9384 | 689.8262 | -1131.2731 | 695.7374 | -1264.9863 | 695.7374 | -1264.9863
Hollandmey Windfarm | Wind Onshore | Intermittent | GILB10 | 1 | 30.1828 | 39.43% | 11.8998 | 2.6797 | 24.645 | 35.8269 | -6.205 | 2.5438 | 27.0657 | 40.5076 | -6.9384 | 2.5438 | 24.9927 | 36.0496 | -6.9384 | 1374.624 | -187.2844 | 1544.7071 | -209.4208 | 1385.4862 | -209.4208
Holyhead | Biomass | Conventional Carbon | WYLF40 | 19 | 91.4629 | 43.91% | 40.1659 | 4.325 | 5.9397 | 0.094543 | -6.205 | 4.4462 | 6.1312 | 0.1055 | -6.9384 | 4.4462 | 6.1312 | 0.1055 | -6.9384 | 637.9522 | -567.5283 | 657.1619 | -634.6085 | 657.1619 | -634.6085
Hopsrig Wind Farm | Wind Onshore | Intermittent | HORI10 | 12 | 29.2681 | 39.43% | 11.5392 | 0.87013 | 15.4973 | 12.1471 | -6.205 | 0.88808 | 16.341 | 13.2184 | -6.9384 | 0.88808 | 15.845 | 12.3699 | -6.9384 | 534.3508 | -181.6091 | 575.4409 | -203.0747 | 544.8839 | -203.0747
Hornsea Power Station 1A | Wind Offshore | Intermittent | KILL40 | 15 | 243.9011 | 45.12% | 110.0448 | 3.4087 | 6.146 | 0.3173 | -6.205 | 3.3192 | 6.1205 | 0.27395 | -6.9384 | 3.3192 | 6.1205 | 0.27395 | -6.9384 | 753.7225 | -1513.4089 | 740.3477 | -1692.2894 | 740.3477 | -1692.2894
Hornsea Power Station 1B | Wind Offshore | Intermittent | KILL40 | 15 | 243.9011 | 52.84% | 128.8888 | 3.4087 | 6.146 | 0.3173 | -6.205 | 3.3192 | 6.1205 | 0.27395 | -6.9384 | 3.3192 | 6.1205 | 0.27395 | -6.9384 | 869.5375 | -1513.4089 | 855.6832 | -1692.2894 | 855.6832 | -1692.2894
Hornsea Power Station 1C | Wind Offshore | Intermittent | KILL40 | 15 | 243.9011 | 48.58% | 118.4791 | 3.4087 | 6.146 | 0.3173 | -6.205 | 3.3192 | 6.1205 | 0.27395 | -6.9384 | 3.3192 | 6.1205 | 0.27395 | -6.9384 | 805.5597 | -1513.4089 | 791.9704 | -1692.2894 | 791.9704 | -1692.2894
Hornsea Power Station 2A | Wind Offshore | Intermittent | KILL40 | 15 | 268.2912 | 32.58% | 87.401 | 3.4087 | 6.146 | 0.3173 | -6.205 | 3.3192 | 6.1205 | 0.27395 | -6.9384 | 3.3192 | 6.1205 | 0.27395 | -6.9384 | 622.2933 | -1664.7498 | 608.4374 | -1861.5183 | 608.4374 | -1861.5183
Hornsea Power Station 2B | Wind Offshore | Intermittent | KILL40 | 15 | 268.2912 | 36.52% | 97.9789 | 3.4087 | 6.146 | 0.3173 | -6.205 | 3.3192 | 6.1205 | 0.27395 | -6.9384 | 3.3192 | 6.1205 | 0.27395 | -6.9384 | 687.3049 | -1664.7498 | 673.1798 | -1861.5183 | 673.1798 | -1861.5183
Hornsea Power Station 2C | Wind Offshore | Intermittent | KILL40 | 15 | 268.2912 | 40.83% | 109.5559 | 3.4087 | 6.146 | 0.3173 | -6.205 | 3.3192 | 6.1205 | 0.27395 | -6.9384 | 3.3192 | 6.1205 | 0.27395 | -6.9384 | 758.4571 | -1664.7498 | 744.0373 | -1861.5183 | 744.0373 | -1861.5183
Hornsea Power Station 3 | Wind Offshore | Intermittent | NORM40 | 18 | 1829.2581 | 46.94% | 858.5623 | -0.31239 | 3.7989 | 0.007047 | -6.205 | -0.31406 | 3.7285 | 0.004575 | -6.9384 | -0.31406 | 3.7285 | 0.004575 | -6.9384 | 3274.4496 | -11350.5667 | 3209.4772 | -12692.1702 | 3209.4772 | -12692.1702
Hornsea Power Station 4 | Wind Offshore | Intermittent | CREB40 | 15 | 1585.357 | 46.94% | 744.0873 | 3.4087 | 6.146 | 0.3173 | -6.205 | 3.3192 | 6.1205 | 0.27395 | -6.9384 | 3.3192 | 6.1205 | 0.27395 | -6.9384 | 5076.1783 | -9837.1578 | 4988.5096 | -10999.8808 | 4988.5096 | -10999.8808
Humber Gateway Offshore Wind Farm | Wind Offshore | Intermittent | HEDO20 | 15 | 134.1456 | 48.2% | 64.6629 | 3.4087 | 6.146 | 0.3173 | -6.205 | 3.3192 | 6.1205 | 0.27395 | -6.9384 | 3.3192 | 6.1205 | 0.27395 | -6.9384 | 439.981 | -832.3749 | 432.5196 | -930.7591 | 432.5196 | -930.7591
Hunterston Battery Storage Facility | Battery Storage | Conventional Carbon | HUNE40 | 11 | 121.9505 | 1.239% | 1.5111 | 1.985 | 20.8248 | 14.7174 | -6.205 | 2.0239 | 22.1438 | 15.8071 | -6.9384 | 2.0239 | 21.1726 | 14.9402 | -6.9384 | 295.7734 | -756.7044 | 304.1578 | -846.1447 | 301.3803 | -846.1447
Hunterston Energy Storage Facility | Battery Storage | Conventional Carbon | AYRS40 | 11 | 121.9505 | 1.239% | 1.5111 | 1.985 | 20.8248 | 14.7174 | -6.205 | 2.0239 | 22.1438 | 15.8071 | -6.9384 | 2.0239 | 21.1726 | 14.9402 | -6.9384 | 295.7734 | -756.7044 | 304.1578 | -846.1447 | 301.3803 | -846.1447
Icewind Hinkley Point | Wind Offshore | Intermittent | HINP40 | 26 | 609.7527 | 46.94% | 286.1874 | 4.1469 | -5.333 | 0 | -6.205 | 4.1536 | -5.3983 | 0 | -6.9384 | 4.1536 | -5.3983 | 0 | -6.9384 | -1526.2407 | -3783.5222 | -1544.9273 | -4230.7234 | -1544.9273 | -4230.7234
Immingham | CHP (Combined Heat and Power) | Conventional Carbon | HUMR40 | 15 | 742.6788 | 67.78% | 503.4211 | 3.4087 | 6.146 | 0.3173 | -6.205 | 3.3192 | 6.1205 | 0.27395 | -6.9384 | 3.3192 | 6.1205 | 0.27395 | -6.9384 | 5785.3187 | -4608.3301 | 5684.1846 | -5153.0211 | 5684.1846 | -5153.0211
Inch Cape Offshore Wind Farm Platform 1 | Wind Offshore | Intermittent | COCK20 | 11 | 329.2665 | 46.94% | 154.5412 | 1.985 | 20.8248 | 14.7174 | -6.205 | 2.0239 | 22.1438 | 15.8071 | -6.9384 | 2.0239 | 21.1726 | 14.9402 | -6.9384 | 8064.2455 | -2043.102 | 8626.8629 | -2284.5906 | 8191.3405 | -2284.5906
Inch Cape Offshore Wind Farm Platform 2 | Wind Offshore | Intermittent | COCK20 | 11 | 329.2665 | 46.94% | 154.5412 | 1.985 | 20.8248 | 14.7174 | -6.205 | 2.0239 | 22.1438 | 15.8071 | -6.9384 | 2.0239 | 21.1726 | 14.9402 | -6.9384 | 8064.2455 | -2043.102 | 8626.8629 | -2284.5906 | 8191.3405 | -2284.5906
Indian Queens | OCGT (Open Cycle Gas Turbine) | Conventional Carbon | INDQ40 | 27 | 85.3654 | 0.0986% | 0.08417 | 4.6348 | -9.1108 | 0 | -6.205 | 4.643 | -9.1769 | 0 | -6.9384 | 4.643 | -9.1769 | 0 | -6.9384 | 394.8887 | -529.6931 | 395.5796 | -592.3013 | 395.5796 | -592.3013
Indian Queens Energy | Battery Storage | Conventional Carbon | INDQ40 | 27 | 30.4267 | 1.239% | 0.37702 | 4.6348 | -9.1108 | 0 | -6.205 | 4.643 | -9.1769 | 0 | -6.9384 | 4.643 | -9.1769 | 0 | -6.9384 | 137.588 | -188.7978 | 137.8113 | -211.1131 | 137.8113 | -211.1131
Indian Queens PP | Battery Storage | Conventional Carbon | INDQ40 | 27 | 30.4267 | 1.239% | 0.37702 | 4.6348 | -9.1108 | 0 | -6.205 | 4.643 | -9.1769 | 0 | -6.9384 | 4.643 | -9.1769 | 0 | -6.9384 | 137.588 | -188.7978 | 137.8113 | -211.1131 | 137.8113 | -211.1131
Invergarry (part of the Garry Cascade) | Hydro | Conventional Low Carbon | INGA1Q | 3 | 12.1951 | 57.08% | 6.9613 | 3.4971 | 23.5008 | 30.9178 | -6.205 | 3.0654 | 25.9333 | 35.6489 | -6.9384 | 3.3177 | 23.8486 | 31.1406 | -6.9384 | 583.2887 | -75.6704 | 652.6531 | -84.6145 | 586.2377 | -84.6145
Iron Acton | Battery Storage | Conventional Carbon | IROA10 | 22 | 115.914 | 1.239% | 1.4363 | 4.0778 | 3.6893 | -10.7453 | -6.205 | 4.1055 | 3.6573 | -10.7874 | -6.9384 | 4.1055 | 3.6573 | -10.7874 | -6.9384 | 462.5408 | -719.2476 | 465.6393 | -804.2605 | 465.6393 | -804.2605
Ironbridge - New Connection | PV Array | Intermittent | IRON40 | 18 | 73.1703 | 10.9% | 7.9756 | -0.31239 | 3.7989 | 0.007047 | -6.205 | -0.31406 | 3.7285 | 0.004575 | -6.9384 | -0.31406 | 3.7285 | 0.004575 | -6.9384 | 30.8137 | -454.0227 | 30.0713 | -507.6868 | 30.0713 | -507.6868
Iver | Battery Storage | Conventional Carbon | IVER4A | 25 | 30.4267 | 1.239% | 0.37702 | 0.009779 | -3.4421 | 0 | -6.205 | 0.001723 | -3.4753 | 0 | -6.9384 | 0.001723 | -3.4753 | 0 | -6.9384 | -1.0002 | -188.7978 | -1.2578 | -211.1131 | -1.2578 | -211.1131
JBM Solar 12 - Shrewsbury Solar | PV Array | Intermittent | SHRE4A | 18 | 30.4815 | 10.9% | 3.3225 | -0.31239 | 3.7989 | 0.007047 | -6.205 | -0.31406 | 3.7285 | 0.004575 | -6.9384 | -0.31406 | 3.7285 | 0.004575 | -6.9384 | 12.8365 | -189.1383 | 12.5272 | -211.4939 | 12.5272 | -211.4939
JBM Solar 13 - Melksham | Thermal | Conventional Carbon | MELK40_SEP | 22 | 30.4815 | 49.36% | 15.0461 | 4.0778 | 3.6893 | -10.7453 | -6.205 | 4.1055 | 3.6573 | -10.7874 | -6.9384 | 4.1055 | 3.6573 | -10.7874 | -6.9384 | 18.1332 | -189.1383 | 17.8613 | -211.4939 | 17.8613 | -211.4939
JG Pears | PV Array | Intermittent | HIGM40 | 16 | 264.0229 | 43.61% | 115.1396 | 1.8697 | 5.4849 | 0.094543 | -6.205 | 1.9054 | 5.6207 | 0.1055 | -6.9384 | 1.9054 | 5.6207 | 0.1055 | -6.9384 | 656.4941 | -1638.2651 | 675.0159 | -1831.9032 | 675.0159 | -1831.9032
Keadby | CCGT | Conventional Carbon | KEAD40 | 16 | 554.875 | 31.79% | 176.4169 | 1.8697 | 5.4849 | 0.094543 | -6.205 | 1.9054 | 5.6207 | 0.1055 | -6.9384 | 1.9054 | 5.6207 | 0.1055 | -6.9384 | 2021.7376 | -3443.0052 | 2067.4616 | -3849.9583 | 2067.4616 | -3849.9583
Keadby II | CCGT | Conventional Carbon | KEAD40 | 16 | 544.5092 | 44.3% | 241.2225 | 1.8697 | 5.4849 | 0.094543 | -6.205 | 1.9054 | 5.6207 | 0.1055 | -6.9384 | 1.9054 | 5.6207 | 0.1055 | -6.9384 | 2363.9377 | -3378.6853 | 2418.7975 | -3778.036 | 2418.7975 | -3778.036
Kearsley | Battery Storage | Conventional Carbon | KEAR40 | 15 | 30.4267 | 1.239% | 0.37702 | 3.4087 | 6.146 | 0.3173 | -6.205 | 3.3192 | 6.1205 | 0.27395 | -6.9384 | 3.3192 | 6.1205 | 0.27395 | -6.9384 | 106.1521 | -188.7978 | 103.4019 | -211.1131 | 103.4019 | -211.1131
Kearsley North Green Energy Centre | PV Array | Intermittent | KEAR40 | 15 | 243.9011 | 10.9% | 26.5852 | 3.4087 | 6.146 | 0.3173 | -6.205 | 3.3192 | 6.1205 | 0.27395 | -6.9384 | 3.3192 | 6.1205 | 0.27395 | -6.9384 | 240.7824 | -1513.4089 | 229.5315 | -1692.2894 | 229.5315 | -1692.2894
Keith 132 Sync. Compensation | Reactive Compensation | Conventional Carbon | KEIT10 | 1 | 29.2681 | 0% | 0 | 2.6797 | 24.645 | 35.8269 | -6.205 | 2.5438 | 27.0657 | 40.5076 | -6.9384 | 2.5438 | 24.9927 | 36.0496 | -6.9384 | 78.4291 | -181.6091 | 74.4533 | -203.0747 | 74.4533 | -203.0747
Keith 275kV Greener Grid Park | Reactive Compensation | Conventional Carbon | KEIT20 | 1 | 6.0366 | 0% | 0 | 2.6797 | 24.645 | 35.8269 | -6.205 | 2.5438 | 27.0657 | 40.5076 | -6.9384 | 2.5438 | 24.9927 | 36.0496 | -6.9384 | 16.176 | -37.4569 | 15.356 | -41.8842 | 15.356 | -41.8842
Keith Hill Wind Farm | Wind Onshore | Intermittent | DUNE10 | 11 | 2.7439 | 23.64% | 0.64853 | 1.985 | 20.8248 | 14.7174 | -6.205 | 2.0239 | 22.1438 | 15.8071 | -6.9384 | 2.0239 | 21.1726 | 14.9402 | -6.9384 | 53.8885 | -17.0259 | 57.7338 | -19.0383 | 54.7253 | -19.0383
Keith Solar | PV Array | Intermittent | KETS29 | 1 | 91.4629 | 10.9% | 9.9695 | 2.6797 | 24.645 | 35.8269 | -6.205 | 2.5438 | 27.0657 | 40.5076 | -6.9384 | 2.5438 | 24.9927 | 36.0496 | -6.9384 | 3522.5249 | -567.5283 | 3974.7689 | -634.6085 | 3546.3674 | -634.6085
Kemsley | Energy Storage System | Conventional Carbon | KEMS40 | 24 | 30.4267 | 3.386% | 1.0302 | -2.6503 | 3.6893 | 0 | -6.205 | -2.7339 | 3.6573 | 0 | -6.9384 | -2.7339 | 3.6573 | 0 | -6.9384 | -76.8401 | -188.7978 | -79.4153 | -211.1131 | -79.4153 | -211.1131
Kennoxhead Wind Farm | Wind Onshore | Intermittent | KENN10 | 11 | 68.2923 | 39.43% | 26.9249 | 1.985 | 20.8248 | 14.7174 | -6.205 | 2.0239 | 22.1438 | 15.8071 | -6.9384 | 2.0239 | 21.1726 | 14.9402 | -6.9384 | 1565.7916 | -423.7545 | 1675.7189 | -473.841 | 1590.3687 | -473.841
Kennoxhead Wind Farm Extension | Wind Onshore | Intermittent | MIDM10 | 11 | 36.5852 | 33.95% | 12.4218 | 1.985 | 20.8248 | 14.7174 | -6.205 | 2.0239 | 22.1438 | 15.8071 | -6.9384 | 2.0239 | 21.1726 | 14.9402 | -6.9384 | 797.1208 | -227.0113 | 853.3696 | -253.8434 | 809.5908 | -253.8434
Kilbraur Wind Farm | Wind Onshore | Intermittent | STRB20 | 1 | 40.8534 | 45.41% | 18.5534 | 2.6797 | 24.645 | 35.8269 | -6.205 | 2.5438 | 27.0657 | 40.5076 | -6.9384 | 2.5438 | 24.9927 | 36.0496 | -6.9384 | 1920.8974 | -253.496 | 2157.0334 | -283.4585 | 1936.4506 | -283.4585
Kilgallioch | Wind Onshore | Intermittent | KILG20 | 10 | 167.0722 | 41.84% | 69.9015 | 1.2173 | 20.8248 | 19.3446 | -6.205 | 1.2775 | 22.1438 | 21.058 | -6.9384 | 1.2775 | 21.1726 | 19.5674 | -6.9384 | 4687.6382 | -1036.6851 | 5066.0833 | -1159.2182 | 4749.1664 | -1159.2182
Killingholme | OCGT (Open Cycle Gas Turbine) | Conventional Carbon | KILL40 | 15 | 377.4369 | 1.387% | 5.2347 | 3.4087 | 6.146 | 0.3173 | -6.205 | 3.3192 | 6.1205 | 0.27395 | -6.9384 | 3.3192 | 6.1205 | 0.27395 | -6.9384 | 1320.4024 | -2342.0003 | 1286.2476 | -2618.8178 | 1286.2476 | -2618.8178
Kilmarnock BESS | Battery Storage | Conventional Carbon | KLBS49 | 11 | 213.4134 | 1.239% | 2.6444 | 1.985 | 20.8248 | 14.7174 | -6.205 | 2.0239 | 22.1438 | 15.8071 | -6.9384 | 2.0239 | 21.1726 | 14.9402 | -6.9384 | 517.6034 | -1324.2328 | 532.2762 | -1480.7532 | 527.4156 | -1480.7532
Kilmarnock South Battery Storage | Battery Storage | Conventional Carbon | KILS40 | 11 | 304.8764 | 1.239% | 3.7777 | 1.985 | 20.8248 | 14.7174 | -6.205 | 2.0239 | 22.1438 | 15.8071 | -6.9384 | 2.0239 | 21.1726 | 14.9402 | -6.9384 | 739.4334 | -1891.7611 | 760.3945 | -2115.3617 | 753.4508 | -2115.3617
Kilmorack (part of the Beauly Cascade) | Hydro | Conventional Low Carbon | KIOR1Q | 1 | 12.1951 | 34% | 4.1458 | 2.6797 | 24.645 | 35.8269 | -6.205 | 2.5438 | 27.0657 | 40.5076 | -6.9384 | 2.5438 | 24.9927 | 36.0496 | -6.9384 | 571.7615 | -75.6704 | 637.2223 | -84.6145 | 574.2634 | -84.6145
Kincardine Battery Storage Facility | Battery Storage | Conventional Carbon | FIGS20 | 9 | 121.9505 | 1.239% | 1.5111 | 2.473 | 21.3193 | 19.9867 | -6.205 | 2.681 | 23.3923 | 22.6793 | -6.9384 | 2.6525 | 21.667 | 20.2095 | -6.9384 | 364.0013 | -756.7044 | 396.5658 | -846.1447 | 386.7495 | -846.1447
Kincardine Energy Storage Facility | Battery Storage | Conventional Carbon | KINC20 | 9 | 121.9505 | 1.239% | 1.5111 | 2.473 | 21.3193 | 19.9867 | -6.205 | 2.681 | 23.3923 | 22.6793 | -6.9384 | 2.6525 | 21.667 | 20.2095 | -6.9384 | 364.0013 | -756.7044 | 396.5658 | -846.1447 | 386.7495 | -846.1447
King's Lynn 'B' Power Station | CCGT | Conventional Carbon | KLYN40 | 17 | 1036.5796 | 49.36% | 511.6692 | 0.76947 | 4.0897 | 0.014209 | -6.205 | 0.74038 | 3.9719 | 0.010571 | -6.9384 | 0.74038 | 3.9719 | 0.010571 | -6.9384 | 2897.478 | -6431.9878 | 2805.1832 | -7192.2298 | 2805.1832 | -7192.2298
Kings Lynn A | CCGT (Combined Cycle Gas Turbine) | Conventional Carbon | WALP40_EME | 17 | 240.8523 | 42.75% | 102.9697 | 0.76947 | 4.0897 | 0.014209 | -6.205 | 0.74038 | 3.9719 | 0.010571 | -6.9384 | 0.74038 | 3.9719 | 0.010571 | -6.9384 | 607.9104 | -1494.4913 | 588.3985 | -1671.1357 | 588.3985 | -1671.1357
Kingsnorth - New connection | Battery Storage | Conventional Carbon | KINO40 | 24 | 73.1703 | 1.239% | 0.90665 | -2.6503 | 3.6893 | 0 | -6.205 | -2.7339 | 3.6573 | 0 | -6.9384 | -2.7339 | 3.6573 | 0 | -6.9384 | -190.5808 | -454.0227 | -196.7233 | -507.6868 | -196.7233 | -507.6868
Kinmuck PV and BESS Station | PV Array | Intermittent | PEHE20 | 2 | 64.024 | 10.9% | 6.9786 | 0.8146 | 24.6448 | 27.5198 | -6.205 | 1.651 | 27.0655 | 26.8875 | -6.9384 | 0.99406 | 24.9926 | 27.2971 | -6.9384 | 1933.9173 | -397.2698 | 1910.325 | -444.226 | 1922.0814 | -444.226
Kintradwell Energy Park | Wind Onshore | Intermittent | MYBS11 | 1 | 43.5363 | 39.43% | 17.1646 | 2.6797 | 24.645 | 35.8269 | -6.205 | 2.5438 | 27.0657 | 40.5076 | -6.9384 | 2.5438 | 24.9927 | 36.0496 | -6.9384 | 1982.7911 | -270.1435 | 2228.123 | -302.0737 | 1998.4589 | -302.0737
Kirkby | Gas Reciprocating | Conventional Carbon | KIBY20 | 15 | 30.1828 | 49.36% | 14.8986 | 3.4087 | 6.146 | 0.3173 | -6.205 | 3.3192 | 6.1205 | 0.27395 | -6.9384 | 3.3192 | 6.1205 | 0.27395 | -6.9384 | 199.1777 | -187.2844 | 195.4502 | -209.4208 | 195.4502 | -209.4208
Kirkby (Tertiary) | Battery Storage | Conventional Carbon | KIBY20 | 15 | 0 | 1.239% | 0 | 3.4087 | 6.146 | 0.3173 | -6.205 | 3.3192 | 6.1205 | 0.27395 | -6.9384 | 3.3192 | 6.1205 | 0.27395 | -6.9384 | 0 | 0 | 0 | 0 | 0 | 0
Kirkby Green Energy Centre | PV Array | Intermittent | KIBY20 | 15 | 243.9011 | 10.9% | 26.5852 | 3.4087 | 6.146 | 0.3173 | -6.205 | 3.3192 | 6.1205 | 0.27395 | -6.9384 | 3.3192 | 6.1205 | 0.27395 | -6.9384 | 240.7824 | -1513.4089 | 229.5315 | -1692.2894 | 229.5315 | -1692.2894
Kirkton Wind Farm | Wind Onshore | Intermittent | KRKN10 | 1 | 36.5852 | 39.43% | 14.424 | 2.6797 | 24.645 | 35.8269 | -6.205 | 2.5438 | 27.0657 | 40.5076 | -6.9384 | 2.5438 | 24.9927 | 36.0496 | -6.9384 | 1666.211 | -227.0113 | 1872.3723 | -253.8434 | 1679.3773 | -253.8434
Knockcronal Wind Farm | Wind Onshore | Intermittent | CRCK20 | 10 | 36.2193 | 39.43% | 14.2798 | 1.2173 | 20.8248 | 19.3446 | -6.205 | 1.2775 | 22.1438 | 21.058 | -6.9384 | 1.2775 | 21.1726 | 19.5674 | -6.9384 | 998.0234 | -224.7412 | 1078.913 | -251.305 | 1011.058 | -251.305
Knockodhar Wind Farm | Wind Onshore | Intermittent | KNOK10 | 10 | 73.1703 | 39.43% | 28.8481 | 1.2173 | 20.8248 | 19.3446 | -6.205 | 1.2775 | 22.1438 | 21.058 | -6.9384 | 1.2775 | 21.1726 | 19.5674 | -6.9384 | 2016.2088 | -454.0227 | 2179.6223 | -507.6868 | 2042.5414 | -507.6868
Kype Muir | Wind Onshore | Intermittent | KYPE10 | 11 | 53.9021 | 36.81% | 19.8406 | 1.985 | 20.8248 | 14.7174 | -6.205 | 2.0239 | 22.1438 | 15.8071 | -6.9384 | 2.0239 | 21.1726 | 14.9402 | -6.9384 | 1206.4765 | -334.4634 | 1291.3798 | -373.9959 | 1225.3843 | -373.9959
Lairg II Wind Farm | Wind Onshore | Intermittent | LAIR10 | 1 | 30.4876 | 39.43% | 12.02 | 2.6797 | 24.645 | 35.8269 | -6.205 | 2.5438 | 27.0657 | 40.5076 | -6.9384 | 2.5438 | 24.9927 | 36.0496 | -6.9384 | 1388.5091 | -189.1761 | 1560.3102 | -211.5362 | 1399.4811 | -211.5362
Lakeside Energy Drax | Battery Storage | Conventional Carbon | DRAX40 | 15 | 60.9143 | 1.239% | 0.75479 | 3.4087 | 6.146 | 0.3173 | -6.205 | 3.3192 | 6.1205 | 0.27395 | -6.9384 | 3.3192 | 6.1205 | 0.27395 | -6.9384 | 212.517 | -377.9739 | 207.011 | -422.6493 | 207.011 | -422.6493
Laleham | Battery Storage | Conventional Carbon | LALE20_SEP | 25 | 30.4267 | 1.239% | 0.37702 | 0.009779 | -3.4421 | 0 | -6.205 | 0.001723 | -3.4753 | 0 | -6.9384 | 0.001723 | -3.4753 | 0 | -6.9384 | -1.0002 | -188.7978 | -1.2578 | -211.1131 | -1.2578 | -211.1131
Lamford Hill | Wind Onshore | Intermittent | BENB10 | 10 | 12.1951 | 39.43% | 4.808 | 1.2173 | 20.8248 | 19.3446 | -6.205 | 1.2775 | 22.1438 | 21.058 | -6.9384 | 1.2775 | 21.1726 | 19.5674 | -6.9384 | 336.0348 | -75.6704 | 363.2704 | -84.6145 | 340.4236 | -84.6145
Lanarkshire BESS | Battery Storage | Conventional Carbon | STHA40 | 11 | 121.9505 | 1.239% | 1.5111 | 1.985 | 20.8248 | 14.7174 | -6.205 | 2.0239 | 22.1438 | 15.8071 | -6.9384 | 2.0239 | 21.1726 | 14.9402 | -6.9384 | 295.7734 | -756.7044 | 304.1578 | -846.1447 | 301.3803 | -846.1447
Landulph | Battery Storage | Conventional Carbon | LAND4A | 27 | 0 | 1.239% | 0 | 4.6348 | -9.1108 | 0 | -6.205 | 4.643 | -9.1769 | 0 | -6.9384 | 4.643 | -9.1769 | 0 | -6.9384 | 0 | 0 | 0 | 0 | 0 | 0
Lan Fawr Energy Park | Wind Onshore | Intermittent | PEMB40 | 20 | 150.2431 | 39.43% | 59.2347 | 9.1687 | -5.1606 | 0 | -6.205 | 9.2074 | -5.2402 | 0 | -6.9384 | 9.2074 | -5.2402 | 0 | -6.9384 | -305.6873 | -932.2599 | -310.4026 | -1042.4502 | -310.4026 | -1042.4502
Langage | CCGT (Combined Cycle Gas Turbine) | Conventional Carbon | LAGA40 | 27 | 551.8262 | 32.25% | 177.9783 | 4.6348 | -9.1108 | 0 | -6.205 | 4.643 | -9.1769 | 0 | -6.9384 | 4.643 | -9.1769 | 0 | -6.9384 | 936.1118 | -3424.0876 | 928.8403 | -3828.8047 | 928.8403 | -3828.8047
Laughton Solar Park | PV Array | Intermittent | WBUR40 | 16 | 292.6813 | 10.9% | 31.9023 | 1.8697 | 5.4849 | 0.094543 | -6.205 | 1.9054 | 5.6207 | 0.1055 | -6.9384 | 1.9054 | 5.6207 | 0.1055 | -6.9384 | 202.6526 | -1816.0907 | 210.1906 | -2030.7472 | 210.1906 | -2030.7472
Legacy Green Energy Centre | PV Array | Intermittent | LEGA40 | 18 | 243.9011 | 10.9% | 26.5852 | -0.31239 | 3.7989 | 0.007047 | -6.205 | -0.31406 | 3.7285 | 0.004575 | -6.9384 | -0.31406 | 3.7285 | 0.004575 | -6.9384 | 102.7123 | -1513.4089 | 100.2376 | -1692.2894 | 100.2376 | -1692.2894
Legacy Tertiary Connection | Battery Storage | Conventional Carbon | LEGA40 | 18 | 34.7559 | 1.239% | 0.43066 | -0.31239 | 3.7989 | 0.007047 | -6.205 | -0.31406 | 3.7285 | 0.004575 | -6.9384 | -0.31406 | 3.7285 | 0.004575 | -6.9384 | -9.2185 | -215.6608 | -9.3079 | -241.1512 | -9.3079 | -241.1512
Lethans Wind Farm | Wind Onshore | Intermittent | LETH10 | 10 | 80.4874 | 39.43% | 31.7329 | 1.2173 | 20.8248 | 19.3446 | -6.205 | 1.2775 | 22.1438 | 21.058 | -6.9384 | 1.2775 | 21.1726 | 19.5674 | -6.9384 | 2217.8297 | -499.4249 | 2397.5846 | -558.4555 | 2246.7956 | -558.4555
Limekiln | Wind Onshore | Intermittent | LIMK10 | 1 | 64.6338 | 39.43% | 25.4825 | 2.6797 | 24.645 | 35.8269 | -6.205 | 2.5438 | 27.0657 | 40.5076 | -6.9384 | 2.5438 | 24.9927 | 36.0496 | -6.9384 | 2943.6394 | -401.0534 | 3307.8577 | -448.4567 | 2966.8998 | -448.4567
Lincs Offshore Wind Farm | Wind Offshore | Intermittent | WALP40_EME | 17 | 161.5845 | 48.65% | 78.6081 | 0.76947 | 4.0897 | 0.014209 | -6.205 | 0.74038 | 3.9719 | 0.010571 | -6.9384 | 0.74038 | 3.9719 | 0.010571 | -6.9384 | 323.7815 | -1002.6334 | 313.9337 | -1121.1417 | 313.9337 | -1121.1417
Lister Battery (formerly Lister Drive) | Battery Storage | Conventional Carbon | LISD20 | 15 | 34.7559 | 1.239% | 0.43066 | 3.4087 | 6.146 | 0.3173 | -6.205 | 3.3192 | 6.1205 | 0.27395 | -6.9384 | 3.3192 | 6.1205 | 0.27395 | -6.9384 | 121.2559 | -215.6608 | 118.1144 | -241.1512 | 118.1144 | -241.1512
Lister Drive Shaw | Battery Storage | Conventional Carbon | LISD20 | 15 | 34.7559 | 1.239% | 0.43066 | 3.4087 | 6.146 | 0.3173 | -6.205 | 3.3192 | 6.1205 | 0.27395 | -6.9384 | 3.3192 | 6.1205 | 0.27395 | -6.9384 | 121.2559 | -215.6608 | 118.1144 | -241.1512 | 118.1144 | -241.1512
Little Barford | CCGT (Combined Cycle Gas Turbine) | Conventional Carbon | EASO40 | 18 | 451.217 | 46.68% | 210.6322 | -0.31239 | 3.7989 | 0.007047 | -6.205 | -0.31406 | 3.7285 | 0.004575 | -6.9384 | -0.31406 | 3.7285 | 0.004575 | -6.9384 | 660.6887 | -2799.8064 | 644.5841 | -3130.7353 | 644.5841 | -3130.7353
Littlebrook BESS | Battery Storage | Conventional Carbon | LITT40 | 24 | 182.9258 | 1.239% | 2.2666 | -2.6503 | 3.6893 | 0 | -6.205 | -2.7339 | 3.6573 | 0 | -6.9384 | -2.7339 | 3.6573 | 0 | -6.9384 | -476.452 | -1135.0567 | -491.8083 | -1269.217 | -491.8083 | -1269.217
Llanwern Phase 1 | PV Array | Intermittent | WHSO20 | 21 | 57.9265 | 10.9% | 6.314 | 3.8118 | -5.8952 | 0 | -6.205 | 3.8446 | -5.9733 | 0 | -6.9384 | 3.8446 | -5.9733 | 0 | -6.9384 | -37.2221 | -359.4346 | -37.7154 | -401.9187 | -37.7154 | -401.9187
Llanwern Phase 2 | PV Array | Intermittent | WHSO20 | 21 | 115.853 | 10.9% | 12.628 | 3.8118 | -5.8952 | 0 | -6.205 | 3.8446 | -5.9733 | 0 | -6.9384 | 3.8446 | -5.9733 | 0 | -6.9384 | -74.4443 | -718.8692 | -75.4307 | -803.8374 | -75.4307 | -803.8374
Llwynygog | Wind Onshore | Intermittent | LEGA40 | 18 | 76.2191 | 39.43% | 30.0501 | -0.31239 | 3.7989 | 0.007047 | -6.205 | -0.31406 | 3.7285 | 0.004575 | -6.9384 | -0.31406 | 3.7285 | 0.004575 | -6.9384 | 114.6931 | -472.9403 | 112.3889 | -528.8404 | 112.3889 | -528.8404
Llywelyn Floating Offshore Wind Farm | Wind Offshore | Intermittent | PEMB40 | 20 | 182.9258 | 46.94% | 85.8562 | 9.1687 | -5.1606 | 0 | -6.205 | 9.2074 | -5.2402 | 0 | -6.9384 | 9.2074 | -5.2402 | 0 | -6.9384 | -443.0708 | -1135.0567 | -449.9054 | -1269.217 | -449.9054 | -1269.217
Lochay (Part of Killin Cascade Hydro Scheme) | Hydro | Conventional Low Carbon | LOCH10 | 6 | 28.6584 | 39.16% | 11.2215 | 4.0849 | 22.0141 | 23.5851 | -6.205 | 5.0732 | 24.244 | 27.2149 | -6.9384 | 4.2643 | 22.3619 | 23.8078 | -6.9384 | 1040.0064 | -177.8255 | 1197.3797 | -198.844 | 1055.4363 | -198.844
Lochgoin Solar Farm | PV Array | Intermittent | WLEE20 | 10 | 54.268 | 10.9% | 5.9152 | 1.2173 | 20.8248 | 19.3446 | -6.205 | 1.2775 | 22.1438 | 21.058 | -6.9384 | 1.2775 | 21.1726 | 19.5674 | -6.9384 | 1172.9774 | -336.7335 | 1273.7579 | -376.5344 | 1187.1239 | -376.5344
Loch Kemp Pumped Storage | Pump Storage | Conventional Carbon | FOYE20 | 1 | 182.9258 | 8.6% | 15.7307 | 2.6797 | 24.645 | 35.8269 | -6.205 | 2.5438 | 27.0657 | 40.5076 | -6.9384 | 2.5438 | 24.9927 | 36.0496 | -6.9384 | 1441.4462 | -1135.0567 | 1528.3084 | -1269.217 | 1425.5722 | -1269.217
Lochluichart | Wind Onshore | Intermittent | CORI10 | 1 | 42.0729 | 32.41% | 13.6363 | 2.6797 | 24.645 | 35.8269 | -6.205 | 2.5438 | 27.0657 | 40.5076 | -6.9384 | 2.5438 | 24.9927 | 36.0496 | -6.9384 | 1843.4061 | -261.063 | 2073.347 | -291.9199 | 1857.5209 | -291.9199
Loch Luichart Extension II | Wind Onshore | Intermittent | LUIC1Q | 1 | 21.9511 | 39.43% | 8.6544 | 2.6797 | 24.645 | 35.8269 | -6.205 | 2.5438 | 27.0657 | 40.5076 | -6.9384 | 2.5438 | 24.9927 | 36.0496 | -6.9384 | 999.7266 | -136.2068 | 1123.4234 | -152.306 | 1007.6264 | -152.306
Loganhead Windfarm | Wind Onshore | Intermittent | HORI10 | 12 | 21.9511 | 39.43% | 8.6544 | 0.87013 | 15.4973 | 12.1471 | -6.205 | 0.88808 | 16.341 | 13.2184 | -6.9384 | 0.88808 | 15.845 | 12.3699 | -6.9384 | 400.7631 | -136.2068 | 431.5806 | -152.306 | 408.6629 | -152.306
London Array Offshore Wind Farm | Wind Offshore | Intermittent | CLEH40 | 24 | 384.1442 | 44.92% | 172.5695 | -2.6503 | 3.6893 | 0 | -6.205 | -2.7339 | 3.6573 | 0 | -6.9384 | -2.7339 | 3.6573 | 0 | -6.9384 | 636.6632 | -2383.619 | 631.1434 | -2665.3557 | 631.1434 | -2665.3557
Lorg Wind Farm | Wind Onshore | Intermittent | LORG10 | 10 | 42.3778 | 39.43% | 16.7078 | 1.2173 | 20.8248 | 19.3446 | -6.205 | 1.2775 | 22.1438 | 21.058 | -6.9384 | 1.2775 | 21.1726 | 19.5674 | -6.9384 | 1167.721 | -262.9548 | 1262.3646 | -294.0353 | 1182.9719 | -294.0353
Lovedean (Tertiary) | PV Array | Intermittent | LOVE40 | 25 | 34.7559 | 10.9% | 3.7884 | 0.009779 | -3.4421 | 0 | -6.205 | 0.001723 | -3.4753 | 0 | -6.9384 | 0.001723 | -3.4753 | 0 | -6.9384 | -13.0401 | -215.6608 | -13.1659 | -241.1512 | -13.1659 | -241.1512
Lovedean Greener Grid Park | Reactive Compensation | Conventional Carbon | LOVE40 | 25 | 30.4267 | 0% | 0 | 0.009779 | -3.4421 | 0 | -6.205 | 0.001723 | -3.4753 | 0 | -6.9384 | 0.001723 | -3.4753 | 0 | -6.9384 | 0.29754 | -188.7978 | 0.052425 | -211.1131 | 0.052425 | -211.1131
Luichart (part of the Conon Cascade) | Hydro | Conventional Low Carbon | LUIC1Q | 1 | 20.7316 | 51.98% | 10.7762 | 2.6797 | 24.645 | 35.8269 | -6.205 | 2.5438 | 27.0657 | 40.5076 | -6.9384 | 2.5438 | 24.9927 | 36.0496 | -6.9384 | 1063.8807 | -128.6398 | 1184.1895 | -143.8446 | 1069.4305 | -143.8446
Lynemouth Power Station | Biomass | Conventional Carbon | BLYT20 | 13 | 241.4621 | 87.83% | 212.0764 | 2.809 | 10.1306 | 3.1166 | -6.205 | 2.7601 | 10.4413 | 3.7273 | -6.9384 | 2.7601 | 10.4413 | 3.3394 | -6.9384 | 3487.6725 | -1498.2748 | 3671.273 | -1675.3665 | 3589 | -1675.3665
M74 West Wind Farm | Wind Onshore | Intermittent | REDS40 | 11 | 152.3772 | 39.43% | 60.0761 | 1.985 | 20.8248 | 14.7174 | -6.205 | 2.0239 | 22.1438 | 15.8071 | -6.9384 | 2.0239 | 21.1726 | 14.9402 | -6.9384 | 3493.6725 | -945.5022 | 3738.9479 | -1057.2578 | 3548.5102 | -1057.2578
Mannington | PV Array | Intermittent | MANN40 | 26 | 34.7559 | 10.9% | 3.7884 | 4.1469 | -5.333 | 0 | -6.205 | 4.1536 | -5.3983 | 0 | -6.9384 | 4.1536 | -5.3983 | 0 | -6.9384 | -20.2035 | -215.6608 | -20.4509 | -241.1512 | -20.4509 | -241.1512
Mannington PP | Battery Storage | Conventional Carbon | MANN40 | 26 | 30.4267 | 1.239% | 0.37702 | 4.1469 | -5.333 | 0 | -6.205 | 4.1536 | -5.3983 | 0 | -6.9384 | 4.1536 | -5.3983 | 0 | -6.9384 | 124.1646 | -188.7978 | 124.3455 | -211.1131 | 124.3455 | -211.1131
Mannington Tertiary | Battery Storage | Conventional Carbon | MANN40 | 26 | 28.9633 | 1.239% | 0.35888 | 4.1469 | -5.333 | 0 | -6.205 | 4.1536 | -5.3983 | 0 | -6.9384 | 4.1536 | -5.3983 | 0 | -6.9384 | 118.1927 | -179.7173 | 118.365 | -200.9594 | 118.365 | -200.9594
Marchwood | CCGT (Combined Cycle Gas Turbine) | Conventional Carbon | MAWO40 | 26 | 560.9725 | 67.76% | 380.1335 | 4.1469 | -5.333 | 0 | -6.205 | 4.1536 | -5.3983 | 0 | -6.9384 | 4.1536 | -5.3983 | 0 | -6.9384 | 299.0206 | -3480.8404 | 277.9898 | -3892.2655 | 277.9898 | -3892.2655
Margree Wind Farm | Wind Onshore | Intermittent | GNSH10 | 10 | 30.4876 | 39.43% | 12.02 | 1.2173 | 20.8248 | 19.3446 | -6.205 | 1.2775 | 22.1438 | 21.058 | -6.9384 | 1.2775 | 21.1726 | 19.5674 | -6.9384 | 840.087 | -189.1761 | 908.176 | -211.5362 | 851.0589 | -211.5362
Mark Hill Wind Farm | Wind Onshore | Intermittent | MAHI20 | 10 | 32.3169 | 29.2% | 9.4358 | 1.2173 | 20.8248 | 19.3446 | -6.205 | 1.2775 | 22.1438 | 21.058 | -6.9384 | 1.2775 | 21.1726 | 19.5674 | -6.9384 | 821.6577 | -200.5267 | 889.4724 | -224.2283 | 832.1385 | -224.2283
Medway Power Station | CCGT | Conventional Carbon | GRAI40 | 24 | 554.875 | 28.1% | 155.9221 | -2.6503 | 3.6893 | 0 | -6.205 | -2.7339 | 3.6573 | 0 | -6.9384 | -2.7339 | 3.6573 | 0 | -6.9384 | -895.3577 | -3443.0052 | -946.706 | -3849.9583 | -946.706 | -3849.9583
Melksham (Tertiary) | PV Array | Intermittent | MELK40_SEP | 22 | 4.3292 | 10.9% | 0.47189 | 4.0778 | 3.6893 | -10.7453 | -6.205 | 4.1055 | 3.6573 | -10.7874 | -6.9384 | 4.1055 | 3.6573 | -10.7874 | -6.9384 | -44.778 | -26.863 | -44.9754 | -30.0381 | -44.9754 | -30.0381
Melvich Wind Energy Hub | Wind Onshore | Intermittent | MELV10 | 1 | 54.8777 | 39.43% | 21.636 | 2.6797 | 24.645 | 35.8269 | -6.205 | 2.5438 | 27.0657 | 40.5076 | -6.9384 | 2.5438 | 24.9927 | 36.0496 | -6.9384 | 2499.3165 | -340.517 | 2808.5584 | -380.7651 | 2519.0659 | -380.7651
Merlin Offshore Wind Farm | Wind Offshore | Intermittent | TAUN4A | 26 | 182.9258 | 46.94% | 85.8562 | 4.1469 | -5.333 | 0 | -6.205 | 4.1536 | -5.3983 | 0 | -6.9384 | 4.1536 | -5.3983 | 0 | -6.9384 | -457.8722 | -1135.0567 | -463.4782 | -1269.217 | -463.4782 | -1269.217
MeyGen Tidal | Tidal | Intermittent | GILB10 | 1 | 144.5114 | 11.6% | 16.7633 | 2.6797 | 24.645 | 35.8269 | -6.205 | 2.5438 | 27.0657 | 40.5076 | -6.9384 | 2.5438 | 24.9927 | 36.0496 | -6.9384 | 5590.5197 | -896.6948 | 6307.514 | -1002.6814 | 5628.5426 | -1002.6814
Middle Muir Wind Farm | Wind Onshore | Intermittent | MIDM10 | 11 | 31.0974 | 38.04% | 11.8282 | 1.985 | 20.8248 | 14.7174 | -6.205 | 2.0239 | 22.1438 | 15.8071 | -6.9384 | 2.0239 | 21.1726 | 14.9402 | -6.9384 | 703.9941 | -192.9596 | 753.4802 | -215.7669 | 715.0351 | -215.7669
Middleton BESS | Battery Storage | Conventional Carbon | MIDL40 | 14 | 121.9505 | 1.239% | 1.5111 | 0.32854 | 10.1306 | 4.3457 | -6.205 | 0.33741 | 10.4413 | 4.6423 | -6.9384 | 0.33741 | 10.4413 | 4.5685 | -6.9384 | 61.9412 | -756.7044 | 63.9396 | -846.1447 | 63.8281 | -846.1447
Millbrook Power | OCGT | Conventional Carbon | MARV40 | 18 | 182.3161 | 0.4762% | 0.86819 | -0.31239 | 3.7989 | 0.007047 | -6.205 | -0.31406 | 3.7285 | 0.004575 | -6.9384 | -0.31406 | 3.7285 | 0.004575 | -6.9384 | -53.6504 | -1131.2731 | -54.0181 | -1264.9863 | -54.0181 | -1264.9863
Millennium South | Wind Onshore | Intermittent | MILS1Q | 3 | 15.2438 | 39.43% | 6.01 | 3.4971 | 23.5008 | 30.9178 | -6.205 | 3.0654 | 25.9333 | 35.6489 | -6.9384 | 3.3177 | 23.8486 | 31.1406 | -6.9384 | 612.5456 | -94.5881 | 699.2855 | -105.7681 | 618.0316 | -105.7681
Millennium Wind | Wind Onshore | Intermittent | MILW1Q | 3 | 39.6339 | 51% | 20.2143 | 3.4971 | 23.5008 | 30.9178 | -6.205 | 3.0654 | 25.9333 | 35.6489 | -6.9384 | 3.3177 | 23.8486 | 31.1406 | -6.9384 | 1700.4455 | -245.9289 | 1937.1302 | -274.997 | 1716.3046 | -274.997
Mill Hill Tertiary Connection | Battery Storage | Conventional Carbon | MILH2A_EPN | 25 | 34.7559 | 1.239% | 0.43066 | 0.009779 | -3.4421 | 0 | -6.205 | 0.001723 | -3.4753 | 0 | -6.9384 | 0.001723 | -3.4753 | 0 | -6.9384 | -1.1425 | -215.6608 | -1.4368 | -241.1512 | -1.4368 | -241.1512
Minety Tertiary(2) | PV Array | Intermittent | MITY40 | 21 | 30.4815 | 10.9% | 3.3225 | 3.8118 | -5.8952 | 0 | -6.205 | 3.8446 | -5.9733 | 0 | -6.9384 | 3.8446 | -5.9733 | 0 | -6.9384 | -19.5867 | -189.1383 | -19.8462 | -211.4939 | -19.8462 | -211.4939
Minety Tertiary Connection | Battery Storage | Conventional Carbon | MITY40 | 21 | 28.9633 | 1.239% | 0.35888 | 3.8118 | -5.8952 | 0 | -6.205 | 3.8446 | -5.9733 | 0 | -6.9384 | 3.8446 | -5.9733 | 0 | -6.9384 | 108.2852 | -179.7173 | 109.207 | -200.9594 | 109.207 | -200.9594
Minnygap | Wind Onshore | Intermittent | MOFF10 | 12 | 15.2438 | 31.89% | 4.8608 | 0.87013 | 15.4973 | 12.1471 | -6.205 | 0.88808 | 16.341 | 13.2184 | -6.9384 | 0.88808 | 15.845 | 12.3699 | -6.9384 | 260.4978 | -94.5881 | 280.9292 | -105.7681 | 265.5841 | -105.7681
Moelfre Energy Park | Wind Onshore | Intermittent | BODE40 | 16 | 96.5848 | 39.43% | 38.0794 | 1.8697 | 5.4849 | 0.094543 | -6.205 | 1.9054 | 5.6207 | 0.1055 | -6.9384 | 1.9054 | 5.6207 | 0.1055 | -6.9384 | 217.9944 | -599.3099 | 224.2216 | -670.1466 | 224.2216 | -670.1466
Moel y Llyn | Wind Onshore | Intermittent | LEGA40 | 18 | 153.0479 | 39.43% | 60.3405 | -0.31239 | 3.7989 | 0.007047 | -6.205 | -0.31406 | 3.7285 | 0.004575 | -6.9384 | -0.31406 | 3.7285 | 0.004575 | -6.9384 | 230.3038 | -949.6641 | 225.6769 | -1061.9116 | 225.6769 | -1061.9116
Monets Garden | Battery Storage | Conventional Carbon | OSBA40 | 15 | 34.7559 | 1.239% | 0.43066 | 3.4087 | 6.146 | 0.3173 | -6.205 | 3.3192 | 6.1205 | 0.27395 | -6.9384 | 3.3192 | 6.1205 | 0.27395 | -6.9384 | 121.2559 | -215.6608 | 118.1144 | -241.1512 | 118.1144 | -241.1512
Monk Fryston SSE | Battery Storage | Conventional Carbon | MONF20 | 15 | 195.1209 | 1.239% | 2.4177 | 3.4087 | 6.146 | 0.3173 | -6.205 | 3.3192 | 6.1205 | 0.27395 | -6.9384 | 3.3192 | 6.1205 | 0.27395 | -6.9384 | 680.735 | -1210.7271 | 663.0981 | -1353.8315 | 663.0981 | -1353.8315
Monk Fryston Tertiary Connection | Battery Storage | Conventional Carbon | MONF20 | 15 | 34.7559 | 1.239% | 0.43066 | 3.4087 | 6.146 | 0.3173 | -6.205 | 3.3192 | 6.1205 | 0.27395 | -6.9384 | 3.3192 | 6.1205 | 0.27395 | -6.9384 | 121.2559 | -215.6608 | 118.1144 | -241.1512 | 118.1144 | -241.1512
Monquhill Wind Farm | Wind Onshore | Intermittent | ENHI10 | 10 | 6.0975 | 39.43% | 2.404 | 1.2173 | 20.8248 | 19.3446 | -6.205 | 1.2775 | 22.1438 | 21.058 | -6.9384 | 1.2775 | 21.1726 | 19.5674 | -6.9384 | 168.0174 | -37.8352 | 181.6352 | -42.3072 | 170.2118 | -42.3072
Mon Solar Farm | PV Array | Intermittent | WYLF40 | 19 | 146.3406 | 10.9% | 15.9511 | 4.325 | 5.9397 | 0.094543 | -6.205 | 4.4462 | 6.1312 | 0.1055 | -6.9384 | 4.4462 | 6.1312 | 0.1055 | -6.9384 | 108.581 | -908.0453 | 113.2393 | -1015.3736 | 113.2393 | -1015.3736
Moray East Offshore Wind Farm | Wind Offshore | Intermittent | NEDE20 | 2 | 548.7774 | 42.61% | 233.8423 | 0.8146 | 24.6448 | 27.5198 | -6.205 | 1.651 | 27.0655 | 26.8875 | -6.9384 | 0.99406 | 24.9926 | 27.2971 | -6.9384 | 20865.2607 | -3405.17 | 21084.297 | -3807.6511 | 20824.3286 | -3807.6511
Moray West Offshore Windfarm | Wind Offshore | Intermittent | BLHI40 | 1 | 524.3873 | 46.94% | 246.1212 | 2.6797 | 24.645 | 35.8269 | -6.205 | 2.5438 | 27.0657 | 40.5076 | -6.9384 | 2.5438 | 24.9927 | 36.0496 | -6.9384 | 24852.7966 | -3253.8291 | 27903.0974 | -3638.4221 | 25055.2072 | -3638.4221
Morgannwg Solar Farm | PV Array | Intermittent | ABTH20 | 21 | 151.8284 | 10.9% | 16.5493 | 3.8118 | -5.8952 | 0 | -6.205 | 3.8446 | -5.9733 | 0 | -6.9384 | 3.8446 | -5.9733 | 0 | -6.9384 | -97.5612 | -942.097 | -98.854 | -1053.4501 | -98.854 | -1053.4501
Morlais | Tidal | Intermittent | PERH10 | 19 | 24.3901 | 11.6% | 2.8293 | 4.325 | 5.9397 | 0.094543 | -6.205 | 4.4462 | 6.1312 | 0.1055 | -6.9384 | 4.4462 | 6.1312 | 0.1055 | -6.9384 | 19.1109 | -151.3409 | 19.92 | -169.2289 | 19.92 | -169.2289
Mossford (part of the Conon Cascade) | Hydro | Conventional Low Carbon | MOSS1S | 1 | 11.4024 | 51.98% | 5.9269 | 2.6797 | 24.645 | 35.8269 | -6.205 | 2.5438 | 27.0657 | 40.5076 | -6.9384 | 2.5438 | 24.9927 | 36.0496 | -6.9384 | 585.1344 | -70.7519 | 651.3042 | -79.1145 | 588.1868 | -79.1145
Mossy Hill Wind Farm | Wind Onshore | Intermittent | MSHL10 | 1 | 29.2681 | 39.43% | 11.5392 | 2.6797 | 24.645 | 35.8269 | -6.205 | 2.5438 | 27.0657 | 40.5076 | -6.9384 | 2.5438 | 24.9927 | 36.0496 | -6.9384 | 1332.9688 | -181.6091 | 1497.8978 | -203.0747 | 1343.5018 | -203.0747
Mwdwl Eithin Energy Park | Wind Onshore | Intermittent | BODE40 | 16 | 49.5119 | 39.43% | 19.5205 | 1.8697 | 5.4849 | 0.094543 | -6.205 | 1.9054 | 5.6207 | 0.1055 | -6.9384 | 1.9054 | 5.6207 | 0.1055 | -6.9384 | 111.7497 | -307.222 | 114.9419 | -343.5347 | 114.9419 | -343.5347
Nant | Hydro | Conventional Low Carbon | NANT1Q | 7 | 9.1463 | 34.26% | 3.1332 | 2.3791 | 21.4438 | 32.699 | -6.205 | 4.0969 | 23.4843 | 35.6225 | -6.9384 | 2.5585 | 21.7915 | 32.9217 | -6.9384 | 388.0225 | -56.7528 | 436.8672 | -63.4609 | 392.7912 | -63.4609
Nant Aman | Wind Onshore | Intermittent | RHIG40 | 21 | 87.1946 | 39.43% | 34.3773 | 3.8118 | -5.8952 | 0 | -6.205 | 3.8446 | -5.9733 | 0 | -6.9384 | 3.8446 | -5.9733 | 0 | -6.9384 | -202.6604 | -541.0437 | -205.3459 | -604.9934 | -205.3459 | -604.9934
Native River (Capenhurst) | Battery Storage | Conventional Carbon | CAPE20 | 16 | 34.7559 | 1.239% | 0.43066 | 1.8697 | 5.4849 | 0.094543 | -6.205 | 1.9054 | 5.6207 | 0.1055 | -6.9384 | 1.9054 | 5.6207 | 0.1055 | -6.9384 | 67.3844 | -215.6608 | 68.6906 | -241.1512 | 68.6906 | -241.1512
Neart Na Gaoithe Offshore Wind Farm | Wind Offshore | Intermittent | CRYR40 | 11 | 273.1692 | 46.94% | 128.212 | 1.985 | 20.8248 | 14.7174 | -6.205 | 2.0239 | 22.1438 | 15.8071 | -6.9384 | 2.0239 | 21.1726 | 14.9402 | -6.9384 | 6690.337 | -1695.018 | 7157.1011 | -1895.3641 | 6795.7788 | -1895.3641
Neilston 132kV Greener Grid Park | Battery Storage | Conventional Carbon | NEIL10 | 10 | 30.4267 | 1.239% | 0.37702 | 1.2173 | 20.8248 | 19.3446 | -6.205 | 1.2775 | 22.1438 | 21.058 | -6.9384 | 1.2775 | 21.1726 | 19.5674 | -6.9384 | 52.1844 | -188.7978 | 55.1591 | -211.1131 | 54.231 | -211.1131
Neilston 400kV Greener Grid Park | Battery Storage | Conventional Carbon | NEIL40 | 10 | 20.1218 | 1.239% | 0.24933 | 1.2173 | 20.8248 | 19.3446 | -6.205 | 1.2775 | 22.1438 | 21.058 | -6.9384 | 1.2775 | 21.1726 | 19.5674 | -6.9384 | 34.5107 | -124.8562 | 36.478 | -139.6139 | 35.8642 | -139.6139
Newarthill Energy Park | Battery Storage | Conventional Carbon | NEAR2Q | 11 | 152.4382 | 1.239% | 1.8889 | 1.985 | 20.8248 | 14.7174 | -6.205 | 2.0239 | 22.1438 | 15.8071 | -6.9384 | 2.0239 | 21.1726 | 14.9402 | -6.9384 | 369.7167 | -945.8806 | 380.1973 | -1057.6808 | 376.7254 | -1057.6808
Norfolk Boreas | Wind Offshore | Intermittent | NECT40 | 17 | 804.8736 | 46.94% | 377.7674 | 0.76947 | 4.0897 | 0.014209 | -6.205 | 0.74038 | 3.9719 | 0.010571 | -6.9384 | 0.74038 | 3.9719 | 0.010571 | -6.9384 | 1556.4016 | -4994.2493 | 1508.9729 | -5584.5549 | 1508.9729 | -5584.5549
North Killingholme Power Project | CCGT | Conventional Carbon | KILL40 | 15 | 329.2665 | 49.36% | 162.5302 | 3.4087 | 6.146 | 0.3173 | -6.205 | 3.3192 | 6.1205 | 0.27395 | -6.9384 | 3.3192 | 6.1205 | 0.27395 | -6.9384 | 2172.8482 | -2043.102 | 2132.1841 | -2284.5906 | 2132.1841 | -2284.5906
North Kyle New Cumnock | Wind Onshore | Intermittent | NECU10 | 10 | 129.2676 | 39.43% | 50.9649 | 1.2173 | 20.8248 | 19.3446 | -6.205 | 1.2775 | 22.1438 | 21.058 | -6.9384 | 1.2775 | 21.1726 | 19.5674 | -6.9384 | 3561.969 | -802.1067 | 3850.6661 | -896.9134 | 3608.4899 | -896.9134
North Lowther Energy Initiative | Wind Onshore | Intermittent | NLEI10 | 11 | 92.1946 | 39.43% | 36.3486 | 1.985 | 20.8248 | 14.7174 | -6.205 | 2.0239 | 22.1438 | 15.8071 | -6.9384 | 2.0239 | 21.1726 | 14.9402 | -6.9384 | 2113.8187 | -572.0686 | 2262.2206 | -639.6854 | 2146.9978 | -639.6854
North Wales Hybrid | PV Array | Intermittent | BODE40 | 16 | 32.3169 | 10.9% | 3.5225 | 1.8697 | 5.4849 | 0.094543 | -6.205 | 1.9054 | 5.6207 | 0.1055 | -6.9384 | 1.9054 | 5.6207 | 0.1055 | -6.9384 | 22.3762 | -200.5267 | 23.2085 | -224.2283 | 23.2085 | -224.2283
Norton | PV Array | Intermittent | NORT20 | 13 | 34.7559 | 10.9% | 3.7884 | 2.809 | 10.1306 | 3.1166 | -6.205 | 2.7601 | 10.4413 | 3.7273 | -6.9384 | 2.7601 | 10.4413 | 3.3394 | -6.9384 | 146.6983 | -215.6608 | 169.1014 | -241.1512 | 155.6181 | -241.1512
Norton PV and BESS | PV Array | Intermittent | NORT20 | 13 | 24.9389 | 10.9% | 2.7183 | 2.809 | 10.1306 | 3.1166 | -6.205 | 2.7601 | 10.4413 | 3.7273 | -6.9384 | 2.7601 | 10.4413 | 3.3394 | -6.9384 | 105.2625 | -154.7461 | 121.3377 | -173.0366 | 111.6628 | -173.0366
Norwich PP | Battery Storage | Conventional Carbon | NORM40 | 18 | 30.4267 | 1.239% | 0.37702 | -0.31239 | 3.7989 | 0.007047 | -6.205 | -0.31406 | 3.7285 | 0.004575 | -6.9384 | -0.31406 | 3.7285 | 0.004575 | -6.9384 | -8.0702 | -188.7978 | -8.1485 | -211.1131 | -8.1485 | -211.1131
Norwich | CCGT | Conventional Carbon | NORM40 | 18 | 30.1828 | 49.36% | 14.8986 | -0.31239 | 3.7989 | 0.007047 | -6.205 | -0.31406 | 3.7285 | 0.004575 | -6.9384 | -0.31406 | 3.7285 | 0.004575 | -6.9384 | 47.2738 | -187.2844 | 46.1375 | -209.4208 | 46.1375 | -209.4208
Nursling Tertiary | Energy Storage System | Conventional Carbon | NURS40 | 26 | 30.4267 | 3.441% | 1.0469 | 4.1469 | -5.333 | 0 | -6.205 | 4.1536 | -5.3983 | 0 | -6.9384 | 4.1536 | -5.3983 | 0 | -6.9384 | 120.5921 | -188.7978 | 120.7293 | -211.1131 | 120.7293 | -211.1131
NZT Power Project | CCGT | Conventional Carbon | TODP20 | 13 | 524.3873 | 49.36% | 258.8444 | 2.809 | 10.1306 | 3.1166 | -6.205 | 2.7601 | 10.4413 | 3.7273 | -6.9384 | 2.7601 | 10.4413 | 3.3394 | -6.9384 | 4901.9493 | -3253.8291 | 5114.7985 | -3638.4221 | 5014.3823 | -3638.4221
Oaklands Farm Solar PV | PV Array | Intermittent | DRAK40 | 18 | 98.9629 | 10.9% | 10.787 | -0.31239 | 3.7989 | 0.007047 | -6.205 | -0.31406 | 3.7285 | 0.004575 | -6.9384 | -0.31406 | 3.7285 | 0.004575 | -6.9384 | 41.6755 | -614.0657 | 40.6714 | -686.6464 | 40.6714 | -686.6464
Ochill BESS | Battery Storage | Conventional Carbon | OCHL19 | 9 | 30.1828 | 1.239% | 0.37399 | 2.473 | 21.3193 | 19.9867 | -6.205 | 2.681 | 23.3923 | 22.6793 | -6.9384 | 2.6525 | 21.667 | 20.2095 | -6.9384 | 90.0903 | -187.2844 | 98.15 | -209.4208 | 95.7205 | -209.4208
Ocker Hill Tertiary Connection | Battery Storage | Conventional Carbon | OCKH20 | 18 | 34.7559 | 1.239% | 0.43066 | -0.31239 | 3.7989 | 0.007047 | -6.205 | -0.31406 | 3.7285 | 0.004575 | -6.9384 | -0.31406 | 3.7285 | 0.004575 | -6.9384 | -9.2185 | -215.6608 | -9.3079 | -241.1512 | -9.3079 | -241.1512
Oldbury (Tertiary) | Battery Storage | Conventional Carbon | OLDB4A | 18 | 30.4267 | 1.239% | 0.37702 | -0.31239 | 3.7989 | 0.007047 | -6.205 | -0.31406 | 3.7285 | 0.004575 | -6.9384 | -0.31406 | 3.7285 | 0.004575 | -6.9384 | -8.0702 | -188.7978 | -8.1485 | -211.1131 | -8.1485 | -211.1131
Old Flatts Farm | Battery Storage | Conventional Carbon | BRIN20 | 16 | 457.3145 | 1.239% | 5.6666 | 1.8697 | 5.4849 | 0.094543 | -6.205 | 1.9054 | 5.6207 | 0.1055 | -6.9384 | 1.9054 | 5.6207 | 0.1055 | -6.9384 | 886.6365 | -2837.6417 | 903.8236 | -3173.0425 | 903.8236 | -3173.0425
Old Forest of Ae | Wind Onshore | Intermittent | OFOA10 | 12 | 34.1462 | 39.43% | 13.4624 | 0.87013 | 15.4973 | 12.1471 | -6.205 | 0.88808 | 16.341 | 13.2184 | -6.9384 | 0.88808 | 15.845 | 12.3699 | -6.9384 | 623.4093 | -211.8772 | 671.3477 | -236.9205 | 635.6978 | -236.9205
One Earth Solar Farm | PV Array | Intermittent | HIGM20 | 16 | 304.8764 | 10.9% | 33.2315 | 1.8697 | 5.4849 | 0.094543 | -6.205 | 1.9054 | 5.6207 | 0.1055 | -6.9384 | 1.9054 | 5.6207 | 0.1055 | -6.9384 | 211.0965 | -1891.7611 | 218.9485 | -2115.3617 | 218.9485 | -2115.3617
Ormonde Offshore Wind Farm | Wind Offshore | Intermittent | HEYS40 | 14 | 91.4629 | 39.39% | 36.0304 | 0.32854 | 10.1306 | 4.3457 | -6.205 | 0.33741 | 10.4413 | 4.6423 | -6.9384 | 0.33741 | 10.4413 | 4.5685 | -6.9384 | 762.4826 | -567.5283 | 800.7994 | -634.6085 | 794.0539 | -634.6085
Orrin (part of the Conon Cascade) | Hydro | Conventional Low Carbon | ORRI10 | 1 | 10.9755 | 51.98% | 5.705 | 2.6797 | 24.645 | 35.8269 | -6.205 | 2.5438 | 27.0657 | 40.5076 | -6.9384 | 2.5438 | 24.9927 | 36.0496 | -6.9384 | 563.231 | -68.1034 | 626.9238 | -76.153 | 566.1691 | -76.153
Ouse Energy Storage | Battery Storage | Conventional Carbon | KEMS40 | 24 | 151.8284 | 1.239% | 1.8813 | -2.6503 | 3.6893 | 0 | -6.205 | -2.7339 | 3.6573 | 0 | -6.9384 | -2.7339 | 3.6573 | 0 | -6.9384 | -395.4551 | -942.097 | -408.2009 | -1053.4501 | -408.2009 | -1053.4501
Overhill Wind Farm | Wind Onshore | Intermittent | OHLL10 | 10 | 30.4876 | 39.43% | 12.02 | 1.2173 | 20.8248 | 19.3446 | -6.205 | 1.2775 | 22.1438 | 21.058 | -6.9384 | 1.2775 | 21.1726 | 19.5674 | -6.9384 | 840.087 | -189.1761 | 908.176 | -211.5362 | 851.0589 | -211.5362
OWF-100 | Wind Offshore | Intermittent | DOUN10 | 1 | 60.9753 | 46.94% | 28.6187 | 2.6797 | 24.645 | 35.8269 | -6.205 | 2.5438 | 27.0657 | 40.5076 | -6.9384 | 2.5438 | 24.9927 | 36.0496 | -6.9384 | 2889.8601 | -378.3522 | 3244.5462 | -423.0723 | 2913.3962 | -423.0723
OWF1 Offshore | Wind Offshore | Intermittent | HUNE40 | 11 | 1219.5054 | 46.94% | 572.3749 | 1.985 | 20.8248 | 14.7174 | -6.205 | 2.0239 | 22.1438 | 15.8071 | -6.9384 | 2.0239 | 21.1726 | 14.9402 | -6.9384 | 29867.5759 | -7567.0444 | 31951.3442 | -8461.4468 | 30338.2983 | -8461.4468
Pembroke (spare bay) | PV Array | Intermittent | PEMB40 | 20 | 73.1703 | 10.9% | 7.9756 | 9.1687 | -5.1606 | 0 | -6.205 | 9.2074 | -5.2402 | 0 | -6.9384 | 9.2074 | -5.2402 | 0 | -6.9384 | -41.1588 | -454.0227 | -41.7937 | -507.6868 | -41.7937 | -507.6868
Pembroke BESS | Battery Storage | Conventional Carbon | PEMB40 | 20 | 213.4134 | 1.239% | 2.6444 | 9.1687 | -5.1606 | 0 | -6.205 | 9.2074 | -5.2402 | 0 | -6.9384 | 9.2074 | -5.2402 | 0 | -6.9384 | 1943.0703 | -1324.2328 | 1951.1172 | -1480.7532 | 1951.1172 | -1480.7532
Pembroke BESS and Solar Station | PV Array | Intermittent | PEMB40 | 20 | 60.9143 | 10.9% | 6.6397 | 9.1687 | -5.1606 | 0 | -6.205 | 9.2074 | -5.2402 | 0 | -6.9384 | 9.2074 | -5.2402 | 0 | -6.9384 | -34.2647 | -377.9739 | -34.7933 | -422.6493 | -34.7933 | -422.6493
Pembroke Power Station | CCGT (Combined Cycle Gas Turbine) | Conventional Carbon | PEMB40 | 20 | 1340.8462 | 68.07% | 912.7288 | 9.1687 | -5.1606 | 0 | -6.205 | 9.2074 | -5.2402 | 0 | -6.9384 | 9.2074 | -5.2402 | 0 | -6.9384 | 7583.5337 | -8319.9654 | 7562.756 | -9303.3607 | 7562.756 | -9303.3607
Pencloe Windfarm | Wind Onshore | Intermittent | BLAH10 | 10 | 72.5606 | 39.43% | 28.6077 | 1.2173 | 20.8248 | 19.3446 | -6.205 | 1.2775 | 22.1438 | 21.058 | -6.9384 | 1.2775 | 21.1726 | 19.5674 | -6.9384 | 1999.4071 | -450.2391 | 2161.4588 | -503.4561 | 2025.5203 | -503.4561
Penketh Hall Farm | Battery Storage | Conventional Carbon | FIDF20_SPM | 15 | 152.3772 | 1.239% | 1.8881 | 3.4087 | 6.146 | 0.3173 | -6.205 | 3.3192 | 6.1205 | 0.27395 | -6.9384 | 3.3192 | 6.1205 | 0.27395 | -6.9384 | 531.6115 | -945.5022 | 517.8382 | -1057.2578 | 517.8382 | -1057.2578
Penwortham BESS | Battery Storage | Conventional Carbon | PEWO40 | 15 | 34.7559 | 1.239% | 0.43066 | 3.4087 | 6.146 | 0.3173 | -6.205 | 3.3192 | 6.1205 | 0.27395 | -6.9384 | 3.3192 | 6.1205 | 0.27395 | -6.9384 | 121.2559 | -215.6608 | 118.1144 | -241.1512 | 118.1144 | -241.1512
Penwortham Green Energy Centre | PV Array | Intermittent | PEWO40 | 15 | 243.9011 | 10.9% | 26.5852 | 3.4087 | 6.146 | 0.3173 | -6.205 | 3.3192 | 6.1205 | 0.27395 | -6.9384 | 3.3192 | 6.1205 | 0.27395 | -6.9384 | 240.7824 | -1513.4089 | 229.5315 | -1692.2894 | 229.5315 | -1692.2894
Pen Y Cymoedd Wind Farm | Wind Onshore | Intermittent | RHIG40 | 21 | 139.0236 | 35.32% | 49.1019 | 3.8118 | -5.8952 | 0 | -6.205 | 3.8446 | -5.9733 | 0 | -6.9384 | 3.8446 | -5.9733 | 0 | -6.9384 | -289.4647 | -862.6431 | -293.3005 | -964.6049 | -293.3005 | -964.6049
Perwinnes | PV Array | Intermittent | KINT10 | 1 | 27.4389 | 10.9% | 2.9908 | 2.6797 | 24.645 | 35.8269 | -6.205 | 2.5438 | 27.0657 | 40.5076 | -6.9384 | 2.5438 | 24.9927 | 36.0496 | -6.9384 | 1056.7575 | -170.2585 | 1192.4307 | -190.3826 | 1063.9102 | -190.3826
Peterborough | CCGT (Combined Cycle Gas Turbine) | Conventional Carbon | WALP40_EPN | 17 | 149.3894 | 0.5902% | 0.8817 | 0.76947 | 4.0897 | 0.014209 | -6.205 | 0.74038 | 3.9719 | 0.010571 | -6.9384 | 0.74038 | 3.9719 | 0.010571 | -6.9384 | 118.5697 | -926.9629 | 114.1161 | -1036.5272 | 114.1161 | -1036.5272
Peterhead | CCGT (Combined Cycle Gas Turbine) | Conventional Carbon | PEHE20 | 2 | 719.5082 | 52.49% | 377.7051 | 0.8146 | 24.6448 | 27.5198 | -6.205 | 1.651 | 27.0655 | 26.8875 | -6.9384 | 0.99406 | 24.9926 | 27.2971 | -6.9384 | 20288.9589 | -4464.5562 | 21566.2069 | -4992.2536 | 20465.2947 | -4992.2536
Petroc Offshore Wind Farm | Wind Offshore | Intermittent | ALVE4A | 27 | 182.9258 | 46.94% | 85.8562 | 4.6348 | -9.1108 | 0 | -6.205 | 4.643 | -9.1769 | 0 | -6.9384 | 4.643 | -9.1769 | 0 | -6.9384 | -782.2161 | -1135.0567 | -787.8957 | -1269.217 | -787.8957 | -1269.217
Pivot Power Harker Hybrid | Battery Storage | Conventional Carbon | HARK40 | 12 | 30.4267 | 1.239% | 0.37702 | 0.87013 | 15.4973 | 12.1471 | -6.205 | 0.88808 | 16.341 | 13.2184 | -6.9384 | 0.88808 | 15.845 | 12.3699 | -6.9384 | 36.8974 | -188.7978 | 38.1657 | -211.1131 | 37.6589 | -211.1131
Plas Power Estate North Tertiary | PV Array | Intermittent | LEGA40 | 18 | 34.7559 | 10.9% | 3.7884 | -0.31239 | 3.7989 | 0.007047 | -6.205 | -0.31406 | 3.7285 | 0.004575 | -6.9384 | -0.31406 | 3.7285 | 0.004575 | -6.9384 | 14.6365 | -215.6608 | 14.2839 | -241.1512 | 14.2839 | -241.1512
Pogbie Wind Farm | Wind Onshore | Intermittent | DUNE10 | 11 | 5.8536 | 29.43% | 1.7228 | 1.985 | 20.8248 | 14.7174 | -6.205 | 2.0239 | 22.1438 | 15.8071 | -6.9384 | 2.0239 | 21.1726 | 14.9402 | -6.9384 | 122.0276 | -36.3218 | 130.6783 | -40.6149 | 123.9307 | -40.6149
Pond Hill Farm 1 | Battery Storage | Conventional Carbon | MITY40 | 21 | 28.9633 | 1.239% | 0.35888 | 3.8118 | -5.8952 | 0 | -6.205 | 3.8446 | -5.9733 | 0 | -6.9384 | 3.8446 | -5.9733 | 0 | -6.9384 | 108.2852 | -179.7173 | 109.207 | -200.9594 | 109.207 | -200.9594
Pond Hill Farm 2 BESS | Battery Storage | Conventional Carbon | MITY40 | 21 | 28.9633 | 1.239% | 0.35888 | 3.8118 | -5.8952 | 0 | -6.205 | 3.8446 | -5.9733 | 0 | -6.9384 | 3.8446 | -5.9733 | 0 | -6.9384 | 108.2852 | -179.7173 | 109.207 | -200.9594 | 109.207 | -200.9594
Porters Wood | PV Array | Intermittent | BULL40 | 23 | 304.8764 | 10.9% | 33.2315 | -3.0883 | 3.6893 | -1.097 | -6.205 | -3.26 | 3.6573 | -1.1051 | -6.9384 | -3.26 | 3.6573 | -1.1051 | -6.9384 | -211.8399 | -1891.7611 | -215.3934 | -2115.3617 | -215.3934 | -2115.3617
Port of Mostyn | Tidal | Intermittent | CONQ40 | 16 | 128.0481 | 11.6% | 14.8536 | 1.8697 | 5.4849 | 0.094543 | -6.205 | 1.9054 | 5.6207 | 0.1055 | -6.9384 | 1.9054 | 5.6207 | 0.1055 | -6.9384 | 93.5769 | -794.5397 | 96.9964 | -888.4519 | 96.9964 | -888.4519
Priestgill Wind Farm | Wind Onshore | Intermittent | ELVA40 | 11 | 26.6035 | 39.43% | 10.4887 | 1.985 | 20.8248 | 14.7174 | -6.205 | 2.0239 | 22.1438 | 15.8071 | -6.9384 | 2.0239 | 21.1726 | 14.9402 | -6.9384 | 609.9597 | -165.0751 | 652.7823 | -184.5865 | 619.5338 | -184.5865
Progress Power Station | OCGT | Conventional Carbon | YAXL40 | 18 | 182.3161 | 0.4762% | 0.86819 | -0.31239 | 3.7989 | 0.007047 | -6.205 | -0.31406 | 3.7285 | 0.004575 | -6.9384 | -0.31406 | 3.7285 | 0.004575 | -6.9384 | -53.6504 | -1131.2731 | -54.0181 | -1264.9863 | -54.0181 | -1264.9863
Quantans Hill Wind Farm | Wind Onshore | Intermittent | QUAN10 | 10 | 57.9265 | 39.43% | 22.838 | 1.2173 | 20.8248 | 19.3446 | -6.205 | 1.2775 | 22.1438 | 21.058 | -6.9384 | 1.2775 | 21.1726 | 19.5674 | -6.9384 | 1596.1653 | -359.4346 | 1725.5343 | -401.9187 | 1617.012 | -401.9187
Race Bank Wind Farm | Wind Offshore | Intermittent | WALP40_EME | 17 | 344.5103 | 46.93% | 161.6894 | 0.76947 | 4.0897 | 0.014209 | -6.205 | 0.74038 | 3.9719 | 0.010571 | -6.9384 | 0.74038 | 3.9719 | 0.010571 | -6.9384 | 666.1603 | -2137.6901 | 645.8601 | -2390.3587 | 645.8601 | -2390.3587
Rampion Extension Offshore Wind Farm | Wind Offshore | Intermittent | BOLN40 | 25 | 731.7032 | 46.94% | 343.4249 | 0.009779 | -3.4421 | 0 | -6.205 | 0.001723 | -3.4753 | 0 | -6.9384 | 0.001723 | -3.4753 | 0 | -6.9384 | -1182.1129 | -4540.2267 | -1193.5105 | -5076.8681 | -1193.5105 | -5076.8681
Rampion Offshore Wind Farm | Wind Offshore | Intermittent | BOLN40 | 25 | 243.9011 | 41.5% | 101.2272 | 0.009779 | -3.4421 | 0 | -6.205 | 0.001723 | -3.4753 | 0 | -6.9384 | 0.001723 | -3.4753 | 0 | -6.9384 | -348.4372 | -1513.4089 | -351.7968 | -1692.2894 | -351.7968 | -1692.2894
Ratcliffe EMERGE | Waste | Conventional Carbon | RATS40 | 18 | 30.4267 | 43.17% | 13.1347 | -0.31239 | 3.7989 | 0.007047 | -6.205 | -0.31406 | 3.7285 | 0.004575 | -6.9384 | -0.31406 | 3.7285 | 0.004575 | -6.9384 | 40.4843 | -188.7978 | 39.4762 | -211.1131 | 39.4762 | -211.1131
Ratcliffe on Soar | Coal | Conventional Carbon | RATS40 | 18 | 1232.3102 | 14.97% | 184.4805 | -0.31239 | 3.7989 | 0.007047 | -6.205 | -0.31406 | 3.7285 | 0.004575 | -6.9384 | -0.31406 | 3.7285 | 0.004575 | -6.9384 | 317.1484 | -7646.4984 | 301.6453 | -8550.292 | 301.6453 | -8550.292
Ratcliffe-on-Soar | Battery Storage | Conventional Carbon | RATS40 | 18 | 73.1703 | 1.239% | 0.90665 | -0.31239 | 3.7989 | 0.007047 | -6.205 | -0.31406 | 3.7285 | 0.004575 | -6.9384 | -0.31406 | 3.7285 | 0.004575 | -6.9384 | -19.4074 | -454.0227 | -19.5957 | -507.6868 | -19.5957 | -507.6868
Rawhills Battery Energy Storage Facility | Battery Storage | Conventional Carbon | RAWH49 | 11 | 304.8764 | 1.239% | 3.7777 | 1.985 | 20.8248 | 14.7174 | -6.205 | 2.0239 | 22.1438 | 15.8071 | -6.9384 | 2.0239 | 21.1726 | 14.9402 | -6.9384 | 739.4334 | -1891.7611 | 760.3945 | -2115.3617 | 753.4508 | -2115.3617
Rayleigh 1 Tertiary | PV Array | Intermittent | RAYL40 | 23 | 34.7559 | 10.9% | 3.7884 | -3.0883 | 3.6893 | -1.097 | -6.205 | -3.26 | 3.6573 | -1.1051 | -6.9384 | -3.26 | 3.6573 | -1.1051 | -6.9384 | -24.1497 | -215.6608 | -24.5548 | -241.1512 | -24.5548 | -241.1512
Rayleigh 2 Tertiary | PV Array | Intermittent | RAYL40 | 23 | 34.7559 | 10.9% | 3.7884 | -3.0883 | 3.6893 | -1.097 | -6.205 | -3.26 | 3.6573 | -1.1051 | -6.9384 | -3.26 | 3.6573 | -1.1051 | -6.9384 | -24.1497 | -215.6608 | -24.5548 | -241.1512 | -24.5548 | -241.1512
Red John PSH | Pump Storage | Conventional Carbon | KNOC20 | 1 | 274.3887 | 8.6% | 23.5961 | 2.6797 | 24.645 | 35.8269 | -6.205 | 2.5438 | 27.0657 | 40.5076 | -6.9384 | 2.5438 | 24.9927 | 36.0496 | -6.9384 | 2162.1692 | -1702.585 | 2292.4625 | -1903.8255 | 2138.3583 | -1903.8255
Richborough 1 | Battery Storage | Conventional Carbon | RICH40 | 24 | 30.4876 | 1.239% | 0.37777 | -2.6503 | 3.6893 | 0 | -6.205 | -2.7339 | 3.6573 | 0 | -6.9384 | -2.7339 | 3.6573 | 0 | -6.9384 | -79.4087 | -189.1761 | -81.9681 | -211.5362 | -81.9681 | -211.5362
Richborough 2 | Battery Storage | Conventional Carbon | RICH40 | 24 | 30.4876 | 1.239% | 0.37777 | -2.6503 | 3.6893 | 0 | -6.205 | -2.7339 | 3.6573 | 0 | -6.9384 | -2.7339 | 3.6573 | 0 | -6.9384 | -79.4087 | -189.1761 | -81.9681 | -211.5362 | -81.9681 | -211.5362
Robin Rigg East Offshore Wind Farm | Wind Offshore | Intermittent | HARK40 | 12 | 52.4387 | 38.21% | 20.0369 | 0.87013 | 15.4973 | 12.1471 | -6.205 | 0.88808 | 16.341 | 13.2184 | -6.9384 | 0.88808 | 15.845 | 12.3699 | -6.9384 | 947.4983 | -325.3829 | 1020.58 | -363.8422 | 966.1482 | -363.8422
Robin Rigg West Offshore Wind Farm | Wind Offshore | Intermittent | HARK40 | 12 | 56.0972 | 41.45% | 23.2503 | 0.87013 | 15.4973 | 12.1471 | -6.205 | 0.88808 | 16.341 | 13.2184 | -6.9384 | 0.88808 | 15.845 | 12.3699 | -6.9384 | 1041.7386 | -348.084 | 1121.4508 | -389.2266 | 1062.3211 | -389.2266
Rochdale BESS | Battery Storage | Conventional Carbon | ROCH20 | 15 | 34.7559 | 1.239% | 0.43066 | 3.4087 | 6.146 | 0.3173 | -6.205 | 3.3192 | 6.1205 | 0.27395 | -6.9384 | 3.3192 | 6.1205 | 0.27395 | -6.9384 | 121.2559 | -215.6608 | 118.1144 | -241.1512 | 118.1144 | -241.1512
Rochester Renewable Project | Wind Onshore | Intermittent | KINO40 | 24 | 36.5852 | 39.43% | 14.424 | -2.6503 | 3.6893 | 0 | -6.205 | -2.7339 | 3.6573 | 0 | -6.9384 | -2.7339 | 3.6573 | 0 | -6.9384 | 53.2148 | -227.0113 | 52.7534 | -253.8434 | 52.7534 | -253.8434
Rocksavage | CCGT (Combined Cycle Gas Turbine) | Conventional Carbon | ROCK40 | 16 | 493.8997 | 31.02% | 153.1953 | 1.8697 | 5.4849 | 0.094543 | -6.205 | 1.9054 | 5.6207 | 0.1055 | -6.9384 | 1.9054 | 5.6207 | 0.1055 | -6.9384 | 1778.1706 | -3064.653 | 1818.3075 | -3426.8859 | 1818.3075 | -3426.8859
Rye House | CCGT (Combined Cycle Gas Turbine) | Conventional Carbon | RYEH40 | 24 | 435.9732 | 8.703% | 37.9445 | -2.6503 | 3.6893 | 0 | -6.205 | -2.7339 | 3.6573 | 0 | -6.9384 | -2.7339 | 3.6573 | 0 | -6.9384 | -1015.4849 | -2705.2184 | -1053.1251 | -3024.9672 | -1053.1251 | -3024.9672
Rye House (Tertiary) | PV Array | Intermittent | RYEH40 | 24 | 34.7559 | 10.9% | 3.7884 | -2.6503 | 3.6893 | 0 | -6.205 | -2.7339 | 3.6573 | 0 | -6.9384 | -2.7339 | 3.6573 | 0 | -6.9384 | 13.9766 | -215.6608 | 13.8554 | -241.1512 | 13.8554 | -241.1512
Saltend | CCGT (Combined Cycle Gas Turbine) | Conventional Carbon | SAES20 | 15 | 670.728 | 71.86% | 481.957 | 3.4087 | 6.146 | 0.3173 | -6.205 | 3.3192 | 6.1205 | 0.27395 | -6.9384 | 3.3192 | 6.1205 | 0.27395 | -6.9384 | 5401.3312 | -4161.8744 | 5308.1162 | -4653.7957 | 5308.1162 | -4653.7957
Sandy Knowe Wind Farm | Wind Onshore | Intermittent | SAKN10 | 10 | 65.8533 | 39.43% | 25.9633 | 1.2173 | 20.8248 | 19.3446 | -6.205 | 1.2775 | 22.1438 | 21.058 | -6.9384 | 1.2775 | 21.1726 | 19.5674 | -6.9384 | 1814.588 | -408.6204 | 1961.6601 | -456.9181 | 1838.2873 | -456.9181
Sanquhar II Wind Farm | Wind Onshore | Intermittent | SANQ10 | 10 | 152.4382 | 39.43% | 60.1001 | 1.2173 | 20.8248 | 19.3446 | -6.205 | 1.2775 | 22.1438 | 21.058 | -6.9384 | 1.2775 | 21.1726 | 19.5674 | -6.9384 | 4200.4351 | -945.8806 | 4540.8798 | -1057.6808 | 4255.2947 | -1057.6808
Sanquhar Wind Farm | Wind Onshore | Intermittent | GLGL10 | 10 | 18.2926 | 53.83% | 9.846 | 1.2173 | 20.8248 | 19.3446 | -6.205 | 1.2775 | 22.1438 | 21.058 | -6.9384 | 1.2775 | 21.1726 | 19.5674 | -6.9384 | 558.9053 | -113.5057 | 603.2328 | -126.9217 | 566.4045 | -126.9217
Scoop Hill Wind Farm | Wind Onshore | Intermittent | SCOP10 | 12 | 304.8764 | 39.43% | 120.2002 | 0.87013 | 15.4973 | 12.1471 | -6.205 | 0.88808 | 16.341 | 13.2184 | -6.9384 | 0.88808 | 15.845 | 12.3699 | -6.9384 | 5566.1544 | -1891.7611 | 5994.1756 | -2115.3617 | 5675.8736 | -2115.3617
Seabank | CCGT (Combined Cycle Gas Turbine) | Conventional Carbon | SEAB40 | 22 | 752.4348 | 29.32% | 220.6252 | 4.0778 | 3.6893 | -10.7453 | -6.205 | 4.1055 | 3.6573 | -10.7874 | -6.9384 | 4.1055 | 3.6573 | -10.7874 | -6.9384 | 1511.5616 | -4668.8664 | 1516.0211 | -5220.7127 | 1516.0211 | -5220.7127
Seabank (Tertiary) | Battery Storage | Conventional Carbon | SEAB40 | 22 | 30.4267 | 1.239% | 0.37702 | 4.0778 | 3.6893 | -10.7453 | -6.205 | 4.1055 | 3.6573 | -10.7874 | -6.9384 | 4.1055 | 3.6573 | -10.7874 | -6.9384 | 121.4139 | -188.7978 | 122.2273 | -211.1131 | 122.2273 | -211.1131
Seagreen 1A Offshore Wind Farm | Wind Offshore | Intermittent | COCK20 | 11 | 304.8764 | 46.94% | 143.0937 | 1.985 | 20.8248 | 14.7174 | -6.205 | 2.0239 | 22.1438 | 15.8071 | -6.9384 | 2.0239 | 21.1726 | 14.9402 | -6.9384 | 7466.894 | -1891.7611 | 7987.8361 | -2115.3617 | 7584.5746 | -2115.3617
Seagreen 1 Offshore Wind Farm | Wind Offshore | Intermittent | TEAL20 | 5 | 655.4842 | 46.94% | 307.6515 | 2.7698 | 22.2816 | 25.058 | -6.205 | 3.1768 | 24.6936 | 29.6905 | -6.9384 | 2.9492 | 22.6294 | 25.2808 | -6.9384 | 23280.1123 | -4067.2864 | 27058.704 | -4548.0276 | 23533.1256 | -4548.0276
Sellafield | CHP (Combined Heat and Power) | Conventional Carbon | HUTT40 | 14 | 94.5117 | 4.712% | 4.4533 | 0.32854 | 10.1306 | 4.3457 | -6.205 | 0.33741 | 10.4413 | 4.6423 | -6.9384 | 0.33741 | 10.4413 | 4.5685 | -6.9384 | 95.5186 | -586.4459 | 99.0605 | -655.7621 | 98.732 | -655.7621
Sellindge (Tertiary) | Battery Storage | Conventional Carbon | SELL40 | 24 | 30.4267 | 1.239% | 0.37702 | -2.6503 | 3.6893 | 0 | -6.205 | -2.7339 | 3.6573 | 0 | -6.9384 | -2.7339 | 3.6573 | 0 | -6.9384 | -79.2498 | -188.7978 | -81.8041 | -211.1131 | -81.8041 | -211.1131
Severn Power | CCGT (Combined Cycle Gas Turbine) | Conventional Carbon | USKM20 | 21 | 518.2898 | 25.02% | 129.687 | 3.8118 | -5.8952 | 0 | -6.205 | 3.8446 | -5.9733 | 0 | -6.9384 | 3.8446 | -5.9733 | 0 | -6.9384 | 1211.0654 | -3215.9939 | 1217.9319 | -3596.1149 | 1217.9319 | -3596.1149
SHBEC | Waste | Conventional Carbon | SHBA40 | 15 | 50.6095 | 43.17% | 21.8473 | 3.4087 | 6.146 | 0.3173 | -6.205 | 3.3192 | 6.1205 | 0.27395 | -6.9384 | 3.3192 | 6.1205 | 0.27395 | -6.9384 | 313.7176 | -314.0323 | 307.6831 | -351.15 | 307.6831 | -351.15
Sheaf Energy | Battery Storage | Conventional Carbon | RICH40 | 24 | 0 | 1.239% | 0 | -2.6503 | 3.6893 | 0 | -6.205 | -2.7339 | 3.6573 | 0 | -6.9384 | -2.7339 | 3.6573 | 0 | -6.9384 | 0 | 0 | 0 | 0 | 0 | 0
Sheirdrim Wind Farm | Wind Onshore | Intermittent | CRSS10 | 7 | 51.2192 | 39.43% | 20.1936 | 2.3791 | 21.4438 | 32.699 | -6.205 | 4.0969 | 23.4843 | 35.6225 | -6.9384 | 2.5585 | 21.7915 | 32.9217 | -6.9384 | 2107.8433 | -317.8159 | 2298.79 | -355.3808 | 2126.2761 | -355.3808
Shepherds Rig Wind Farm | Wind Onshore | Intermittent | SHRG10 | 10 | 51.5851 | 39.43% | 20.3379 | 1.2173 | 20.8248 | 19.3446 | -6.205 | 1.2775 | 22.1438 | 21.058 | -6.9384 | 1.2775 | 21.1726 | 19.5674 | -6.9384 | 1421.4272 | -320.086 | 1536.6337 | -357.9192 | 1439.9917 | -357.9192
Sheringham Shoal Offshore Wind Farm | Wind Offshore | Intermittent | NORM40 | 18 | 192.0721 | 48.53% | 93.2051 | -0.31239 | 3.7989 | 0.007047 | -6.205 | -0.31406 | 3.7285 | 0.004575 | -6.9384 | -0.31406 | 3.7285 | 0.004575 | -6.9384 | 355.4268 | -1191.8095 | 348.3895 | -1332.6779 | 348.3895 | -1332.6779
Shoreham | CCGT | Conventional Carbon | BOLN40 | 25 | 256.0961 | 24.26% | 62.1246 | 0.009779 | -3.4421 | 0 | -6.205 | 0.001723 | -3.4753 | 0 | -6.9384 | 0.001723 | -3.4753 | 0 | -6.9384 | -211.3364 | -1589.0793 | -215.4613 | -1776.9038 | -215.4613 | -1776.9038
Sizewell B | Nuclear | Conventional Low Carbon | SIZE40 | 18 | 749.9958 | 77.68% | 582.6268 | -0.31239 | 3.7989 | 0.007047 | -6.205 | -0.31406 | 3.7285 | 0.004575 | -6.9384 | -0.31406 | 3.7285 | 0.004575 | -6.9384 | 1984.3083 | -4653.7323 | 1940.1797 | -5203.7898 | 1940.1797 | -5203.7898
Sizing John (Rainhill) | Battery Storage | Conventional Carbon | RAIN20_ENW | 15 | 86.8898 | 1.239% | 1.0767 | 3.4087 | 6.146 | 0.3173 | -6.205 | 3.3192 | 6.1205 | 0.27395 | -6.9384 | 3.3192 | 6.1205 | 0.27395 | -6.9384 | 303.1398 | -539.1519 | 295.2859 | -602.8781 | 295.2859 | -602.8781
Slickly Wind Farm | Wind Onshore | Intermittent | GILB10 | 1 | 69.5118 | 39.43% | 27.4057 | 2.6797 | 24.645 | 35.8269 | -6.205 | 2.5438 | 27.0657 | 40.5076 | -6.9384 | 2.5438 | 24.9927 | 36.0496 | -6.9384 | 3165.8008 | -431.3215 | 3557.5073 | -482.3025 | 3190.8168 | -482.3025
Sloy G2 and G3 | Hydro | Conventional Low Carbon | SLOY10 | 8 | 48.7802 | 12.57% | 6.1295 | 3.5293 | 21.4438 | 20.4208 | -6.205 | 3.8494 | 23.4843 | 23.0003 | -6.9384 | 3.7087 | 21.7915 | 20.6436 | -6.9384 | 1299.7288 | -302.6818 | 1453.6822 | -338.4579 | 1321.4818 | -338.4579
Sofia Offshore Wind Farm | Wind Offshore | Intermittent | LACK40 | 13 | 804.8736 | 46.94% | 377.7674 | 2.809 | 10.1306 | 3.1166 | -6.205 | 2.7601 | 10.4413 | 3.7273 | -6.9384 | 2.7601 | 10.4413 | 3.3394 | -6.9384 | 6335.4553 | -4994.2493 | 6944.3872 | -5584.5549 | 6632.1441 | -5584.5549
Somerford | PV Array | Intermittent | MITY40 | 21 | 28.9633 | 10.9% | 3.157 | 3.8118 | -5.8952 | 0 | -6.205 | 3.8446 | -5.9733 | 0 | -6.9384 | 3.8446 | -5.9733 | 0 | -6.9384 | -18.6111 | -179.7173 | -18.8577 | -200.9594 | -18.8577 | -200.9594
Southfields | PV Array | Intermittent | MITY40 | 21 | 28.9633 | 10.9% | 3.157 | 3.8118 | -5.8952 | 0 | -6.205 | 3.8446 | -5.9733 | 0 | -6.9384 | 3.8446 | -5.9733 | 0 | -6.9384 | -18.6111 | -179.7173 | -18.8577 | -200.9594 | -18.8577 | -200.9594
Southfields Farm | Battery Storage | Conventional Carbon | MITY40 | 21 | 28.9633 | 1.239% | 0.35888 | 3.8118 | -5.8952 | 0 | -6.205 | 3.8446 | -5.9733 | 0 | -6.9384 | 3.8446 | -5.9733 | 0 | -6.9384 | 108.2852 | -179.7173 | 109.207 | -200.9594 | 109.207 | -200.9594
South Humber Bank | CCGT (Combined Cycle Gas Turbine) | Conventional Carbon | SHBA40 | 15 | 832.3124 | 42.01% | 349.6195 | 3.4087 | 6.146 | 0.3173 | -6.205 | 3.3192 | 6.1205 | 0.27395 | -6.9384 | 3.3192 | 6.1205 | 0.27395 | -6.9384 | 5096.7907 | -5164.5078 | 4998.2131 | -5774.9374 | 4998.2131 | -5774.9374
South Kyle Wind Farm | Wind Onshore | Intermittent | NECU10 | 10 | 143.2919 | 39.43% | 56.4941 | 1.2173 | 20.8248 | 19.3446 | -6.205 | 1.2775 | 22.1438 | 21.058 | -6.9384 | 1.2775 | 21.1726 | 19.5674 | -6.9384 | 3948.409 | -889.1277 | 4268.427 | -994.22 | 3999.977 | -994.22
Spalding | CCGT (Combined Cycle Gas Turbine) | Conventional Carbon | SPLN40 | 17 | 579.2651 | 47.11% | 272.8732 | 0.76947 | 4.0897 | 0.014209 | -6.205 | 0.74038 | 3.9719 | 0.010571 | -6.9384 | 0.74038 | 3.9719 | 0.010571 | -6.9384 | 1565.5834 | -3594.3461 | 1515.5928 | -4019.1872 | 1515.5928 | -4019.1872
Spalding Energy Expansion | OCGT | Conventional Carbon | SPLN40 | 17 | 182.9197 | 6.778% | 12.399 | 0.76947 | 4.0897 | 0.014209 | -6.205 | 0.74038 | 3.9719 | 0.010571 | -6.9384 | 0.74038 | 3.9719 | 0.010571 | -6.9384 | 191.6368 | -1135.0188 | 184.809 | -1269.1747 | 184.809 | -1269.1747
Spennymoor | Battery Storage | Conventional Carbon | SPEN4A | 13 | 30.4267 | 1.239% | 0.37702 | 2.809 | 10.1306 | 3.1166 | -6.205 | 2.7601 | 10.4413 | 3.7273 | -6.9384 | 2.7601 | 10.4413 | 3.3394 | -6.9384 | 90.4625 | -188.7978 | 89.3209 | -211.1131 | 89.1747 | -211.1131
Spirebush Renewable Energy Project | Wind Onshore | Intermittent | SPRB10 | 12 | 243.9011 | 39.43% | 96.1602 | 0.87013 | 15.4973 | 12.1471 | -6.205 | 0.88808 | 16.341 | 13.2184 | -6.9384 | 0.88808 | 15.845 | 12.3699 | -6.9384 | 4452.9235 | -1513.4089 | 4795.3405 | -1692.2894 | 4540.6989 | -1692.2894
SSE Ferrybridge BESS | Battery Storage | Conventional Carbon | FERR20_NED | 15 | 91.4629 | 1.239% | 1.1333 | 3.4087 | 6.146 | 0.3173 | -6.205 | 3.3192 | 6.1205 | 0.27395 | -6.9384 | 3.3192 | 6.1205 | 0.27395 | -6.9384 | 319.0945 | -567.5283 | 310.8273 | -634.6085 | 310.8273 | -634.6085
SSE Fiddlers Ferry Battery Energy Storage | Battery Storage | Conventional Carbon | FIDF20_SPM | 15 | 91.4629 | 1.239% | 1.1333 | 3.4087 | 6.146 | 0.3173 | -6.205 | 3.3192 | 6.1205 | 0.27395 | -6.9384 | 3.3192 | 6.1205 | 0.27395 | -6.9384 | 319.0945 | -567.5283 | 310.8273 | -634.6085 | 310.8273 | -634.6085
Staythorpe | PV Array | Intermittent | STAY40 | 16 | 266.4619 | 10.9% | 29.0444 | 1.8697 | 5.4849 | 0.094543 | -6.205 | 1.9054 | 5.6207 | 0.1055 | -6.9384 | 1.9054 | 5.6207 | 0.1055 | -6.9384 | 184.4983 | -1653.3992 | 191.361 | -1848.8261 | 191.361 | -1848.8261
Staythorpe C | CCGT (Combined Cycle Gas Turbine) | Conventional Carbon | STAY40 | 16 | 1068.2867 | 55.17% | 589.3941 | 1.8697 | 5.4849 | 0.094543 | -6.205 | 1.9054 | 5.6207 | 0.1055 | -6.9384 | 1.9054 | 5.6207 | 0.1055 | -6.9384 | 5285.8344 | -6628.7309 | 5410.5011 | -7412.2274 | 5410.5011 | -7412.2274
St Dennis Hendra | Battery Storage | Conventional Carbon | INDQ40 | 27 | 28.9633 | 1.239% | 0.35888 | 4.6348 | -9.1108 | 0 | -6.205 | 4.643 | -9.1769 | 0 | -6.9384 | 4.643 | -9.1769 | 0 | -6.9384 | 130.9706 | -179.7173 | 131.1831 | -200.9594 | 131.1831 | -200.9594
Stornoway Wind Farm | Wind Onshore | Intermittent | STWN10 | 1 | 109.7555 | 39.43% | 43.2721 | 2.6797 | 24.645 | 35.8269 | -6.205 | 2.5438 | 27.0657 | 40.5076 | -6.9384 | 2.5438 | 24.9927 | 36.0496 | -6.9384 | 4998.6329 | -681.034 | 5617.1169 | -761.5302 | 5038.1318 | -761.5302
Stranoch Wind Farm | Wind Onshore | Intermittent | STOC10 | 10 | 62.1948 | 39.43% | 24.5209 | 1.2173 | 20.8248 | 19.3446 | -6.205 | 1.2775 | 22.1438 | 21.058 | -6.9384 | 1.2775 | 21.1726 | 19.5674 | -6.9384 | 1713.7775 | -385.9193 | 1852.679 | -431.5338 | 1736.1602 | -431.5338
Strathy North Wind | Wind Onshore | Intermittent | STRW10 | 1 | 41.2498 | 35.96% | 14.8326 | 2.6797 | 24.645 | 35.8269 | -6.205 | 2.5438 | 27.0657 | 40.5076 | -6.9384 | 2.5438 | 24.9927 | 36.0496 | -6.9384 | 1843.3992 | -255.9553 | 2072.3833 | -286.2084 | 1857.7468 | -286.2084
Strathy South Wind | Wind Onshore | Intermittent | STRW10 | 1 | 126.5847 | 39.43% | 49.9071 | 2.6797 | 24.645 | 35.8269 | -6.205 | 2.5438 | 27.0657 | 40.5076 | -6.9384 | 2.5438 | 24.9927 | 36.0496 | -6.9384 | 5765.09 | -785.4592 | 6478.4081 | -878.2982 | 5810.6453 | -878.2982
Strathy Wood | Wind Onshore | Intermittent | STWD19 | 1 | 38.7193 | 39.43% | 15.2654 | 2.6797 | 24.645 | 35.8269 | -6.205 | 2.5438 | 27.0657 | 40.5076 | -6.9384 | 2.5438 | 24.9927 | 36.0496 | -6.9384 | 1763.4066 | -240.2537 | 1981.594 | -268.6509 | 1777.3409 | -268.6509
Stronelairg | Wind Onshore | Intermittent | STRL10 | 5 | 138.9017 | 45.31% | 62.934 | 2.7698 | 22.2816 | 25.058 | -6.205 | 3.1768 | 24.6936 | 29.6905 | -6.9384 | 2.9492 | 22.6294 | 25.2808 | -6.9384 | 4882.8726 | -861.8864 | 5678.1326 | -963.7588 | 4935.7021 | -963.7588
Sulgrave Solar PV | PV Array | Intermittent | ECLA40_EME | 18 | 79.1459 | 10.9% | 8.6269 | -0.31239 | 3.7989 | 0.007047 | -6.205 | -0.31406 | 3.7285 | 0.004575 | -6.9384 | -0.31406 | 3.7285 | 0.004575 | -6.9384 | 33.3301 | -491.1012 | 32.5271 | -549.1479 | 32.5271 | -549.1479
Sundon | Battery Storage | Conventional Carbon | SUND40 | 18 | 24.3291 | 1.239% | 0.30146 | -0.31239 | 3.7989 | 0.007047 | -6.205 | -0.31406 | 3.7285 | 0.004575 | -6.9384 | -0.31406 | 3.7285 | 0.004575 | -6.9384 | -6.453 | -150.9625 | -6.5156 | -168.8059 | -6.5156 | -168.8059
Sundon Battery | Battery Storage | Conventional Carbon | SUND40 | 18 | 30.1828 | 1.239% | 0.37399 | -0.31239 | 3.7989 | 0.007047 | -6.205 | -0.31406 | 3.7285 | 0.004575 | -6.9384 | -0.31406 | 3.7285 | 0.004575 | -6.9384 | -8.0056 | -187.2844 | -8.0832 | -209.4208 | -8.0832 | -209.4208
Sundon Pivoted Power | Battery Storage | Conventional Carbon | SUND40 | 18 | 30.4267 | 1.239% | 0.37702 | -0.31239 | 3.7989 | 0.007047 | -6.205 | -0.31406 | 3.7285 | 0.004575 | -6.9384 | -0.31406 | 3.7285 | 0.004575 | -6.9384 | -8.0702 | -188.7978 | -8.1485 | -211.1131 | -8.1485 | -211.1131
Sunnica | PV Array | Intermittent | BURW40 | 18 | 304.8764 | 10.9% | 33.2315 | -0.31239 | 3.7989 | 0.007047 | -6.205 | -0.31406 | 3.7285 | 0.004575 | -6.9384 | -0.31406 | 3.7285 | 0.004575 | -6.9384 | 128.3904 | -1891.7611 | 125.2969 | -2115.3617 | 125.2969 | -2115.3617
Sutton Bridge | CCGT (Combined Cycle Gas Turbine) | Conventional Carbon | WALP40_EME | 17 | 518.2898 | 17.64% | 91.4014 | 0.76947 | 4.0897 | 0.014209 | -6.205 | 0.74038 | 3.9719 | 0.010571 | -6.9384 | 0.74038 | 3.9719 | 0.010571 | -6.9384 | 773.9161 | -3215.9939 | 747.7369 | -3596.1149 | 747.7369 | -3596.1149
Swansea North PP | Battery Storage | Conventional Carbon | SWAN4A | 21 | 30.4267 | 1.239% | 0.37702 | 3.8118 | -5.8952 | 0 | -6.205 | 3.8446 | -5.9733 | 0 | -6.9384 | 3.8446 | -5.9733 | 0 | -6.9384 | 113.7564 | -188.7978 | 114.7248 | -211.1131 | 114.7248 | -211.1131
Swansea North | PV Array | Intermittent | SWAN4A | 21 | 59.146 | 10.9% | 6.4469 | 3.8118 | -5.8952 | 0 | -6.205 | 3.8446 | -5.9733 | 0 | -6.9384 | 3.8446 | -5.9733 | 0 | -6.9384 | -38.0058 | -367.0017 | -38.5094 | -410.3802 | -38.5094 | -410.3802
Swansea North Green Energy Centre | PV Array | Intermittent | SWAN4A | 21 | 243.9011 | 10.9% | 26.5852 | 3.8118 | -5.8952 | 0 | -6.205 | 3.8446 | -5.9733 | 0 | -6.9384 | 3.8446 | -5.9733 | 0 | -6.9384 | -156.7248 | -1513.4089 | -158.8016 | -1692.2894 | -158.8016 | -1692.2894
Tangy IV WF | Wind Onshore | Intermittent | CRSS10 | 7 | 58.5363 | 39.43% | 23.0784 | 2.3791 | 21.4438 | 32.699 | -6.205 | 4.0969 | 23.4843 | 35.6225 | -6.9384 | 2.5585 | 21.7915 | 32.9217 | -6.9384 | 2408.9638 | -363.2181 | 2627.1886 | -406.1494 | 2430.0299 | -406.1494
Tarenni | Wind Onshore | Intermittent | RHIG40 | 21 | 114.6335 | 39.43% | 45.1953 | 3.8118 | -5.8952 | 0 | -6.205 | 3.8446 | -5.9733 | 0 | -6.9384 | 3.8446 | -5.9733 | 0 | -6.9384 | -266.4346 | -711.3022 | -269.9652 | -795.376 | -269.9652 | -795.376
Taunton | Battery Storage | Conventional Carbon | TAUN4A | 26 | 30.4267 | 1.239% | 0.37702 | 4.1469 | -5.333 | 0 | -6.205 | 4.1536 | -5.3983 | 0 | -6.9384 | 4.1536 | -5.3983 | 0 | -6.9384 | 124.1646 | -188.7978 | 124.3455 | -211.1131 | 124.3455 | -211.1131
Taylors Lane | OCGT (Open Cycle Gas Turbine) | Conventional Carbon | WISD20_LPN | 23 | 85.3654 | 0.3348% | 0.2858 | -3.0883 | 3.6893 | -1.097 | -6.205 | -3.26 | 3.6573 | -1.1051 | -6.9384 | -3.26 | 3.6573 | -1.1051 | -6.9384 | -262.8912 | -529.6931 | -277.5585 | -592.3013 | -277.5585 | -592.3013
Tealing BESS (100MW) | Battery Storage | Conventional Carbon | TEAL10 | 5 | 60.9753 | 1.239% | 0.75554 | 2.7698 | 22.2816 | 25.058 | -6.205 | 3.1768 | 24.6936 | 29.6905 | -6.9384 | 2.9492 | 22.6294 | 25.2808 | -6.9384 | 204.6537 | -378.3522 | 234.7955 | -423.0723 | 216.0278 | -423.0723
Tees CCPP | CCGT | Conventional Carbon | GRSA20 | 13 | 893.2877 | 49.36% | 440.9384 | 2.809 | 10.1306 | 3.1166 | -6.205 | 2.7601 | 10.4413 | 3.7273 | -6.9384 | 2.7601 | 10.4413 | 3.3394 | -6.9384 | 8350.4137 | -5542.8601 | 8712.9998 | -6198.0098 | 8541.9419 | -6198.0098
Tees Renewable Energy Plant | Biomass | Conventional Carbon | LACK20 | 13 | 173.7795 | 14.64% | 25.4384 | 2.809 | 10.1306 | 3.1166 | -6.205 | 2.7601 | 10.4413 | 3.7273 | -6.9384 | 2.7601 | 10.4413 | 3.3394 | -6.9384 | 825.1306 | -1078.3038 | 840.0664 | -1205.7562 | 830.1978 | -1205.7562
Teindland Wind Farm | Wind Onshore | Intermittent | TEIN10 | 1 | 68.4143 | 39.43% | 26.9729 | 2.6797 | 24.645 | 35.8269 | -6.205 | 2.5438 | 27.0657 | 40.5076 | -6.9384 | 2.5438 | 24.9927 | 36.0496 | -6.9384 | 3115.8145 | -424.5112 | 3501.3362 | -474.6872 | 3140.4355 | -474.6872
Templeborough | Battery Storage | Conventional Carbon | TEMP2A | 16 | 30.1828 | 1.239% | 0.37399 | 1.8697 | 5.4849 | 0.094543 | -6.205 | 1.9054 | 5.6207 | 0.1055 | -6.9384 | 1.9054 | 5.6207 | 0.1055 | -6.9384 | 58.518 | -187.2844 | 59.6524 | -209.4208 | 59.6524 | -209.4208
Thanet Offshore Wind Farm | Wind Offshore | Intermittent | CANT40 | 24 | 182.9258 | 37.79% | 69.1311 | -2.6503 | 3.6893 | 0 | -6.205 | -2.7339 | 3.6573 | 0 | -6.9384 | -2.7339 | 3.6573 | 0 | -6.9384 | 255.0465 | -1135.0567 | 252.8353 | -1269.217 | 252.8353 | -1269.217
Thornton Facility | PV Array | Intermittent | THTO40 | 15 | 243.8767 | 10.9% | 26.5826 | 3.4087 | 6.146 | 0.3173 | -6.205 | 3.3192 | 6.1205 | 0.27395 | -6.9384 | 3.3192 | 6.1205 | 0.27395 | -6.9384 | 240.7583 | -1513.2575 | 229.5085 | -1692.1201 | 229.5085 | -1692.1201
Thorpe Marsh 1 (Tertiary) | PV Array | Intermittent | THOM41 | 16 | 34.7559 | 10.9% | 3.7884 | 1.8697 | 5.4849 | 0.094543 | -6.205 | 1.9054 | 5.6207 | 0.1055 | -6.9384 | 1.9054 | 5.6207 | 0.1055 | -6.9384 | 24.065 | -215.6608 | 24.9601 | -241.1512 | 24.9601 | -241.1512
Thorpe Marsh Energy Park | Battery Storage | Conventional Carbon | THOM41 | 16 | 853.6538 | 1.239% | 10.5776 | 1.8697 | 5.4849 | 0.094543 | -6.205 | 1.9054 | 5.6207 | 0.1055 | -6.9384 | 1.9054 | 5.6207 | 0.1055 | -6.9384 | 1655.0548 | -5296.9311 | 1687.1373 | -5923.0128 | 1687.1373 | -5923.0128
Thurrock Power Station | Gas Reciprocating | Conventional Carbon | TILB20 | 24 | 457.3145 | 49.36% | 225.7364 | -2.6503 | 3.6893 | 0 | -6.205 | -2.7339 | 3.6573 | 0 | -6.9384 | -2.7339 | 3.6573 | 0 | -6.9384 | -379.2231 | -2837.6417 | -424.6531 | -3173.0425 | -424.6531 | -3173.0425
TINZ Project Nene 1 (Landulph) | Reactive Compensation | Conventional Carbon | LAND4A | 27 | 0.60975 | 0% | 0 | 4.6348 | -9.1108 | 0 | -6.205 | 4.643 | -9.1769 | 0 | -6.9384 | 4.643 | -9.1769 | 0 | -6.9384 | 2.8261 | -3.7835 | 2.8311 | -4.2307 | 2.8311 | -4.2307
Toddleburn Wind Farm | Wind Onshore | Intermittent | DUNE10 | 11 | 16.8292 | 35.56% | 5.9846 | 1.985 | 20.8248 | 14.7174 | -6.205 | 2.0239 | 22.1438 | 15.8071 | -6.9384 | 2.0239 | 21.1726 | 14.9402 | -6.9384 | 372.3103 | -104.4252 | 398.5417 | -116.768 | 378.1406 | -116.768
Tormsdale Windfarm | Wind Onshore | Intermittent | MYBS11 | 1 | 42.6827 | 39.43% | 16.828 | 2.6797 | 24.645 | 35.8269 | -6.205 | 2.5438 | 27.0657 | 40.5076 | -6.9384 | 2.5438 | 24.9927 | 36.0496 | -6.9384 | 1943.9128 | -264.8466 | 2184.4343 | -296.1506 | 1959.2735 | -296.1506
Torness | Nuclear | Conventional Low Carbon | TORN40 | 11 | 762.1909 | 85.17% | 649.1664 | 1.985 | 20.8248 | 14.7174 | -6.205 | 2.0239 | 22.1438 | 15.8071 | -6.9384 | 2.0239 | 21.1726 | 14.9402 | -6.9384 | 26249.1727 | -4729.4028 | 27965.5646 | -5288.4042 | 26674.3778 | -5288.4042
Tottenham | Battery Storage | Conventional Carbon | TOTT20 | 24 | 30.4267 | 1.239% | 0.37702 | -2.6503 | 3.6893 | 0 | -6.205 | -2.7339 | 3.6573 | 0 | -6.9384 | -2.7339 | 3.6573 | 0 | -6.9384 | -79.2498 | -188.7978 | -81.8041 | -211.1131 | -81.8041 | -211.1131
Tralorg Wind Farm | Wind Onshore | Intermittent | MAHI20 | 10 | 12.1951 | 31.87% | 3.886 | 1.2173 | 20.8248 | 19.3446 | -6.205 | 1.2775 | 22.1438 | 21.058 | -6.9384 | 1.2775 | 21.1726 | 19.5674 | -6.9384 | 316.8339 | -75.6704 | 342.8534 | -84.6145 | 320.902 | -84.6145
Triton Knoll Offshore Wind Farm | Wind Offshore | Intermittent | BICF4A | 17 | 502.4362 | 32.31% | 162.3532 | 0.76947 | 4.0897 | 0.014209 | -6.205 | 0.74038 | 3.9719 | 0.010571 | -6.9384 | 0.74038 | 3.9719 | 0.010571 | -6.9384 | 671.1193 | -3117.6223 | 650.1664 | -3486.1161 | 650.1664 | -3486.1161
Troston Wind Farm | Wind Onshore | Intermittent | TRSN10 | 10 | 41.4632 | 39.43% | 16.3472 | 1.2173 | 20.8248 | 19.3446 | -6.205 | 1.2775 | 22.1438 | 21.058 | -6.9384 | 1.2775 | 21.1726 | 19.5674 | -6.9384 | 1142.5183 | -257.2795 | 1235.1193 | -287.6892 | 1157.4401 | -287.6892
Twentyshilling Wind Farm | Wind Onshore | Intermittent | GLGL10 | 10 | 23.0487 | 39.43% | 9.0871 | 1.2173 | 20.8248 | 19.3446 | -6.205 | 1.2775 | 22.1438 | 21.058 | -6.9384 | 1.2775 | 21.1726 | 19.5674 | -6.9384 | 635.1058 | -143.0171 | 686.581 | -159.9213 | 643.4006 | -159.9213
Twyn Hywel Cillfynydd | Wind Onshore | Intermittent | CILF40 | 21 | 97.5604 | 39.43% | 38.4641 | 3.8118 | -5.8952 | 0 | -6.205 | 3.8446 | -5.9733 | 0 | -6.9384 | 3.8446 | -5.9733 | 0 | -6.9384 | -226.7529 | -605.3636 | -229.7576 | -676.9157 | -229.7576 | -676.9157
Uskmouth | Coal | Conventional Carbon | USKM20 | 21 | 140.2431 | 0.0079% | 0.011079 | 3.8118 | -5.8952 | 0 | -6.205 | 3.8446 | -5.9733 | 0 | -6.9384 | 3.8446 | -5.9733 | 0 | -6.9384 | 534.5072 | -870.2101 | 539.1057 | -973.0664 | 539.1057 | -973.0664
Uskmouth - New Connection | Battery Storage | Conventional Carbon | USKM20 | 21 | 73.1703 | 1.239% | 0.90665 | 3.8118 | -5.8952 | 0 | -6.205 | 3.8446 | -5.9733 | 0 | -6.9384 | 3.8446 | -5.9733 | 0 | -6.9384 | 273.5625 | -454.0227 | 275.8913 | -507.6868 | 275.8913 | -507.6868
Vanguard | Wind Offshore | Intermittent | NECT40 | 17 | 804.8736 | 46.94% | 377.7674 | 0.76947 | 4.0897 | 0.014209 | -6.205 | 0.74038 | 3.9719 | 0.010571 | -6.9384 | 0.74038 | 3.9719 | 0.010571 | -6.9384 | 1556.4016 | -4994.2493 | 1508.9729 | -5584.5549 | 1508.9729 | -5584.5549
Vanguard East | Wind Offshore | Intermittent | NECT40 | 17 | 804.8736 | 46.94% | 377.7674 | 0.76947 | 4.0897 | 0.014209 | -6.205 | 0.74038 | 3.9719 | 0.010571 | -6.9384 | 0.74038 | 3.9719 | 0.010571 | -6.9384 | 1556.4016 | -4994.2493 | 1508.9729 | -5584.5549 | 1508.9729 | -5584.5549
Viking Wind Farm | Wind Onshore | Intermittent | KERG10 | 1 | 270.1204 | 39.43% | 106.4974 | 2.6797 | 24.645 | 35.8269 | -6.205 | 2.5438 | 27.0657 | 40.5076 | -6.9384 | 2.5438 | 24.9927 | 36.0496 | -6.9384 | 12302.191 | -1676.1003 | 13824.3487 | -1874.2105 | 12399.4022 | -1874.2105
VPI Immingham B OCGT | Gas Reciprocating | Conventional Carbon | HUMR40 | 15 | 182.3161 | 49.36% | 89.9936 | 3.4087 | 6.146 | 0.3173 | -6.205 | 3.3192 | 6.1205 | 0.27395 | -6.9384 | 3.3192 | 6.1205 | 0.27395 | -6.9384 | 1203.1141 | -1131.2731 | 1180.5982 | -1264.9863 | 1180.5982 | -1264.9863
Walney 3 Offshore Wind Farm | Wind Offshore | Intermittent | MIDL40 | 14 | 201.2184 | 53.37% | 107.3921 | 0.32854 | 10.1306 | 4.3457 | -6.205 | 0.33741 | 10.4413 | 4.6423 | -6.9384 | 0.33741 | 10.4413 | 4.5685 | -6.9384 | 1962.3851 | -1248.5623 | 2055.4213 | -1396.1387 | 2040.5813 | -1396.1387
Walney 4 Offshore Wind Farm | Wind Offshore | Intermittent | MIDL40 | 14 | 201.2184 | 52.29% | 105.2119 | 0.32854 | 10.1306 | 4.3457 | -6.205 | 0.33741 | 10.4413 | 4.6423 | -6.9384 | 0.33741 | 10.4413 | 4.5685 | -6.9384 | 1940.2984 | -1248.5623 | 2032.6572 | -1396.1387 | 2017.8172 | -1396.1387
Walney II Offshore Wind Farm | Wind Offshore | Intermittent | STAH4A | 14 | 110.975 | 51.07% | 56.6738 | 0.32854 | 10.1306 | 4.3457 | -6.205 | 0.33741 | 10.4413 | 4.6423 | -6.9384 | 0.33741 | 10.4413 | 4.5685 | -6.9384 | 1056.4062 | -688.601 | 1106.9233 | -769.9917 | 1098.7389 | -769.9917
Walney I Offshore Wind Farm | Wind Offshore | Intermittent | HEYS40 | 14 | 110.975 | 44.15% | 48.9932 | 0.32854 | 10.1306 | 4.3457 | -6.205 | 0.33741 | 10.4413 | 4.6423 | -6.9384 | 0.33741 | 10.4413 | 4.5685 | -6.9384 | 978.5976 | -688.601 | 1026.7281 | -769.9917 | 1018.5436 | -769.9917
Walpole | Battery Storage | Conventional Carbon | WALP40_EME | 17 | 30.4267 | 1.239% | 0.37702 | 0.76947 | 4.0897 | 0.014209 | -6.205 | 0.74038 | 3.9719 | 0.010571 | -6.9384 | 0.74038 | 3.9719 | 0.010571 | -6.9384 | 24.9598 | -188.7978 | 24.0287 | -211.1131 | 24.0287 | -211.1131
Walpole 1 (Tertiary) | Energy Storage System; PV Array (Photo Voltaic/solar) | Conventional Carbon | WALP40_EME | 17 | 34.7559 | 10.9% | 3.7884 | 0.76947 | 4.0897 | 0.014209 | -6.205 | 0.74038 | 3.9719 | 0.010571 | -6.9384 | 0.74038 | 3.9719 | 0.010571 | -6.9384 | 42.2911 | -215.6608 | 40.8198 | -241.1512 | 40.8198 | -241.1512
Walpole 2 (tertiary) | PV Array | Intermittent | WALP40_EME | 17 | 60.9753 | 10.9% | 6.6463 | 0.76947 | 4.0897 | 0.014209 | -6.205 | 0.74038 | 3.9719 | 0.010571 | -6.9384 | 0.74038 | 3.9719 | 0.010571 | -6.9384 | 28.048 | -378.3522 | 27.0432 | -423.0723 | 27.0432 | -423.0723
Warley | Battery Storage | Conventional Carbon | WARL20 | 18 | 30.1828 | 1.239% | 0.37399 | -0.31239 | 3.7989 | 0.007047 | -6.205 | -0.31406 | 3.7285 | 0.004575 | -6.9384 | -0.31406 | 3.7285 | 0.004575 | -6.9384 | -8.0056 | -187.2844 | -8.0832 | -209.4208 | -8.0832 | -209.4208
Warley (tertiary) | Energy Storage System; PV Array (Photo Voltaic/solar) | Conventional Carbon | WARL20 | 18 | 34.7559 | 10.9% | 3.7884 | -0.31239 | 3.7989 | 0.007047 | -6.205 | -0.31406 | 3.7285 | 0.004575 | -6.9384 | -0.31406 | 3.7285 | 0.004575 | -6.9384 | 3.5607 | -215.6608 | 3.2266 | -241.1512 | 3.2266 | -241.1512
WELBAR ENERGY STORAGE | Battery Storage | Conventional Carbon | HAMH40_EME | 18 | 213.3525 | 1.239% | 2.6437 | -0.31239 | 3.7989 | 0.007047 | -6.205 | -0.31406 | 3.7285 | 0.004575 | -6.9384 | -0.31406 | 3.7285 | 0.004575 | -6.9384 | -56.5888 | -1323.8544 | -57.1377 | -1480.3301 | -57.1377 | -1480.3301
West Burton | PV Array | Intermittent | WBUR40 | 16 | 73.1703 | 10.9% | 7.9756 | 1.8697 | 5.4849 | 0.094543 | -6.205 | 1.9054 | 5.6207 | 0.1055 | -6.9384 | 1.9054 | 5.6207 | 0.1055 | -6.9384 | 50.6632 | -454.0227 | 52.5476 | -507.6868 | 52.5476 | -507.6868
West Burton B | CCGT | Conventional Carbon | WBUR40 | 16 | 812.8004 | 55.48% | 450.9116 | 1.8697 | 5.4849 | 0.094543 | -6.205 | 1.9054 | 5.6207 | 0.1055 | -6.9384 | 1.9054 | 5.6207 | 0.1055 | -6.9384 | 4035.5039 | -5043.4351 | 4130.7188 | -5639.5543 | 4130.7188 | -5639.5543
Westermost Rough Offshore Wind Farm | Wind Offshore | Intermittent | HEDO20 | 15 | 125.9139 | 53.96% | 67.9372 | 3.4087 | 6.146 | 0.3173 | -6.205 | 3.3192 | 6.1205 | 0.27395 | -6.9384 | 3.3192 | 6.1205 | 0.27395 | -6.9384 | 457.4933 | -781.2973 | 450.3054 | -873.6444 | 450.3054 | -873.6444
West of Duddon Sands Offshore Wind Farm | Wind Offshore | Intermittent | HEYS40 | 14 | 232.9255 | 50.12% | 116.7355 | 0.32854 | 10.1306 | 4.3457 | -6.205 | 0.33741 | 10.4413 | 4.6423 | -6.9384 | 0.33741 | 10.4413 | 4.5685 | -6.9384 | 2194.8305 | -1445.3055 | 2300.172 | -1616.1363 | 2282.9936 | -1616.1363
West Weybridge | Battery Storage | Conventional Carbon | WWEY20 | 25 | 30.4267 | 1.239% | 0.37702 | 0.009779 | -3.4421 | 0 | -6.205 | 0.001723 | -3.4753 | 0 | -6.9384 | 0.001723 | -3.4753 | 0 | -6.9384 | -1.0002 | -188.7978 | -1.2578 | -211.1131 | -1.2578 | -211.1131
West Weybridge (Tertiary) | PV Array | Intermittent | WWEY20 | 25 | 34.7559 | 10.9% | 3.7884 | 0.009779 | -3.4421 | 0 | -6.205 | 0.001723 | -3.4753 | 0 | -6.9384 | 0.001723 | -3.4753 | 0 | -6.9384 | -13.0401 | -215.6608 | -13.1659 | -241.1512 | -13.1659 | -241.1512
Wether Hill | Wind Onshore | Intermittent | WEHL19 | 10 | 40.2437 | 39.43% | 15.8664 | 1.2173 | 20.8248 | 19.3446 | -6.205 | 1.2775 | 22.1438 | 21.058 | -6.9384 | 1.2775 | 21.1726 | 19.5674 | -6.9384 | 1108.9149 | -249.7125 | 1198.7923 | -279.2277 | 1123.3978 | -279.2277
Whitegate Tertiary Connection | Battery Storage | Conventional Carbon | WHGA20 | 15 | 34.7559 | 1.239% | 0.43066 | 3.4087 | 6.146 | 0.3173 | -6.205 | 3.3192 | 6.1205 | 0.27395 | -6.9384 | 3.3192 | 6.1205 | 0.27395 | -6.9384 | 121.2559 | -215.6608 | 118.1144 | -241.1512 | 118.1144 | -241.1512
Whitehill Battery Storage | Battery Storage | Conventional Carbon | EERH20 | 9 | 121.9505 | 1.239% | 1.5111 | 2.473 | 21.3193 | 19.9867 | -6.205 | 2.681 | 23.3923 | 22.6793 | -6.9384 | 2.6525 | 21.667 | 20.2095 | -6.9384 | 364.0013 | -756.7044 | 396.5658 | -846.1447 | 386.7495 | -846.1447
Whitelaw Brae Windfarm | Wind Onshore | Intermittent | CLYS2R | 11 | 34.7559 | 39.43% | 13.7028 | 1.985 | 20.8248 | 14.7174 | -6.205 | 2.0239 | 22.1438 | 15.8071 | -6.9384 | 2.0239 | 21.1726 | 14.9402 | -6.9384 | 796.8761 | -215.6608 | 852.8212 | -241.1512 | 809.3841 | -241.1512
Whitelee | Wind Onshore | Intermittent | WLEE20 | 10 | 185.9746 | 29.53% | 54.9175 | 1.2173 | 20.8248 | 19.3446 | -6.205 | 1.2775 | 22.1438 | 21.058 | -6.9384 | 1.2775 | 21.1726 | 19.5674 | -6.9384 | 4741.2579 | -1153.9743 | 5132.3259 | -1290.3706 | 4801.7862 | -1290.3706
Whitelee Extension | Wind Onshore | Intermittent | WLEX20 | 10 | 125.6091 | 26.31% | 33.0474 | 1.2173 | 20.8248 | 19.3446 | -6.205 | 1.2775 | 22.1438 | 21.058 | -6.9384 | 1.2775 | 21.1726 | 19.5674 | -6.9384 | 3118.0665 | -779.4056 | 3376.8632 | -871.529 | 3157.5414 | -871.529
Whiteside Hill Wind Farm | Wind Onshore | Intermittent | GLGL10 | 10 | 16.4633 | 57.24% | 9.4241 | 1.2173 | 20.8248 | 19.3446 | -6.205 | 1.2775 | 22.1438 | 21.058 | -6.9384 | 1.2775 | 21.1726 | 19.5674 | -6.9384 | 514.7315 | -102.1551 | 555.3683 | -114.2295 | 521.6764 | -114.2295
Whitson | Battery Storage | Conventional Carbon | WHSO20 | 21 | 30.4267 | 1.239% | 0.37702 | 3.8118 | -5.8952 | 0 | -6.205 | 3.8446 | -5.9733 | 0 | -6.9384 | 3.8446 | -5.9733 | 0 | -6.9384 | 113.7564 | -188.7978 | 114.7248 | -211.1131 | 114.7248 | -211.1131
Willington PP | Battery Storage | Conventional Carbon | WILE40 | 18 | 0 | 1.239% | 0 | -0.31239 | 3.7989 | 0.007047 | -6.205 | -0.31406 | 3.7285 | 0.004575 | -6.9384 | -0.31406 | 3.7285 | 0.004575 | -6.9384 | 0 | 0 | 0 | 0 | 0 | 0
Willington East 1 (Tertiary) | PV Array | Intermittent | WILE40 | 18 | 34.7559 | 10.9% | 3.7884 | -0.31239 | 3.7989 | 0.007047 | -6.205 | -0.31406 | 3.7285 | 0.004575 | -6.9384 | -0.31406 | 3.7285 | 0.004575 | -6.9384 | 14.6365 | -215.6608 | 14.2839 | -241.1512 | 14.2839 | -241.1512
Willington East 2 (Tertiary) | PV Array | Intermittent | WILE40 | 18 | 34.7559 | 10.9% | 3.7884 | -0.31239 | 3.7989 | 0.007047 | -6.205 | -0.31406 | 3.7285 | 0.004575 | -6.9384 | -0.31406 | 3.7285 | 0.004575 | -6.9384 | 14.6365 | -215.6608 | 14.2839 | -241.1512 | 14.2839 | -241.1512
Willington Energy Park | PV Array | Intermittent | WILE40 | 18 | 304.8764 | 10.9% | 33.2315 | -0.31239 | 3.7989 | 0.007047 | -6.205 | -0.31406 | 3.7285 | 0.004575 | -6.9384 | -0.31406 | 3.7285 | 0.004575 | -6.9384 | 128.3904 | -1891.7611 | 125.2969 | -2115.3617 | 125.2969 | -2115.3617
Willington Green Energy Centre | Battery Storage | Conventional Carbon | WILE40 | 18 | 243.9011 | 1.239% | 3.0222 | -0.31239 | 3.7989 | 0.007047 | -6.205 | -0.31406 | 3.7285 | 0.004575 | -6.9384 | -0.31406 | 3.7285 | 0.004575 | -6.9384 | -64.6913 | -1513.4089 | -65.3189 | -1692.2894 | -65.3189 | -1692.2894
Wilton | CCGT (Combined Cycle Gas Turbine) | Conventional Carbon | GRSA20 | 13 | 85.9751 | 20.46% | 17.5935 | 2.809 | 10.1306 | 3.1166 | -6.205 | 2.7601 | 10.4413 | 3.7273 | -6.9384 | 2.7601 | 10.4413 | 3.3394 | -6.9384 | 474.5672 | -533.4766 | 486.5713 | -596.532 | 479.7461 | -596.532
WindyHill BESS2 Facility | Battery Storage | Conventional Carbon | WIYH10 | 9 | 121.9505 | 1.239% | 1.5111 | 2.473 | 21.3193 | 19.9867 | -6.205 | 2.681 | 23.3923 | 22.6793 | -6.9384 | 2.6525 | 21.667 | 20.2095 | -6.9384 | 364.0013 | -756.7044 | 396.5658 | -846.1447 | 386.7495 | -846.1447
WindyHill Energy Storage Facility | Battery Storage | Conventional Carbon | WIYH10 | 9 | 121.9505 | 1.239% | 1.5111 | 2.473 | 21.3193 | 19.9867 | -6.205 | 2.681 | 23.3923 | 22.6793 | -6.9384 | 2.6525 | 21.667 | 20.2095 | -6.9384 | 364.0013 | -756.7044 | 396.5658 | -846.1447 | 386.7495 | -846.1447
Windy Rig Wind Farm | Wind Onshore | Intermittent | BLAH10 | 10 | 26.0974 | 34.19% | 8.9233 | 1.2173 | 20.8248 | 19.3446 | -6.205 | 1.2775 | 22.1438 | 21.058 | -6.9384 | 1.2775 | 21.1726 | 19.5674 | -6.9384 | 690.6717 | -161.9348 | 747.1545 | -181.075 | 699.5887 | -181.075
Windy Standard II (Brockloch Rig) Wind Farm | Wind Onshore | Intermittent | DUNH1R | 10 | 45.7315 | 51.81% | 23.6953 | 1.2173 | 20.8248 | 19.3446 | -6.205 | 1.2775 | 22.1438 | 21.058 | -6.9384 | 1.2775 | 21.1726 | 19.5674 | -6.9384 | 1378.1096 | -283.7642 | 1487.7152 | -317.3043 | 1396.5376 | -317.3043
Windy Standard III Wind Farm | Wind Onshore | Intermittent | DUNH1Q | 10 | 52.1339 | 39.43% | 20.5542 | 1.2173 | 20.8248 | 19.3446 | -6.205 | 1.2775 | 22.1438 | 21.058 | -6.9384 | 1.2775 | 21.1726 | 19.5674 | -6.9384 | 1436.5488 | -323.4912 | 1552.9809 | -361.7269 | 1455.3108 | -361.7269
Wishaw Energy Storage Facility | Battery Storage | Conventional Carbon | WISH10 | 11 | 0 | 1.239% | 0 | 1.985 | 20.8248 | 14.7174 | -6.205 | 2.0239 | 22.1438 | 15.8071 | -6.9384 | 2.0239 | 21.1726 | 14.9402 | -6.9384 | 0 | 0 | 0 | 0 | 0 | 0
Worset PV & BESS Park | PV Array | Intermittent | HARM20 | 13 | 22.8657 | 10.9% | 2.4924 | 2.809 | 10.1306 | 3.1166 | -6.205 | 2.7601 | 10.4413 | 3.7273 | -6.9384 | 2.7601 | 10.4413 | 3.3394 | -6.9384 | 96.512 | -141.8821 | 111.2509 | -158.6521 | 102.3804 | -158.6521
Wylfa Substation | PV Array | Intermittent | WYLF40 | 19 | 73.1703 | 10.9% | 7.9756 | 4.325 | 5.9397 | 0.094543 | -6.205 | 4.4462 | 6.1312 | 0.1055 | -6.9384 | 4.4462 | 6.1312 | 0.1055 | -6.9384 | 54.2905 | -454.0227 | 56.6197 | -507.6868 | 56.6197 | -507.6868
Wymondley | Energy Storage System; PV Array (Photo Voltaic/solar) | Conventional Carbon | WYMO40 | 18 | 34.7559 | 10.9% | 3.7884 | -0.31239 | 3.7989 | 0.007047 | -6.205 | -0.31406 | 3.7285 | 0.004575 | -6.9384 | -0.31406 | 3.7285 | 0.004575 | -6.9384 | 3.5607 | -215.6608 | 3.2266 | -241.1512 | 3.2266 | -241.1512
Wymondley Solar Farm | PV Array | Intermittent | WYMO40 | 18 | 30.4846 | 10.9% | 3.3228 | -0.31239 | 3.7989 | 0.007047 | -6.205 | -0.31406 | 3.7285 | 0.004575 | -6.9384 | -0.31406 | 3.7285 | 0.004575 | -6.9384 | 12.8378 | -189.1572 | 12.5284 | -211.515 | 12.5284 | -211.515
Zenobe Blackhillock 200 MW | Battery Storage | Conventional Carbon | BLHI20 | 1 | 182.9258 | 1.239% | 2.2666 | 2.6797 | 24.645 | 35.8269 | -6.205 | 2.5438 | 27.0657 | 40.5076 | -6.9384 | 2.5438 | 24.9927 | 36.0496 | -6.9384 | 627.2492 | -1135.0567 | 618.4968 | -1269.217 | 603.6936 | -1269.217
Zenobe Coalburn Battery Storage | Battery Storage | Conventional Carbon | COAL40 | 11 | 121.9505 | 1.239% | 1.5111 | 1.985 | 20.8248 | 14.7174 | -6.205 | 2.0239 | 22.1438 | 15.8071 | -6.9384 | 2.0239 | 21.1726 | 14.9402 | -6.9384 | 295.7734 | -756.7044 | 304.1578 | -846.1447 | 301.3803 | -846.1447
Zenobe Eccles Battery Storage | Battery Storage | Conventional Carbon | ECCL40 | 11 | 243.9011 | 1.239% | 3.0222 | 1.985 | 20.8248 | 14.7174 | -6.205 | 2.0239 | 22.1438 | 15.8071 | -6.9384 | 2.0239 | 21.1726 | 14.9402 | -6.9384 | 591.5467 | -1513.4089 | 608.3156 | -1692.2894 | 602.7607 | -1692.2894
Zenobe Kilmarnock South | Battery Storage | Conventional Carbon | KILS40 | 11 | 182.9258 | 1.239% | 2.2666 | 1.985 | 20.8248 | 14.7174 | -6.205 | 2.0239 | 22.1438 | 15.8071 | -6.9384 | 2.0239 | 21.1726 | 14.9402 | -6.9384 | 443.66 | -1135.0567 | 456.2367 | -1269.217 | 452.0705 | -1269.217
Zenobe Stalybridge Project | Battery Storage | Conventional Carbon | STAL20 | 16 | 91.4629 | 1.239% | 1.1333 | 1.8697 | 5.4849 | 0.094543 | -6.205 | 1.9054 | 5.6207 | 0.1055 | -6.9384 | 1.9054 | 5.6207 | 0.1055 | -6.9384 | 177.3273 | -567.5283 | 180.7647 | -634.6085 | 180.7647 | -634.6085
Total TEC |  |  |  |  | 119048.115 | [13 empty] | Total Revenue | 815975.6651 | -663434.2847 | 875476.4891 | -741850.2605 | 823405.3487 | -741850.2605
Chargeable TEC |  |  |  |  | 106919.115
[19 empty] | Variance to Baseline |  |  | 59500.824 |  | 7429.6836

## Limiting Regulation Adj.
Baseline Tariffs | 2024/25 | 2025/26 | 2026/27 | 2027/28 | 2028/29
Wider Revenue + Pre-Existing Assets Revenue (£m) | 425.6245 | 496.4775 | 675.2488 | 899.9417 | 1017.9116
Revenue Subject to €2.5/MWh Cap (£m) | 324.5041 | 321.973 | 348.1575 | 354.4773 | 354.4773
Generation Adjustment Revenue (£m) | -101.1204 | -174.5045 | -327.0913 | -545.4644 | -663.4343
Gen Charging Base (GW) | 78.0018 | 80.5071 | 99.2099 | 103.2858 | 106.9191
Generation Adjustment Tariff (£/kW) | -1.2964 | -2.1676 | -3.297 | -5.2811 | -6.205
Demand Consumption (TWh) | 270.8899 | 270.8899 | 270.8899 | 270.8899 | 270.8899
Sensitivity 2 Unconstrained |  |  |  |  | 2028/29
Wider Revenue + Pre-Existing Assets Revenue (£m) |  |  |  |  | 887.7022
Revenue Subject to €2.5/MWh Cap (£m) |  |  |  |  | 354.4773
Generation Adjustment Revenue (£m) |  |  |  |  | -533.2248
Gen Charging Base (GW) |  |  |  |  | 106.9191
Generation Adjustment Tariff (£/kW) |  |  |  |  | -4.9872
Sensitivity 2 & CMP413 Cap |  |  |  |  | 2028/29 |  |  | £m | £ per Unit
Wider Revenue + Pre-Existing Assets Revenue (£m) |  |  |  |  | 1016.2119 |  | Change in Gen Locational | 128.5098 | 1.2019 | £/kW
Revenue Subject to €2.5/MWh Cap (£m) |  |  |  |  | 354.4773 |  | Change in Gen Adjustment | -128.5098 | -1.2019 | £/kW
Generation Adjustment Revenue (£m) |  |  |  |  | -661.7346 |  | Change in Demand Residual | 0 | 0 | £/MWh
Gen Charging Base (GW) |  |  |  |  | 106.9191 |  | Domestic impact per Year (£) |  | 0 | £/Customer/Year
Generation Adjustment Tariff (£/kW) |  |  |  |  | -6.1891
Sensitivity 4 Unconstrained |  |  |  |  | 2028/29
Wider Revenue + Pre-Existing Assets Revenue (£m) |  |  |  |  | 1077.4124
Revenue Subject to €2.5/MWh Cap (£m) |  |  |  |  | 354.4773
Generation Adjustment Revenue (£m) |  |  |  |  | -722.9351
Gen Charging Base (GW) |  |  |  |  | 106.9191
Generation Adjustment Tariff (£/kW) |  |  |  |  | -6.7615
Sensitivity 4 & CMP413 Cap |  |  |  |  | 2028/29 |  |  | £m | £ per Unit
Wider Revenue + Pre-Existing Assets Revenue (£m) |  |  |  |  | 1025.3413 |  | Change in Gen Locational | -52.0711 | -0.48701 | £/kW
Revenue Subject to €2.5/MWh Cap (£m) |  |  |  |  | 354.4773 |  | Change in Gen Adjustment | 0 | 0 | £/kW
Generation Adjustment Revenue (£m) |  |  |  |  | -722.9351 |  | Change in Demand Residual | 52.0711 | 0.19222 | £/MWh
Gen Charging Base (GW) |  |  |  |  | 106.9191 |  | Domestic impact per Year (£) |  | 0.55745 | £/Customer/Year
Generation Adjustment Tariff (£/kW) |  |  |  |  | -6.7615
Examples
Scenario (100MW Windfarm, Generic ALF) | Peak (£/kW) | YRS (£/kW) | YRNS (£/kW) | Adjustment (£/kW) | Generator TEC (MW) | Generator Tech | ALF | Zone | TNUoS (£'000) | Var to Baseline (£'000)
Baseline - Zone 1 | 2.6797 | 24.645 | 35.8269 | -6.205 | 100 | Wind | 39.43% | 1 | 3933.8342
Baseline - Zone 27 | 4.6348 | -9.1108 | 0 | -6.205 | 100 | Wind | 39.43% | 27 | -979.7013
Sensitivity 2 - Zone 1 | 2.8165 | 20.5525 | 30.294 | -4.7035 | 100 | Wind | 39.43% | 1 | 3369.3526 | -564.4816
Sensitivity 2 - Zone 27 | 4.7553 | -9.086 | 0 | -4.7035 | 100 | Wind | 39.43% | 27 | -828.5737 | 151.1276
Sensitivity 2 & CMP413 - Zone 1 | 2.8165 | 24.2972 | 35.6041 | -6.1891 | 100 | Wind | 39.43% | 1 | 3899.4359 | -34.3984
Sensitivity 2 & CMP413 - Zone 27 | 4.7553 | -9.086 | 0 | -6.1891 | 100 | Wind | 39.43% | 27 | -977.1348 | 2.5665
Sensitivity 4 - Zone 1 | 2.5438 | 27.0657 | 40.5076 | -6.9384 | 100 | Wind | 39.43% | 1 | 4424.0036 | 490.1693
Sensitivity 4 - Zone 27 | 4.643 | -9.1769 | 0 | -6.9384 | 100 | Wind | 39.43% | 27 | -1055.6508 | -75.9495
Sensitivity 4 & CMP413 - Zone 1 | 2.5438 | 24.9927 | 36.0496 | -6.7615 | 100 | Wind | 39.43% | 1 | 3914.172 | -19.6622
Sensitivity 4 & CMP413 - Zone 27 | 4.643 | -9.1769 | 0 | -6.7615 | 100 | Wind | 39.43% | 27 | -1037.9597 | -58.2584
Scenario (100MW Windfarm, Generic ALF) | TNUoS (£'000) | Var to Baseline (£'000)
Baseline - Zone 1 | 3933.8342
Baseline - Zone 27 | -979.7013
Sensitivity 2 - Zone 1 | 3369.3526 | -564.4816
Sensitivity 2 - Zone 27 | -828.5737 | 151.1276
Sensitivity 2 & CMP413 - Zone 1 | 3899.4359 | -34.3984
Sensitivity 2 & CMP413 - Zone 27 | -977.1348 | 2.5665
Sensitivity 4 - Zone 1 | 4424.0036 | 490.1693
Sensitivity 4 - Zone 27 | -1055.6508 | -75.9495
Sensitivity 4 & CMP413 - Zone 1 | 3914.172 | -19.6622
Sensitivity 4 & CMP413 - Zone 27 | -1037.9597 | -58.2584
Note on K21: Boyle, Hugh: Avg. Change in Locational Tariff, there will be zonal differences
Note on G23: Boyle, Hugh: Allows Gen Adj. Revenue to float within €0-2.5/MWh range, rather than target maximum
Note on K23: Boyle, Hugh: Demand Residual is recovered on a banded pence/site/day basis. £/MWh equivalent provided for illustration
Note on K37: Boyle, Hugh: Avg. Change in Locational Tariff, there will be zonal differences
Note on G39: Boyle, Hugh: Allows Gen Adj. Revenue to float within €0-2.5/MWh range, rather than target maximum
Note on K39: Boyle, Hugh: Demand Residual is recovered on a banded pence/site/day basis. £/MWh equivalent provided for illustration

## Assumptions
|  |  | Peak Security (£m) | Year Round Shared (£m) | Year Round Not Shared (£m)
|  | 2028/29 | 141.8738 | 274.9142 | 176.1089
[7 empty] | Year | Maximum [Tariff Tolerance Limit] Above Reference Forecast (£/kW) | Minimum [Tariff Tolerance Limit] Below Reference Forecast (£/kW)
Technology | Gen Type |  | Peak | YRS | YRNS | Total | Charging Year -9 | 2.5 | -2.5
Thermal | Conventional Carbon |  | 23.93% | 46.37% | 29.7% | 100% | Charging Year -8 | 2.5 | -2.5
Waste | Conventional Carbon | [5 empty] | Charging Year -7 | 1.25 | -1.25
Battery Storage | Conventional Carbon | [5 empty] | Charging Year -6 | 1.25 | -1.25
Pump Storage | Conventional Carbon | [5 empty] | Charging Year -5 | 0.75 | -0.75
CCGT | Conventional Carbon | [5 empty] | Charging Year -4 | 0.75 | -0.75
Gas Reciprocating | Conventional Carbon | [5 empty] | Charging Year -3 | 0.5 | -0.5
Coal | Conventional Carbon | [5 empty] | Charging Year -2 | 0.5 | -0.5
Biomass | Conventional Carbon | [5 empty] | Charging Year -1 | 0.25 | -0.25
CHP | Conventional Carbon | [5 empty] | Final Tariffs | 0.25 | -0.25
OCGT | Conventional Carbon
Hydro | Conventional Low Carbon
Nuclear | Conventional Low Carbon
Tidal | Intermittent
PV Array | Intermittent
Wind Onshore | Intermittent
Wind Offshore | Intermittent
Interconnectors | Interconnectors
Reactive Compensation | Conventional Carbon
Energy Storage System | Conventional Carbon
CCGT (Combined Cycle Gas Turbine) | Conventional Carbon
OCGT (Open Cycle Gas Turbine) | Conventional Carbon
CHP (Combined Heat and Power) | Conventional Carbon
Energy Storage System; PV Array (Photo Voltaic/solar) | Conventional Carbon
Overall Tariff Variance (£/kW) | 0.75
Peak Variance (£/kW) | 0.17947
YRS Variance (£/kW) | 0.34776
YRNS Variance (£/kW) | 0.22277
Note on B6: Boyle, Hugh: As CCGT
Note on B7: Boyle, Hugh: As biomass
Note on B8: Boyle, Hugh: As pumped storage
Note on B23: Boyle, Hugh: not in Grid model but minimal capacity

## Examples
National Grid Data (5-Year Tariff Forecast, April 2023)
Generation Zones |  | 2028/29 Baseline |  |  | 2028/29 Sensitivity 2 - EHVDC Construction Delay |  |  | 2028/29 Sensitivity 4 - Additional EHVDC Link
Zone | Zone Name | Conventional Carbon (40%) | Conventional Low Carbon (75%) | Intermittent 45% | Conventional Carbon (40%) | Conventional Low Carbon (75%) | Intermittent 45% | Conventional Carbon (40%) | Conventional Low Carbon (75%) | Intermittent 45%
1 | North Scotland | 20.6634 | 50.7852 | 40.7121 | 18.4516 | 43.8214 | 34.8391 | 22.6347 | 56.4123 | 45.7487
2 | East Aberdeenshire | 15.4754 | 40.613 | 32.405 | 13.2576 | 33.6301 | 26.5103 | 16.2937 | 41.8992 | 32.1285
3 | Western Highlands | 19.0596 | 45.8355 | 35.2882 | 16.8557 | 38.8955 | 29.4409 | 20.7598 | 51.2259 | 40.3805
4 | Skye and Lochalsh | 22.776 | 55.295 | 44.8599 | 20.5721 | 48.3548 | 39.0126 | 24.5052 | 60.714 | 49.9518
5 | Eastern Grampian and Tayside | 15.5006 | 38.334 | 28.8797 | 13.2657 | 31.3431 | 23.0005 | 17.992 | 44.4491 | 33.8642
6 | Central Grampian | 16.1195 | 37.9755 | 27.2864 | 13.9398 | 31.2261 | 21.7107 | 18.7184 | 43.5327 | 31.1863
7 | Argyll | 17.8312 | 44.9559 | 36.1436 | 16.1499 | 38.6727 | 30.5144 | 20.8012 | 50.3942 | 39.252
8 | The Trossachs | 14.0701 | 33.8279 | 23.8655 | 11.9468 | 27.1317 | 18.2845 | 15.5048 | 37.5246 | 26.6299
9 | Stirlingshire and Fife | 12.7904 | 32.2442 | 23.3754 | 10.5879 | 25.3094 | 17.5375 | 14.1712 | 35.966 | 26.2674
10 | South West Scotlands | 11.0801 | 29.9756 | 22.5108 | 9.1722 | 23.6753 | 17.1994 | 11.6198 | 32.0049 | 24.0842
11 | Lothian and Borders | 9.9968 | 26.116 | 17.8836 | 7.3211 | 17.8491 | 10.5741 | 10.2658 | 27.5003 | 18.8333
12 | Solway and Cheviot | 5.7229 | 18.4352 | 12.9159 | 4.9879 | 14.5956 | 9.6028 | 5.7734 | 19.4238 | 13.6334
13 | North East England | 1.9028 | 7.3185 | 1.4703 | 3.9706 | 9.8411 | 3.7818 | 1.4891 | 7.3799 | 1.4875
14 | North Lancashire and The Lakes | -0.085943 | 6.0672 | 2.6995 | 0.70154 | 5.5257 | 2.0378 | -0.56759 | 5.8722 | 2.4024
15 | South Lancashire, Yorkshire and Humber | -0.211 | 2.1305 | -3.122 | 1.809 | 4.166 | -1.5844 | -1.0615 | 1.2451 | -3.9102
16 | North Midlands and North Wales | -2.1036 | -0.12712 | -3.6422 | -0.60072 | 1.2121 | -2.36 | -2.7425 | -0.71201 | -4.3036
17 | South Lincolnshire and North Norfolk | -3.794 | -2.354 | -4.3504 | -1.9714 | -0.48381 | -2.7892 | -4.605 | -3.2085 | -5.1405
18 | Mid Wales and The Midlands | -4.995 | -3.6612 | -4.4885 | -3.3896 | -1.9679 | -2.8749 | -5.7593 | -4.4516 | -5.256
19 | Anglesey and Snowdon | 0.53373 | 2.6694 | -3.4376 | 1.5867 | 3.461 | -2.2808 | 0.0024172 | 2.2116 | -4.0739
20 | Pembrokeshire | 0.89941 | -0.9068 | -8.5273 | 2.3291 | 0.62151 | -6.899 | 0.17285 | -1.6612 | -9.2965
21 | South Wales & Gloucester | -4.7513 | -6.8146 | -8.8578 | -3.3205 | -5.2827 | -7.2264 | -5.4832 | -7.5739 | -9.6264
22 | Cotswold | -4.9496 | -10.1055 | -15.2901 | -3.5128 | -8.5647 | -13.6583 | -5.685 | -10.8774 | -16.08
23 | Central London | -8.2564 | -7.6233 | -5.6418 | -6.6768 | -5.9165 | -3.9711 | -9.1775 | -8.5605 | -6.3978
24 | Essex and Kent | -7.3796 | -6.0884 | -4.5448 | -5.7963 | -4.3922 | -2.8982 | -8.2094 | -6.9293 | -5.2926
25 | Oxfordshire, Surrey and Sussex | -7.5721 | -8.7768 | -7.754 | -6.068 | -7.1669 | -6.1163 | -8.3268 | -9.5432 | -8.5023
26 | Somerset and Wessex | -4.1914 | -6.0579 | -8.6049 | -2.7439 | -4.4882 | -6.9461 | -4.9441 | -6.8335 | -9.3677
27 | West Devon and Cornwall | -5.2145 | -8.4032 | -10.3049 | -3.5826 | -6.7627 | -8.7922 | -5.9662 | -9.1781 | -11.068
Locational Tariff Checks
Generation Zones |  | 2028/29 Baseline |  |  | 2028/29 Sensitivity 2 - EHVDC Construction Delay |  |  | 2028/29 Sensitivity 4 - Additional EHVDC Link
Zone | Zone Name | 40% | 75% | 45% | 40% | 75% | 45% | 40% | 75% | 45%
|  | Conventional Carbon | Conventional Low Carbon | Intermittent | Conventional Carbon | Conventional Low Carbon | Intermittent | Conventional Carbon | Conventional Low Carbon | Intermittent
1 | North Scotland | 20.6634 | 50.7852 | 40.7121 | 18.4516 | 43.8214 | 34.8391 | 22.6347 | 56.4123 | 45.7487
2 | East Aberdeenshire | 15.4754 | 40.613 | 32.405 | 13.2576 | 33.6301 | 26.5103 | 16.2937 | 41.8992 | 32.1285
3 | Western Highlands | 19.0596 | 45.8355 | 35.2882 | 16.8557 | 38.8955 | 29.4409 | 20.7598 | 51.2259 | 40.3805
4 | Skye and Lochalsh | 22.776 | 55.295 | 44.8599 | 20.5721 | 48.3548 | 39.0126 | 24.5052 | 60.714 | 49.9518
5 | Eastern Grampian and Tayside | 15.5006 | 38.334 | 28.8797 | 13.2657 | 31.3431 | 23.0005 | 17.992 | 44.4491 | 33.8642
6 | Central Grampian | 16.1195 | 37.9755 | 27.2864 | 13.9398 | 31.2261 | 21.7107 | 18.7184 | 43.5327 | 31.1863
7 | Argyll | 17.8312 | 44.9559 | 36.1436 | 16.1499 | 38.6727 | 30.5144 | 20.8012 | 50.3942 | 39.252
8 | The Trossachs | 14.0701 | 33.8279 | 23.8655 | 11.9468 | 27.1317 | 18.2845 | 15.5048 | 37.5246 | 26.6299
9 | Stirlingshire and Fife | 12.7904 | 32.2442 | 23.3754 | 10.5879 | 25.3094 | 17.5375 | 14.1712 | 35.966 | 26.2674
10 | South West Scotlands | 11.0801 | 29.9756 | 22.5108 | 9.1722 | 23.6753 | 17.1994 | 11.6198 | 32.0049 | 24.0842
11 | Lothian and Borders | 9.9968 | 26.116 | 17.8836 | 7.3211 | 17.8491 | 10.5741 | 10.2658 | 27.5003 | 18.8333
12 | Solway and Cheviot | 5.7229 | 18.4352 | 12.9159 | 4.9879 | 14.5956 | 9.6028 | 5.7734 | 19.4238 | 13.6334
13 | North East England | 1.9028 | 7.3185 | 1.4703 | 3.9706 | 9.8411 | 3.7818 | 1.4891 | 7.3799 | 1.4875
14 | North Lancashire and The Lakes | -0.085943 | 6.0672 | 2.6995 | 0.70154 | 5.5257 | 2.0378 | -0.56759 | 5.8722 | 2.4024
15 | South Lancashire, Yorkshire and Humber | -0.211 | 2.1305 | -3.122 | 1.809 | 4.166 | -1.5844 | -1.0615 | 1.2451 | -3.9102
16 | North Midlands and North Wales | -2.1036 | -0.12712 | -3.6422 | -0.60072 | 1.2121 | -2.36 | -2.7425 | -0.71201 | -4.3036
17 | South Lincolnshire and North Norfolk | -3.794 | -2.354 | -4.3504 | -1.9714 | -0.48381 | -2.7892 | -4.605 | -3.2085 | -5.1405
18 | Mid Wales and The Midlands | -4.995 | -3.6612 | -4.4885 | -3.3896 | -1.9679 | -2.8749 | -5.7593 | -4.4516 | -5.256
19 | Anglesey and Snowdon | 0.53373 | 2.6694 | -3.4376 | 1.5867 | 3.461 | -2.2808 | 0.0024172 | 2.2116 | -4.0739
20 | Pembrokeshire | 0.89941 | -0.9068 | -8.5273 | 2.3291 | 0.62151 | -6.899 | 0.17285 | -1.6612 | -9.2965
21 | South Wales & Gloucester | -4.7513 | -6.8146 | -8.8578 | -3.3205 | -5.2827 | -7.2264 | -5.4832 | -7.5739 | -9.6264
22 | Cotswold | -4.9496 | -10.1055 | -15.2901 | -3.5128 | -8.5647 | -13.6583 | -5.685 | -10.8774 | -16.08
23 | Central London | -8.2564 | -7.6233 | -5.6418 | -6.6768 | -5.9165 | -3.9711 | -9.1775 | -8.5605 | -6.3978
24 | Essex and Kent | -7.3796 | -6.0884 | -4.5448 | -5.7963 | -4.3922 | -2.8982 | -8.2094 | -6.9293 | -5.2926
25 | Oxfordshire, Surrey and Sussex | -7.5721 | -8.7768 | -7.754 | -6.068 | -7.1669 | -6.1163 | -8.3268 | -9.5432 | -8.5023
26 | Somerset and Wessex | -4.1914 | -6.0579 | -8.6049 | -2.7439 | -4.4882 | -6.9461 | -4.9441 | -6.8335 | -9.3677
27 | West Devon and Cornwall | -5.2145 | -8.4032 | -10.3049 | -3.5826 | -6.7627 | -8.7922 | -5.9662 | -9.1781 | -11.068
CMP413 Indicative Tariffs
Generation Zones |  | Sensitivity 2 & CMP413 |  |  | Sensitivity 4 & CMP413
Zone | Zone Name | 40% | 75% | 45% | 40% | 75% | 45%
|  | Conventional Carbon | Conventional Low Carbon | Intermittent | Conventional Carbon | Conventional Low Carbon | Intermittent
1 | North Scotland | 20.5879 | 50.4544 | 40.3487 | 20.1993 | 50.5765 | 40.5348
2 | East Aberdeenshire | 15.4026 | 40.2848 | 32.0416 | 15.1484 | 40.274 | 31.7822
3 | Western Highlands | 18.9806 | 45.5012 | 34.9248 | 18.5518 | 45.5832 | 35.1109
4 | Skye and Lochalsh | 22.6969 | 54.9606 | 44.4965 | 22.2683 | 55.0426 | 44.6826
5 | Eastern Grampian and Tayside | 15.4046 | 37.9826 | 28.5164 | 15.3518 | 38.4405 | 28.7025
6 | Central Grampian | 15.9461 | 37.5467 | 26.923 | 15.9707 | 38.0821 | 27.1092
7 | Argyll | 17.7983 | 44.6676 | 35.7803 | 17.6823 | 45.0624 | 35.9664
8 | The Trossachs | 13.9555 | 33.4579 | 23.5021 | 13.9213 | 33.9344 | 23.6882
9 | Stirlingshire and Fife | 12.7136 | 31.912 | 23.012 | 12.6416 | 32.3507 | 23.1981
10 | South West Scotlands | 11.0211 | 29.6612 | 22.1474 | 10.812 | 29.9629 | 22.3336
11 | Lothian and Borders | 9.964 | 25.8278 | 17.5202 | 9.7075 | 26.082 | 17.7063
12 | Solway and Cheviot | 5.69 | 18.147 | 12.5525 | 5.4126 | 18.3803 | 12.7387
13 | North East England | 2.0482 | 7.4758 | 1.5525 | 1.5108 | 7.1689 | 1.2764
14 | North Lancashire and The Lakes | -0.11879 | 5.779 | 2.3361 | -0.42018 | 5.9754 | 2.5056
15 | South Lancashire, Yorkshire and Humber | -0.018158 | 2.3388 | -3.07 | -0.88456 | 1.422 | -3.7333
16 | North Midlands and North Wales | -2.0648 | -0.23315 | -3.8213 | -2.5656 | -0.5351 | -4.1267
17 | South Lincolnshire and North Norfolk | -3.5422 | -2.0546 | -4.2749 | -4.4281 | -3.0316 | -4.9636
18 | Mid Wales and The Midlands | -4.8752 | -3.4535 | -4.3605 | -5.5824 | -4.2747 | -5.0791
19 | Anglesey and Snowdon | 0.23418 | 2.225 | -3.6167 | 0.17933 | 2.3886 | -3.897
20 | Pembrokeshire | 0.8485 | -0.85914 | -8.3847 | 0.34976 | -1.4843 | -9.1196
21 | South Wales & Gloucester | -4.7994 | -6.7616 | -8.712 | -5.3063 | -7.3969 | -9.4495
22 | Cotswold | -4.9901 | -10.042 | -15.1439 | -5.5081 | -10.7004 | -15.9031
23 | Central London | -8.1624 | -7.4021 | -5.4568 | -9.0006 | -8.3836 | -6.2209
24 | Essex and Kent | -7.2819 | -5.8778 | -4.3838 | -8.0325 | -6.7524 | -5.1157
25 | Oxfordshire, Surrey and Sussex | -7.5536 | -8.6525 | -7.6019 | -8.1499 | -9.3663 | -8.3254
26 | Somerset and Wessex | -4.2158 | -5.9607 | -8.4325 | -4.7672 | -6.6566 | -9.1908
27 | West Devon and Cornwall | -5.0682 | -8.2483 | -10.2778 | -5.7893 | -9.0012 | -10.8911

## Graphs
Indicative Generation Tariffs 2028/29 - Intermittent (45%) | Sensitivity 2 Tariff Variance - 2028/29 - Intermittent (45%) | Sensitivity 4 Tariff Variance - 2028/29 - Intermittent (45%)
Intermittent | <-- Select Generator Class
[6 empty] | Sensitivity 2 Var |  | Sensitivity 4 Var
Gen Zone | Baseline | Sensitivity 2 | Sensitivity 4 | Sensitivity 2 & CMP413 | Sensitivity 4 & CMP413 | No CMP413 | CMP413 | No CMP413 | CMP413
North Scotland | 40.7121 | 34.8391 | 45.7487 | 40.3487 | 40.5348 | -5.8729 | -0.36337 | 5.0366 | -0.17724
East Aberdeenshire | 32.405 | 26.5103 | 32.1285 | 32.0416 | 31.7822 | -5.8947 | -0.36337 | -0.27646 | -0.62278
Western Highlands | 35.2882 | 29.4409 | 40.3805 | 34.9248 | 35.1109 | -5.8473 | -0.36337 | 5.0923 | -0.17724
Skye and Lochalsh | 44.8599 | 39.0126 | 49.9518 | 44.4965 | 44.6826 | -5.8473 | -0.36337 | 5.0919 | -0.17724
Eastern Grampian and Tayside | 28.8797 | 23.0005 | 33.8642 | 28.5164 | 28.7025 | -5.8792 | -0.36337 | 4.9845 | -0.17724
Central Grampian | 27.2864 | 21.7107 | 31.1863 | 26.923 | 27.1092 | -5.5757 | -0.36337 | 3.8999 | -0.17724
Argyll | 36.1436 | 30.5144 | 39.252 | 35.7803 | 35.9664 | -5.6293 | -0.36337 | 3.1084 | -0.17724
The Trossachs | 23.8655 | 18.2845 | 26.6299 | 23.5021 | 23.6882 | -5.581 | -0.36337 | 2.7644 | -0.17724
Stirlingshire and Fife | 23.3754 | 17.5375 | 26.2674 | 23.012 | 23.1981 | -5.8378 | -0.36337 | 2.892 | -0.17724
South West Scotlands | 22.5108 | 17.1994 | 24.0842 | 22.1474 | 22.3336 | -5.3114 | -0.36337 | 1.5734 | -0.17724
Lothian and Borders | 17.8836 | 10.5741 | 18.8333 | 17.5202 | 17.7063 | -7.3094 | -0.36337 | 0.94976 | -0.17724
Solway and Cheviot | 12.9159 | 9.6028 | 13.6334 | 12.5525 | 12.7387 | -3.3131 | -0.36337 | 0.71753 | -0.17724
North East England | 1.4703 | 3.7818 | 1.4875 | 1.5525 | 1.2764 | 2.3114 | 0.082179 | 0.017129 | -0.1939
North Lancashire and The Lakes | 2.6995 | 2.0378 | 2.4024 | 2.3361 | 2.5056 | -0.66166 | -0.36337 | -0.29706 | -0.1939
South Lancashire, Yorkshire and Humber | -3.122 | -1.5844 | -3.9102 | -3.07 | -3.7333 | 1.5376 | 0.052026 | -0.78822 | -0.61131
North Midlands and North Wales | -3.6422 | -2.36 | -4.3036 | -3.8213 | -4.1267 | 1.2823 | -0.17908 | -0.66137 | -0.48446
South Lincolnshire and North Norfolk | -4.3504 | -2.7892 | -5.1405 | -4.2749 | -4.9636 | 1.5612 | 0.075567 | -0.79006 | -0.61315
Mid Wales and The Midlands | -4.4885 | -2.8749 | -5.256 | -4.3605 | -5.0791 | 1.6136 | 0.12797 | -0.76757 | -0.59066
Anglesey and Snowdon | -3.4376 | -2.2808 | -4.0739 | -3.6167 | -3.897 | 1.1567 | -0.17908 | -0.63628 | -0.45937
Pembrokeshire | -8.5273 | -6.899 | -9.2965 | -8.3847 | -9.1196 | 1.6282 | 0.14263 | -0.76924 | -0.59233
South Wales & Gloucester | -8.8578 | -7.2264 | -9.6264 | -8.712 | -9.4495 | 1.6315 | 0.14584 | -0.76857 | -0.59166
Cotswold | -15.2901 | -13.6583 | -16.08 | -15.1439 | -15.9031 | 1.6318 | 0.14619 | -0.7899 | -0.61299
Central London | -5.6418 | -3.9711 | -6.3978 | -5.4568 | -6.2209 | 1.6706 | 0.18503 | -0.75598 | -0.57907
Essex and Kent | -4.5448 | -2.8982 | -5.2926 | -4.3838 | -5.1157 | 1.6466 | 0.16104 | -0.74781 | -0.5709
Oxfordshire, Surrey and Sussex | -7.754 | -6.1163 | -8.5023 | -7.6019 | -8.3254 | 1.6377 | 0.15206 | -0.74835 | -0.57144
Somerset and Wessex | -8.6049 | -6.9461 | -9.3677 | -8.4325 | -9.1908 | 1.6587 | 0.17239 | -0.7628 | -0.58589
West Devon and Cornwall | -10.3049 | -8.7922 | -11.068 | -10.2778 | -10.8911 | 1.5127 | 0.027046 | -0.76318 | -0.58627
Note on B1: Boyle, Hugh: Chart Title
Note on C1: Boyle, Hugh: Chart Title
Note on D1: Boyle, Hugh: Chart Title