## Index
INDEX - click the links below to navigate
Table 1 - Changes to Average Generation Tariffs
Table 2 - Generation Wider Tariffs 2025/26
Table 3 - Generation Wider Tariffs 2026/27
Table 4 - Generation Wider Tariffs 2027/28
Table 5 - Generation Wider Tariffs 2028/29
Table 6 - Generation Wider Tariffs 2029/30
Table 7 Comparison of Example Conventional Carbon tariffs
Table 8 Comparison of Example Conventional Low Carbon tariffs
Table 9 Comparison of Example Intermittent tariffs
Table 10 - Local Substation Tariffs
Table 11 - 2025/26 to 2029/30 Onshore Local Circuit Tariffs
Table 12 - CMP203: Circuits subject to one-off charges
Table 13 - Offshore Local Tariffs for 2025/26
Table 14 - Summary of Demand Tariffs
Table 15 – Non-locational banded charges
Table 16 - Half-Hourly Demand Tariffs for 2025/26 to 2029/30
Table 17 - Half-Hourly Demand tariffs for Transmission Connected users with multiple DNO's
Table 18 - Embedded Export Tariffs for 2025/26 to 2029/30
Table 19 - Non-Half-Hourly Demand Tariffs for 2025/26 to 2029/30
Table 20 - Contracted and Modelled TEC
Table 21 - Interconnectors Contracted TEC
Table 22 – Expansion constant for 2025/26 to 2029/30
Table 23 - Allowed Revenues
Table 24 - Generation and Demand Revenue Proportions
Table 25 - Generation Revenue Error Margin
Table 26-27 - Onshore local circuit/substation pre-existing asset tariffs and total TECs associated with Pre-existing assets
Table 28 - Charging Bases
Table 29 - Residual & Adjustment Tariff Calculation
Table 30 - Summary of CUSC modification proposals affecting tariffs
Table 31 - Demand Locational Tariffs for 2025/26
Table 32 - Demand Locational Tariffs for 2026/27
Table 33 - Demand Locational Tariffs for 2027/28
Table 34 - Demand Locational Tariffs for 2028/29
Table 35 - Demand Locational Tariffs for 2029/30
Table 36 - Generic Annual Load Factors
Table 37 - Contracted TEC by generation zone
Table 38-41 - Revenue Breakdown
Table 42 - Offshore Revenues
Sensitivity 1 - Impact of additional revenue on TDR
Sensitivity 2 - Impact of variation in the Expansion Constant on Wider Tariffs
Sensitivity 3 - Impact of variation in the Expansion Constant on HH Demand Tariffs
Sensitivity 4 - Impact of variation in the Expansion Constant on NHH Demand Tariffs
Sensitivity 5 - Impact of variation in the Expansion Constant on Embedded Export Tariffs
Sensitivity 6 - Impact of additional transmission site in TRN4 in 2025/26
Table A - Contracted generation TEC
Table AA - Demand Profiles 2025/26 to 2029/30
Table B – Non-locational banded charges

## T1
Table 1 - Changes to Average Generation Tariffs |  |  |  |  | Return to Index
Generation Tariffs (£/kW) | 2024/25 | 2025/26 | 2026/27 | 2027/28 | 2028/29 | 2029/30
Adjustment Tariff | -1.5291 | -1.8258 | -2.6115 | -2.2763 | -2.9976 | -4.3789
Average Generation Tariff* | 12.7553 | 13.5766 | 12.3929 | 12.5716 | 11.9544 | 12.0875
*N.B. These generation average tariffs include local tariffs

## T2
Table 2 - Generation Wider Tariffs 2025/26 | [7 empty] | Return to Index
Example tariffs for a generator of each technology type
Generation Tariffs |  | System Peak Tariff | Shared Year Round Tariff | Not Shared Year Round Tariff | Adjustment Tariff | Conventional Carbon | Conventional Low Carbon | Intermittent
[6 empty] | 40% | 75% | 45%
Zone | Zone Name | (£/kW) | (£/kW) | (£/kW) | (£/kW) | Load Factor (£/kW) | Load Factor (£/kW) | Load Factor (£/kW)
1 | North Scotland | 2.8862 | 24.0981 | 18.2972 | -1.8258 | 18.0185 | 37.4311 | 27.3155
2 | East Aberdeenshire | 3.4098 | 13.9595 | 18.2972 | -1.8258 | 14.4867 | 30.3508 | 22.7532
3 | Western Highlands | 3.0627 | 21.8932 | 17.1941 | -1.8258 | 16.8718 | 34.8509 | 25.2202
4 | Skye and Lochalsh | -2.2989 | 21.8932 | 18.9709 | -1.8258 | 12.2209 | 31.2661 | 26.9971
5 | Eastern Grampian and Tayside | 3.5509 | 17.0245 | 14.0128 | -1.8258 | 14.14 | 28.5063 | 19.848
6 | Central Grampian | 3.6292 | 17.4473 | 14.4882 | -1.8258 | 14.5776 | 29.3771 | 20.5137
7 | Argyll | 1.9183 | 15.161 | 21.062 | -1.8258 | 14.5817 | 32.5252 | 26.0586
8 | The Trossachs | 3.1211 | 15.161 | 11.8755 | -1.8258 | 12.1098 | 24.5415 | 16.8721
9 | Stirlingshire and Fife | 2.2634 | 14.8393 | 11.6654 | -1.8258 | 11.0394 | 23.2324 | 16.5172
10 | South West Scotlands | 1.4219 | 14.1829 | 11.364 | -1.8258 | 9.8148 | 21.5973 | 15.9205
11 | Lothian and Borders | 3.2479 | 14.1829 | 5.7871 | -1.8258 | 9.41 | 17.8463 | 10.3436
12 | Solway and Cheviot | 0.75454 | 9.4649 | 6.8213 | -1.8258 | 5.4432 | 12.8487 | 9.2547
13 | North East England | 3.6339 | 7.008 | 4.339 | -1.8258 | 6.3469 | 11.4031 | 5.6668
14 | North Lancashire and The Lakes | 0.55554 | 7.008 | 1.4698 | -1.8258 | 2.1208 | 5.4555 | 2.7976
15 | South Lancashire, Yorkshire and Humber | 4.235 | 2.8522 | 0.32671 | -1.8258 | 3.6807 | 4.875 | -0.21564
16 | North Midlands and North Wales | 2.7172 | 1.2228 | 0 | -1.8258 | 1.3805 | 1.8085 | -1.2756
17 | South Lincolnshire and North Norfolk | 2.6722 | 0.45509 | 0 | -1.8258 | 1.0284 | 1.1877 | -1.621
18 | Mid Wales and The Midlands | 1.0264 | 1.3033 | 0 | -1.8258 | -0.27804 | 0.17813 | -1.2393
19 | Anglesey and Snowdon | 5.1666 | 0.66048 | 0 | -1.8258 | 3.605 | 3.8362 | -1.5286
20 | Pembrokeshire | 9.4139 | -8.4793 | 0 | -1.8258 | 4.1963 | 1.2285 | -5.6415
21 | South Wales & Gloucester | 5.5137 | -8.2532 | 0 | -1.8258 | 0.38656 | -2.5021 | -5.5398
22 | Cotswold | 3.1149 | 2.9421 | -10.6953 | -1.8258 | -1.8122 | -7.1997 | -11.1972
23 | Central London | -2.7192 | 2.9421 | -3.3739 | -1.8258 | -4.7178 | -5.7124 | -3.8758
24 | Essex and Kent | -2.7479 | 2.9421 | 0 | -1.8258 | -3.3969 | -2.3672 | -0.50189
25 | Oxfordshire, Surrey and Sussex | -0.12327 | -3.9595 | 0 | -1.8258 | -3.5329 | -4.9187 | -3.6076
26 | Somerset and Wessex | -2.8671 | -5.2298 | 0 | -1.8258 | -6.7849 | -8.6153 | -4.1792
27 | West Devon and Cornwall | -1.6801 | -12.1291 | 0 | -1.8258 | -8.3576 | -12.6028 | -7.2839

## T3
Table 3 - Generation Wider Tariffs 2026/27 | [7 empty] | Return to Index
Example tariffs for a generator of each technology type
Generation Tariffs |  | System Peak Tariff | Shared Year Round Tariff | Not Shared Year Round Tariff | Adjustment Tariff | Conventional Carbon | Conventional Low Carbon | Intermittent
[6 empty] | 40% | 75% | 45%
Zone | Zone Name | (£/kW) | (£/kW) | (£/kW) | (£/kW) | Load Factor (£/kW) | Load Factor (£/kW) | Load Factor (£/kW)
1 | North Scotland | 2.2345 | 21.9367 | 19.9944 | -2.6115 | 16.3955 | 36.0699 | 27.2544
2 | East Aberdeenshire | 3.8775 | 13.1384 | 19.9944 | -2.6115 | 14.5192 | 31.1142 | 23.2952
3 | Western Highlands | 2.447 | 20.7113 | 19.1433 | -2.6115 | 15.7774 | 34.5124 | 25.852
4 | Skye and Lochalsh | 2.3739 | 20.7113 | 28.4251 | -2.6115 | 19.417 | 43.721 | 35.1337
5 | Eastern Grampian and Tayside | 4.7414 | 16.6585 | 15.7028 | -2.6115 | 15.0744 | 30.3265 | 20.5877
6 | Central Grampian | 3.9704 | 16.4775 | 15.4682 | -2.6115 | 14.1372 | 29.1852 | 20.2716
7 | Argyll | 1.5104 | 14.5801 | 24.5188 | -2.6115 | 14.5385 | 34.3528 | 28.4684
8 | The Trossachs | 2.9253 | 14.5801 | 12.9772 | -2.6115 | 11.3368 | 24.2262 | 16.9268
9 | Stirlingshire and Fife | 2.0383 | 14.5841 | 12.9805 | -2.6115 | 10.4526 | 23.3454 | 16.9318
10 | South West Scotlands | 0.89621 | 14.0322 | 12.643 | -2.6115 | 8.9548 | 21.4519 | 16.346
11 | Lothian and Borders | 3.5007 | 14.0322 | 7.4143 | -2.6115 | 9.4678 | 18.8277 | 11.1174
12 | Solway and Cheviot | 1.1974 | 10.0281 | 8.1489 | -2.6115 | 5.8567 | 14.2559 | 10.0501
13 | North East England | 3.8268 | 7.1465 | 4.5949 | -2.6115 | 5.9119 | 11.1702 | 5.1994
14 | North Lancashire and The Lakes | 0.83093 | 7.1465 | 2.1434 | -2.6115 | 1.9354 | 5.7228 | 2.7479
15 | South Lancashire, Yorkshire and Humber | 4.4064 | 3.2973 | 0.25273 | -2.6115 | 3.215 | 4.5207 | -0.87497
16 | North Midlands and North Wales | 2.7671 | 2.0965 | -0.017818 | -2.6115 | 0.98716 | 1.7103 | -1.6858
17 | South Lincolnshire and North Norfolk | 3.3454 | -0.16763 | -0.017818 | -2.6115 | 0.65974 | 0.59038 | -2.7047
18 | Mid Wales and The Midlands | 0.60073 | 0.77595 | -0.017818 | -2.6115 | -1.7075 | -1.4466 | -2.2801
19 | Anglesey and Snowdon | 3.5255 | 3.1321 | -0.017818 | -2.6115 | 2.1598 | 3.2453 | -1.2198
20 | Pembrokeshire | 9.7839 | -7.2481 | 0 | -2.6115 | 4.2732 | 1.7364 | -5.8731
21 | South Wales & Gloucester | 6.1463 | -7.8033 | 0 | -2.6115 | 0.41355 | -2.3176 | -6.1229
22 | Cotswold | 3.5602 | 1.7098 | -9.2422 | -2.6115 | -2.0642 | -7.0112 | -11.0843
23 | Central London | -4.4113 | 1.7098 | -3.1346 | -2.6115 | -7.5927 | -8.875 | -4.9766
24 | Essex and Kent | -2.5663 | 1.7098 | 0 | -2.6115 | -4.4939 | -3.8955 | -1.8421
25 | Oxfordshire, Surrey and Sussex | -0.18985 | -4.4274 | 0 | -2.6115 | -4.5723 | -6.1218 | -4.6038
26 | Somerset and Wessex | -3.0597 | -6.0659 | 0 | -2.6115 | -8.0976 | -10.2206 | -5.3411
27 | West Devon and Cornwall | -1.4673 | -12.5181 | 0 | -2.6115 | -9.086 | -13.4674 | -8.2446

## T4
Table 4 - Generation Wider Tariffs 2027/28 | [7 empty] | Return to Index
Example tariffs for a generator of each technology type
Generation Tariffs |  | System Peak Tariff | Shared Year Round Tariff | Not Shared Year Round Tariff | Adjustment Tariff | Conventional Carbon | Conventional Low Carbon | Intermittent
[6 empty] | 40% | 75% | 45%
Zone | Zone Name | (£/kW) | (£/kW) | (£/kW) | (£/kW) | Load Factor (£/kW) | Load Factor (£/kW) | Load Factor (£/kW)
1 | North Scotland | 2.5523 | 25.1278 | 20.3239 | -2.2763 | 18.4567 | 39.4457 | 29.3551
2 | East Aberdeenshire | 3.9838 | 13.9392 | 20.3239 | -2.2763 | 15.4127 | 32.4858 | 24.3203
3 | Western Highlands | 3.0161 | 22.2917 | 17.679 | -2.2763 | 16.7281 | 35.1376 | 25.434
4 | Skye and Lochalsh | 2.9937 | 22.2917 | 27.1672 | -2.2763 | 20.501 | 44.6034 | 34.9222
5 | Eastern Grampian and Tayside | 5.1396 | 18.8845 | 13.9755 | -2.2763 | 16.0073 | 31.0022 | 20.1972
6 | Central Grampian | 4.5672 | 18.8241 | 13.8827 | -2.2763 | 15.3736 | 30.2917 | 20.0772
7 | Argyll | 2.2044 | 17.0851 | 19.8031 | -2.2763 | 14.6834 | 32.5451 | 25.2151
8 | The Trossachs | 3.5941 | 17.0851 | 11.1856 | -2.2763 | 12.6261 | 25.3172 | 16.5976
9 | Stirlingshire and Fife | 2.091 | 16.8846 | 10.9964 | -2.2763 | 10.9671 | 23.4746 | 16.3182
10 | South West Scotlands | 1.9077 | 16.6059 | 10.7955 | -2.2763 | 10.592 | 22.8814 | 15.9919
11 | Lothian and Borders | 1.8898 | 16.6059 | 4.6551 | -2.2763 | 8.1179 | 16.723 | 9.8514
12 | Solway and Cheviot | 1.2069 | 11.8473 | 6.8235 | -2.2763 | 6.399 | 14.6396 | 9.8785
13 | North East England | 3.2214 | 7.9075 | 3.1619 | -2.2763 | 5.3728 | 10.0376 | 4.444
14 | North Lancashire and The Lakes | 0.51193 | 7.9075 | 1.0131 | -2.2763 | 1.8039 | 5.1793 | 2.2952
15 | South Lancashire, Yorkshire and Humber | 4.0003 | 3.2327 | 0.15028 | -2.2763 | 3.0772 | 4.2988 | -0.67132
16 | North Midlands and North Wales | 2.4515 | 1.8925 | 0 | -2.2763 | 0.93224 | 1.5946 | -1.4247
17 | South Lincolnshire and North Norfolk | 3.0636 | -0.48889 | 0 | -2.2763 | 0.59179 | 0.42068 | -2.4963
18 | Mid Wales and The Midlands | 0.32319 | 0.42291 | 0 | -2.2763 | -1.7839 | -1.6359 | -2.086
19 | Anglesey and Snowdon | 3.4186 | 3.0714 | 0 | -2.2763 | 2.3708 | 3.4458 | -0.89418
20 | Pembrokeshire | 10.1177 | -7.8795 | 0 | -2.2763 | 4.6896 | 1.9318 | -5.8221
21 | South Wales & Gloucester | 6.364 | -7.6303 | 0 | -2.2763 | 1.0356 | -1.635 | -5.7099
22 | Cotswold | 4.5553 | 1.9555 | -8.1924 | -2.2763 | -0.21578 | -4.4468 | -9.5888
23 | Central London | -4.7652 | 1.9555 | -3.6646 | -2.2763 | -7.7251 | -9.2395 | -5.0609
24 | Essex and Kent | -2.8409 | 1.9555 | 0 | -2.2763 | -4.335 | -3.6505 | -1.3963
25 | Oxfordshire, Surrey and Sussex | -0.51472 | -4.1374 | 0 | -2.2763 | -4.446 | -5.894 | -4.1381
26 | Somerset and Wessex | 1.6389 | -4.0025 | 0 | -2.2763 | -2.2384 | -3.6393 | -4.0774
27 | West Devon and Cornwall | 2.8417 | -7.6347 | 0 | -2.2763 | -2.4885 | -5.1607 | -5.7119

## T5
Table 5 - Generation Wider Tariffs 2028/29 | [7 empty] | Return to Index
Example tariffs for a generator of each technology type
Generation Tariffs |  | System Peak Tariff | Shared Year Round Tariff | Not Shared Year Round Tariff | Adjustment Tariff | Conventional Carbon | Conventional Low Carbon | Intermittent
[6 empty] | 40% | 75% | 45%
Zone | Zone Name | (£/kW) | (£/kW) | (£/kW) | (£/kW) | Load Factor (£/kW) | Load Factor (£/kW) | Load Factor (£/kW)
1 | North Scotland | 1.555 | 29.5193 | 27.8495 | -2.9976 | 21.5049 | 48.5464 | 38.1356
2 | East Aberdeenshire | 3.3137 | 7.2951 | 27.8495 | -2.9976 | 14.3739 | 33.637 | 28.1348
3 | Western Highlands | 1.8148 | 22.0381 | 19.5094 | -2.9976 | 15.4362 | 34.8552 | 26.429
4 | Skye and Lochalsh | 1.8036 | 22.0381 | 29.0434 | -2.9976 | 19.2386 | 44.3779 | 35.9629
5 | Eastern Grampian and Tayside | 4.1563 | 18.7541 | 15.2549 | -2.9976 | 14.7623 | 30.4792 | 20.6967
6 | Central Grampian | 3.6087 | 18.6772 | 15.1191 | -2.9976 | 14.1296 | 29.7381 | 20.5262
7 | Argyll | 1.4488 | 17.0451 | 19.8284 | -2.9976 | 13.2006 | 31.0634 | 24.5011
8 | The Trossachs | 2.6485 | 17.0451 | 12.2103 | -2.9976 | 11.3531 | 24.6451 | 16.883
9 | Stirlingshire and Fife | 1.2455 | 16.0373 | 11.0949 | -2.9976 | 9.1007 | 21.3707 | 15.3141
10 | South West Scotlands | 1.0739 | 16.6854 | 11.605 | -2.9976 | 9.3924 | 22.1953 | 16.1158
11 | Lothian and Borders | 1.0867 | 16.6854 | 5.6191 | -2.9976 | 7.0109 | 16.2222 | 10.1299
12 | Solway and Cheviot | 0.40035 | 12.2527 | 7.4209 | -2.9976 | 5.2722 | 14.0132 | 9.937
13 | North East England | 2.3689 | 8.4149 | 3.4459 | -2.9976 | 4.1157 | 9.1285 | 4.2351
14 | North Lancashire and The Lakes | -0.29326 | 8.4149 | 1.2276 | -2.9976 | 0.56618 | 4.248 | 2.0168
15 | South Lancashire, Yorkshire and Humber | 3.1577 | 3.8771 | 0.18217 | -2.9976 | 1.7838 | 3.2501 | -1.0707
16 | North Midlands and North Wales | 1.3564 | 2.568 | 0 | -2.9976 | -0.61393 | 0.28488 | -1.842
17 | South Lincolnshire and North Norfolk | 2.5014 | -0.23893 | 0 | -2.9976 | -0.59177 | -0.6754 | -3.1051
18 | Mid Wales and The Midlands | 0.42177 | 0.37321 | 0 | -2.9976 | -2.4265 | -2.2959 | -2.8296
19 | Anglesey and Snowdon | 2.6248 | 3.7733 | 0 | -2.9976 | 1.1366 | 2.4572 | -1.2996
20 | Pembrokeshire | 10.1919 | -7.7798 | 0 | -2.9976 | 4.0824 | 1.3594 | -6.4985
21 | South Wales & Gloucester | 6.7119 | -7.3004 | 0 | -2.9976 | 0.79418 | -1.761 | -6.2828
22 | Cotswold | 4.5723 | 0.79706 | -6.9529 | -2.9976 | -0.88763 | -4.7804 | -9.5918
23 | Central London | -1.7896 | 0.79706 | -3.8706 | -2.9976 | -6.0166 | -8.06 | -6.5095
24 | Essex and Kent | -1.2152 | 0.79706 | 0 | -2.9976 | -3.8939 | -3.615 | -2.6389
25 | Oxfordshire, Surrey and Sussex | -0.55134 | -4.3275 | 0 | -2.9976 | -5.2799 | -6.7945 | -4.9449
26 | Somerset and Wessex | 3.1101 | -3.56 | 0 | -2.9976 | -1.3115 | -2.5575 | -4.5996
27 | West Devon and Cornwall | 3.4874 | -7.2324 | 0 | -2.9976 | -2.4032 | -4.9345 | -6.2522

## T6
Table 6 - Generation Wider Tariffs 2029/30 | [7 empty] | Return to Index
Example tariffs for a generator of each technology type
Generation Tariffs |  | System Peak Tariff | Shared Year Round Tariff | Not Shared Year Round Tariff | Adjustment Tariff | Conventional Carbon | Conventional Low Carbon | Intermittent
[6 empty] | 40% | 75% | 45%
Zone | Zone Name | (£/kW) | (£/kW) | (£/kW) | (£/kW) | Load Factor (£/kW) | Load Factor (£/kW) | Load Factor (£/kW)
1 | North Scotland | 2.7041 | 39.4636 | 34.6709 | -4.3789 | 27.979 | 62.5938 | 48.0506
2 | East Aberdeenshire | 3.1451 | 18.3359 | 34.6709 | -4.3789 | 19.9689 | 47.189 | 38.5432
3 | Western Highlands | 3.1741 | 31.7833 | 25.675 | -4.3789 | 21.7785 | 48.3077 | 35.5986
4 | Skye and Lochalsh | 3.0957 | 31.7833 | 34.5741 | -4.3789 | 25.2597 | 57.1283 | 44.4976
5 | Eastern Grampian and Tayside | 3.7569 | 27.3169 | 21.6914 | -4.3789 | 18.9813 | 41.557 | 29.6051
6 | Central Grampian | 4.762 | 26.5405 | 20.7573 | -4.3789 | 19.3022 | 41.0457 | 28.3215
7 | Argyll | 3.113 | 24.1234 | 26.0304 | -4.3789 | 18.7956 | 42.857 | 32.507
8 | The Trossachs | 3.577 | 24.1234 | 17.8197 | -4.3789 | 15.9753 | 35.1103 | 24.2963
9 | Stirlingshire and Fife | 2.0294 | 23.5162 | 17.3072 | -4.3789 | 13.9798 | 32.5947 | 23.5105
10 | South West Scotlands | 1.7726 | 22.2811 | 16.6511 | -4.3789 | 12.9665 | 30.7556 | 22.2987
11 | Lothian and Borders | 1.9038 | 22.2811 | 11.8205 | -4.3789 | 11.1655 | 26.0562 | 17.468
12 | Solway and Cheviot | 0.99574 | 15.8584 | 11.1403 | -4.3789 | 7.4163 | 19.6509 | 13.8976
13 | North East England | 2.6476 | 7.861 | 3.7347 | -4.3789 | 2.9069 | 7.899 | 2.8932
14 | North Lancashire and The Lakes | 0.26473 | 7.861 | 3.7734 | -4.3789 | 0.53951 | 5.5549 | 2.9318
15 | South Lancashire, Yorkshire and Humber | 3.6202 | 2.4997 | 0.12748 | -4.3789 | 0.29211 | 1.2435 | -3.1266
16 | North Midlands and North Wales | 1.5837 | 1.8418 | 0 | -4.3789 | -2.0585 | -1.4139 | -3.5501
17 | South Lincolnshire and North Norfolk | 3.0773 | -1.9343 | 0 | -4.3789 | -2.0754 | -2.7524 | -5.2494
18 | Mid Wales and The Midlands | 0.45456 | -0.95879 | 0 | -4.3789 | -4.3079 | -4.6435 | -4.8104
19 | Anglesey and Snowdon | 2.3169 | 2.7461 | 0 | -4.3789 | -0.96359 | -0.0024513 | -3.1432
20 | Pembrokeshire | 10.4452 | -9.6853 | 0 | -4.3789 | 2.1921 | -1.1977 | -8.7373
21 | South Wales & Gloucester | 6.5692 | -9.4754 | 0 | -4.3789 | -1.5999 | -4.9163 | -8.6429
22 | Cotswold | 4.5322 | -0.082885 | -7.5828 | -4.3789 | -2.913 | -7.4917 | -11.999
23 | Central London | -4.4588 | -0.082885 | -3.5759 | -4.3789 | -10.3013 | -12.4759 | -7.9922
24 | Essex and Kent | -2.2915 | -0.082885 | 0 | -4.3789 | -6.7036 | -6.7327 | -4.4162
25 | Oxfordshire, Surrey and Sussex | -0.28826 | -6.362 | 0 | -4.3789 | -7.212 | -9.4387 | -7.2419
26 | Somerset and Wessex | 2.7099 | -5.8909 | 0 | -4.3789 | -4.0254 | -6.0872 | -7.0298
27 | West Devon and Cornwall | 3.3754 | -9.5969 | 0 | -4.3789 | -4.8423 | -8.2012 | -8.6975

## T7 & Fig 1
Table 7 Comparison of Example Conventional Carbon tariffs | [7 empty] | Return to Index
Example Wider Generation Tariffs (£/kW)
Conventional Carbon 40%
Zone | Zone Name | 2024/25 | 2025/26 | 2026/27 | 2027/28 | 2028/29 | 2029/30
1 | North Scotland | 16.9854 | 18.0185 | 16.3955 | 18.4567 | 21.5049 | 27.979
2 | East Aberdeenshire | 14.6161 | 14.4867 | 14.5192 | 15.4127 | 14.3739 | 19.9689
3 | Western Highlands | 17.054 | 16.8718 | 15.7774 | 16.7281 | 15.4362 | 21.7785
4 | Skye and Lochalsh | 12.5516 | 12.2209 | 19.417 | 20.501 | 19.2386 | 25.2597
5 | Eastern Grampian and Tayside | 16.2631 | 14.14 | 15.0744 | 16.0073 | 14.7623 | 18.9813
6 | Central Grampian | 15.5652 | 14.5776 | 14.1372 | 15.3736 | 14.1296 | 19.3022
7 | Argyll | 15.4467 | 14.5817 | 14.5385 | 14.6834 | 13.2006 | 18.7956
8 | The Trossachs | 12.804 | 12.1098 | 11.3368 | 12.6261 | 11.3531 | 15.9753
9 | Stirlingshire and Fife | 11.1322 | 11.0394 | 10.4526 | 10.9671 | 9.1007 | 13.9798
10 | South West Scotlands | 11.0774 | 9.8148 | 8.9548 | 10.592 | 9.3924 | 12.9665
11 | Lothian and Borders | 8.3459 | 9.41 | 9.4678 | 8.1179 | 7.0109 | 11.1655
12 | Solway and Cheviot | 6.2264 | 5.4432 | 5.8567 | 6.399 | 5.2722 | 7.4163
13 | North East England | 5.7636 | 6.3469 | 5.9119 | 5.3728 | 4.1157 | 2.9069
14 | North Lancashire and The Lakes | 2.7115 | 2.1208 | 1.9354 | 1.8039 | 0.56618 | 0.53951
15 | South Lancashire, Yorkshire and Humber | 3.6193 | 3.6807 | 3.215 | 3.0772 | 1.7838 | 0.29211
16 | North Midlands and North Wales | 1.6544 | 1.3805 | 0.98716 | 0.93224 | -0.61393 | -2.0585
17 | South Lincolnshire and North Norfolk | 0.72017 | 1.0284 | 0.65974 | 0.59179 | -0.59177 | -2.0754
18 | Mid Wales and The Midlands | 1.4455 | -0.27804 | -1.7075 | -1.7839 | -2.4265 | -4.3079
19 | Anglesey and Snowdon | 3.4781 | 3.605 | 2.1598 | 2.3708 | 1.1366 | -0.96359
20 | Pembrokeshire | 3.3934 | 4.1963 | 4.2732 | 4.6896 | 4.0824 | 2.1921
21 | South Wales & Gloucester | -0.99436 | 0.38656 | 0.41355 | 1.0356 | 0.79418 | -1.5999
22 | Cotswold | -0.7416 | -1.8122 | -2.0642 | -0.21578 | -0.88763 | -2.913
23 | Central London | -4.6415 | -4.7178 | -7.5927 | -7.7251 | -6.0166 | -10.3013
24 | Essex and Kent | -2.9677 | -3.3969 | -4.4939 | -4.335 | -3.8939 | -6.7036
25 | Oxfordshire, Surrey and Sussex | -3.1142 | -3.5329 | -4.5723 | -4.446 | -5.2799 | -7.212
26 | Somerset and Wessex | -4.5333 | -6.7849 | -8.0976 | -2.2384 | -1.3115 | -4.0254
27 | West Devon and Cornwall | -5.8703 | -8.3576 | -9.086 | -2.4885 | -2.4032 | -4.8423
Figure 1 Example wider tariffs for a Conventional Carbon generator with 40% ALF

## T8 & Fig 2
Table 8 Comparison of Example Conventional Low Carbon tariffs | [7 empty] | Return to Index
Example Wider Generation Tariffs (£/kW)
Conventional Low Carbon 75%
Zone | Zone Name | 2024/25 | 2025/26 | 2026/27 | 2027/28 | 2028/29 | 2029/30
1 | North Scotland | 35.1262 | 37.4311 | 36.0699 | 39.4457 | 48.5464 | 62.5938
2 | East Aberdeenshire | 29.6878 | 30.3508 | 31.1142 | 32.4858 | 33.637 | 47.189
3 | Western Highlands | 35.0067 | 34.8509 | 34.5124 | 35.1376 | 34.8552 | 48.3077
4 | Skye and Lochalsh | 31.5805 | 31.2661 | 43.721 | 44.6034 | 44.3779 | 57.1283
5 | Eastern Grampian and Tayside | 30.2349 | 28.5063 | 30.3265 | 31.0022 | 30.4792 | 41.557
6 | Central Grampian | 29.8008 | 29.3771 | 29.1852 | 30.2917 | 29.7381 | 41.0457
7 | Argyll | 32.6489 | 32.5252 | 34.3528 | 32.5451 | 31.0634 | 42.857
8 | The Trossachs | 24.8624 | 24.5415 | 24.2262 | 25.3172 | 24.6451 | 35.1103
9 | Stirlingshire and Fife | 22.957 | 23.2324 | 23.3454 | 23.4746 | 21.3707 | 32.5947
10 | South West Scotlands | 22.5842 | 21.5973 | 21.4519 | 22.8814 | 22.1953 | 30.7556
11 | Lothian and Borders | 16.205 | 17.8463 | 18.8277 | 16.723 | 16.2222 | 26.0562
12 | Solway and Cheviot | 13.2321 | 12.8487 | 14.2559 | 14.6396 | 14.0132 | 19.6509
13 | North East England | 10.2031 | 11.4031 | 11.1702 | 10.0376 | 9.1285 | 7.899
14 | North Lancashire and The Lakes | 5.6695 | 5.4555 | 5.7228 | 5.1793 | 4.248 | 5.5549
15 | South Lancashire, Yorkshire and Humber | 4.538 | 4.875 | 4.5207 | 4.2988 | 3.2501 | 1.2435
16 | North Midlands and North Wales | 1.8184 | 1.8085 | 1.7103 | 1.5946 | 0.28488 | -1.4139
17 | South Lincolnshire and North Norfolk | 1.5826 | 1.1877 | 0.59038 | 0.42068 | -0.6754 | -2.7524
18 | Mid Wales and The Midlands | 2.918 | 0.17813 | -1.4466 | -1.6359 | -2.2959 | -4.6435
19 | Anglesey and Snowdon | 3.6931 | 3.8362 | 3.2453 | 3.4458 | 2.4572 | -0.0024513
20 | Pembrokeshire | 0.48559 | 1.2285 | 1.7364 | 1.9318 | 1.3594 | -1.1977
21 | South Wales & Gloucester | -3.9788 | -2.5021 | -2.3176 | -1.635 | -1.761 | -4.9163
22 | Cotswold | -5.8214 | -7.1997 | -7.0112 | -4.4468 | -4.7804 | -7.4917
23 | Central London | -5.2741 | -5.7124 | -8.875 | -9.2395 | -8.06 | -12.4759
24 | Essex and Kent | -1.4712 | -2.3672 | -3.8955 | -3.6505 | -3.615 | -6.7327
25 | Oxfordshire, Surrey and Sussex | -3.8854 | -4.9187 | -6.1218 | -5.894 | -6.7945 | -9.4387
26 | Somerset and Wessex | -6.1854 | -8.6153 | -10.2206 | -3.6393 | -2.5575 | -6.0872
27 | West Devon and Cornwall | -9.293 | -12.6028 | -13.4674 | -5.1607 | -4.9345 | -8.2012
Figure 2 Example wider tariffs for a Conventional Low Carbon generator with 75% ALF

## T9 & Fig 3
Table 9 Comparison of Example Intermittent tariffs | [7 empty] | Return to Index
Example Wider Generation Tariffs (£/kW)
Intermittent 45%
Zone | Zone Name | 2024/25 | 2025/26 | 2026/27 | 2027/28 | 2028/29 | 2029/30
1 | North Scotland | 25.9658 | 27.3155 | 27.2544 | 29.3551 | 38.1356 | 48.0506
2 | East Aberdeenshire | 22.0199 | 22.7532 | 23.2952 | 24.3203 | 28.1348 | 38.5432
3 | Western Highlands | 25.6846 | 25.2202 | 25.852 | 25.434 | 26.429 | 35.5986
4 | Skye and Lochalsh | 27.4782 | 26.9971 | 35.1337 | 34.9222 | 35.9629 | 44.4976
5 | Eastern Grampian and Tayside | 19.6584 | 19.848 | 20.5877 | 20.1972 | 20.6967 | 29.6051
6 | Central Grampian | 20.0674 | 20.5137 | 20.2716 | 20.0772 | 20.5262 | 28.3215
7 | Argyll | 25.2611 | 26.0586 | 28.4684 | 25.2151 | 24.5011 | 32.507
8 | The Trossachs | 16.688 | 16.8721 | 16.9268 | 16.5976 | 16.883 | 24.2963
9 | Stirlingshire and Fife | 16.3363 | 16.5172 | 16.9318 | 16.3182 | 15.3141 | 23.5105
10 | South West Scotlands | 15.867 | 15.9205 | 16.346 | 15.9919 | 16.1158 | 22.2987
11 | Lothian and Borders | 9.7876 | 10.3436 | 11.1174 | 9.8514 | 10.1299 | 17.468
12 | Solway and Cheviot | 8.9884 | 9.2547 | 10.0501 | 9.8785 | 9.937 | 13.8976
13 | North East England | 5.0594 | 5.6668 | 5.1994 | 4.444 | 4.2351 | 2.8932
14 | North Lancashire and The Lakes | 2.5902 | 2.7976 | 2.7479 | 2.2952 | 2.0168 | 2.9318
15 | South Lancashire, Yorkshire and Humber | -0.26978 | -0.21564 | -0.87497 | -0.67132 | -1.0707 | -3.1266
16 | North Midlands and North Wales | -1.3182 | -1.2756 | -1.6858 | -1.4247 | -1.842 | -3.5501
17 | South Lincolnshire and North Norfolk | -0.42025 | -1.621 | -2.7047 | -2.4963 | -3.1051 | -5.2494
18 | Mid Wales and The Midlands | 0.36402 | -1.2393 | -2.2801 | -2.086 | -2.8296 | -4.8104
19 | Anglesey and Snowdon | -1.2528 | -1.5286 | -1.2198 | -0.89418 | -1.2996 | -3.1432
20 | Pembrokeshire | -5.2677 | -5.6415 | -5.8731 | -5.8221 | -6.4985 | -8.7373
21 | South Wales & Gloucester | -5.3662 | -5.5398 | -6.1229 | -5.7099 | -6.2828 | -8.6429
22 | Cotswold | -10.5656 | -11.1972 | -11.0843 | -9.5888 | -9.5918 | -11.999
23 | Central London | -3.1536 | -3.8758 | -4.9766 | -5.0609 | -6.5095 | -7.9922
24 | Essex and Kent | 0.39497 | -0.50189 | -1.8421 | -1.3963 | -2.6389 | -4.4162
25 | Oxfordshire, Surrey and Sussex | -2.5206 | -3.6076 | -4.6038 | -4.1381 | -4.9449 | -7.2419
26 | Somerset and Wessex | -3.6533 | -4.1792 | -5.3411 | -4.0774 | -4.5996 | -7.0298
27 | West Devon and Cornwall | -5.9298 | -7.2839 | -8.2446 | -5.7119 | -6.2522 | -8.6975
Figure 3 Example wider tariffs for an Intermittent generator with 45% ALF

## T10
Table 10 - Local Substation Tariffs |  |  |  | Return to Index
2025/26 Local Substation Tariff (£/kW)
Substation Rating | Connection Type | 132kV | 275kV | 400kV
<1320 MW | No redundancy | 0.1786 | 0.089304 | 0.061597
<1320 MW | Redundancy | 0.37633 | 0.19115 | 0.13572
≥1320 MW | No redundancy | 0 | 0.26237 | 0.1868
≥1320 MW | Redundancy | 0 | 0.39483 | 0.28398

## T11
Table 11 - 2025/26 to 2029/30 Onshore Local Circuit Tariffs | [6 empty] | Return to Index
Connection Point | 2025/26 | 2026/27 | 2027/28 | 2028/29 | 2029/30 | Connection Point | 2025/26 | 2026/27 | 2027/28 | 2028/29 | 2029/30 | Connection Point | 2025/26 | 2026/27 | 2027/28 | 2028/29 | 2029/30
| (£/kW) | (£/kW) | (£/kW) | (£/kW) | (£/kW) |  | (£/kW) | (£/kW) | (£/kW) | (£/kW) | (£/kW) |  | (£/kW) | (£/kW) | (£/kW) | (£/kW) | (£/kW)
Aberarder | 1.7031 | 1.733 | 1.7677 | 1.803 | 1.8391 | Douglas North | 0.75695 | 0.77024 | 0.78564 | 0.80135 | 0.81738 | Littlewoods Wind Farm |  |  |  | 4.1953 | 4.031
Aberdeen Bay | 3.3306 | 3.389 | 3.4568 | 3.526 | 3.5965 | Dunhill | 1.7827 | 1.814 | 1.8503 | 1.8873 | 1.925 | Loch Fearna Pumped Storage |  |  |  |  | 4.9101
Abhainn Dubh Wind Farm |  |  |  |  | 1.3931 | Dunlaw Extension | 0.52638 | 0.53575 | 0.54669 | 0.56066 | 0.5612 | Loch nan Eun PSH |  |  |  |  | 0.25033
Achruach | -3.0849 | -3.1382 | -3.2017 | -3.2672 | -3.3437 | Dunmaglass | 1.0818 | 1.1008 | 1.1228 | 1.1453 | 1.1682 | Lochay | 0.37847 | 0.38512 | 0.39282 | 0.40068 | 0.40869
AGS Calderside |  |  |  | 1.044 | 1.0648 | Earba PSH |  |  |  |  | 1.6587 | Lorg |  |  | 1.0139 | 1.4116 | 0.47629
Aigas | 0.84142 | 0.85619 | 0.87332 | 0.89078 | 0.9086 | Edinbane | 8.5138 | 8.6658 | 8.843 | 9.0208 | 9.2006 | Lorg Extension Wind Farm |  |  |  |  | 2.0435
Aitkenhead Farm |  |  |  | 1.5548 | 1.5859 | Elchies |  |  | 2.6974 | 2.7124 | 2.6123 | Luichart | 0.70295 | 0.71517 | 0.72935 | 0.7438 | 0.75854
Alcemi Midmill BESF |  |  |  |  | 0.79297 | Elmya Dalry BESS & PV |  |  |  |  | 0.15824 | Marchwood | 0.4656 | 0.47376 | -0.30531 | -0.31141 | -0.31766
An Suidhe | -1.148 | -1.1673 | -1.1914 | -1.2167 | -1.2524 | Energy Isles Wind Farm |  |  |  | 9.1341 | 9.3168 | Mark Hill | 1.0976 | 1.1169
Arecleoch | 2.99 | 3.0425 | 1.9641 | 2.0034 | 2.0435 | Enoch Hill | 1.6544 | 1.6834 | 1.7171 | 1.7514 | 1.7864 | Melvich |  |  | 2.7873 | 2.843 | 2.8999
Arecleoch extension | 3.1904 | 3.2464 | 2.172 | 2.2155 | 2.2598 | Euchanhead |  |  |  |  | 1.1915 | MeyGen Tidal |  |  | 3.6487 | 3.7217 | 3.7961
Ayrshire Grid Collector | 0.1682 | 0.17115 | 0.17457 | 0.17806 | 0.18162 | Ewe Hill | 1.7326 | 1.763 | 1.7982 | 1.8342 | 1.8709 | Middle Muir | 2.8386 | 2.8884 | 2.9462 | 3.0051 | 3.0652
Beauly |  |  |  | 0.96673 | 0.98606 | Fallago | -0.079249 | -0.081113 | -0.035858 | -0.039657 | -0.0078694 | Middleton | 0.176 | 0.17913 | -0.010857 | -0.013132 | -0.021524
Beaw Field |  |  |  | 5.4378 | 5.5466 | Farr | 4.3267 | 4.4026 | 4.4907 | 4.5805 | 4.6721 | MILL RIG WIND FARM |  |  |  |  | 3.4739
Beinneun Wind Farm | 1.6794 | 1.7089 | 1.743 | 1.7778 | 1.8132 | Fasque |  |  |  | 1.6112 | 1.6434 | Millennium Wind | 1.9516 | 1.9858 | 2.0255 | 2.0659 | 2.1072
Benbrack | 0.90624 | 0.92214 | 0.94059 | 0.9594 | 0.97859 | Faw Side | 11.7963 | 12.0033 | 10.4833 | 10.6928 | 10.9042 | Mossford | 3.7277 | 3.793 | 3.8688 | 3.946 | 4.0248
Bhlaraidh Wind Farm | 0.758 | 0.77131 | 0.78673 | 0.80247 | 0.81852 | Fell |  |  |  | 3.1695 | 3.2329 | Mossy Hill |  |  | 66.8717 | 3.7893 | 3.8651
Black Hill | 1.91 | 1.9436 | 1.9824 | 2.0221 | 2.0625 | Fernoch | 5.3322 | 5.4258 | 5.5343 | 5.645 | 5.7579 | Nant | -1.547 | -1.5741 | -1.6056 | -1.6377 | -1.6705
Black Law | 2.0816 | 2.1182 | 2.1605 | 2.2037 | 2.2478 | Ffestiniogg | 0.27046 | 0.27521 | 0.28071 | 0.28632 | 0.29205 | Necton | 0.54446 | 1.3733 | 1.4006 | 1.4285 | 1.457
BlackCraig Wind Farm | 6.4562 | 6.5695 | 6.7009 | 6.835 | 6.9717 | Fife Grid Services | 0.18883 | 0.19215 | 0.19599 | 0.19991 | 0.20391 | Newlands Hill Wind Energy Hub |  |  |  |  | 1.5372
BlackLaw Extension | 4.528 | 4.6075 | 4.6997 | 4.7937 | 4.8895 | Finlarig | 0.37847 | 0.38512 | 0.39282 | 0.40068 | 0.40869 | North Lanrigg |  |  |  | 0.44424 | 0.45313
Blarghour |  |  | 2.7838 | 2.8395 | 2.8962 | Foyers | 0.34773 | 0.35384 | 0.36091 | 0.36813 | 0.37549 | North Lowther Energy Initiative |  |  |  | 1.6049 | 1.637
Braidfield Battery Storage |  |  | 1.4166 | 1.4449 | 1.4738 | Galawhistle | 1.2994 | 1.3222 | 1.3487 | 1.3757 | 1.4032 | Ochill |  |  |  | 1.202 | 1.2261
Branxton |  |  |  | 1.0098 | 1.03 | Garvary |  |  |  | 0.74672 | 0.76165 | Old Forest of Ae |  |  | 5.9799 | 6.1002 | 6.22
Breakish Windfarm |  |  |  |  | 1.6348 | Genmuckloch Hydro Pumped Storage |  |  | 4.1099 | 4.1921 | 4.2759 | Overhill |  |  | 1.2878 | 1.3136 | 1.3398
Breezy Hill |  |  |  | 1.4773 | 1.5069 | Gills Bay |  |  |  | 1.766 |  | Penrhos |  |  | 2.6433 | 2.6961 | 2.7501
Broken Cross | 1.3234 | 1.3465 | 1.3733 | 1.4007 | 1.4286 | Glen Kyllachy | 0.56771 | 0.57768 | 0.58923 | 0.60102 | 0.61304 | Quantans hill |  |  | -0.33483 | -0.62956 | 0.071973
Busby |  |  |  |  | -0.16015 | Glen Ullinish |  | 0.055093 | 0.056195 | 0.057319 | 0.058465 | Rawhills |  |  | 0.87286 | 0.89032 | 0.90812
Carn Fearna Wind Farm |  |  |  |  | 3.1332 | Glendoe | 2.2829 | 2.323 | 2.3694 | 2.4168 | 2.4652 | Rhigos | 0.13098 | 0.13332 | 0.13602 | 0.13877 | 0.54832
Carrick |  |  | 0.56962 | 0.58101 | 0.59263 | Glendye |  |  |  | 2.2928 | 2.3386 | Rocksavage | 0.018268 | -0.018591 | -0.018965 | -0.019346 | -0.019735
Chirmorie |  | 2.7948 | 1.7114 | 1.7457 | 1.7806 | Glenglass | 5.6959 | 5.7959 |  |  |  | Ryhall |  |  | -0.53216 | -0.54247 | -0.55356
Chleansaid Wind Farm |  |  | 1.1801 | 1.2037 | 1.2278 | Glenshimmeroch |  |  | 1.5215 | 1.5519 | 1.583 | SALAMANDER OFFSHORE WIND FARM |  |  |  |  | 0.5905
Clash Gour | -0.12156 | -0.12316 | 0.12595 | 1.8807 | 0.18614 | Glenside Farm |  |  |  | 0.79963 | 0.81563 | Saltend | 0.019307 | -0.019646 | -0.020039 | -0.02044 | -0.020849
Clauchrie |  |  | 1.7171 | 1.7514 | 1.7864 | Gordonbush | 0.019804 | -0.010983 | 0.1032 | 0.098935 | 0.14184 | Sandy Knowe | 4.0045 | 4.0748 | 4.1563 | 4.2395 | 4.3242
Cloich Forest |  |  |  | 6.1097 | 6.2319 | GRAIN WEST |  |  |  |  | 0.28173 | Sanquhar II | 8.6076 | 8.7587 | 8.9339 | 9.1125 | 9.2948
Cloiche |  | 0.38716 | 0.3949 | 0.4028 | 0.41086 | Greenburn |  |  | 1.5713 | 1.6027 | 1.6348 | Scatsta |  |  |  | 3.47 | 3.5394
Cloud Hill Windfarm |  |  |  | 0.82874 | 0.84531 | Griffin Wind | 11.7931 | 11.9985 | 12.2384 | 5.8817 | 12.7441 | Sclenteuch Energy Park |  |  |  |  | 3.8826
Clyde (North) | 0.13172 | 0.13403 | 0.13671 | 0.13944 | 0.14223 | Hadyard Hill | 3.4063 | 3.4661 | 3.5354 | 3.6061 | 3.6782 | Scoop Hill | 0.53672 | 0.54614 | 0.55706 | 0.5682 | 0.57957
Clyde (South) | 0.15367 | 0.15637 | 0.15949 | 0.16268 | 0.16594 | Hare Hill Repowering |  |  |  |  | 1.4509 | Shepherds Rig | 0.091117 | 0.091053 | 0.088329 | 0.4676 | -0.48663
Cnoc Buidhe |  |  |  | 1.3852 | 1.4129 | Harestanes | 2.8386 | 2.8884 | 2.9462 | 3.0051 | 3.0652 | South Humber Bank | -0.22081 | -0.22473 | -0.22925 | -0.23386 | -0.23859
Coalburn BESS | 0.47204 | 0.47932 | 0.48683 | 0.49593 | 0.49343 | Hartlepool | 0.64313 | 0.038392 | -0.14747 | -0.15079 | -0.15707 | Spalding | 0.33198 | 0.33825 | 0.34564 | 0.35283 | 0.36
Coire Glas |  |  | 2.1654 | 2.2087 | 2.2529 | Heathland |  | 3.6986 | 3.7725 | 3.848 | 3.9249 | Spirebush |  |  |  | 2.4265 | 2.475
Corriegarth | 3.0278 | 3.0809 | 3.1426 | 3.2054 | 3.2695 | Hesta Head |  |  |  | 8.5541 | 8.7252 | St Fergus Mobil | 1.2105 | 1.2317 | 1.2564 | 1.2815 | 1.3071
Corriemoillie | 1.9764 | 2.011 | 2.0511 | 2.092 |  | Highland |  |  |  | 2.5841 | 2.6357 | Stranoch | 3.8063 | 3.8731 | 2.8113 | 2.8676 | 2.9249
Coryton | 0.054554 | 0.055193 | 0.056265 | 0.057342 | -0.12515 | Hopsrig Collector |  | 2.9183 | 2.9767 | 3.0362 | 3.097 | Strathbrora | -0.10796 | -0.13868 | -0.035325 | -0.041838 | -0.0053166
Costa Head |  |  |  | 4.5547 | 4.6458 | Invergarry | 0.37847 | 0.38512 |  |  |  | Strathy Wind | 2.0787 | 2.0904 | 1.3487 | 1.3757 | 1.4032
Craig Watch Wind Farm |  |  |  | 0.98984 | 0.76144 | Kennoxhead |  |  |  | 5.3575 | 5.4647 | Strathy Wood | 4.1632 | 4.2363 | 4.321 | 4.4074 | 4.4956
Creachan Wind Farm |  |  |  |  | 3.0512 | Kergord | 60.8502 | 61.9183 | 63.1566 |  |  | Stronelairg | 1.3352 | 1.1019 | 1.1239 | 1.1464 | 1.1693
Creag Riabhach | 4.1632 | 4.2363 | 4.321 | 4.4074 | 4.4956 | Kilgallioch | 1.3172 | 1.3403 | 0.22785 | 0.23241 | 0.23705 | Teindland Wind Farm |  |  | 2.9462 | 2.9661 | 2.8711
Cruachan | 2.2154 | 2.2544 | 2.2993 | 2.3452 | 2.391 | Kilmarnock BESS | 0.4859 | 0.49443 | 0.50432 | 0.5144 | 0.52469 | Tomchrasky Wind Farm |  |  |  |  | 4.4956
Culham Jet |  |  | -0.037804 | -0.038553 |  | Kilmorack | 0.15365 | 0.15634 | 0.15947 | 0.16266 | 0.16591 | Troston |  |  | 2.5035 | 2.5536 | 2.6047
Culligran | 2.1511 | 2.1888 | 2.2326 | 2.2772 | 2.3228 | Kincardine North |  |  |  | 2.0293 | 2.0699 | Waltham Cross |  |  |  | -0.23934 | -0.24425
Cumberhead Collector | 0.86629 | 0.88149 | 0.89912 | 0.91711 | 0.93545 | Kirkton |  |  | 3.5965 | 3.6684 | 3.7418 | Wester Dod | 0.43314 | 0.44075 | 0.44956 | 0.45855 | 0.46772
Cumberhead West | 4.5909 | 4.6715 | 4.7649 | 4.8602 | 4.9574 | Knockodhar |  |  |  | 0.50552 | 0.51563 | Wether Hill |  |  |  | 2.2037 | 2.2478
Daer |  |  | 4.1171 | 4.1995 | 4.2835 | Kype Muir | 1.8409 | 1.8732 | 1.9106 | 1.9488 | 1.9878 | Whitelee | 0.13172 | 0.13403 | 0.13671 | 0.13944 | 0.14223
Deanie | 3.5339 | 3.5959 | 3.6678 | 3.7412 | 3.816 | Lairg II |  | 0.28981 | 0.29404 | 0.29992 |  | Whitelee Extension | 0.3732 | 0.37975 | 0.38734 | 0.39509 | 0.67764
Denny North |  |  | -0.62511 | -0.63779 | -0.69254 | Langage | -0.40022 | -0.40722 | -0.41547 | -0.42387 | -0.43237
Dersalloch | 2.7898 | 2.8388 | 2.8955 | 2.9535 | 3.0125 | Lethans |  |  | 5.3977 | 5.5057 | 5.6158
Dinorwig | 2.9334 | 2.9849 | 3.0446 | 3.1055 | 3.1676 | Lethen Wind Farm |  |  |  |  | 3.2422
Dorenell | 2.5467 | 2.5914 | 2.6433 | 2.6961 | 2.7501 | Limekilns | 2.2068 | 2.2455 | 2.2904 | 2.3363 | 2.383

## T12
Table 12 - CMP203: Circuits subject to one-off charges |  |  |  | Return to Index
Node 1 | Node 2 | Actual Parameters | Amendment in Transport Model | Generator
Bhlaraidh 132kV | Glenmoriston 132kV | 7.4km Cable | 7.4km OHL | Bhlaraidh
Enoch Hill 132kV | New Cumnock 132kV | 4.4km Cable | 4.4km OHL | Enoch Hill
Glen Glass 132kV | Sandy Knowe132kV | 4km Cable | 4km OHL | Sandy Knowe
Coalburn 132kV | Cumberhead Collector 132kV | 8.01km Cable | 8.01km OHL | Dalquhandy
Cumberhead Collector 132kV | Galawhistle 132kV | 3.69km Cable | 3.69km OHL | Galawhistle
Coalburn 132kV | Kype Muir 132kV | 17km Cable | 17km OHL | Kype Muir
Coalburn 132kV | Middle Muir 132kV | 13km Cable | 13km OHL | Middle Muir
Crystal Rig 132kV | Wester Dod 132kV | 3.9km Cable | 3.9km of OHL | Aikengall II
Dyce 132kV | Aberdeen Bay 132kV | 9.5km Cable | 9.5km of OHL | Aberdeen Bay
East Kilbride South 275kV | Whitelee 275kV | 6km Cable | 6km of OHL | Whitelee
East Kilbride South 275kV | Whitelee Extension 275kV | 16.68km Cable | 16.68km of OHL | Whitelee Extension
Elvanfoot 275kV | Clyde North 275kV | 6.2km Cable | 6.2km of OHL | Clyde North
Elvanfoot 275kV | Clyde South 275kV | 7.17km Cable | 7.17km of OHL | Clyde South
Farigaig 132kV | Corriegarth 132kV | 4km Cable | 4km OHL | Corriegarth
Farigaig 132kV | Dunmaglass 132kV | 4km Cable | 4km OHL | Dunmaglass
Melgarve 132kV | Stronelairg 132kV | 10km Cable | 10km OHL | Stronelairg
Moffat 132kV | Harestanes 132kV | 15.33km Cable | 15.33km OHL | Harestanes
Arecleoch 132kV | Arecleoch Tee 132kV | 2.5km Cable | 2.5km OHL | Arecleoch
Wishaw 132kV | Blacklaw 132kV | 11.46km Cable | 11.46km of OHL | Blacklaw
Earba PSH 400kV | Dalwhinnie 400kV | 15km Cable | 15km OHL | Earba PSH
Loch Nan Eun 275kV | Fort Augustus 400kV | 6km Cable | 6km of OHL | Loch Nan Eun
Red John 275kV | Knocknagael 275kV | 9km Cable | 9km OHL | Red John
Sheirdrim 132kV | Crossaig 132kV | 3km Cable | 3km OHL | Sheirdrim

## T13
Table 13 - Offshore Local Tariffs for 2025/26 | [5 empty] | Return to Index
Offshore Generator | 2024/25 Final Tariff Component (£/kW) |  |  | 2025/26 April Tariff Component (£/kW) |  |  | Changes Tariff Component (£/kW)
| Substation | Circuit | ETUoS | Substation | Circuit | ETUoS | Substation | Circuit | ETUoS
Barrow | 11.2529 | 59.4484 | 1.4762 | 11.6583 | 61.5903 | 1.5294 | 0.40543 | 2.1419 | 0.053186
Beatrice | 9.1432 | 25.0691 | 0 | 9.4207 | 25.8301 | 0 | 0.27756 | 0.76102 | 0
Burbo Bank Extension | 14.2014 | 27.447 | 0 | 14.6326 | 28.2803 | 0 | 0.43112 | 0.83321 | 0
Dudgeon | 20.7719 | 32.5914 | 0 | 21.4024 | 33.5808 | 0 | 0.63057 | 0.98938 | 0
East Anglia 1 | 12.296 | 51.8924 | 0 | 12.6693 | 53.4677 | 0 | 0.37327 | 1.5753 | 0
Galloper | 21.2628 | 33.6293 | 0 | 21.9083 | 34.6502 | 0 | 0.64548 | 1.0209 | 0
Greater Gabbard | 20.9665 | 48.5185 | 0 | 21.7219 | 50.2666 | 0 | 0.7554 | 1.7481 | 0
Gunfleet | 24.4887 | 22.583 | 4.2209 | 25.371 | 23.3966 | 4.373 | 0.88231 | 0.81365 | 0.15207
Gwynt y mor | 26.6686 | 26.3668 | 0 | 27.4782 | 27.1672 | 0 | 0.80958 | 0.80042 | 0
Hornsea 1A | 9.4921 | 33.5844 | 0 | 9.7802 | 34.6039 | 0 | 0.28815 | 1.0195 | 0
Hornsea 1B | 9.4921 | 33.5844 | 0 | 9.7802 | 34.6039 | 0 | 0.28815 | 1.0195 | 0
Hornsea 1C | 9.4921 | 33.5844 | 0 | 9.7802 | 34.6039 | 0 | 0.28815 | 1.0195 | 0
Hornsea 2A | 10.8663 | 36.7078 | 0 | 11.0691 | 37.3931 | 0 | 0.20286 | 0.68531 | 0
Hornsea 2B | 10.8663 | 36.7078 | 0 | 11.0691 | 37.3931 | 0 | 0.20286 | 0.68531 | 0
Hornsea 2C | 10.8663 | 36.7078 | 0 | 11.0691 | 37.3931 | 0 | 0.20286 | 0.68531 | 0
Humber Gateway | 15.6946 | 36.0088 | 0 | 16.1711 | 37.102 | 0 | 0.47644 | 1.0931 | 0
Lincs | 21.7879 | 85.6843 | 0 | 22.4493 | 88.2854 | 0 | 0.66142 | 2.6011 | 0
London Array | 14.7857 | 50.6946 | 0 | 15.2346 | 52.2335 | 0 | 0.44885 | 1.5389 | 0
Moray East |  |  |  | 11.3563 | 28.446 | 0 | 11.3563 | 28.446 | 0
Ormonde | 34.5978 | 64.6707 | 0.51537 | 35.8443 | 67.0007 | 0.53394 | 1.2465 | 2.33 | 0.018569
Race Bank | 12.5789 | 34.9373 | 0 | 12.9607 | 35.9979 | 0 | 0.38186 | 1.0606 | 0
Rampion | 10.2757 | 26.8809 | 0 | 10.5877 | 27.6969 | 0 | 0.31194 | 0.81603 | 0
Robin Rigg | -0.75938 | 43.1038 | 13.8102 | -0.78674 | 44.6568 | 14.3078 | -0.02736 | 1.553 | 0.49757
Robin Rigg West | -0.75938 | 43.1038 | 13.8102 | -0.78674 | 44.6568 | 14.3078 | -0.02736 | 1.553 | 0.49757
Sheringham Shoal | 32.3689 | 38.1227 | 0.82868 | 33.5351 | 39.4962 | 0.85853 | 1.1662 | 1.3735 | 0.029857
Thanet | 24.7177 | 46.3087 | 1.1148 | 25.6083 | 47.9772 | 1.155 | 0.89056 | 1.6685 | 0.040166
Walney 1 | 29.882 | 59.7417 | 0 | 30.9586 | 61.8942 | 0 | 1.0766 | 2.1524 | 0
Walney 2 | 27.8008 | 56.5774 | 0 | 28.8025 | 58.6159 | 0 | 1.0016 | 2.0384 | 0
Walney 3 | 12.9211 | 26.1773 | 0 | 13.3133 | 26.972 | 0 | 0.39225 | 0.79467 | 0
Walney 4 | 12.9211 | 26.1773 | 0 | 13.3133 | 26.972 | 0 | 0.39225 | 0.79467 | 0
West of Duddon Sands | 11.5556 | 57.6033 | 0 | 11.9064 | 59.352 | 0 | 0.3508 | 1.7487 | 0
Westermost Rough | 23.4964 | 39.988 | 0 | 24.2097 | 41.2019 | 0 | 0.71328 | 1.2139 | 0
Table 13a - Offshore Local Tariffs for 2025/26 to 2029/30
Offshore Generator | 2025/26 |  |  | 2026/27 |  |  | 2027/28 |  |  | 2028/29 |  |  | 2029/30
| Tariff Component (£/kW) |  |  | Tariff Component (£/kW) |  |  | Tariff Component (£/kW) |  |  | Tariff Component (£/kW) |  |  | Tariff Component (£/kW)
| Substation | Circuit | ETUoS | Substation | Circuit | ETUoS | Substation | Circuit | ETUoS | Substation | Circuit | ETUoS | Substation | Circuit | ETUoS
Barrow | 11.6583 | 61.5903 | 1.5294 | 11.9924 | 63.3553 | 1.5732 | 12.3386 | 65.184 | 1.6186 | 12.7087 | 67.1395 | 1.6672 | 13.09 | 69.1537 | 1.7172
Beatrice | 9.4207 | 25.8301 | 0 | 9.6636 | 26.4959 | 0 | 9.9535 | 27.2908 | 0 | 10.2521 | 28.1095 | 0 | 10.5597 | 28.9528 | 0
Burbo Bank Extension | 14.6326 | 28.2803 | 0 | 15.0098 | 29.0093 | 0 | 15.46 | 29.8795 | 0 | 15.9238 | 30.7759 | 0 | 16.4016 | 31.6992 | 0
Dudgeon | 21.4024 | 33.5808 | 0 | 21.9541 | 34.4464 | 0 | 22.6128 | 35.4798 | 0 | 23.2911 | 36.5442 | 0 | 23.9899 | 37.6405 | 0
East Anglia 1 | 12.6693 | 53.4677 | 0 | 12.9959 | 54.846 | 0 | 13.3857 | 56.4914 | 0 | 13.7873 | 58.1861 | 0 | 14.2009 | 59.9317 | 0
Galloper | 21.9083 | 34.6502 | 0 | 22.473 | 35.5434 | 0 | 23.1472 | 36.6097 | 0 | 23.8416 | 37.708 | 0 | 24.5569 | 38.8392 | 0
Greater Gabbard | 21.7219 | 50.2666 | 0 | 22.3444 | 51.7071 | 0 | 22.9893 | 53.1996 | 0 | 23.679 | 54.7956 | 0 | 24.3894 | 56.4394 | 0
Gunfleet | 25.371 | 23.3966 | 4.373 | 26.0981 | 24.0671 | 4.4983 | 26.8513 | 24.7618 | 4.6281 | 27.6569 | 25.5046 | 4.767 | 28.4866 | 26.2698 | 4.91
Gwynt y mor | 27.4782 | 27.1672 | 0 | 28.1865 | 27.8675 | 0 | 29.0321 | 28.7035 | 0 | 29.9031 | 29.5646 | 0 | 30.8001 | 30.4516 | 0
Hornsea 1A | 9.7802 | 34.6039 | 0 | 10.0323 | 35.496 | 0 | 10.3333 | 36.5608 | 0 | 10.6433 | 37.6577 | 0 | 10.9626 | 38.7874 | 0
Hornsea 1B | 9.7802 | 34.6039 | 0 | 10.0323 | 35.496 | 0 | 10.3333 | 36.5608 | 0 | 10.6433 | 37.6577 | 0 | 10.9626 | 38.7874 | 0
Hornsea 1C | 9.7802 | 34.6039 | 0 | 10.0323 | 35.496 | 0 | 10.3333 | 36.5608 | 0 | 10.6433 | 37.6577 | 0 | 10.9626 | 38.7874 | 0
Hornsea 2A | 11.0691 | 37.3931 | 0 | 11.2566 | 38.0264 | 0 | 11.4817 | 38.787 | 0 | 11.7114 | 39.5627 | 0 | 11.9456 | 40.354 | 0
Hornsea 2B | 11.0691 | 37.3931 | 0 | 11.2566 | 38.0264 | 0 | 11.4817 | 38.787 | 0 | 11.7114 | 39.5627 | 0 | 11.9456 | 40.354 | 0
Hornsea 2C | 11.0691 | 37.3931 | 0 | 11.2566 | 38.0264 | 0 | 11.4817 | 38.787 | 0 | 11.7114 | 39.5627 | 0 | 11.9456 | 40.354 | 0
Humber Gateway | 16.1711 | 37.102 | 0 | 16.5879 | 38.0584 | 0 | 17.0855 | 39.2001 | 0 | 17.5981 | 40.3761 | 0 | 18.1261 | 41.5874 | 0
Lincs | 22.4493 | 88.2854 | 0 | 23.028 | 90.5612 | 0 | 23.7188 | 93.278 | 0 | 24.4304 | 96.0763 | 0 | 25.1633 | 98.9586 | 0
London Array | 15.2346 | 52.2335 | 0 | 15.6273 | 53.58 | 0 | 16.0961 | 55.1874 | 0 | 16.579 | 56.843 | 0 | 17.0764 | 58.5483 | 0
Moray East | 11.3563 | 28.446 | 0 | 11.649 | 29.1792 | 0 | 11.9985 | 30.0546 | 0 | 12.3584 | 30.9562 | 0 | 12.7292 | 31.8849 | 0
Ormonde | 35.8443 | 67.0007 | 0.53394 | 36.8715 | 68.9208 | 0.54924 | 37.9357 | 70.9101 | 0.56509 | 39.0738 | 73.0374 | 0.58205 | 40.246 | 75.2286 | 0.59951
Race Bank | 12.9607 | 35.9979 | 0 | 13.2948 | 36.9258 | 0 | 13.6937 | 38.0336 | 0 | 14.1045 | 39.1746 | 0 | 14.5276 | 40.3499 | 0
Rampion | 10.5877 | 27.6969 | 0 | 10.8606 | 28.4108 | 0 | 11.1864 | 29.2632 | 0 | 11.522 | 30.1411 | 0 | 11.8677 | 31.0453 | 0
Robin Rigg | -0.78674 | 44.6568 | 14.3078 | -0.80928 | 45.9365 | 14.7178 | -0.83264 | 47.2625 | 15.1426 | -0.85762 | 48.6803 | 15.5969 | -0.88335 | 50.1407 | 16.0648
Robin Rigg West | -0.78674 | 44.6568 | 14.3078 | -0.80928 | 45.9365 | 14.7178 | -0.83264 | 47.2625 | 15.1426 | -0.85762 | 48.6803 | 15.5969 | -0.88335 | 50.1407 | 16.0648
Sheringham Shoal | 33.5351 | 39.4962 | 0.85853 | 34.4961 | 40.6281 | 0.88314 | 35.4918 | 41.8008 | 0.90863 | 36.5566 | 43.0548 | 0.93588 | 37.6533 | 44.3464 | 0.96396
Thanet | 25.6083 | 47.9772 | 1.155 | 26.3421 | 49.352 | 1.1881 | 27.1025 | 50.7765 | 1.2224 | 27.9155 | 52.2998 | 1.259 | 28.753 | 53.8688 | 1.2968
Walney 1 | 30.9586 | 61.8942 | 0 | 31.8458 | 63.6679 | 0 | 32.765 | 65.5056 | 0 | 33.748 | 67.4708 | 0 | 34.7604 | 69.4949 | 0
Walney 2 | 28.8025 | 58.6159 | 0 | 29.6279 | 60.2956 | 0 | 30.483 | 62.036 | 0 | 31.3975 | 63.8971 | 0 | 32.3395 | 65.814 | 0
Walney 3 | 13.3133 | 26.972 | 0 | 13.6565 | 27.6673 | 0 | 14.0662 | 28.4973 | 0 | 14.4882 | 29.3522 | 0 | 14.9228 | 30.2328 | 0
Walney 4 | 13.3133 | 26.972 | 0 | 13.6565 | 27.6673 | 0 | 14.0662 | 28.4973 | 0 | 14.4882 | 29.3522 | 0 | 14.9228 | 30.2328 | 0
West of Duddon Sands | 11.9064 | 59.352 | 0 | 12.2134 | 60.882 | 0 | 12.5798 | 62.7084 | 0 | 12.9571 | 64.5897 | 0 | 13.3459 | 66.5274 | 0
Westermost Rough | 24.2097 | 41.2019 | 0 | 24.8338 | 42.264 | 0 | 25.5788 | 43.5319 | 0 | 26.3462 | 44.8379 | 0 | 27.1366 | 46.183 | 0

## T14
Table 14 - Summary of Demand Tariffs |  |  |  |  | Return to Index
| Non-locational Banded Tariffs | 2024/25 | 2025/26 | 2026/27 | 2027/28 | 2028/29 | 2029/30
| Average (£/site/annum) | 93.7108 | 123.4692 | 124.8563 | 130.386 | 134.5125 | 136.5967
| Unmetered (p/kWh) | 1.1886 | 1.5806 | 1.6078 | 1.6898 | 1.7549 | 1.7941
| Demand Residual (£m) | 3037.0265 | 4038.809 | 4108.1115 | 4317.6714 | 4484.1659 | 4584.1759
| HH Tariffs (Locational) | 2024/25 | 2025/26 | 2026/27 | 2027/28 | 2028/29 | 2029/30
| Average Tariff (£/kW) | 6.5015 | 7.7652 | 7.9429 | 6.8954 | 6.7506 | 9.4752
Residual (£/kW)
| EET | 2024/25 | 2025/26 | 2026/27 | 2027/28 | 2028/29 | 2029/30
| Average Tariff (£/kW) | 2.6314 | 2.8392 | 3.0923 | 2.7973 | 2.7638 | 3.5514
| AGIC (£/kW) | 2.7128 | 2.7773 | 2.826 | 2.8826 | 2.9402 | 2.999
| Embedded Export Volume (GW) | 7.3106 | 7.4844 | 7.2257 | 7.4287 | 7.6574 | 8.1398
| Total Credit (£m) | 19.2373 | 21.2495 | 22.3444 | 20.7802 | 21.1631 | 28.9075
| NHH Tariffs (locational) | 2024/25 | 2025/26 | 2026/27 | 2027/28 | 2028/29 | 2029/30
| Average (p/kWh) | 0.30747 | 0.37127 | 0.40393 | 0.34131 | 0.33451 | 0.48016

## T15
Table 15 – Non-locational banded charges | [6 empty] | Return to Index
| Band |  | 2025/26 | 2026/27 | 2027/28 | 2028/29 | 2029/30
| Domestic | Tariff - £/Site/Day | 0.13769 | 0.13917 | 0.14486 | 0.14977 | 0.15201
| LV_NoMIC_1 |  | 0.092819 | 0.094412 | 0.098957 | 0.10305 | 0.10535
| LV_NoMIC_2 |  | 0.33674 | 0.34252 | 0.359 | 0.37387 | 0.38221
| LV_NoMIC_3 |  | 0.77769 | 0.79104 | 0.82912 | 0.86345 | 0.88271
| LV_NoMIC_4 |  | 2.3154 | 2.3551 | 2.4685 | 2.5707 | 2.628
| LV1 |  | 4.162 | 4.2334 | 4.4372 | 4.6209 | 4.724
| LV2 |  | 7.08 | 7.2015 | 7.5482 | 7.8607 | 8.0361
| LV3 |  | 11.2881 | 11.4817 | 12.0345 | 12.5328 | 12.8123
| LV4 |  | 26.3229 | 26.7746 | 28.0635 | 29.2255 | 29.8773
| HV1 |  | 21.883 | 22.2585 | 23.3301 | 24.2961 | 24.8379
| HV2 |  | 66.0348 | 67.1679 | 70.4013 | 73.3164 | 74.9516
| HV3 |  | 126.7168 | 128.8912 | 135.0959 | 140.6898 | 143.8276
| HV4 |  | 323.9991 | 329.5586 | 345.4234 | 359.7262 | 367.7492
| EHV1 |  | 176.6732 | 179.7048 | 188.3557 | 196.1548 | 200.5297
| EHV2 |  | 889.0596 | 904.3151 | 947.8485 | 987.0956 | 1009.1108
| EHV3 |  | 1670.1005 | 1698.758 | 1780.5356 | 1854.2614 | 1895.6169
| EHV4 |  | 4681.1782 | 4761.5032 | 4990.7203 | 5197.3687 | 5313.2853
| T-Demand1 |  | 528.0496 | 537.1105 | 562.9668 | 586.2773 | 599.353
| T-Demand2 |  | 2143.0771 | 2179.8505 | 2284.7877 | 2379.3929 | 2432.4603
| T-Demand3 |  | 4993.1648 | 5078.8432 | 5323.337 | 5543.7579 | 5667.4
| T-Demand4 |  | 15902.583 | 16175.4576 | 16954.1384 | 17656.1506 | 18049.9346
| Unmetered demand |  | p/kWh
| Unmetered |  | 1.5806 | 1.6078 | 1.6898 | 1.7549 | 1.7941
| Demand Residual (£m) |  | 4038.809 | 4108.1115 | 4317.6714 | 4484.1659 | 4584.1759

## T16 & Fig 4
Table 16 - Half-Hourly Demand Tariffs for 2025/26 to 2029/30 |  |  |  |  | Return to Index
Zone | Zone Name | 2025/26 (£/kW) | 2026/27 (£/kW) | 2027/28 (£/kW) | 2028/29 (£/kW) | 2029/30 (£/kW) | Zone | Difference 2025/26 to 2026/27 (£/kW) | Difference 2026/27 to 2027/28 (£/kW) | Difference 2027/28 to 2028/29 (£/kW) | Difference 2028/29 to 2029/30 (£/kW)
1 | Northern Scotland | 0 | 0 | 0 | 0 | 0 | 1 | 0 | 0 | 0 | 0
2 | Southern Scotland | 0 | 0 | 0 | 0 | 0 | 2 | 0 | 0 | 0 | 0
3 | Northern | 0 | 0 | 0 | 0 | 0 | 3 | 0 | 0 | 0 | 0
4 | North West | 0 | 0 | 0 | 0 | 0 | 4 | 0 | 0 | 0 | 0
5 | Yorkshire | 0 | 0 | 0 | 0 | 0 | 5 | 0 | 0 | 0 | 0
6 | N Wales & Mersey | 0 | 0 | 0 | 0 | 0 | 6 | 0 | 0 | 0 | 0
7 | East Midlands | 0 | 0 | 0.068179 | 0.40708 | 1.4002 | 7 | 0 | 0.068179 | 0.3389 | 0.99316
8 | Midlands | 1.9057 | 0.99373 | 1.745 | 2.026 | 2.8345 | 8 | -0.91202 | 0.75124 | 0.28102 | 0.80852
9 | Eastern | 1.351 | 2.3317 | 2.9255 | 3.0442 | 4.3213 | 9 | 0.98072 | 0.59375 | 0.11876 | 1.2771
10 | South Wales | 3.2482 | 1.9995 | 1.6497 | 1.2346 | 3.2924 | 10 | -1.2487 | -0.34985 | -0.41506 | 2.0578
11 | South East | 5.098 | 5.9579 | 5.4731 | 5.224 | 7.5515 | 11 | 0.85986 | -0.48478 | -0.24908 | 2.3275
12 | London | 6.9369 | 8.4569 | 9.0118 | 8.6883 | 10.2107 | 12 | 1.52 | 0.55488 | -0.32349 | 1.5225
13 | Southern | 7.6513 | 8.2123 | 7.048 | 6.9667 | 9.148 | 13 | 0.56093 | -1.1643 | -0.081282 | 2.1813
14 | South Western | 11.6467 | 11.6523 | 3.5336 | 2.4275 | 5.0105 | 14 | 0.005619 | -8.1187 | -1.1061 | 2.583
Figure 4 - Changes to locational Half-Hourly demand tariffs

## T17
Table 17 - Half-Hourly Demand tariffs for Transmission Connected users with multiple DNO's
|  | Site Code | Site Name | Demand Zone |  |  | Zonal Peak Security Tariff (£/kW) | Year Round Tariff (£/kW) | T-Connected Tariff Floored (£/kW)
|  |  |  | DNO 1 | DNO 2 | DNO 3
| 2025/26 | MELK | MELKSHAM | 13 | 14 |  | 1.4186 | 8.2304 | 9.649
| 2026/27 | [5 empty] | 1.3653 | 8.567 | 9.9323
| 2027/28 | [5 empty] | -0.83646 | 6.1273 | 5.2908
| 2028/29 | [5 empty] | -1.2709 | 5.968 | 4.6971
| 2029/30 | [5 empty] | -0.99966 | 8.0789 | 7.0792
| 2025/26 | BARK | BARKING | 9 | 12 |  | 2.4166 | 1.7274 | 4.1439
| 2026/27 | [5 empty] | 2.6633 | 2.731 | 5.3943
| 2027/28 | [5 empty] | 2.9434 | 3.0252 | 5.9686
| 2028/29 | [5 empty] | 1.6709 | 4.1953 | 5.8662
| 2029/30 | [5 empty] | 2.3816 | 4.8844 | 7.266
| 2025/26 | WISD | WILLESDEN | 9 | 12 | 13 | 2.197 | 3.1161 | 5.3131
| 2026/27 | [5 empty] | 2.4029 | 3.9307 | 6.3336
| 2027/28 | [5 empty] | 2.4624 | 3.866 | 6.3284
| 2028/29 | [5 empty] | 1.5226 | 4.7105 | 6.2331
| 2029/30 | [5 empty] | 2.0453 | 5.8481 | 7.8933

## T18 & Fig 5
Table 18 - Embedded Export Tariffs for 2025/26 to 2029/30 | [6 empty] | Return to Index | Figure 5 - Changes to Embedded Export tariffs
| Zone | Zone Name | 2025/26 (£/kW) | 2026/27 (£/kW) | 2027/28 (£/kW) | 2028/29 (£/kW) | 2029/30 (£/kW)
| 1 | Northern Scotland | 0 | 0 | 0 | 0 | 0
| 2 | Southern Scotland | 0 | 0 | 0 | 0 | 0
| 3 | Northern | 0 | 0 | 0 | 0 | 0
| 4 | North West | 0 | 0 | 0 | 0 | 0
| 5 | Yorkshire | 0 | 0 | 0 | 0 | 0
| 6 | N Wales & Mersey | 0 | 0 | 0.01924 | 0.31149 | 0.84967
| 7 | East Midlands | 2.3344 | 2.2917 | 2.9507 | 3.3473 | 4.3993
| 8 | Midlands | 4.683 | 3.8198 | 4.6275 | 4.9662 | 5.8335
| 9 | Eastern | 4.1283 | 5.1577 | 5.808 | 5.9844 | 7.3203
| 10 | South Wales | 6.0255 | 4.8256 | 4.5322 | 4.1748 | 6.2914
| 11 | South East | 7.8753 | 8.7839 | 8.3557 | 8.1642 | 10.5505
| 12 | London | 9.7142 | 11.2829 | 11.8943 | 11.6285 | 13.2098
| 13 | Southern | 10.4286 | 11.0383 | 9.9305 | 9.9069 | 12.147
| 14 | South Western | 14.424 | 14.4784 | 6.4162 | 5.3677 | 8.0095
These tariffs include:
|  | Phased residual (£/kW) | 0 | 0 | 0 | 0 | 0
|  | AGIC (£/kW) | 2.7773 | 2.826 | 2.8826 | 2.9402 | 2.999
| Zone | Zone Name | Difference 2025/26 to 2026/27 (£/kW) | Difference 2026/27 to 2027/28 (£/kW) | Difference 2027/28 to 2028/29 (£/kW) | Difference 2028/29 to 2029/30 (£/kW)
| 1 | Northern Scotland | 0 | 0 | 0 | 0
| 2 | Southern Scotland | 0 | 0 | 0 | 0
| 3 | Northern | 0 | 0 | 0 | 0
| 4 | North West | 0 | 0 | 0 | 0
| 5 | Yorkshire | 0 | 0 | 0 | 0
| 6 | N Wales & Mersey | 0 | 0.01924 | 0.29225 | 0.53818
| 7 | East Midlands | -0.042755 | 0.65908 | 0.39655 | 1.052
| 8 | Midlands | -0.86326 | 0.80776 | 0.33867 | 0.86732
| 9 | Eastern | 1.0295 | 0.65027 | 0.17641 | 1.3359
| 10 | South Wales | -1.2 | -0.29333 | -0.3574 | 2.1166
| 11 | South East | 0.90862 | -0.42826 | -0.19143 | 2.3863
| 12 | London | 1.5687 | 0.6114 | -0.26584 | 1.5813
| 13 | Southern | 0.60968 | -1.1078 | -0.023631 | 2.2401
| 14 | South Western | 0.05437 | -8.0622 | -1.0485 | 2.6418

## T19 & Fig 6
Table 19 - Non-Half-Hourly Demand Tariffs for 2025/26 to 2029/30 |  |  |  |  | Return to Index
Zone | Zone Name | 2025/26 (p/kWh) | 2026/27 (p/kWh) | 2027/28 (p/kWh) | 2028/29 (p/kWh) | 2029/30 (p/kWh) | Zone | Difference 2025/26 to 2026/27 (p/kWh) | Difference 2026/27 to 2027/28 (p/kWh) | Difference 2027/28 to 2028/29 (p/kWh) | Difference 2028/29 to 2029/30 (p/kWh)
1 | Northern Scotland | 0 | 0 | 0 | 0 | 0 | 1 | 0 | 0 | 0 | 0
2 | Southern Scotland | 0 | 0 | 0 | 0 | 0 | 2 | 0 | 0 | 0 | 0
3 | Northern | 0 | 0 | 0 | 0 | 0 | 3 | 0 | 0 | 0 | 0
4 | North West | 0 | 0 | 0 | 0 | 0 | 4 | 0 | 0 | 0 | 0
5 | Yorkshire | 0 | 0 | 0 | 0 | 0 | 5 | 0 | 0 | 0 | 0
6 | N Wales & Mersey | 0 | 0 | 0 | 0 | 0 | 6 | 0 | 0 | 0 | 0
7 | East Midlands | 0 | 0 | 0.008937 | 0.0535 | 0.18535 | 7 | 0 | 0.008937 | 0.044563 | 0.13184
8 | Midlands | 0.25421 | 0.13189 | 0.23113 | 0.26877 | 0.37874 | 8 | -0.12231 | 0.099232 | 0.037642 | 0.10997
9 | Eastern | 0.18904 | 0.32701 | 0.41037 | 0.42844 | 0.61277 | 9 | 0.13797 | 0.083362 | 0.018062 | 0.18433
10 | South Wales | 0.38874 | 0.23664 | 0.19487 | 0.14665 | 0.39369 | 10 | -0.15209 | -0.04178 | -0.048216 | 0.24704
11 | South East | 0.72107 | 0.84747 | 0.77911 | 0.74618 | 1.087 | 11 | 0.1264 | -0.068361 | -0.032931 | 0.34078
12 | London | 0.79767 | 0.94044 | 1.0044 | 0.96944 | 1.1459 | 12 | 0.14277 | 0.063919 | -0.034915 | 0.17642
13 | Southern | 1.0226 | 1.0926 | 0.9381 | 0.93126 | 1.2316 | 13 | 0.069913 | -0.15445 | -0.006842 | 0.30038
14 | South Western | 1.6142 | 1.632 | 0.4935 | 0.33882 | 0.7048 | 14 | 0.017809 | -1.1385 | -0.15468 | 0.36598
Figure 6 - Changes to NHH Demand tariffs

## T20
Table 20 - Contracted and Modelled TEC |  |  |  | Return to Index
Generation (GW) | 2025/26 | 2026/27 | 2027/28 | 2028/29 | 2029/30
Contracted TEC | 115.4667 | 140.7501 | 174.1363 | 208.7787 | 245.214
Modelled Best View TEC | 91.8638 | 105.5113 | 111.862 | 119.9854 | 131.0616
Chargeable TEC | 83.1508 | 96.2943 | 101.455 | 109.5784 | 119.1546

## T21
Table 21 - Interconnectors Contracted TEC | [5 empty] | Return to Index
Generation MW
Interconnector | Node | Zone | 2025/26 | 2026/27 | 2027/28 | 2028/29 | 2029/30
Aminth | NORM40 | 18 | 0 | 0 | 0 | 0 | 0
Aquind Interconnector | LOVE40 | 26 | 0 | 0 | 2000 | 2000 | 2000
Auchencrosh (interconnector CCT) | AUCH20 | 10 | 500 | 500 | 500 | 500 | 500
Britned | GRAI40 | 24 | 1200 | 1200 | 1200 | 1200 | 1200
Continental Link | BLYT4A | 13 | 0 | 0 | 1800 | 1800 | 1800
Cronos | KEMS40 | 24 | 0 | 0 | 0 | 0 | 1400
East West Interconnector | CONQ40 | 16 | 505 | 505 | 505 | 505 | 505
ElecLink | SELL40 | 24 | 1000 | 1000 | 1000 | 1000 | 1000
FAB Link Interconnector | EXET40 | 26 | 0 | 0 | 1250 | 1250 | 1250
Greenlink | PEMB40 | 20 | 504 | 504 | 504 | 504 | 504
Gridlink Interconnector | KINO40 | 24 | 0 | 0 | 0 | 1500 | 1500
IFA Interconnector | SELL40 | 24 | 1988 | 1988 | 1988 | 1988 | 1988
IFA2 Interconnector | CHIL40 | 26 | 1100 | 1100 | 1100 | 1100 | 1100
Kulizumboo Interconnector | CANT40 | 24 | 0 | 0 | 700 | 700 | 700
Lion (EuroLink) | LEIS4A | 18 | 1600 | 1600 | 1600 | 1600 | 1600
LIRIC Interconnector | KILS40 | 10 | 0 | 0 | 0 | 730 | 730
Low Carbon Link | PEMB40 | 20 | 0 | 0 | 0 | 0 | 0
MARES | BODE40 | 16 | 0 | 0 | 0 | 750 | 750
Nautilus | LEIS40 | 18 | 0 | 0 | 1500 | 1500 | 1500
Nemo Link | RICH40 | 24 | 1020 | 1020 | 1020 | 1020 | 1020
NeuConnect Interconnector | GRAI40 | 24 | 0 | 1400 | 1400 | 1400 | 1400
NorthConnect | PEHE20 | 2 | 0 | 0 | 1400 | 1400 | 1400
NS Link | BLYT4A | 13 | 1400 | 1400 | 1400 | 1400 | 1400
Southernlink | GRAI40 | 24 | 0 | 0 | 0 | 0 | 1500
The Superconnection | CREB40 | 15 | 0 | 0 | 1000 | 1000 | 1000
Viking Link Denmark Interconnector | BICF4A | 17 | 1500 | 1500 | 1500 | 1500 | 1500

## T22
Table 22 – Expansion constant for 2025/26 to 2029/30 | [5 empty] | Return to Index
| £/MWkm | 2025/26 | 2026/27 | 2027/28 | 2028/29 | 2029/30
| Expansion Constant | 18.3171 | 18.6387 | 19.0114 | 19.3917 | 19.7795

## T23
Table 23 - Allowed Revenues | [5 empty] | Return to Index
£m Nominal | 2025/26 | 2026/27 | 2027/28 | 2028/29 | 2029/30
TO Income from TNUoS
National Grid Electricity Transmission | 2502.7911 | 2616.6398 | 2668.9726 | 2722.352 | 2776.7991
Scottish Power Transmission | 502.8653 | 523.5658 | 575.6768 | 636.6617 | 721.2904
SHE Transmission | 1197.2932 | 1228.8969 | 1283.0733 | 1330.1976 | 1383.9376
Total TO Income from TNUoS | 4202.9495 | 4369.1026 | 4527.7227 | 4689.2113 | 4882.027
Other Income from TNUoS
Other Pass-through from TNUoS | 131.5079 | 118.7659 | 88.7048 | 59.4952 | 47.6131
Offshore (plus interconnector contribution / allowance) | 946.3092 | 940.2516 | 1086.6205 | 1152.8276 | 1246.4698
Total Other Income from TNUoS | 1077.8171 | 1059.0174 | 1175.3253 | 1212.3228 | 1294.0829
Total to Collect from TNUoS | 5280.7666 | 5428.12 | 5703.048 | 5901.5341 | 6176.1099

## T24
Table 24 - Generation and Demand Revenue Proportions | [5 empty] | Return to Index
| Code | Revenue | 2025/26 | 2026/27 | 2027/28 | 2028/29 | 2029/30
| CAPEC | Limit on generation tariff (€/MWh) | 2.5 | 2.5 | 2.5 | 2.5 | 2.5
| y | Error Margin | 31.4% | 31.4% | 31.4% | 31.4% | 31.4%
| ER | Exchange Rate (€/£) | 1.1599 | 1.1599 | 1.1599 | 1.1599 | 1.1599
| MAR | Total Revenue (£m) | 5280.7666 | 5428.12 | 5703.048 | 5901.5341 | 6176.1099
| GO | Generation Output (TWh) | 209.1134 | 228.5143 | 241.8608 | 249.1847 | 292.7736
| G | % of revenue from generation | 21.38% | 21.99% | 22.37% | 22.2% | 23.32%
| D | % of revenue from demand | 78.62% | 78.01% | 77.63% | 77.8% | 76.68%
| G.R | Revenue recovered from generation (£m) | 1129.0578 | 1193.5195 | 1275.6062 | 1310.0998 | 1440.4404
| D.R | Revenue recovered from demand (£m) | 4151.7088 | 4234.6004 | 4427.4418 | 4591.4342 | 4735.6695
Breakdown of generation revenue
|  | Revenue from the Peak element | 121.0903 | 141.1392 | 143.1201 | 136.2858 | 145.8118
|  | Revenue from the Year Round Shared element | 140.8454 | 172.3633 | 177.9163 | 201.0048 | 263.0597
|  | Revenue from the Year Round Not Shared element | 186.7361 | 261.1221 | 250.4301 | 341.1277 | 523.4276
|  | Revenue from Onshore Local Circuit tariffs | 52.3526 | 54.752 | 56.8497 | 32.6655 | 36.9894
|  | Revenue from Onshore Local Substation tariffs | 13.5397 | 15.821 | 16.9416 | 19.6639 | 21.0409
|  | Revenue from Offshore Local tariffs | 766.1639 | 799.6389 | 861.1346 | 907.6683 | 971.7203
|  | Revenue from the adjustment element | -151.8186 | -251.4696 | -230.9415 | -328.4704 | -521.7714
| G.MAR | Total Revenue recovered from generation (£m) | 1129.0578 | 1193.5195 | 1275.6062 | 1310.0998 | 1440.4404
|  | Including revenue from local charges associated with pre-existing assets (indicative) (£m) | 12.3356 | 14.7194 | 17.0831 | 18.4891 | 22.3584

## T25
Table 25 - Generation Revenue Error Margin |  |  |  |  | Return to Index
Calculation for 2025/26 - 2029/30
| Data from year: | Revenue inputs |  | Generation output variance
|  | Revenue variance | Adjusted variance
| 2018/19 | -9.175% | -4.539% | -7.478%
| 2019/20 | -14.65% | -10.01% | -4.114%
| 2020/21 | -13.17% | -8.532% | 7.472%
| 2021/22 | 4.299% | 8.935% | 9.526%
| 2022/23 | 9.515% | 14.15% | 13.1%
| Systemic error: | -4.636%
| Adjusted error: |  | 14.2% | 13.1%
| Error margin = |  |  | 31.4%
Adjusted variance = the revenue variance - systemic error
Systemic error = the average of all the values in the series
Adjusted error = the maximum of the (absolute) values in the series

## T26-27
Table 26-27 - Onshore local circuit/substation pre-existing asset tariffs and total TECs associated with Pre-existing assets | [5 empty] | Return to Index
| 2025/26 | 2026/27 | 2027/28 | 2028/29 | 2029/30 |  |  | 2025/26 | 2026/27 | 2027/28 | 2028/29 | 2029/30
Project Name | Pre-existing local circuit tariff (£/kW) | Pre-existing local circuit tariff (£/kW) | Pre-existing local circuit tariff (£/kW) | Pre-existing local circuit tariff (£/kW) | Pre-existing local circuit tariff (£/kW) | Aggregated pre-existing TEC (MW) | Project Name | Pre-existing substation Tariff (£/kW) | Pre-existing substation Tariff (£/kW) | Pre-existing substation Tariff (£/kW) | Pre-existing substation Tariff (£/kW) | Pre-existing substation Tariff (£/kW) | Aggregated pre-existing TEC (MW)
A'Chruach Wind Farm | 0 | 0 | 0 | 0 | 0 | 15707.69 | Pogbie Wind Farm | 0.1786 | 0.18174 | 0.18537 | 0.18908 | 0.19286 | 0
Glen App Windfarm | 1.8924 | 1.9256 | 1.9641 | 2.0034 | 2.0435 |  | Toddleburn Wind Farm | 0.1786 | 0.18174 | 0.18537 | 0.18908 | 0.19286
Beinneun Wind Farm | 0.059119 | 0.060131 | 0.061308 | 0.062507 | 0.063727
Afton Wind Farm | 0 | 0 | 0 | 0 | 0
Benbrack wind farm | 0.43314 | 0.44075 | 0.44956 | 0.45855 | 0.46772
Blacklaw Extension | 0 | 0 | 0 | 0 | 0
Blacklaw | 0 | 0 | 0 | 0 | 0
Clyde North | 0 | 0 | 0 | 0 | 0
Clyde South | 0 | 0 | 0 | 0 | 0
Corriegarth | 0 | 0 | 0 | 0 | 0
Lochluichart | 0 | 0 | 0 | 0 | 0
Coryton | 0 | 0 | 0 | 0 | 0
Cruachan | 0 | 0 | 0 | 0 | 0
Dersalloch Wind Farm | 0 | 0 | 0 | 0 | 0
Dinorwig | 0 | 0 | 0 | 0 | 0
Edinbane Windfarm | 0 | 0 | 0 | 0 | 0
Ewe Hill | 0 | 0 | 0 | 0 | 0
Fallago Rig Wind Farm | 0 | 0 | 0 | 0 | 0
Carraig Gheal Wind Farm | 5.332 | 5.4256 | 5.5341 | 5.6448 | 5.7577
Ffestiniog | 0 | 0 | 0 | 0 | 0
Foyers | 0 | 0 | 0 | 0 | 0
Hartlepool | 0 | 0 | 0 | 0 | 0
Marchwood | 0 | 0 | 0 | 0 | 0
Pen Y Cymoedd Wind Farm | 0 | 0 | 0 | 0 | 0
Rocksavage | 0 | 0 | 0 | 0 | 0
Saltend | 0 | 0 | 0 | 0 | 0
Spalding | 0 | 0 | 0 | 0 | 0
Stronelairg | 0.25229 | 0 | 0 | 0 | 0
Aikengall II Windfarm | 0 | 0 | 0 | 0 | 0
Whitelee Extension | 0 | 0 | 0 | 0 | 0
Bhlaraidh Wind Farm | 0 | 0 | 0 | 0 | 0
Dorenell Windfarm | 1.2734 | 1.2957 | 1.3216 | 1.3481 | 1.375
Harting Rig Wind Farm | 0 | 0 | 0 | 0 | 0
Middle Muir Wind Farm | 0 | 0 | 0 | 0 | 0
Aberdeen Offshore Wind Farm | 0 | 0 | 0 | 0 | 0
Glen Kyllachy Wind Farm | 0.56771 | 0.57768 | 0.58923 | 0.60101 | 0.61304
Enoch Hill | 0 | 0 | 0 | 0 | 0
Galawhistle Wind Farm | 0 | 0 | 0 | 0 | 0
Kennoxhead Wind Farm | 0 | 0 | 0 | 0 | 0
Broken Cross Windfarm | 1.3234 | 1.3465 | 1.3733 | 1.4007 | 1.4286
Hunterston Energy Storage Facility | 0 | 0 | 0 | 0 | 0
Kincardine Battery Storage Facility | 0 | 0 | 0 | 0 | 0
Limekiln | 0 | 0 | 0 | 0 | 0
Cumberhead West Wind Farm | 0 | 0 | 0 | 0 | 0
Shepherds Rig Wind Farm | 0 | 0 | 0 | 0 | 0
Viking Wind Farm | 0 | 0 | 0 | 0 | 0
Arecleoch Windfarm Extension | 2.0927 | 2.1942 | 1.0989 | 1.1208 | 1.1433
Sanquhar Wind Farm | 3.7858 | 3.8523 | 1.9292 | 1.9678 | 2.0072
Crossdykes | 0 | 0 | 0 | 0 | 0
Aikengall IIa Wind Farm | 0 | 0 | 0 | 0 | 0
Kype Muir | 0 | 0 | 0 | 0 | 0
Kennoxhead Wind Farm Extension | 0 | 2.1181 | 2.1605 | 2.2037 | 2.2478
Cumberhead | 0 | 0 | 0 | 0 | 0
Chirmorie Wind Farm | 3.7858 | 0 | 0 | 0 | 0
Sandy Knowe Wind Farm | 2.9193 | 2.9705 | 3.0299 | 3.0905 | 3.1523
Douglas West | 0 | 0 | 0 | 0 | 0
Dalquhandy Wind Farm | 0 | 0 | 0 | 0 | 0
Stranoch Wind Farm | 2.7087 | 2.737 | 1.6525 | 1.6856 | 1.7193
Twentyshilling Wind Farm | 3.7858 | 3.8523 | 2.3259 | 2.3724 | 2.4199
Douglas West Extension | 0 | 0 | 0 | 0 | 0
Whiteside Hill Wind Farm | 3.7858 | 3.8523 | 0 | 0 | 0
Windy Rig Wind Farm | 0 | 0 | 0 | 0 | 0
Windy Standard II (Brockloch Rig) Wind Farm | 0 | 0 | 0 | 0 | 0
Pencloe Windfarm | 0 | 0 | 0 | 0 | 0
Glenmuckloch Wind Farm | 3.7858 | 3.571 | 0 | 0 | 0
Sanquhar II Wind Farm | 6.6975 | 5.7959 | 5.9118 | 6.03 | 6.1506

## T28
Table 28 - Charging Bases |  |  |  |  | Return to Index
| Charging Bases | 2024/25 | 2025/26 | 2026/27 | 2027/28 | 2028/29 | 2029/30
| Generation (GW) | 82.9425 | 83.1508 | 96.2943 | 101.455 | 109.5784 | 119.1546
| NHH Demand (4pm-7pm TWh) | 22.9768 | 23.0628 | 22.6103 | 22.9092 | 22.9578 | 22.7282
Gross charging
| Total Average Gross Triad (GW) | 47.0429 | 47.4314 | 48.1924 | 48.7182 | 48.9415 | 48.8926
| HH Demand Average Gross Triad (GW) | 17.2364 | 17.2054 | 18.6698 | 18.8549 | 18.9451 | 18.983
| Embedded Generation Export (GW) | 7.3106 | 7.4844 | 7.2257 | 7.4287 | 7.6574 | 8.1398

## T29
Table 29 - Residual & Adjustment Tariff Calculation | [5 empty] | Return to Index
| Component |  | 2025/26 | 2026/27 | 2027/28 | 2028/29 | 2029/30
| G | Proportion of revenue recovered from generation (%) | 21.38% | 21.99% | 22.37% | 22.2% | 23.32%
| D | Proportion of revenue recovered from demand (%) | 78.62% | 78.01% | 77.63% | 77.8% | 76.68%
| R | Total TNUoS revenue (£m) | 5280.7666 | 5428.12 | 5703.048 | 5901.5341 | 6176.1099
Generation revenue breakdown (without adjustment)
| ZG | Revenue recovered from the wider locational element of generator tariffs (£m) | 448.6718 | 574.6246 | 571.4665 | 678.4184 | 932.2992
| O | Revenue recovered from offshore local tariffs (£m) | 766.1639 | 799.6389 | 861.1346 | 907.6683 | 971.7203
| LG | Revenue recovered from onshore local substation tariffs (£m) | 13.5397 | 15.821 | 16.9416 | 19.6639 | 21.0409
| SG | Revenue recovered from onshore local circuit tariffs (£m) | 52.3526 | 54.752 | 56.8497 | 32.6655 | 36.9894
|  | Revenue from local charges associated with pre-existing assets (indicative) (£m) | 12.3356 | 14.7194 | 17.0831 | 18.4891 | 22.3584
Generation adjustment tariff calculation
|  | Limit on generation tariff (€/MWh) | 2.5 | 2.5 | 2.5 | 2.5 | 2.5
|  | Error Margin | 31.4% | 31.4% | 31.4% | 31.4% | 31.4%
|  | Exchange Rate (€/£) | 1.1599 | 1.1599 | 1.1599 | 1.1599 | 1.1599
|  | Total generation Output (TWh) | 209.1134 | 228.5143 | 241.8608 | 249.1847 | 292.7736
|  | Generation revenue subject to the [0,2.50]Euro/MWh range (£m) | 309.1888 | 337.8743 | 357.6081 | 368.4371 | 432.8862
|  | Adjustment Revenue (£m) | -151.8186 | -251.4696 | -230.9415 | -328.4704 | -521.7714
| BG | Generator charging base (GW) | 83.1508 | 96.2943 | 101.455 | 109.5784 | 119.1546
| AdjTariff | Generator adjusment tariff (£/kW) | -1.8258 | -2.6115 | -2.2763 | -2.9976 | -4.3789
Gross demand residual
| RD | Demand residual (£m) | 4038.809 | 4108.1115 | 4317.6714 | 4484.1659 | 4584.1759
| ZD | Revenue recovered from the locational element of demand tariffs (£m) | 133.6033 | 148.2915 | 130.0114 | 127.8911 | 179.8685
| EE | Amount to be paid to Embedded Export Tariffs (£m) | -21.2495 | -22.3444 | -20.7802 | -21.1631 | -28.9075

## T30
Table 30 - Summary of CUSC modification proposals affecting tariffs |  |  |  | Return to Index
| Name | Title | Effect of proposed change | Possible implementation
| CMP288/289 | Explicit charging arrangements for customer delays and backfeeds (CMP288) and consequential change (CMP289) | Potential impact on non-locational tariffs only | Potential implementation dates will be included once the relevant modification has reached a sufficient stage of development.
| CMP315 | Expansion Constant review | Affects TNUoS locational tariffs for generators and demand users
| CMP316/397 | TNUoS Arrangements for Co-located Generation Sites | Affects TNUoS locational tariffs
| CMP330/374 | Allowing new Transmission Connected parties to build Connection Assets greater than 2km in length | Change CUSC section 14 to enable connection assets greater than 2km in length
| CMP344 | Clarification of Transmission Licensee revenue recovery and the treatment of revenue adjustments in the Charging Methodology | Fixing the TNUoS revenue at each onshore price control period for onshore TOs, and at the point of asset transfer for OFTOs.
| CMP375 | Enduring Expansion Constant & Expansion Factor Review | Affects TNUoS locational tariffs for generators and demand users
| CMP393 | Using Imports and Exports to Calculate Annual Load Factor for Electricity Storage | Change ALF calculation methodology
| CMP405 | TNUoS Locational Demand Signals for Storage | Change demand locational tariffs so they are not floored at zero
| CMP411 | Introduction of Anticipatory Investment (AI) within the Section 14 charging methodologies | Introduce Anticipatory Investment (AI) and a mechanism for the recovery of AI costs within the Section 14 charging methodologies
| CMP413 | Rolling 10-year wider TNUoS generation tariffs | Seeks to introduce an obligation on the ESO to publish generation tariffs for a rolling 10-year duration
| CMP418 | Refine the allocation of Static Var Compensators (SVC) costs at OFTO transfer | Seeks to remove cost of certain reactive compensation equipment from the Generators annual local offshore tariff and include it in the general TNUoS via the demand residual
| CMP419 | Generation Zoning Methodology Review | Seeks to review the existing generation zoning methodology to incorporate offshore assets connected as part of the Holistic Network Design (HND) to enable the wider tariff to be applied to offshore generators
| CMP423 | Generated Weighted Reference Node | Seeks to change the way the Tariff and Transport model calculates tariffs. There would be no change to the structure of the tariffs, or any other aspect of charging
| CMP424 | Amendments to Scaling Factors used for Year round TNUoS charges | Seeks to introduce a mechanism which sets a lower limit on the variable generation scaling factors used for the purpose of Year Round Background tariff calculation
| CMP428 | User Commitment liabilities for Onshore Transmission (reinforcement) in the Holistic Network Design | Seeks to define the User Commitment liabilities for Generators connected via onshore transmission (reinforcement) within the HND
| CMP432 | Improve “Locational Onshore Security Factor” for TNUoS Wider Tariffs | Seeks to remove the existing Locational Onshore Security Factor uplift from all TNUoS Wider locational tariffs for both Peak Security and Year-Round, for both generation and demand tariffs. Note it is the intent that local charges would remain unchanged.
| CMP433 | Optimised Transmission Investment Cost model | Seeks to replace the Transport component of the Transport and Tariff (T&T) model with an economic market model

## T31
Table 31 - Demand Locational Tariffs for 2025/26 |  |  |  | Return to Index
Demand Zone |  | 2025/26
|  | Peak (£/kW) | Year Round (£/kW) | Floored HH Tariff (£/kW)
1 | Northern Scotland | -1.4369 | -32.1068 | 0
2 | Southern Scotland | -1.703 | -22.9479 | 0
3 | Northern | -3.1916 | -10.2095 | 0
4 | North West | 0.061358 | -5.2919 | 0
5 | Yorkshire | -1.9534 | -2.9443 | 0
6 | N Wales & Mersey | -1.1271 | -1.7415 | 0
7 | East Midlands | -1.7425 | 1.2997 | 0
8 | Midlands | -1.0678 | 2.9736 | 1.9057
9 | Eastern | 0.32032 | 1.0307 | 1.351
10 | South Wales | -5.526 | 8.7743 | 3.2482
11 | South East | 3.5654 | 1.5326 | 5.098
12 | London | 4.5129 | 2.424 | 6.9369
13 | Southern | 1.7577 | 5.8936 | 7.6513
14 | South Western | 1.0795 | 10.5672 | 11.6467

## T32
Table 32 - Demand Locational Tariffs for 2026/27 |  |  |  | Return to Index
Demand Zone |  | 2026/27
|  | Peak (£/kW) | Year Round (£/kW) | Floored HH Tariff (£/kW)
1 | Northern Scotland | -0.71864 | -34.278 | 0
2 | Southern Scotland | -1.478 | -23.859 | 0
3 | Northern | -3.5184 | -10.6225 | 0
4 | North West | -0.37593 | -5.5502 | 0
5 | Yorkshire | -2.486 | -3.1518 | 0
6 | N Wales & Mersey | -0.49125 | -3.2251 | 0
7 | East Midlands | -1.8248 | 1.2904 | 0
8 | Midlands | -1.0885 | 2.0822 | 0.99373
9 | Eastern | 0.46496 | 1.8667 | 2.3317
10 | South Wales | -6.0482 | 8.0477 | 1.9995
11 | South East | 3.6037 | 2.3541 | 5.9579
12 | London | 4.8617 | 3.5952 | 8.4569
13 | Southern | 1.882 | 6.3303 | 8.2123
14 | South Western | 0.84859 | 10.8038 | 11.6523

## T33
Table 33 - Demand Locational Tariffs for 2027/28 |  |  |  | Return to Index
Demand Zone |  | 2027/28
|  | Peak (£/kW) | Year Round (£/kW) | Floored HH Tariff (£/kW)
1 | Northern Scotland | -0.92136 | -34.6477 | 0
2 | Southern Scotland | -1.8797 | -24.3101 | 0
3 | Northern | -2.7972 | -10.1362 | 0
4 | North West | -0.13532 | -5.2756 | 0
5 | Yorkshire | -2.249 | -2.6964 | 0
6 | N Wales & Mersey | -0.11839 | -2.7449 | 0
7 | East Midlands | -1.4962 | 1.5643 | 0.068179
8 | Midlands | -0.49561 | 2.2406 | 1.745
9 | Eastern | 0.69901 | 2.2264 | 2.9255
10 | South Wales | -6.3588 | 8.0085 | 1.6497
11 | South East | 3.466 | 2.0071 | 5.4731
12 | London | 5.1878 | 3.824 | 9.0118
13 | Southern | 1.5006 | 5.5474 | 7.048
14 | South Western | -3.1735 | 6.7071 | 3.5336

## T34
Table 34 - Demand Locational Tariffs for 2028/29 |  |  |  | Return to Index
Demand Zone |  | 2028/29
|  | Peak (£/kW) | Year Round (£/kW) | Floored HH Tariff (£/kW)
1 | Northern Scotland | 0.013039 | -35.4349 | 0
2 | Southern Scotland | -1.0673 | -25.1725 | 0
3 | Northern | -1.9798 | -10.9514 | 0
4 | North West | 0.67315 | -5.9655 | 0
5 | Yorkshire | -1.4474 | -3.306 | 0
6 | N Wales & Mersey | 0.67163 | -3.3004 | 0
7 | East Midlands | -0.9349 | 1.342 | 0.40708
8 | Midlands | 0.13745 | 1.8885 | 2.026
9 | Eastern | -0.13876 | 3.183 | 3.0442
10 | South Wales | -6.5301 | 7.7648 | 1.2346
11 | South East | 2.5006 | 2.7234 | 5.224
12 | London | 3.4806 | 5.2077 | 8.6883
13 | Southern | 1.2258 | 5.7409 | 6.9667
14 | South Western | -3.7677 | 6.1952 | 2.4275

## T35
Table 35 - Demand Locational Tariffs for 2029/30 |  |  |  | Return to Index
Demand Zone |  | 2029/30
|  | Peak (£/kW) | Year Round (£/kW) | Floored HH Tariff (£/kW)
1 | Northern Scotland | -0.52375 | -50.6766 | 0
2 | Southern Scotland | -1.9383 | -37.3527 | 0
3 | Northern | -2.4977 | -10.0783 | 0
4 | North West | -0.13522 | -6.9728 | 0
5 | Yorkshire | -1.8171 | -2.1522 | 0
6 | N Wales & Mersey | 0.82203 | -2.9714 | 0
7 | East Midlands | -1.3454 | 2.7456 | 1.4002
8 | Midlands | -0.18882 | 3.0233 | 2.8345
9 | Eastern | 0.20569 | 4.1156 | 4.3213
10 | South Wales | -6.5386 | 9.831 | 3.2924
11 | South East | 3.2512 | 4.3003 | 7.5515
12 | London | 4.5575 | 5.6533 | 10.2107
13 | Southern | 1.3726 | 7.7753 | 9.148
14 | South Western | -3.372 | 8.3824 | 5.0105

## T36
Table 36 - Generic Annual Load Factors |  | Return to Index
Technology | Generic ALF
Battery | 1.63%
Biomass | 45.56%
CCGT_CHP | 49.43%
Coal | 16.33%
Gas_Oil | 0.4504%
Hydro | 40.45%
Nuclear | 61.93%
Offshore_Wind | 46.78%
Onshore_Wind | 38.68%
Pumped_Storage | 8.357%
Reactive_Compensation | 0%
Solar | 10.9%
Tidal | 12.6%
Wave | 2.9%
*Note:
ALF figures for Solar, Wave and Tidal technology are generic figures provided by BEIS due to no metered data being available.

## T37
Table 37 - Contracted TEC by generation zone | [6 empty] | Return to Index
| Zone | Zone Name | 2025/26 | 2026/27 | 2027/28 | 2028/29 | 2029/30
|  |  | (MW) | (MW) | (MW) | (MW) | (MW)
| 1 | North Scotland | 4202.5 | 4924.5 | 6539.5 | 8349.8 | 11335.5
| 2 | East Aberdeenshire | 2100 | 2100 | 3605 | 3605 | 5305
| 3 | Western Highlands | 487.9 | 588.7 | 1200.7 | 1200.7 | 2859.1
| 4 | Skye and Lochalsh | 41.4 | 91.3 | 331.3 | 331.3 | 429.9
| 5 | Eastern Grampian and Tayside | 1627.6 | 1877.4 | 1877.4 | 2067.4 | 2567.4
| 6 | Central Grampian | 63.5 | 63.5 | 63.5 | 63.5 | 113.5
| 7 | Argyll | 216 | 312 | 469.1 | 678.5 | 867.5
| 8 | The Trossachs | 920 | 920 | 1060 | 1160 | 1160
| 9 | Stirlingshire and Fife | 520 | 720 | 1670 | 4209.9 | 4589.9
| 10 | South West Scotland | 4808.7 | 5080.3 | 7786.3 | 11222.3 | 13687.8
| 11 | Lothian and Borders | 5198.93 | 7221.93 | 11460.13 | 14906.43 | 16993.13
| 12 | Solway and Cheviot | 951.3 | 1087.3 | 1334.18 | 1734.18 | 1836.68
| 13 | North East England | 6634.4 | 7494.4 | 10059.4 | 10109.3 | 11909.3
| 14 | North Lancashire and The Lakes | 4189 | 4389 | 4389 | 4789 | 4789
| 15 | South Lancashire, Yorkshire and Humber | 14169.38 | 17827.86 | 21085.76 | 23545.66 | 25625.66
| 16 | North Midlands and North Wales | 11802.6 | 15524.3 | 18480.4 | 21373.4 | 24113.4
| 17 | South Lincolnshire and North Norfolk | 9513.98 | 9513.98 | 10553.98 | 11473.98 | 13393.98
| 18 | Mid Wales and The Midlands | 13660.785 | 19191.685 | 22212.985 | 27566.985 | 35990.885
| 19 | Anglesey and Snowdon | 1794 | 2214 | 2311 | 3551 | 3571
| 20 | Pembrokeshire | 2703 | 3839.2 | 3839.2 | 4239.1 | 4539.1
| 21 | South Wales & Gloucester | 1537 | 1756.8 | 1756.8 | 5761.2 | 6671.4
| 22 | Cotswold | 1763.3 | 1813.29 | 1833.89 | 1951.49 | 2451.49
| 23 | Central London | 189.9 | 189.9 | 189.9 | 669.9 | 669.9
| 24 | Essex and Kent | 16498.4 | 18274.5 | 19288.7 | 21480.6 | 26086.6
| 25 | Oxfordshire, Surrey and Sussex | 3043.495 | 4267.595 | 5481.595 | 5681.595 | 6251.595
| 26 | Somerset and Wessex | 5641.1 | 8278.2 | 12268.1 | 13768 | 14066.9
| 27 | West Devon and Cornwall | 1188.5 | 1188.5 | 2988.5 | 3288.5 | 3338.4

## T38-41
Table 38-41 - Revenue Breakdown | [7 empty] | Return to Index
Transmission Revenue Forecast |  |  | National Grid Electricity Transmission |  |  |  |  | Scottish Power Transmission |  |  |  |  | SHE Transmission | [6 empty] | NGESO TNUoS Other Pass-Through
|  |  | 2025/26 | 2026/27 | 2027/28 | 2028/29 | 2029/30 | 2025/26 | 2026/27 | 2027/28 | 2028/29 | 2029/30 | 2025/26 | 2026/27 | 2027/28 | 2028/29 | 2029/30 | Notes | Term | 2025/26 | 2026/27 | 2027/28 | 2028/29 | 2029/30
Inflation 2018/19 |  | PI2018/19 | 283.3083 | 283.3083 | 283.3083 | 283.3083 | 283.3083 | 283.3083 | 283.3083 | 283.3083 | 283.3083 | 283.3083 | 283.3083 | 283.3083 | 282.3083 | 283.3083 | 283.3083 | April to March 2018/19 average RPI | Embedded Offshore Pass-Through (OFETt) | 0.69453 | 0.69453 | 0.69453 | 0.69453 | 0.69453
Inflation |  | PIt | 372.2695 | 379.7149 | 387.3092 | 395.0553 | 402.9564 | 372.2695 | 378.3254 | 385.8486 | 393.5655 | 401.4369 | 372.2695 | 379.7149 | 387.3092 | 395.0553 | 402.9564 | Blended RPI-CPIH Inflation | Network Innovation Competition Fund (NICFt) | 0 | 0 | 0 | 0 | 0
Opening Base Revenue Allowance (2018/19 prices) | A1 | Rt | 1952.2961 | 1952.2961 | 1952.2961 | 1952.2961 | 1952.2961 | 392.649 | 392.0714 | 422.6893 | 458.3012 | 509.0404 | 898.9117 | 916.89 | 935.2278 | 953.9323 | 973.011 |  | Strategic Innovation Fund (SIFt) | 85.0069 | 72.3121 | 42.251 | 13.0414 | 1.1593
Price Control Financial Model Iteration Adjustment | A2 | ADJt | 0 | 0 | 0 | 0 | 0 | 0 | 0 | 0 | 0 | 0 | 0 | 0 | 0 | 0 | 0 |  | The Adjustment Term (ADJt) | 0 | 0 | 0 | 0 | 0
[ADJRt = Rt * PIt / PI2018/19 + ADJt] | A | ADJRt | 2565.3331 | 2616.6398 | 2668.9726 | 2722.352 | 2776.7991 | 515.944 | 523.5658 | 575.6768 | 636.6617 | 721.2904 | 1181.1774 | 1228.8969 | 1283.0733 | 1330.1976 | 1383.9376 |  | Offshore Transmission Revenue (OFTOt) and Interconnectors Cap&Floor Revenue Adjustment (TICFt) | 946.3092 | 1026.2299 | 1105.9812 | 1165.1201 | 1246.4698
SONIA | B1 | It-1 | 0.049868 | 0.044325 | 0.045211 | 0.046116 | 0.047038 | 0.049868 | 0.044325 | 0.044325 | 0.044325 | 0.044325 | 0.049868 | 0.044325 | 0.044325 | 0.044325 | 0.044325 |  | Interconnectors CACM Cost Recovery (ICPt) | 0 | -85.9783 | -19.3607 | -12.2925 | 0
Allowed Revenue | B2 | ARt-1 | 2022.9129 | 2502.7911 | 2552.8469 | 2603.9038 | 2655.9819 | 0 | 0 | 0 | 0 | 0 | 781.0696 | 1197.2932 | 1228.8969 | 1283.0733 | 1330.1976 |  | Site Specific Charges Discrepancy (DISt) | 0 | 0 | 0 | 0 | 0
Recovered Revenue | B4 | RRt-1 | 2022.9129 | 2502.7911 | 2552.8469 | 2603.9038 | 2655.9819 | 0 | 0 | 0 | 0 | 0 | 781.0696 | 1197.2932 | 1228.8969 | 1283.0733 | 1330.1976 |  | Termination Sums (TSt) | 0 | 0 | 0 | 0 | 0
Correction Term [Kt = (ARt-1 - RRt-1) * (1 + It-1 + 1.15%)] | B | Kt | 0 | 0 | 0 | 0 | 0 | 0 | 0 | 0 | 0 | 0 | 0 | 0 | 0 | 0 | 0 |  | NGET revenue pas-through (NGETTOt)* | 2502.7911 | 2616.6398 | 2668.9726 | 2722.352 | 2776.7991
Legacy pass-through | C1 | LPt | 0 | 0 | 0 | 0 | 0 | 0 | 0 | 0 | 0 | 0 | 0 | 0 | 0 | 0 | 0 |  | SPT revenue pass-through (TSPt) | 502.8653 | 523.5658 | 575.6768 | 636.6617 | 721.2904
Legacy MOD | C2 | LMODt | -62.542 | 0 | 0 | 0 | 0 | -13.1733 | 0 | 0 | 0 | 0 | 16.1158 | 0 | 0 | 0 | 0 |  | SHETL revenue pass-through (TSHt) | 1197.2932 | 1228.8969 | 1283.0733 | 1330.1976 | 1383.9376
Legacy K correction | C3 | LKt | 0 | 0 | 0 | 0 | 0 | 0 | 0 | 0 | 0 | 0 | 0 | 0 | 0 | 0 | 0 |  | ESO Bad debt (BDt) | 3.1205 | 3.0733 | 3.0733 | 3.0733 | 3.0733
Legacy TRU term | C4 | LTRUt | 0 | 0 | 0 | 0 | 0 | 0 | 0 | 0 | 0 | 0 | 0 | 0 | 0 | 0 | 0 |  | ESO other pass-through items (LFt + ITCt etc) | 42.686 | 42.686 | 42.686 | 42.686 | 42.686
Close out of the RIIO-ET1 stakeholder satisfaction output | C5 | LSSOt | 0 | 0 | 0 | 0 | 0 | 0 | 0 | 0 | 0 | 0 | 0 | 0 | 0 | 0 | 0 |  | ESO legacy adjustment (LARt) | 0 | 0 | 0 | 0 | 0
Close out of the RIIO-1 adjustment in respect of the Environmental Discretionary Reward Scheme | C6 | LEDRt | 0 | 0 | 0 | 0 | 0 | 0 | 0 | 0 | 0 | 0 | 0 | 0 | 0 | 0 | 0 |  | Total | 5280.7666 | 5428.12 | 5703.048 | 5901.5341 | 6176.1099
Close out of the RIIO-ET1 Incentive in respect of the sulphur hexafluoride (SF6) gas emissions incentive | C7 | LSFIt | 0 | 0 | 0 | 0 | 0 | 0 | 0 | 0 | 0 | 0 | 0 | 0 | 0 | 0 | 0 |  |  | 0 | 0 | 0 | 0 | 0
Close out of the RIIO-ET1 reliability incentive in respect of energy not supplied | C8 | LRIt | 0 | 0 | 0 | 0 | 0 | 0 | 0 | 0 | 0 | 0 | 0 | 0 | 0 | 0 | 0
Close out of RIIO-1 Network Outputs | C9 | NOCOt | 0 | 0 | 0 | 0 | 0 | 0.094621 | 0 | 0 | 0 | 0 | 0 | 0 | 0 | 0 | 0
Legacy Adjustment [LAR𝑡 = LPT𝑡 + LMODt + LKt + LTRUt + NOCOt + LSSOt + LEDRt + LSFIt + LRIt] | C | LARt | -62.542 | 0 | 0 | 0 | 0 | -13.0787 | 0 | 0 | 0 | 0 | 16.1158 | 0 | 0 | 0 | 0
Total Allowed Revenue [ARt = ADJRt + Kt + LARt] | D | ARt | 2502.7911 | 2616.6398 | 2668.9726 | 2722.352 | 2776.7991 | 502.8653 | 523.5658 | 575.6768 | 636.6617 | 721.2904 | 1197.2932 | 1228.8969 | 1283.0733 | 1330.1976 | 1383.9376
Notes
All monies are nominal 'money of the day' prices unless stated otherwise
Licensee forecasts and budgets are subject to change especially where they are influenced by external stakeholders
Greyed out cells are either calculated or not applicable in the year concerned due to the way the licence formula are constructed
NIC payments are listed separately, as they do not form part of TOs Maximum Revenue
Commentary
All reasonable care has been taken in the preparation of these illustrative tables and the data therein.
TOs offer this data without prejudice and cannot be held responsible for any loss that might be attributed to the use of this data.
TOs do not accept or assume responsibility for the use of this information by any person or any person to whom this information is shown or any person to whom this information otherwise becomes available.
This forecast contains as much information as can be currently made available.
This respects commercial confidentiality and disclosure considerations.
All £ figures are in money of the day
Information provided in £m to one decimal place

## T42
Table 42 - Offshore Revenues | [5 empty] | Return to Index
Offshore Transmission Revenue Forecast (£m) | 2025/26 | 2026/27 | 2027/28 | 2028/29 | 2029/30 | Notes
Regulatory Year
Barrow | 8.8593 | 9.1017 | 9.3528 | 9.6213 | 9.8979 | Current revenues plus indexation
Gunfleet | 11.0963 | 11.4 | 11.7146 | 12.0511 | 12.3976 | Current revenues plus indexation
Walney 1 | 20.1084 | 20.6772 | 21.1939 | 21.8614 | 22.4072 | Current revenues plus indexation
Robin Rigg | 12.3897 | 12.7309 | 13.0844 | 13.4624 | 13.8518 | Current revenues plus indexation
Walney 2 | 20.8254 | 21.3977 | 21.9906 | 22.6247 | 23.2778 | Current revenues plus indexation
Sheringham Shoal | 30.6175 | 31.462 | 32.2548 | 33.1861 | 34.2253 | Current revenues plus indexation
Ormonde | 18.5974 | 19.1084 | 19.6378 | 20.2039 | 20.787 | Current revenues plus indexation
Greater Gabbard | 40.2221 | 41.7379 | 44.3511 | 45.594 | 46.9061 | Current revenues plus indexation
London Array | 58.5563 | 60.0159 | 61.7584 | 63.5531 | 65.4017 | Current revenues plus indexation
Thanet | 27.3175 | 28.0259 | 28.9143 | 29.7189 | 30.3432 | Current revenues plus indexation
Lincs | 40.3254 | 41.301 | 42.4657 | 43.6654 | 44.901 | Current revenues plus indexation
Gwynt y mor | 39.3019 | 40.3192 | 41.5248 | 42.7706 | 44.0537 | Current revenues plus indexation
West of Duddon Sands | 32.3286 | 33.1316 | 34.0903 | 35.0777 | 36.0947 | Current revenues plus indexation
Humber Gateway | 16.8545 | 17.291 | 17.8098 | 18.3441 | 18.8944 | Current revenues plus indexation
Westermost Rough | 18.5963 | 19.0545 | 19.6014 | 20.1647 | 20.7449 | Current revenues plus indexation
Burbo Bank Extension | 18.4463 | 18.9278 | 19.4983 | 20.0861 | 20.6915 | Current revenues plus indexation
Dudgeon | 26.1862 | 26.8315 | 27.6019 | 28.3954 | 29.2127 | Current revenues plus indexation
Race Bank | 36.6011 | 37.554 | 38.6833 | 39.8465 | 41.0447 | Current revenues plus indexation
Galloper | 22.5861 | 23.1746 | 23.8718 | 24.59 | 25.3298 | Current revenues plus indexation
Walney 3 | 17.8422 | 18.3065 | 18.8569 | 19.4238 | 20.0078 | Current revenues plus indexation
Walney 4 | 17.8422 | 18.3065 | 18.8569 | 19.4238 | 20.0078 | Current revenues plus indexation
Hornsea 1A | 23.2857 | 23.8948 | 24.6163 | 25.3596 | 26.1254 | Current revenues plus indexation
Hornsea 1B | 23.2857 | 23.8948 | 24.6163 | 25.3596 | 26.1254 | Current revenues plus indexation
Hornsea 1C | 23.2857 | 23.8948 | 24.6163 | 25.3596 | 26.1254 | Current revenues plus indexation
Beatrice | 27.6946 | 28.3776 | 29.193 | 30.0328 | 30.8978 | Current revenues plus indexation
Rampion | 20.3358 | 20.8372 | 21.4358 | 22.0523 | 22.6873 | Current revenues plus indexation
East Anglia 1 | 54.7879 | 56.1379 | 57.7495 | 59.4095 | 61.1193 | Current revenues plus indexation
Hornsea 2A | 27.1917 | 27.6559 | 28.209 | 28.7732 | 29.3487 | Current revenues plus indexation
Hornsea 2B | 27.1917 | 27.6559 | 28.209 | 28.7732 | 29.3487 | Current revenues plus indexation
Hornsea 2C | 27.1917 | 27.6559 | 28.209 | 28.7732 | 29.3487 | Current revenues plus indexation
Triton Knoll | 42.507 | 43.6027 | 44.9108 | 46.2581 | 47.6459 | Current revenues plus indexation
Moray East | 48.2414 | 49.4849 | 50.9695 | 52.4985 | 54.0735 | Current revenues plus indexation
Forecast to asset transfer to OFTO in 2024/25 | 91.7729 | 94.1386 | 96.9627 | 99.8716 | 102.8678 | NGESO Forecast
Forecast to asset transfer to OFTO in 2025/26 | 11.1104 | 20.4676 | 21.0816 | 21.714 | 22.3655 | NGESO Forecast
Forecast to asset transfer to OFTO in 2026/27 |  | 8.6755 | 27.0513 | 27.8628 | 28.6987 | NGESO Forecast
Forecast to asset transfer to OFTO in 2027/28 |  |  | 31.0372 | 53.8923 | 55.509 | NGESO Forecast
Forecast to asset transfer to OFTO in 2028/29 |  |  |  | 5.4648 | 8.4938 | NGESO Forecast
Forecast to asset transfer to OFTO in 2029/30 |  |  |  |  | 45.2104 | NGESO Forecast
Offshore Transmission Pass-Through (B7) | 983.3831 | 1026.2299 | 1105.9812 | 1165.1201 | 1246.4698
Notes:
Licensee forecasts and budgets are subject to change especially where they are influenced by external stakeholders
Greyed out cells are either calculated or not applicable in the year concerned due to the way the licence formula are constructed
NIC payments are not included as they do not form part of OFTO Maximum Revenue
All monies are nominal 'money of the day' prices unless stated otherwise

## S1
Sensitivity 1 - Impact of additional revenue on TDR | [5 empty] | Return to Index
2025/26
|  | -£500m | -£100m | Unadjusted | +£100m | +£500m
| Revenue (£m) | 4780.0721 | 5180.0721 | 5280.0721 | 5380.0721 | 5780.0721
| Generation Share* | 6.468% | 5.969% | 5.856% | 5.747% | 5.349%
| Demand Share | 76.38% | 78.21% | 78.62% | 79.02% | 80.47%
| Total TDR charge/site | 108.18 | 120.41 | 123.47 | 126.53 | 138.75
*not including PARC hence no change in Generation share

## S2
Sensitivity 2 - Impact of variation in the Expansion Constant on Wider Tariffs | [6 empty] | Return to Index
| 2025/26 Generation Tariffs (£/kW) |  | Baseline |  |  | 2025/26 Sensitivity (Baseline EC -20%) |  |  | 2025/26 Sensitivity (Baseline EC +20%)
| Zone | Zone Name | Baseline Conventional Carbon (40%) | Baseline Conventional Low Carbon (75%) | Baseline Intermittent 45% | EC - 20%: Conventional Carbon (40%) | EC - 20%: Conventional Low Carbon (75%) | EC - 20%:Intermittent 45% | EC + 20%: Conventional Carbon (40%) | EC + 20%: Conventional Low Carbon (75%) | EC + 20%: Intermittent 45%
| 1 | North Scotland | 18.0185 | 37.4311 | 27.3155 | 15.1288 | 30.6589 | 22.5664 | 20.9082 | 44.2033 | 32.0646
| 2 | East Aberdeenshire | 14.4867 | 30.3508 | 22.7532 | 12.3034 | 24.9947 | 18.9165 | 16.67 | 35.707 | 26.5898
| 3 | Western Highlands | 16.8718 | 34.8509 | 25.2202 | 14.2114 | 28.5947 | 20.8902 | 19.5321 | 41.107 | 29.5503
| 4 | Skye and Lochalsh | 12.2209 | 31.2661 | 26.9971 | 10.4907 | 25.7269 | 22.3117 | 13.9511 | 36.8053 | 31.6825
| 5 | Eastern Grampian and Tayside | 14.14 | 28.5063 | 19.848 | 12.026 | 23.519 | 16.5924 | 16.254 | 33.4935 | 23.1036
| 6 | Central Grampian | 14.5776 | 29.3771 | 20.5137 | 12.3761 | 24.2157 | 17.125 | 16.7791 | 34.5385 | 23.9025
| 7 | Argyll | 14.5817 | 32.5252 | 26.0586 | 12.3794 | 26.7342 | 21.5609 | 16.784 | 38.3163 | 30.5564
| 8 | The Trossachs | 12.1098 | 24.5415 | 16.8721 | 10.4019 | 20.3472 | 14.2117 | 13.8178 | 28.7358 | 19.5325
| 9 | Stirlingshire and Fife | 11.0394 | 23.2324 | 16.5172 | 9.5456 | 19.3 | 13.9278 | 12.5333 | 27.1649 | 19.1067
| 10 | South West Scotlands | 9.8148 | 21.5973 | 15.9205 | 8.5659 | 17.9918 | 13.4504 | 11.0638 | 25.2027 | 18.3906
| 11 | Lothian and Borders | 9.41 | 17.8463 | 10.3436 | 8.242 | 14.9911 | 8.9889 | 10.578 | 20.7016 | 11.6983
| 12 | Solway and Cheviot | 5.4432 | 12.8487 | 9.2547 | 5.0686 | 10.993 | 8.1178 | 5.8178 | 14.7044 | 10.3916
| 13 | North East England | 6.3469 | 11.4031 | 5.6668 | 5.7915 | 9.8365 | 5.2474 | 6.9022 | 12.9697 | 6.0861
| 14 | North Lancashire and The Lakes | 2.1208 | 5.4555 | 2.7976 | 2.4107 | 5.0784 | 2.9521 | 1.831 | 5.8326 | 2.6431
| 15 | South Lancashire, Yorkshire and Humber | 3.6807 | 4.875 | -0.21564 | 3.6586 | 4.614 | 0.5415 | 3.7029 | 5.136 | -0.97278
| 16 | North Midlands and North Wales | 1.3805 | 1.8085 | -1.2756 | 1.8184 | 2.1608 | -0.30645 | 0.9426 | 1.4562 | -2.2447
| 17 | South Lincolnshire and North Norfolk | 1.0284 | 1.1877 | -1.621 | 1.5368 | 1.6642 | -0.58282 | 0.52011 | 0.71125 | -2.6593
| 18 | Mid Wales and The Midlands | -0.27804 | 0.17813 | -1.2393 | 0.49158 | 0.85651 | -0.27744 | -1.0477 | -0.50026 | -2.2012
| 19 | Anglesey and Snowdon | 3.605 | 3.8362 | -1.5286 | 3.598 | 3.7829 | -0.50887 | 3.612 | 3.8894 | -2.5483
| 20 | Pembrokeshire | 4.1963 | 1.2285 | -5.6415 | 4.0711 | 1.6968 | -3.7992 | 4.3216 | 0.76024 | -7.4838
| 21 | South Wales & Gloucester | 0.38656 | -2.5021 | -5.5398 | 1.0233 | -1.2876 | -3.7178 | -0.25015 | -3.7165 | -7.3617
| 22 | Cotswold | -1.8122 | -7.1997 | -11.1972 | -0.73575 | -5.0457 | -8.2438 | -2.8887 | -9.3536 | -14.1507
| 23 | Central London | -4.7178 | -5.7124 | -3.8758 | -3.0602 | -3.8559 | -2.3866 | -6.3754 | -7.5689 | -5.3649
| 24 | Essex and Kent | -3.3969 | -2.3672 | -0.50189 | -2.0035 | -1.1797 | 0.3125 | -4.7903 | -3.5546 | -1.3163
| 25 | Oxfordshire, Surrey and Sussex | -3.5329 | -4.9187 | -3.6076 | -2.1123 | -3.2209 | -2.1721 | -4.9535 | -6.6164 | -5.0431
| 26 | Somerset and Wessex | -6.7849 | -8.6153 | -4.1792 | -4.7139 | -6.1782 | -2.6294 | -8.8558 | -11.0523 | -5.7291
| 27 | West Devon and Cornwall | -8.3576 | -12.6028 | -7.2839 | -5.9721 | -9.3682 | -5.1131 | -10.7431 | -15.8374 | -9.4547

## S3
Sensitivity 3 - Impact of variation in the Expansion Constant on HH Demand Tariffs |  |  |  | Return to Index
| 2025/26 HH Demand Tariffs |  | Baseline EC: HH Demand Tariff (£/kW) | EC - 20%: HH Demand Tariff (£/kW) | EC + 20%: HH Demand Tariff (£/kW)
Demand Zone
| 1 | Northern Scotland | 0 | 0 | 0
| 2 | Southern Scotland | 0 | 0 | 0
| 3 | Northern | 0 | 0 | 0
| 4 | North West | 0 | 0 | 0
| 5 | Yorkshire | 0 | 0 | 0
| 6 | N Wales & Mersey | 0 | 0 | 0
| 7 | East Midlands | 0 | 0 | 0
| 8 | Midlands | 1.9057 | 1.5246 | 2.2869
| 9 | Eastern | 1.351 | 1.0808 | 1.6212
| 10 | South Wales | 3.2482 | 2.5986 | 3.8979
| 11 | South East | 5.098 | 4.0784 | 6.1176
| 12 | London | 6.9369 | 5.5495 | 8.3243
| 13 | Southern | 7.6513 | 6.1211 | 9.1816
| 14 | South Western | 11.6467 | 9.3174 | 13.9761

## S4
Sensitivity 4 - Impact of variation in the Expansion Constant on NHH Demand Tariffs |  |  |  | Return to Index
| 2025/26 NHH Demand Tariffs |  | Baseline EC: NHH Demand Tariff (p/kWh) | EC - 20%: NHH Demand Tariff (p/kWh) | EC + 20%: NHH Demand Tariff (p/kWh)
Demand Zone
| 1 | Northern Scotland | 0 | 0 | 0
| 2 | Southern Scotland | 0 | 0 | 0
| 3 | Northern | 0 | 0 | 0
| 4 | North West | 0 | 0 | 0
| 5 | Yorkshire | 0 | 0 | 0
| 6 | N Wales & Mersey | 0 | 0 | 0
| 7 | East Midlands | 0 | 0 | 0
| 8 | Midlands | 0.25421 | 0.20336 | 0.30505
| 9 | Eastern | 0.18904 | 0.15123 | 0.22685
| 10 | South Wales | 0.38874 | 0.31099 | 0.46649
| 11 | South East | 0.72107 | 0.57686 | 0.86528
| 12 | London | 0.79767 | 0.63813 | 0.9572
| 13 | Southern | 1.0226 | 0.81811 | 1.2272
| 14 | South Western | 1.6142 | 1.2913 | 1.937

## S5
Sensitivity 5 - Impact of variation in the Expansion Constant on Embedded Export Tariffs |  |  |  | Return to Index
| 2025/26 Embedded Export Tariffs |  | Baseline EC: Embedded Export Tariff (£/kW) | EC - 20%: Embedded Export Tariff (£/kW) | EC + 20%: Embedded Export Tariff (£/kW)
Demand Zone
| 1 | Northern Scotland | 0 | 0 | 0
| 2 | Southern Scotland | 0 | 0 | 0
| 3 | Northern | 0 | 0 | 0
| 4 | North West | 0 | 0 | 0
| 5 | Yorkshire | 0 | 0 | 0
| 6 | N Wales & Mersey | 0 | 0.48244 | 0
| 7 | East Midlands | 2.3344 | 2.423 | 2.2458
| 8 | Midlands | 4.683 | 4.3019 | 5.0642
| 9 | Eastern | 4.1283 | 3.8581 | 4.3985
| 10 | South Wales | 6.0255 | 5.3759 | 6.6752
| 11 | South East | 7.8753 | 6.8557 | 8.8949
| 12 | London | 9.7142 | 8.3268 | 11.1016
| 13 | Southern | 10.4286 | 8.8984 | 11.9589
| 14 | South Western | 14.424 | 12.0947 | 16.7534

## S6
Sensitivity 6 - Impact of additional transmission site in TRN4 in 2025/26 | [5 empty] | Return to Index
| T-connected Site Count | 2025/26 | 2026/27 | 2027/28 | 2028/29 | 2029/30
| T-Demand1 | 30 | 30 | 30 | 30 | 30
| T-Demand2 | 18 | 18 | 18 | 18 | 18
| T-Demand3 | 14 | 14 | 14 | 14 | 14
| T-Demand4 | 5 | 5 | 5 | 5 | 5
| Total transmission sites | 67 | 67 | 67 | 67 | 67
| T-connected Consumption Proportion | 2025/26 | 2026/27 | 2027/28 | 2028/29 | 2029/30
| T-Demand1 | 0.1432% | 0.1432% | 0.1432% | 0.1432% | 0.1432%
| T-Demand2 | 0.3486% | 0.3486% | 0.3486% | 0.3486% | 0.3486%
| T-Demand3 | 0.6317% | 0.6317% | 0.6317% | 0.6317% | 0.6317%
| T-Demand4 | 0.5749% | 0.5749% | 0.5749% | 0.5749% | 0.5749%
| Total transmission | 1.698% | 1.698% | 1.698% | 1.698% | 1.698%
| Additional T4 site (TDR Charge per £/site) | 2025/26 | 2026/27 | 2027/28 | 2028/29 | 2029/30
| Domestic | 50.2572 | 50.7477 | 52.9674 | 54.614 | 55.4303
| LV_NoMIC_1 | 33.8789 | 34.4266 | 36.1827 | 37.578 | 38.4161
| LV_NoMIC_2 | 122.9088 | 124.8956 | 131.2667 | 136.3285 | 139.369
| LV_NoMIC_3 | 283.8582 | 288.4468 | 303.1608 | 314.851 | 321.8731
| LV_NoMIC_4 | 845.1034 | 858.7644 | 902.5711 | 937.3753 | 958.2815
| LV1 | 1519.1212 | 1543.6776 | 1622.4226 | 1684.9851 | 1722.5652
| LV2 | 2584.2104 | 2625.984 | 2759.9387 | 2866.3652 | 2930.2936
| LV3 | 4120.1399 | 4186.7416 | 4400.3126 | 4569.9938 | 4671.9181
| LV4 | 9607.8654 | 9763.1758 | 10261.2078 | 10656.8919 | 10894.5719
| HV1 | 7987.3114 | 8116.4257 | 8530.4548 | 8859.3991 | 9056.9897
| HV2 | 24102.6926 | 24492.3107 | 25741.6944 | 26734.3241 | 27330.5781
| HV3 | 46251.635 | 46999.289 | 49396.7822 | 51301.5796 | 52445.7555
| HV4 | 118259.657 | 120171.3149 | 126301.4057 | 131171.735 | 134097.25
| EHV1 | 64485.7171 | 65528.1235 | 68870.796 | 71526.5341 | 73121.7859
| EHV2 | 324506.7554 | 329752.3812 | 346573.4671 | 359937.7436 | 367965.4126
| EHV3 | 609586.6881 | 619440.6083 | 651039.057 | 676143.8811 | 691223.8759
| EHV4 | 1708630.0475 | 1736249.9157 | 1824818.2196 | 1895185.3349 | 1937453.535
| T-Demand1 | 192738.1188 | 195853.7151 | 205844.4608 | 213782.0629 | 218550.0309
| T-Demand2 | 782223.1552 | 794867.73 | 835414.9381 | 867629.5108 | 886980.1976
| T-Demand3 | 1822505.1655 | 1851965.8159 | 1946436.9342 | 2021493.8088 | 2066579.0589
| T-Demand4 | 4643554.2317 | 5521706.7558 | 5803376.0003 | 6027160.9362 | 6161584.3299
| Current 5yv view (TDR Charge per £/site) | 2025/26 | 2026/27 | 2027/28 | 2028/29 | 2029/30
| Domestic | 50.2572 | 50.7974 | 53.0192 | 54.6674 | 55.4845
| LV_NoMIC_1 | 33.8789 | 34.4603 | 36.2181 | 37.6147 | 38.4537
| LV_NoMIC_2 | 122.9088 | 125.0178 | 131.3952 | 136.4619 | 139.5054
| LV_NoMIC_3 | 283.8582 | 288.729 | 303.4574 | 315.1591 | 322.1881
| LV_NoMIC_4 | 845.1034 | 859.6047 | 903.4542 | 938.2924 | 959.2191
| LV1 | 1519.1212 | 1545.188 | 1624.01 | 1686.6337 | 1724.2506
| LV2 | 2584.2104 | 2628.5532 | 2762.6391 | 2869.1696 | 2933.1606
| LV3 | 4120.1399 | 4190.8379 | 4404.6179 | 4574.4651 | 4676.4891
| LV4 | 9607.8654 | 9772.7281 | 10271.2473 | 10667.3186 | 10905.2311
| HV1 | 7987.3114 | 8124.3668 | 8538.801 | 8868.0671 | 9065.8511
| HV2 | 24102.6926 | 24516.274 | 25766.8801 | 26760.481 | 27357.3183
| HV3 | 46251.635 | 47045.2731 | 49445.112 | 51351.7731 | 52497.0685
| HV4 | 118259.657 | 120288.8906 | 126424.979 | 131300.0734 | 134228.4508
| EHV1 | 64485.7171 | 65592.2363 | 68938.1792 | 71596.5157 | 73193.3283
| EHV2 | 324506.7554 | 330075.011 | 346912.5548 | 360289.9068 | 368325.4301
| EHV3 | 609586.6881 | 620046.6692 | 651676.0339 | 676805.4206 | 691900.1696
| EHV4 | 1708630.0475 | 1737948.6633 | 1826603.6225 | 1897039.585 | 1939349.1404
| T-Demand1 | 192738.1188 | 196045.3385 | 206045.8591 | 213991.2274 | 218763.8603
| T-Demand2 | 782223.1552 | 795645.4289 | 836232.3084 | 868478.3999 | 887848.0194
| T-Demand3 | 1822505.1655 | 1853777.78 | 1948341.3289 | 2023471.6392 | 2068601.0007
| T-Demand4 | 5804442.7896 | 5904042.0144 | 6205214.664 | 6444494.9666 | 6588226.1352
| Variance (TDR Charge per £/site) | 2025/26 | 2026/27 | 2027/28 | 2028/29 | 2029/30
| Domestic | 0 | -0.049652 | -0.051823 | -0.053434 | -0.054233
| LV_NoMIC_1 | 0 | -0.033683 | -0.035401 | -0.036766 | -0.037586
| LV_NoMIC_2 | 0 | -0.1222 | -0.12843 | -0.13338 | -0.13636
| LV_NoMIC_3 | 0 | -0.28222 | -0.29661 | -0.30805 | -0.31492
| LV_NoMIC_4 | 0 | -0.84022 | -0.88308 | -0.91713 | -0.93758
| LV1 | 0 | -1.5103 | -1.5874 | -1.6486 | -1.6854
| LV2 | 0 | -2.5693 | -2.7003 | -2.8045 | -2.867
| LV3 | 0 | -4.0963 | -4.3053 | -4.4713 | -4.571
| LV4 | 0 | -9.5523 | -10.0396 | -10.4267 | -10.6593
| HV1 | 0 | -7.9411 | -8.3462 | -8.668 | -8.8614
| HV2 | 0 | -23.9633 | -25.1857 | -26.1569 | -26.7402
| HV3 | 0 | -45.9841 | -48.3298 | -50.1935 | -51.3129
| HV4 | 0 | -117.5757 | -123.5733 | -128.3385 | -131.2008
| EHV1 | 0 | -64.1127 | -67.3832 | -69.9816 | -71.5424
| EHV2 | 0 | -322.6299 | -339.0876 | -352.1632 | -360.0175
| EHV3 | 0 | -606.0609 | -636.9769 | -661.5394 | -676.2937
| EHV4 | 0 | -1698.7476 | -1785.4029 | -1854.2501 | -1895.6053
| T-Demand1 | 0 | -191.6234 | -201.3983 | -209.1645 | -213.8294
| T-Demand2 | 0 | -777.6989 | -817.3703 | -848.8891 | -867.8218
| T-Demand3 | 0 | -1811.9641 | -1904.3947 | -1977.8304 | -2021.9418
| T-Demand4 | -1160888.5579 | -382335.2586 | -401838.6637 | -417334.0305 | -426641.8053
| Variance (TDR Charge %) | 2025/26 | 2026/27 | 2027/28 | 2028/29 | 2029/30
| Domestic | 0% | -0.09774% | -0.09774% | -0.09774% | -0.09774%
| LV_NoMIC_1 | 0% | -0.09774% | -0.09774% | -0.09774% | -0.09774%
| LV_NoMIC_2 | 0% | -0.09774% | -0.09774% | -0.09774% | -0.09774%
| LV_NoMIC_3 | 0% | -0.09774% | -0.09774% | -0.09774% | -0.09774%
| LV_NoMIC_4 | 0% | -0.09774% | -0.09774% | -0.09774% | -0.09774%
| LV1 | 0% | -0.09774% | -0.09774% | -0.09774% | -0.09774%
| LV2 | 0% | -0.09774% | -0.09774% | -0.09774% | -0.09774%
| LV3 | 0% | -0.09774% | -0.09774% | -0.09774% | -0.09774%
| LV4 | 0% | -0.09774% | -0.09774% | -0.09774% | -0.09774%
| HV1 | 0% | -0.09774% | -0.09774% | -0.09774% | -0.09774%
| HV2 | 0% | -0.09774% | -0.09774% | -0.09774% | -0.09774%
| HV3 | 0% | -0.09774% | -0.09774% | -0.09774% | -0.09774%
| HV4 | 0% | -0.09774% | -0.09774% | -0.09774% | -0.09774%
| EHV1 | 0% | -0.09774% | -0.09774% | -0.09774% | -0.09774%
| EHV2 | 0% | -0.09774% | -0.09774% | -0.09774% | -0.09774%
| EHV3 | 0% | -0.09774% | -0.09774% | -0.09774% | -0.09774%
| EHV4 | 0% | -0.09774% | -0.09774% | -0.09774% | -0.09774%
| T-Demand1 | 0% | -0.09774% | -0.09774% | -0.09774% | -0.09774%
| T-Demand2 | 0% | -0.09774% | -0.09774% | -0.09774% | -0.09774%
| T-Demand3 | 0% | -0.09774% | -0.09774% | -0.09774% | -0.09774%
| T-Demand4 | -20% | -6.476% | -6.476% | -6.476% | -6.476%

## TA
Table A - Contracted generation TEC | [6 empty] | Return to Index
* Technology type can change across years in some instances for gernerators
| Generator | Technology* | Nodes | Zone | 2025/26 | 2026/27 | 2027/28 | 2028/29 | 2029/30
[5 empty] | (MW) | (MW) | (MW) | (MW) | (MW)
| Aminth | Interconnectors | NORM40 | 18 | 0 | 0 | 0 | 0 | 0
| Aquind Interconnector | Interconnectors | LOVE40 | 26 | 0 | 0 | 2000 | 2000 | 2000
| Auchencrosh (interconnector CCT) | Interconnectors | AUCH20 | 10 | 500 | 500 | 500 | 500 | 500
| Britned | Interconnectors | GRAI40 | 24 | 1200 | 1200 | 1200 | 1200 | 1200
| Continental Link | Interconnectors | BLYT4A | 13 | 0 | 0 | 1800 | 1800 | 1800
| Cronos | Interconnectors | KEMS40 | 24 | 0 | 0 | 0 | 0 | 1400
| East West Interconnector | Interconnectors | CONQ40 | 16 | 505 | 505 | 505 | 505 | 505
| ElecLink | Interconnectors | SELL40 | 24 | 1000 | 1000 | 1000 | 1000 | 1000
| FAB Link Interconnector | Interconnectors | EXET40 | 26 | 0 | 0 | 1250 | 1250 | 1250
| Greenlink | Interconnectors | PEMB40 | 20 | 504 | 504 | 504 | 504 | 504
| Gridlink Interconnector | Interconnectors | KINO40 | 24 | 0 | 0 | 0 | 1500 | 1500
| IFA Interconnector | Interconnectors | SELL40 | 24 | 1988 | 1988 | 1988 | 1988 | 1988
| IFA2 Interconnector | Interconnectors | CHIL40 | 26 | 1100 | 1100 | 1100 | 1100 | 1100
| Kulizumboo Interconnector | Interconnectors | CANT40 | 24 | 0 | 0 | 700 | 700 | 700
| Lion (EuroLink) | Interconnectors | LEIS4A | 18 | 1600 | 1600 | 1600 | 1600 | 1600
| LIRIC Interconnector | Interconnectors | KILS40 | 10 | 0 | 0 | 0 | 730 | 730
| Low Carbon Link | Interconnectors | PEMB40 | 20 | 0 | 0 | 0 | 0 | 0
| MARES | Interconnectors | BODE40 | 16 | 0 | 0 | 0 | 750 | 750
| Nautilus | Interconnectors | LEIS40 | 18 | 0 | 0 | 1500 | 1500 | 1500
| Nemo Link | Interconnectors | RICH40 | 24 | 1020 | 1020 | 1020 | 1020 | 1020
| NeuConnect Interconnector | Interconnectors | GRAI40 | 24 | 0 | 1400 | 1400 | 1400 | 1400
| NorthConnect | Interconnectors | PEHE20 | 2 | 0 | 0 | 1400 | 1400 | 1400
| NS Link | Interconnectors | BLYT4A | 13 | 1400 | 1400 | 1400 | 1400 | 1400
| Southernlink | Interconnectors | GRAI40 | 24 | 0 | 0 | 0 | 0 | 1500
| The Superconnection | Interconnectors | CREB40 | 15 | 0 | 0 | 1000 | 1000 | 1000
| Viking Link Denmark Interconnector | Interconnectors | BICF4A | 17 | 1500 | 1500 | 1500 | 1500 | 1500
| A'Chruach Wind Farm | Wind Onshore | ACHR1R | 7 | 43 | 43 | 43 | 43 | 43
| Aberarder Wind Farm | Wind Onshore | ABED10 | 1 | 49.9 | 49.9 | 49.9 | 49.9 | 49.9
| Aberdeen Offshore Wind Farm | Wind Offshore | ABBA10 | 1 | 95.5 | 95.5 | 95.5 | 95.5 | 95.5
| Aberthaw (Tertiary) | PV Array | ABTH20 | 21 | 57 | 57 | 57 | 57 | 57
| Aberthaw Energy | Battery Storage | ABTH20 | 21 | 0 | 0 | 0 | 249 | 249
| Aberthaw PV & BESS Generation | PV Array | ABTH20 | 21 | 0 | 0 | 0 | 0 | 200
| Abhainn Dubh Wind Farm | Wind Onshore | ABDF10 | 1 | 0 | 0 | 0 | 0 | 75
| Achany Extension Wind Farm | Wind Onshore | SHIN10 | 1 | 0 | 0 | 105 | 105 | 105
| Acharole Wind Farm | Wind Onshore | MYBS11 | 1 | 0 | 0 | 52.8 | 52.8 | 52.8
| Achrugan Wind Farm | Wind Onshore | STRW10 | 1 | 0 | 0 | 0 | 0 | 149
| Afton Wind Farm | Wind Onshore | BLAH10 | 10 | 50 | 50 | 50 | 50 | 50
| AGS Calderside Battery Energy Storage System | Battery Storage | AGSC20 | 11 | 0 | 0 | 0 | 300 | 300
| Aigas (part of the Beauly Cascade) | Hydro | AIGA1Q | 1 | 20 | 20 | 20 | 20 | 20
| Aikengall IIa Wind Farm | Wind Onshore | WESE10 | 11 | 81.2 | 81.2 | 81.2 | 81.2 | 81.2
| Aikengall II Windfarm | Wind Onshore | WESE10 | 11 | 63.8 | 63.8 | 63.8 | 63.8 | 63.8
| Aitkenhead Farm BESS | Battery Storage | ATFB20 | 9 | 0 | 0 | 0 | 300 | 300
| Alcemi Coalburn Battery Energy Storage Facility | Battery Storage | COAB40 | 11 | 500 | 500 | 500 | 500 | 500
| Alcemi Devilla Battery Energy Storage Facility | Battery Storage | LOAN20 | 9 | 0 | 0 | 500 | 500 | 500
| Alcemi Midmill BESF | Battery Storage | ALMB20 | 1 | 0 | 0 | 0 | 0 | 300
| Alcemi Score 2 Battery Energy Storage Facility | Battery Storage | PEHE40 | 2 | 0 | 0 | 0 | 0 | 500
| Alcemi Score Battery Energy Storage Facility | Battery Storage | PEHE40 | 2 | 0 | 0 | 0 | 0 | 500
| Alverdiscott PP | Battery Storage | ALVE4A | 27 | 0 | 0 | 0 | 0 | 49.9
| Alverdiscott | Wind Offshore | ALVE4A | 27 | 0 | 0 | 1800 | 1800 | 1800
| Alyth | PV Array | ALYT40 | 5 | 0 | 0 | 0 | 0 | 450
| AMP Eccles BESS | Battery Storage | ECCL10 | 11 | 0 | 0 | 0 | 0 | 49.9
| An Suidhe Wind Farm - Argyll (SRO) | Wind Onshore | ANSU10 | 7 | 19.3 | 19.3 | 19.3 | 19.3 | 19.3
| Arecleoch | Wind Onshore | AREC10 | 10 | 114 | 114 | 114 | 114 | 114
| Arecleoch Windfarm Extension | Wind Onshore | AREX10 | 10 | 72.8 | 72.8 | 72.8 | 72.8 | 72.8
| Armadale Wind Farm | Wind Onshore | CONN1C | 1 | 0 | 0 | 99 | 99 | 99
| Auchentiber Farm | Battery Storage | DEVM10 | 10 | 0 | 0 | 0 | 0 | 700
| Awel Y Mor Extension | Wind Offshore | BODE40 | 16 | 0 | 0 | 574 | 1100 | 1100
| Axminster CSE | Battery Storage | AXMI40_SEP | 26 | 0 | 0 | 0 | 150 | 150
| Axminster | Energy Storage System | AXMI40_SEP | 26 | 120 | 120 | 120 | 120 | 120
| Axminster PP | Battery Storage | AXMI40_SEP | 26 | 0 | 0 | 49.9 | 49.9 | 49.9
| Axminster - New Connection | PV Array | AXMI40_SEP | 26 | 49.9 | 120 | 120 | 120 | 120
| Ayr Energy Storage | Battery Storage | AYR-2Q | 10 | 0 | 0 | 150 | 150 | 150
| Bad a Cheo Wind Farm | Wind Onshore | MYBS11 | 1 | 26.65 | 26.65 | 26.65 | 26.65 | 26.65
| Baillie Greener Grid Park | Battery Storage | DOUN20 | 1 | 0 | 48 | 48 | 48 | 48
| Balvedavist 162 Battery Storage | Battery Storage | MYBS11 | 1 | 0 | 0 | 162 | 162 | 162
| Barking BESS | Battery Storage | BARK20_LPN | 24 | 0 | 0 | 0 | 99.9 | 99.9
| Barrow Offshore Wind Farm | Wind Offshore | HEYS40 | 14 | 90 | 90 | 90 | 90 | 90
| Bearsden BESS | Battery Storage | WIYH10 | 8 | 0 | 0 | 0 | 100 | 100
| Beatrice Wind Farm | Wind Offshore | BLHI40 | 1 | 588 | 588 | 588 | 588 | 588
| Beauly 02 BESS | Battery Storage | BEAY10 | 1 | 0 | 0 | 0 | 100 | 100
| Beaw Field Wind Farm | Wind Onshore | BEWF10 | 1 | 0 | 0 | 0 | 72 | 72
| Beddington 1 BESS | Battery Storage | BEDD20_SPN | 23 | 0 | 0 | 0 | 240 | 240
| Beddington 2 BESS | Battery Storage | BEDD20_SPN | 23 | 0 | 0 | 0 | 240 | 240
| Beechgreen Energyfarm | PV Array (Photo Voltaic/solar) | BURW40 | 18 | 0 | 0 | 0 | 0 | 0
| Beinneun Wind Farm | Wind Onshore | BEIN10 | 3 | 109 | 109 | 109 | 109 | 109
| Beinn Tharsuinn Extension | Wind Onshore | FYRI2J | 1 | 0 | 0 | 0 | 0 | 84
| Bellbroughton Energy Park | Battery Storage | BUST20 | 18 | 0 | 0 | 500 | 500 | 500
| Benbrack Wind Farm | Wind Onshore | BENB10 | 10 | 72 | 72 | 72 | 72 | 72
| Berkswell (Tertiary) | PV Array | BESW20 | 18 | 49.9 | 49.9 | 57 | 57 | 57
| Berkswell Energy Storage | Battery Storage | BESW20 | 18 | 0 | 200 | 200 | 200 | 200
| Berwick Bank Offshore Wind Farm A | Wind Offshore | BRNX40 | 11 | 0 | 0 | 1150 | 1150 | 1150
| Berwick Bank Offshore Wind Farm B | Wind Offshore | BRNX40 | 11 | 0 | 0 | 1150 | 1150 | 1150
| Berwick Bank Offshore Wind Farm C | Wind Offshore | BLYT4A | 13 | 0 | 0 | 0 | 0 | 1800
| BESS Cilfynydd | Battery Storage | CILF40 | 21 | 0 | 0 | 0 | 0 | 200
| BESS Swan | Battery Storage | SWAN4A | 21 | 0 | 0 | 0 | 200 | 200
| Bhlaraidh Extension Wind Farm | Wind Onshore | BHLA10 | 3 | 0 | 100.8 | 100.8 | 100.8 | 100.8
| Bhlaraidh Wind Farm | Wind Onshore | BHLA10 | 3 | 108 | 108 | 108 | 108 | 108
| Bicker Fen | PV Array | BICF4A | 17 | 0 | 0 | 0 | 0 | 600
| Bicker Fen 1 Solar | PV Array | BICF4A | 17 | 49.995 | 49.995 | 49.995 | 49.995 | 49.995
| Bicker Fen 2 Solar | Battery Storage | BICF4A | 17 | 49.995 | 49.995 | 49.995 | 49.995 | 49.995
| Biggleswade BESS | Battery Storage | WYMO40 | 18 | 0 | 0 | 0 | 0 | 57
| Bird Grove/Rownall | PV Array (Photo Voltaic/solar) | CELL40_SPM | 18 | 57 | 57 | 57 | 57 | 57
| Blackcraig Wind Farm | Wind Onshore | BLCW10 | 10 | 52.9 | 52.9 | 52.9 | 52.9 | 52.9
| Blackhillock Battery | Battery Storage | BLHI20 | 1 | 0 | 349 | 349 | 349 | 349
| Blacklaw | Wind Onshore | BLKL10 | 11 | 118 | 118 | 118 | 118 | 340
| Blacklaw Extension | Wind Onshore | BLLX10 | 11 | 60 | 60 | 60 | 60 | 60
| BlaenCothi Energy Park | Wind Onshore | POAB40 | 21 | 0 | 0 | 0 | 145 | 145
| Blankney Solar | PV Array | WBUR40 | 16 | 0 | 0 | 0 | 400 | 400
| Blarghour Wind | Wind Onshore | BLGH10 | 7 | 0 | 0 | 73.1 | 73.1 | 73.1
| BLUE PLANET SOLAR | PV Array | DUNG40 | 24 | 0 | 0 | 0 | 0 | 500
| Bodelwyddan BESS and PV | PV Array | BODE40 | 16 | 0 | 0 | 0 | 0 | 110
| Bodinglee Wind Farm | Wind Onshore | REDS40 | 11 | 0 | 0 | 0 | 0 | 280
| Bolney | Battery Storage | BOLN40 | 25 | 0 | 0 | 49.9 | 49.9 | 49.9
| Bolney (tertiary) | Energy Storage System; PV Array (Photo Voltaic/solar) | BOLN40 | 25 | 57 | 57 | 57 | 57 | 57
| BOOM Power Llanbabo Generation | PV Array | WYLF40 | 19 | 0 | 300 | 300 | 300 | 300
| Botley West - Cote Solar Power Station | PV Array | BOTW40 | 26 | 0 | 840 | 840 | 840 | 840
| Bradford West 100MW | Battery Storage | BRAW20 | 15 | 100 | 100 | 100 | 100 | 100
| Braidfield Battery Storage | Battery Storage | BRDB19 | 8 | 0 | 0 | 100 | 100 | 100
| Braintree | Energy Storage System | BRAI4A | 24 | 49.9 | 49.9 | 49.9 | 49.9 | 49.9
| Braintree (Tertiary) | PV Array | BRAI4A | 24 | 49.9 | 49.9 | 49.9 | 49.9 | 49.9
| Bramford (Tertiary) | Energy Storage System | BRFO40 | 18 | 0 | 0 | 0 | 0 | 0
| Bramford BESS | Battery Storage | BRFO40 | 18 | 0 | 0 | 0 | 0 | 400
| Bramford Tertiary | Energy Storage System; PV Array (Photo Voltaic/solar) | BRFO40 | 18 | 7.1 | 7.1 | 7.1 | 7.1 | 7.1
| Bramley (tertiary) | Energy Storage System; PV Array (Photo Voltaic/solar) | BRLE40 | 25 | 0 | 0 | 0 | 0 | 0
| Bramley BESS | Battery Storage | BRLE40 | 25 | 49.995 | 49.995 | 49.995 | 49.995 | 49.995
| Branxton Energy Storage Facility | Battery Storage | BRNX40 | 11 | 0 | 0 | 750 | 750 | 750
| Branxton PV & BESS Station | Battery Storage | BRPB40 | 11 | 0 | 0 | 0 | 1000 | 1000
| Breach Solar Farm | Energy Storage System; PV Array (Photo Voltaic/solar) | BURW40 | 18 | 0 | 0 | 0 | 0 | 0
| Breakish Windfarm | Wind Onshore | BRKH10 | 4 | 0 | 0 | 0 | 0 | 50
| Bredbury | Energy Storage System | BRED20 | 16 | 0 | 0 | 0 | 0 | 0
| Breezy Hill Wind Farm | Wind Onshore | BREE10 | 10 | 0 | 0 | 0 | 80 | 80
| Bridgwater (tertiary) | PV Array | BRWA4A | 26 | 0 | 57 | 57 | 57 | 57
| Bridgwater 2 (tertiary) - New Conn | Energy Storage System | BRWA4A | 26 | 54 | 54 | 54 | 54 | 54
| Broken Cross Windfarm | Wind Onshore | BROT10 | 11 | 0 | 0 | 0 | 0 | 0
| Bryn Glas Energy Park | Wind Onshore | POAB40 | 21 | 0 | 0 | 0 | 159 | 159
| BrynGwyn Energy Park | Wind Onshore | POAB40 | 21 | 0 | 0 | 0 | 250 | 250
| Bryn Tilti | Wind Onshore | SHRE4A | 18 | 0 | 106 | 106 | 106 | 106
| Builth Wells | Wind Onshore | PEMB40 | 20 | 0 | 133 | 133 | 133 | 133
| Burbo Bank Extension Offshore Wind Farm | Wind Offshore | BODE40 | 16 | 258 | 258 | 258 | 258 | 258
| Burwell (Tertiary) | Battery Storage | BURW40 | 18 | 0 | 0 | 0 | 0 | 57
| Bushbury Green Energy Centre | Battery Storage | BUSH20 | 18 | 0 | 0 | 0 | 480 | 480
| Bustleholme | Energy Storage System | BUST20 | 18 | 49.9 | 49.9 | 49.9 | 49.9 | 49.9
| Callisterhall Wind Farm | Wind Onshore | CLHL10 | 12 | 0 | 0 | 0 | 0 | 45.5
| Canterbury Tertiary | PV Array | CANT40 | 24 | 49.9 | 57 | 57 | 57 | 57
| Capenhurst (Tertiary) | PV Array | CAPE20 | 16 | 49.9 | 49.9 | 57 | 57 | 57
| Capenhurst 275KV Substation | Energy Storage System | CAPE20 | 16 | 100 | 100 | 100 | 100 | 100
| Capenhurst Tertiary Connection | Energy Storage System | CAPE20 | 16 | 0 | 0 | 0 | 0 | 0
| Carnedd Wen Wind Farm | Wind Onshore | TRAW40 | 16 | 0 | 150 | 150 | 150 | 150
| Carn Fearna Wind Farm | Wind Onshore | CARF10 | 1 | 0 | 0 | 0 | 0 | 85
| Carraig Gheal Wind Farm | Wind Onshore | FERO10 | 7 | 46 | 46 | 46 | 46 | 46
| Carrick Wind Farm | Wind Onshore | CRCK20 | 7 | 0 | 0 | 84 | 84 | 84
| Carrington | Battery Storage | CARR20 | 16 | 0 | 0 | 0 | 57 | 57
| Carrington Power Station | CCGT (Combined Cycle Gas Turbine) | CARR40 | 16 | 910 | 910 | 910 | 910 | 910
| CDCL | CCGT (Combined Cycle Gas Turbine) | COTT40 | 16 | 445 | 445 | 445 | 445 | 445
| Cellarhead 400kV Energy Storage | Energy Storage System | CELL40_SPM | 18 | 300 | 300 | 300 | 300 | 300
| Cellarhead Green Energy Centre | Battery Storage | CELL40_SPM | 18 | 0 | 0 | 0 | 400 | 400
| Cellarhead Home Farm | Battery Storage | CELL40_SPM | 18 | 0 | 0 | 0 | 280 | 280
| Chapelcross Solar PV and Storage | PV Array | CHAP10 | 12 | 0 | 0 | 150.88 | 150.88 | 150.88
| Chickerell Solar PV & BESS | PV Array | CHIC40 | 26 | 0 | 0 | 400 | 400 | 400
| Chirmorie Wind Farm | Wind Onshore | CHMO10 | 10 | 0 | 80 | 80 | 80 | 80
| Chleansaid Wind Farm | Wind Onshore | CHLS10 | 1 | 0 | 0 | 96 | 96 | 96
| Cilfynydd Green Energy Centre | Battery Storage | CILF40 | 21 | 0 | 0 | 0 | 400 | 400
| Clash Gour | Wind Onshore | CLGO20 | 1 | 210 | 210 | 210 | 210 | 210
| Clauchrie Windfarm | Wind Onshore | CLAU10 | 10 | 0 | 0 | 108 | 108 | 108
| Cleve Hill Solar Park | Energy Storage System; PV Array (Photo Voltaic/solar) | CLEH40 | 24 | 0 | 0 | 0 | 0 | 0
| Cloiche Wind Farm | Wind Onshore | CLOI10 | 5 | 0 | 200 | 200 | 200 | 200
| Cloich Forest Wind Farm | Wind Onshore | CLFO10 | 11 | 0 | 0 | 0 | 67.2 | 67.2
| Cloud Hill Windfarm | Wind Onshore | CLUH10 | 10 | 0 | 0 | 0 | 50 | 50
| Clunie (part of the Clunie Cascade) | Hydro | CLUN1S | 5 | 61.2 | 61.2 | 61.2 | 61.2 | 61.2
| Clyde North | Wind Onshore | CLYN2Q | 11 | 374.5 | 374.5 | 374.5 | 374.5 | 374.5
| Clyde South | Wind Onshore | CLYS2R | 11 | 128.8 | 128.8 | 128.8 | 128.8 | 128.8
| Cnoc Buidhe Wind Farm | Wind Onshore | CNBH10 | 7 | 0 | 0 | 0 | 150 | 150
| Cockenzie BESS | Battery Storage | COCK4Q | 11 | 0 | 102 | 102 | 102 | 102
| Cockenzie Farm 100MW BESS | Battery Storage | KILW1Q | 10 | 0 | 0 | 0 | 100 | 100
| Codling Park Wind Farm | Wind Offshore | PENT40 | 19 | 0 | 0 | 0 | 1000 | 1000
| Coire Glas Pumped Storage | Pump Storage | COGL40 | 3 | 0 | 0 | 612 | 612 | 1296
| Connahs Quay | CCGT (Combined Cycle Gas Turbine) | CONQ40 | 16 | 1380 | 1380 | 1380 | 1380 | 1380
| Corby | CCGT (Combined Cycle Gas Turbine) | GREN40_EME | 18 | 401 | 401 | 401 | 401 | 401
| Cornharrow Wind Farm | Wind Onshore | QUAN10 | 10 | 0 | 0 | 50 | 50 | 50
| Corriegarth | Wind Onshore | COGA10 | 1 | 69 | 69 | 69 | 69 | 69
| Corriegarth 2 Wind Farm | Wind Onshore | COGA10 | 1 | 0 | 70 | 70 | 70 | 70
| Corriemoillie BESS | Battery Storage | CORI10 | 1 | 0 | 0 | 0 | 0 | 200
| Corriemoillie Wind Farm | Wind Onshore | CORI10 | 1 | 47.5 | 47.5 | 47.5 | 47.5 | 47.5
| Coryton | CCGT (Combined Cycle Gas Turbine) | COSO40 | 24 | 800 | 800 | 800 | 800 | 800
| Costa Head Wind Farm | Wind Onshore | COST10 | 1 | 0 | 0 | 0 | 20.4 | 20.4
| Cottam | PV Array | COTT40 | 16 | 0 | 0 | 0 | 0 | 250
| Cottam Solar PV + BESS | PV Array | COTT40 | 16 | 0 | 0 | 0 | 0 | 600
| Cour Wind Farm | Wind Onshore | CRSS10 | 7 | 20.5 | 20.5 | 20.5 | 20.5 | 20.5
| Coventry | Energy Storage System | COVE20 | 18 | 49.9 | 49.9 | 49.9 | 49.9 | 49.9
| Cowes | OCGT (Open Cycle Gas Turbine) | FAWL40 | 26 | 140 | 140 | 140 | 140 | 140
| Cowley | Energy Storage System | COWL40 | 25 | 49.9 | 49.9 | 49.9 | 49.9 | 49.9
| Cowley (Tertiary) | Energy Storage System; PV Array (Photo Voltaic/solar) | COWL40 | 25 | 0 | 0 | 0 | 0 | 0
| Cowley Energy Storage | Battery Storage | COWL40 | 25 | 0 | 0 | 0 | 200 | 200
| Coylton 275kV Greener Grid Park | Battery Storage | COYL20 | 10 | 150 | 150 | 150 | 150 | 150
| CPG Power | Gas Reciprocating | CARR40 | 16 | 0 | 49.9 | 49.9 | 49.9 | 49.9
| Craig Watch Wind Farm | Wind Onshore | CRWH10 | 1 | 0 | 0 | 0 | 72.6 | 72.6
| Creachan Wind Farm | Wind Onshore | CRHN10 | 1 | 0 | 0 | 0 | 0 | 79.2
| Creag Riabhach Wind Farm | Wind Onshore | CREA10 | 1 | 92.4 | 92.4 | 105 | 105 | 105
| Crossdykes | Wind Onshore | EWEH1Q | 12 | 46 | 46 | 46 | 46 | 46
| Cruachan | Pump Storage | CRUA20 | 8 | 440 | 440 | 480 | 480 | 480
| Cryogenic Battery System (Synchronous) | Energy Storage System; Reactive Compensation | CARR40 | 16 | 49.9 | 49.9 | 49.9 | 49.9 | 49.9
| Crystal Rig III Wind Farm | Wind Onshore | CRYR40 | 11 | 13.8 | 13.8 | 13.8 | 13.8 | 13.8
| Crystal Rig II Wind Farm | Wind Onshore | CRYR40 | 11 | 138 | 138 | 138 | 138 | 138
| Crystal Rig IV Wind Farm | Wind Onshore | CRYR40 | 11 | 48.2 | 48.2 | 48.2 | 48.2 | 48.2
| Culham Storage | Battery Storage | CULJ4A | 25 | 0 | 0 | 500 | 500 | 500
| Culligran (part of the Beauly Cascade) | Hydro | CULL1Q | 1 | 19.1 | 19.1 | 19.1 | 19.1 | 19.1
| Cumberhead | Wind Onshore | CCSS10 | 11 | 50 | 50 | 50 | 50 | 50
| Cumberhead West Wind Farm | Wind Onshore | CUMW10 | 11 | 114 | 114 | 114 | 114 | 114
| Daer Wind Farm | Wind Onshore | DAER10 | 12 | 0 | 0 | 96 | 96 | 96
| Daines BESS | Energy Storage System | DAIN40 | 16 | 0 | 0 | 0 | 0 | 600
| Daines Green Energy Centre | Battery Storage | DAIN40 | 16 | 0 | 0 | 0 | 480 | 480
| Dalquhandy Wind Farm | Wind Onshore | CCSS10 | 11 | 42 | 42 | 42 | 42 | 42
| Damhead Creek | CCGT (Combined Cycle Gas Turbine) | KINO40 | 24 | 812 | 812 | 812 | 812 | 812
| Damhead Creek 2 | CCGT | KINO40 | 24 | 1800 | 1800 | 1800 | 1800 | 1800
| Dealanach WLC WF | Wind Onshore | HORI10 | 12 | 0 | 12 | 12 | 12 | 12
| Deanie (part of the Beauly Cascade) | Hydro | DEAN1Q | 1 | 38 | 38 | 38 | 38 | 38
| Deeside Power Station | Energy Storage System; Reactive Compensation | CONQ40 | 16 | 1 | 1 | 1 | 1 | 1
| Dell Wind Farm | Wind Onshore | MELG10 | 5 | 0 | 49.8 | 49.8 | 49.8 | 49.8
| Dersalloch Wind Farm | Wind Onshore | DESA1Q | 10 | 69 | 69 | 80 | 80 | 80
| Derwent | CHP (Combined Heat and Power) | WILE40 | 18 | 162 | 162 | 162 | 162 | 162
| Devol Moor Battery & Solar Project | Battery Storage | DEVM40 | 10 | 0 | 0 | 0 | 0 | 400
| Devonside BESS | Battery Storage | DEVO10 | 9 | 0 | 0 | 0 | 49.5 | 49.5
| Didcot A GTs | OCGT (Open Cycle Gas Turbine) | DIDC40 | 25 | 100 | 100 | 100 | 100 | 100
| Didcot B | CCGT (Combined Cycle Gas Turbine) | DIDC40 | 25 | 1475 | 1475 | 1475 | 1475 | 1475
| Didcot Battery | Battery Storage | DIDC40 | 25 | 100 | 100 | 100 | 100 | 100
| Didcot Energy Park | Battery Storage | DIDC40 | 25 | 0 | 0 | 300 | 300 | 300
| Didcot Road | Battery Storage | DIDC40 | 25 | 0 | 0 | 300 | 300 | 300
| Dinorwig | Pump Storage | DINO40 | 19 | 1644 | 1644 | 1644 | 1644 | 1644
| Dogger Bank Project 4 (Dogger Bank B) | Wind Offshore | CREB40 | 15 | 1200 | 1200 | 1200 | 1200 | 1200
| Dogger Bank Project A | Wind Offshore | LACK40 | 13 | 0 | 0 | 0 | 0 | 0
| Dogger Bank Project C | Wind Offshore | LACK40 | 13 | 1200 | 1200 | 1200 | 1200 | 1200
| Dog Trap Lane | Energy Storage System | MITY40 | 22 | 47.5 | 47.5 | 47.5 | 47.5 | 47.5
| Dolyfardyn | Wind Onshore | LEGA40 | 18 | 0 | 165 | 165 | 165 | 165
| Dorenell Battery | Wind Onshore | CAIN20 | 1 | 0 | 0 | 0 | 0 | 0
| Dorenell Windfarm | Wind Onshore | DORE11 | 1 | 177 | 177 | 177 | 177 | 177
| Douglas West | Wind Onshore | DONO10 | 11 | 45 | 45 | 45 | 45 | 45
| Douglas West Extension | Wind Onshore | DONO10 | 11 | 60 | 60 | 60 | 60 | 60
| Downiebrae BESS | Battery Storage | DALM10 | 9 | 0 | 0 | 0 | 150 | 150
| Drakelow | Energy Storage System; PV Array (Photo Voltaic/solar) | DRAK40 | 18 | 57 | 57 | 57 | 57 | 57
| Drakelow BESS | Battery Storage | DRAK40 | 18 | 0 | 0 | 0 | 200 | 200
| Drakelow Green Energy Centre | Battery Storage | DRAK40 | 18 | 0 | 400 | 400 | 400 | 1025
| Drax | Battery Storage | DRAX40 | 15 | 190 | 190 | 190 | 190 | 190
| Drax (Biomass) | Biomass | DRAX40 | 15 | 1905 | 1905 | 1905 | 1905 | 1905
| Drax (Coal) | Coal | DRAX40 | 15 | 2001 | 2001 | 2001 | 2001 | 2001
| Drax Solar | PV Array | DRAX40 | 15 | 0 | 0 | 0 | 0 | 400
| Drongan Battery Storage | Battery Storage | COYL20 | 10 | 0 | 100 | 100 | 100 | 100
| Dudgeon Offshore Wind Farm | Wind Offshore | NECT40 | 17 | 400 | 400 | 400 | 400 | 400
| Dungeness B | Nuclear | DUNG40 | 24 | 1120 | 1120 | 1120 | 1120 | 1120
| Dunlaw Extension | Wind Onshore | DUNE10 | 11 | 29.75 | 29.75 | 29.75 | 29.75 | 29.75
| Dunmaglass Wind Farm | Wind Onshore | DUNM10 | 1 | 94 | 94 | 94 | 94 | 94
| Earba PSH | Pump Storage | ERBA40 | 3 | 0 | 0 | 0 | 0 | 600
| Earl Shilton BESS | Battery Storage | RATS40 | 18 | 0 | 0 | 0 | 0 | 500
| Earraghail Renewable Energy Development (formerly Skipness & Corranbuie) | Wind Onshore | CRSS2A | 7 | 0 | 0 | 0 | 0 | 105
| East Anglia One | Wind Offshore | BRFO40 | 18 | 680 | 680 | 680 | 680 | 680
| East Anglia One North | Wind Offshore | FRIS40 | 18 | 860 | 860 | 860 | 860 | 860
| East Anglia Three | Wind Offshore | BRFO40 | 18 | 1200 | 1200 | 1200 | 1300 | 1300
| East Anglia Two | Wind Offshore | BRFO40 | 18 | 860 | 860 | 860 | 860 | 860
| East Claydon Solar PV | PV Array | ECLA40_EME | 18 | 0 | 500 | 500 | 500 | 500
| Eaton Socon PV Storage | PV Array | EASO40 | 18 | 0 | 0 | 0 | 0 | 49.9
| Eaton Socon Solar | PV Array | EASO40 | 18 | 0 | 0 | 0 | 500 | 500
| Eccles BESS | Battery Storage | ECCL40 | 11 | 0 | 500 | 500 | 500 | 500
| EcoGrainWest | PV Array | GRAW40 | 24 | 0 | 0 | 0 | 0 | 249
| EcoKincardine | PV Array | KINN40 | 9 | 0 | 0 | 0 | 249 | 249
| EcoUskmouth | Battery Storage | USKM20 | 21 | 0 | 0 | 0 | 0 | 249
| Edinbane Windfarm | Energy Storage System; Wind Onshore | EDIN10 | 4 | 41.4 | 41.4 | 41.4 | 41.4 | 90
| Eggborough CCGT and BESS | CCGT | EGGB40 | 15 | 0 | 2450 | 2901 | 2901 | 2901
| Elchies Wind Farm | Wind Onshore | ELCH10 | 1 | 0 | 0 | 99 | 170 | 170
| Elmya Hunterston | Battery Storage | ELHN40 | 10 | 0 | 0 | 0 | 0 | 400
| Elstree (tertiary) | PV Array | ELST40 | 25 | 49.9 | 49.9 | 57 | 57 | 57
| Elstree 400MW BESS | Battery Storage | ELST40 | 25 | 0 | 0 | 0 | 0 | 400
| Elstree Energy Storage | Battery Storage | ELST40 | 25 | 0 | 0 | 0 | 0 | 170
| Elvanfoot (25MW) Energy Storage | Battery Storage | ELVA2Q | 11 | 0 | 0 | 0 | 0 | 25
| Elvanfoot (50MW) Energy Storage | Battery Storage | ELVA2Q | 11 | 0 | 0 | 0 | 0 | 50
| Elvanfoot (9.8 MW) Energy Storage | Energy Storage System | ELVA40 | 11 | 9.8 | 9.8 | 9.8 | 9.8 | 9.8
| Enderby (Akira) | Energy Storage System | ENDE40 | 18 | 0 | 0 | 0 | 0 | 0
| Enderby Green Energy Centre | Battery Storage | ENDE40 | 18 | 0 | 0 | 0 | 1025 | 1025
| Enderby Tertiary | Thermal | ENDE40 | 18 | 57 | 57 | 57 | 57 | 57
| Energy Isles | Wind Onshore | ENEI10 | 1 | 0 | 0 | 0 | 120.3 | 120.3
| Enfield | CCGT (Combined Cycle Gas Turbine) | BRIM2A_EPN | 24 | 442 | 442 | 442 | 442 | 442
| Enoch Hill | Wind Onshore | ENHI10 | 10 | 0 | 0 | 0 | 0 | 0
| Eppynt Common | Wind Onshore | PEMB40 | 20 | 0 | 189.5 | 189.5 | 189.5 | 189.5
| ER BBR Energy | PV Array | BONN10 | 6 | 0 | 0 | 0 | 0 | 50
| Erebus | Wind Offshore | PEMB40 | 20 | 0 | 91 | 91 | 91 | 91
| ER LBR Energy | PV Array | LITT40 | 24 | 0 | 0 | 0 | 0 | 57
| Errochty | Hydro | ERRO10 | 5 | 75 | 75 | 75 | 75 | 75
| Essendine | PV Array | RYHA40 | 17 | 0 | 0 | 240 | 240 | 240
| Euchanhead Wind Farm | Wind Onshore | EUCH10 | 10 | 0 | 0 | 0 | 0 | 112
| Ewe Hill | Wind Onshore | EWEH1Q | 12 | 39 | 39 | 39 | 39 | 39
| Ewerby | PV Array | GRIW40 | 15 | 0 | 0 | 0 | 0 | 500
| Exeter (Tertiary) | Battery Storage | EXET40 | 26 | 49.9 | 49.9 | 49.9 | 49.9 | 49.9
| Exeter BESS and PV (Post-Interactivity Revised Offer) | PV Array | EXET40 | 26 | 0 | 0 | 0 | 0 | 249
| Exeter Main Tertiary | Thermal | EXET40 | 26 | 57 | 57 | 57 | 57 | 57
| Exeter Solar PV & BESS | PV Array | EXET40 | 26 | 0 | 0 | 290 | 290 | 290
| Fairholme BESS | Energy Storage System | MITY40 | 22 | 47.5 | 47.5 | 47.5 | 47.5 | 47.5
| Fallago Rig 2 | Wind Onshore | FALL40 | 11 | 0 | 0 | 100 | 100 | 100
| Fallago Rig Wind Farm | Wind Onshore | FALL40 | 11 | 144 | 144 | 144 | 144 | 144
| Farr Wind Farm - Tomatin | Wind Onshore | FAAR1Q | 1 | 92 | 92 | 92 | 92 | 92
| Fasnakyle G1 & G2 | Hydro | FASN20 | 3 | 46 | 46 | 46 | 46 | 46
| Fasque Windfarm | Wind Onshore | FASQ10 | 5 | 0 | 0 | 0 | 90 | 90
| Fawley CHP | CHP (Combined Heat and Power) | FAWL40 | 26 | 158 | 158 | 158 | 158 | 158
| Faw Side Community Wind Farm | Wind Onshore | FASI10 | 11 | 250 | 250 | 250 | 250 | 250
| Feckenham | Energy Storage System; PV Array (Photo Voltaic/solar) | FECK40 | 18 | 0 | 0 | 0 | 0 | 500
| Feckenham Greener Grid Park | Battery Storage | FECK40 | 18 | 12 | 12 | 12 | 12 | 12
| Fell Wind Farm | Wind Onshore | FELL10 | 10 | 0 | 0 | 0 | 50 | 50
| Ferrybridge D | CCGT | FERR20_NED | 15 | 0 | 0 | 0 | 310 | 310
| Fferm Solar Pentir | PV Array | PENT40 | 19 | 0 | 0 | 57 | 57 | 57
| Ffestiniog | Pump Storage | FFES20 | 16 | 360 | 360 | 360 | 360 | 360
| Fife 2 BESS | Battery Storage | WFIE1A | 9 | 0 | 0 | 0 | 49.9 | 49.9
| Fife Energy Centre | Battery Storage | WFIE1A | 9 | 0 | 0 | 0 | 100 | 100
| Finlarig | Hydro | FINL1Q | 6 | 16.5 | 16.5 | 16.5 | 16.5 | 16.5
| Flash Solar Farm | Battery Storage | STAY40 | 16 | 360 | 360 | 600 | 800 | 800
| Fleet (Tertiary) | PV Array | FLEE40 | 25 | 47.5 | 47.5 | 47.5 | 47.5 | 47.5
| Fleet EGH (Tertiary) | PV Array | FLEE40 | 25 | 49.9 | 57 | 57 | 57 | 57
| Fleet Solar PV | PV Array | FLEE40 | 25 | 0 | 57 | 57 | 57 | 57
| Fleet Tertiary | Thermal | FLEE40 | 25 | 47.5 | 47.5 | 47.5 | 47.5 | 47.5
| Flemyland Battery Storage | Battery Storage | KILW1Q | 10 | 0 | 0 | 100 | 100 | 100
| Foyers | Pump Storage | FOYE20 | 1 | 300 | 300 | 300 | 300 | 300
| Freasdail | Wind Onshore | CRSS10 | 7 | 22.2 | 22.2 | 22.2 | 22.2 | 22.2
| Frodsham Solar Park | PV Array | FROD2A | 16 | 0 | 100 | 100 | 100 | 100
| Fron Goch | Wind Onshore | PEMB40 | 20 | 0 | 252.7 | 252.7 | 252.7 | 252.7
| Gaerwen Wind Farm | Wind Onshore | TRAW40 | 16 | 0 | 0 | 67 | 67 | 67
| Galawhistle Wind Farm | Wind Onshore | GAWH10 | 11 | 55.2 | 55.2 | 55.2 | 55.2 | 55.2
| Gallatown Battery Energy Storage Facility | Battery Storage | REDH10 | 9 | 0 | 0 | 0 | 0 | 80
| Galloper Wind Farm | Wind Offshore | LEIS10 | 18 | 348 | 348 | 348 | 348 | 348
| Gammidge PV & BESS Park | Energy Storage System; PV Array (Photo Voltaic/solar) | GREN40_EME | 18 | 40.9 | 40.9 | 40.9 | 40.9 | 40.9
| Gartclash Farm BESS | Battery Storage | DENN40 | 9 | 0 | 0 | 200 | 200 | 200
| Garvary Wind Farm | Wind Onshore | GRVY10 | 1 | 0 | 0 | 0 | 222 | 222
| Gateway Energy Centre Power Station | Battery Storage | COSO40 | 24 | 450 | 450 | 450 | 450 | 1000
| GF Upper Boat | Battery Storage | UPPB21 | 21 | 0 | 0 | 0 | 200 | 200
| GH DEVCO Kincardine BESS | Battery Storage | KINC20 | 9 | 0 | 0 | 0 | 42 | 42
| Glen App Windfarm | Wind Onshore | AREC10 | 10 | 32.2 | 32.2 | 32.2 | 32.2 | 32.2
| Glendoe | Hydro | GLDO1G | 3 | 99.9 | 99.9 | 99.9 | 99.9 | 99.9
| Glendye Wind Farm | Wind Onshore | GLDY10 | 1 | 0 | 0 | 0 | 156 | 156
| Glen Kyllachy Wind Farm | Wind Onshore | KYLL10 | 1 | 48.5 | 48.5 | 48.5 | 48.5 | 48.5
| Glenmoriston (part of the Moriston Cascade) | Hydro | GLEN1Q | 3 | 40 | 40 | 40 | 40 | 40
| Glenmuckloch Pumped Storage | Pump Storage | GHPS10 | 10 | 0 | 0 | 210 | 210 | 210
| Glenmuckloch Wind Farm | Wind Onshore | GLGL10 | 10 | 0 | 33.6 | 33.6 | 33.6 | 33.6
| Glenshimmeroch Windfarm | Wind Onshore | GNSH10 | 10 | 0 | 0 | 50 | 50 | 50
| Glenside Farm BESS | Battery Storage | GLFB20 | 9 | 0 | 0 | 0 | 400 | 400
| Glentaggart 42MW BESS | Wind Onshore | REDS40 | 11 | 0 | 0 | 42 | 42 | 42
| Glen Ullinish Extension | Wind Onshore | GLNU10 | 4 | 0 | 0 | 240 | 240 | 240
| Glen Ullinish Wind Farm | Wind Onshore | GLNU10 | 4 | 0 | 49.9 | 49.9 | 49.9 | 49.9
| Gordonbush Wind Farm | Wind Onshore | GORW20 | 1 | 108 | 108 | 108 | 108 | 108
| Grain | CCGT | GRAI40 | 24 | 1517 | 1517 | 1517 | 1517 | 1517
| Grangemouth CHP | CHP (Combined Heat and Power) | GRMO20 | 9 | 120 | 120 | 120 | 120 | 120
| Grangemouth Hybrid BESS & Solar PV | PV Array | GRMO20 | 9 | 0 | 0 | 0 | 300 | 300
| Greater Gabbard Offshore Wind Farm | Wind Offshore | LEIS10 | 18 | 500 | 500 | 500 | 500 | 500
| Great Yarmouth | CCGT (Combined Cycle Gas Turbine) | NORM40 | 18 | 420 | 420 | 420 | 420 | 420
| Greenburn Mixed Technology | Wind Onshore | GBRN10 | 10 | 0 | 0 | 90 | 90 | 90
| Greenside BESS | Battery Storage | NEAR2Q | 9 | 0 | 0 | 0 | 250 | 250
| Green Volt Offshore Windfarm | Wind Offshore | NEDE40 | 2 | 0 | 0 | 0 | 0 | 300
| Grendon Solar & BESS | Battery Storage | GREN40_EME | 18 | 0 | 0 | 0 | 0 | 500
| Gresham House Branxton BESS | Battery Storage | BRNX40 | 11 | 0 | 0 | 0 | 480 | 480
| Gresham House Cockenzie BESS | Battery Storage | COCK20 | 11 | 0 | 240 | 240 | 240 | 240
| Gresham House Kincardine BESS | Battery Storage | KINC20 | 9 | 0 | 0 | 0 | 300 | 300
| Greta III | PV Array | DRAK40 | 18 | 0 | 0 | 0 | 0 | 500
| Griffin Wind Farm | Wind Onshore | GRIF1S | 5 | 188.6 | 188.6 | 188.6 | 188.6 | 188.6
| Gunfleet Sands II Offshore Wind Farm | Wind Offshore | BRFO40 | 18 | 64 | 64 | 64 | 64 | 64
| Gunfleet Sands Offshore Wind Farm | Wind Offshore | BRFO40 | 18 | 99.9 | 99.9 | 99.9 | 99.9 | 99.9
| Gwynt Alwen WF | Wind Onshore | TRAW40 | 16 | 0 | 0 | 108 | 108 | 108
| Gwynt Y Mor Offshore Wind Farm | Wind Offshore | BODE40 | 16 | 574 | 574 | 574 | 574 | 574
| Hadyard Hill | Wind Onshore | HADH10 | 10 | 99.9 | 99.9 | 99.9 | 99.9 | 99.9
| Hagshaw Hill Phase 1 | Wind Onshore | COAL10 | 11 | 30 | 30 | 30 | 30 | 30
| Hagshaw Hill Phase 2 | Wind Onshore | COAL10 | 11 | 54 | 54 | 54 | 54 | 54
| Hagshaw Wind Farm Repowering 2 | Battery Storage | DONO10 | 11 | 0 | 0 | 0 | 0 | 84
| Halbeath | Battery Storage | MOSM10 | 9 | 0 | 0 | 0 | 0 | 150
| Halsary Wind Farm | Wind Onshore | MYBS11 | 1 | 28.5 | 28.5 | 28.5 | 28.5 | 28.5
| Hams Hall Green Energy Centre | PV Array | HAMH40_EME | 18 | 0 | 0 | 0 | 400 | 400
| Hare Craig Wind Farm | Wind Onshore | REDS40 | 11 | 0 | 0 | 46.2 | 46.2 | 46.2
| Hare Hill Repowering | Wind Onshore | HARH10 | 11 | 0 | 0 | 0 | 0 | 114
| Hareshaw Rig Wind Farm | Wind Onshore | EWEH1Q | 12 | 0 | 40 | 40 | 40 | 40
| Harestanes | Wind Onshore | HARE10 | 12 | 163.3 | 163.3 | 163.3 | 163.3 | 163.3
| Harker Green Energy Centre | PV Array | HARK40 | 12 | 0 | 0 | 0 | 400 | 400
| Harting Rig Wind Farm | Wind Onshore | KYPE10 | 11 | 67.2 | 67.2 | 67.2 | 67.2 | 67.2
| Hartlepool | Nuclear | HATL20 | 13 | 1207 | 1207 | 1207 | 1207 | 1207
| Heathland Wind Farm | Wind Onshore | HLND10 | 11 | 0 | 80 | 80 | 80 | 80
| Heckington Fen Solar Park | PV Array | BICF4A | 17 | 0 | 0 | 400 | 400 | 400
| Hesta Head Wind Farm | Wind Onshore | HEST10 | 1 | 0 | 0 | 0 | 20.4 | 20.4
| Heysham Green Energy Centre | Battery Storage | HEYS40 | 14 | 0 | 0 | 0 | 400 | 400
| Heysham Power Station | Nuclear | HEYS40 | 14 | 2388 | 2388 | 2388 | 2388 | 2388
| High Constellation Windfarm | Wind Onshore | CRSS10 | 7 | 50 | 50 | 50 | 50 | 50
| Highland Wind Farm | Wind Onshore | HILD10 | 1 | 0 | 0 | 0 | 168.2 | 168.2
| HIGH MARNHAM | PV Array | HIGM40 | 16 | 0 | 0 | 0 | 0 | 240
| High Marnham (Tertiary) | PV Array | HIGM40 | 16 | 57 | 57 | 57 | 57 | 57
| High Mathernock Battery Storage | Battery Storage | DEVM40 | 10 | 0 | 0 | 0 | 0 | 334
| Highview Hunterston East Cryobattery | Energy Storage System; Reactive Compensation | HUNE40 | 10 | 99.8 | 99.8 | 99.8 | 99.8 | 99.8
| Hinkley Point B | Nuclear | HINP40 | 26 | 1061 | 1061 | 1061 | 1061 | 1061
| Hinkley Point C | Nuclear | HINP40 | 26 | 1670 | 3340 | 3340 | 3340 | 3340
| Hirfynydd and Mynydd Drumaur | PV Array | SWAN4A | 21 | 0 | 0 | 0 | 180 | 180
| Hirwaun Power Station | OCGT (Open Cycle Gas Turbine) | RHIG40 | 21 | 0 | 0 | 0 | 0 | 0
| Hollandmey Renewable Energy Development | Wind Onshore | THUS10 | 1 | 0 | 0 | 0 | 0 | 49.5
| Holyhead | Biomass | WYLF40 | 19 | 150 | 150 | 150 | 150 | 150
| Hopsrig Wind Farm | Wind Onshore | HORI10 | 12 | 0 | 48 | 48 | 48 | 48
| Hornsea Power Station 1A | Wind Offshore | KILL40 | 15 | 400 | 400 | 400 | 400 | 400
| Hornsea Power Station 1B | Wind Offshore | KILL40 | 15 | 400 | 400 | 400 | 400 | 400
| Hornsea Power Station 1C | Wind Offshore | KILL40 | 15 | 400 | 400 | 400 | 400 | 400
| Hornsea Power Station 2A | Wind Offshore | KILL40 | 15 | 440 | 440 | 440 | 440 | 440
| Hornsea Power Station 2B | Wind Offshore | KILL40 | 15 | 440 | 440 | 440 | 440 | 440
| Hornsea Power Station 2C | Wind Offshore | KILL40 | 15 | 440 | 440 | 440 | 440 | 440
| Hornsea Power Station 3 | Wind Offshore | NORM40 | 18 | 0 | 2250 | 2250 | 3000 | 3000
| Hornsea Power Station 4 | Wind Offshore | CREB40 | 15 | 0 | 0 | 1500 | 2600 | 2600
| Humber Gateway Offshore Wind Farm | Wind Offshore | HEDO20 | 15 | 220 | 220 | 220 | 220 | 220
| Hunterston Battery Storage Facility | Energy Storage System; Reactive Compensation | HUNE40 | 10 | 200 | 200 | 200 | 200 | 200
| Hunterston Energy Storage Facility | Energy Storage System | AYRS40 | 10 | 200 | 200 | 200 | 200 | 200
| Icewind Hinkley Point | Wind Offshore | HINP40 | 26 | 0 | 0 | 0 | 1000 | 1000
| Immingham | CHP | HUMR40 | 15 | 1218 | 1218 | 1218 | 1218 | 1218
| Inch Cape Offshore Wind Farm Platform 1 | Wind Offshore | COCK20 | 11 | 540 | 540 | 540 | 540 | 540
| Inch Cape Offshore Wind Farm Platform 2 | Wind Offshore | COCK20 | 11 | 540 | 540 | 540 | 540 | 540
| Indian Queens | OCGT (Open Cycle Gas Turbine) | INDQ40 | 27 | 187.5 | 187.5 | 187.5 | 187.5 | 187.5
| Indian Queens Energy Centre | PV Array | INDQ40 | 27 | 47.5 | 47.5 | 47.5 | 47.5 | 47.5
| Innerwick BESS | Battery Storage | BRNX40 | 11 | 0 | 0 | 0 | 170 | 170
| Invergarry (part of the Garry Cascade) | Hydro | INGA1Q | 3 | 20 | 20 | 20 | 20 | 20
| Iron Acton | Battery Storage | IROA10 | 22 | 149.3 | 149.3 | 169.9 | 240 | 240
| Ironbridge | PV Array | IRON40 | 18 | 0 | 0 | 0 | 0 | 600
| Ironbridge Green Energy Centre | Battery Storage | IRON40 | 18 | 0 | 0 | 0 | 0 | 400
| Ironbridge - New Connection | PV Array | IRON40 | 18 | 49.9 | 120 | 120 | 120 | 120
| Isenau Five | Battery Storage | TEAL10 | 5 | 0 | 0 | 0 | 0 | 50
| Iver | Energy Storage System | IVER4A | 25 | 0 | 0 | 0 | 0 | 0
| JBM Solar 12 - Shrewsbury Solar | PV Array (Photo Voltaic/solar) | SHRE4A | 18 | 49.99 | 49.99 | 49.99 | 49.99 | 49.99
| JBM Solar 13 - Melksham | Thermal | MELK40_SEP | 22 | 0 | 49.99 | 49.99 | 49.99 | 49.99
| JG Pears | CHP (Combined Heat and Power) | HIGM40 | 16 | 13 | 13 | 13 | 13 | 13
| Keadby | CCGT | KEAD40 | 16 | 755 | 910 | 910 | 910 | 910
| Keadby 3 | CCGT | KEAD40 | 16 | 0 | 910 | 910 | 910 | 910
| Keadby II | CCGT (Combined Cycle Gas Turbine) | KEAD40 | 16 | 893 | 893 | 893 | 893 | 893
| Kearsley | Battery Storage | KEAR40 | 15 | 0 | 0 | 0 | 49.9 | 49.9
| Kearsley North Green Energy Centre | PV Array | KEAR40 | 15 | 0 | 0 | 0 | 400 | 400
| Keith 132 Greener Grid Park | Energy Storage System; Reactive Compensation | KEIT10 | 1 | 48 | 48 | 48 | 48 | 48
| Keith Hill Wind Farm | Wind Onshore | DUNE10 | 11 | 4.5 | 4.5 | 4.5 | 4.5 | 4.5
| Keith Solar Farm | PV Array | KEIT20 | 1 | 0 | 0 | 0 | 150 | 150
| Kelloe Mains | Battery Storage | BRNX40 | 11 | 0 | 0 | 0 | 0 | 400
| Kemsley | Energy Storage System | KEMS40 | 24 | 49.9 | 49.9 | 49.9 | 49.9 | 49.9
| Kennoxhead Wind Farm | Wind Onshore | KENN10 | 11 | 0 | 0 | 0 | 0 | 0
| Kennoxhead Wind Farm Extension | Wind Onshore | MIDM10 | 11 | 60 | 60 | 60 | 60 | 60
| Kilbraur Wind Farm | Wind Onshore | STRB20 | 1 | 67 | 67 | 67 | 67 | 67
| Kilgallioch Wind Farm and Kilgallioch Wind Farm Extension - Turbines | Wind Onshore | KILG20 | 10 | 274 | 274 | 274 | 274 | 274
| Killingholme | OCGT (Open Cycle Gas Turbine) | KILL40 | 15 | 619 | 619 | 619 | 619 | 619
| Kilmarnock BESS | Battery Storage | KLBS49 | 10 | 350 | 350 | 350 | 350 | 350
| Kilmarnock South Battery Storage | Battery Storage | KILS40 | 10 | 0 | 0 | 500 | 500 | 500
| Kilmorack (part of the Beauly Cascade) | Hydro | KIOR1Q | 1 | 20 | 20 | 20 | 20 | 20
| Kincardine Battery Storage Facility | Energy Storage System | FIGS20 | 9 | 200 | 200 | 200 | 200 | 200
| Kincardine Energy Storage Facility | Energy Storage System | KINC20 | 9 | 200 | 200 | 200 | 200 | 200
| King's Lynn 'B' Power Station | CCGT | KLYN40 | 17 | 1700 | 1700 | 1700 | 1700 | 1700
| Kings Lynn A | CCGT (Combined Cycle Gas Turbine) | WALP40_EME | 17 | 395 | 395 | 395 | 395 | 395
| Kingsnorth | Battery Storage | KINO40 | 24 | 49.9 | 120 | 120 | 120 | 120
| Kinmuck PV and BESS Station | PV Array | PEHE20 | 2 | 0 | 0 | 105 | 105 | 105
| Kintradwell Energy Park | Wind Onshore | MYBS11 | 1 | 0 | 0 | 71.4 | 71.4 | 71.4
| Kirkby | Gas Reciprocating | KIBY20 | 15 | 49.9 | 49.9 | 49.9 | 49.9 | 49.9
| Kirkby (Tertiary) | Battery Storage | KIBY20 | 15 | 57 | 57 | 57 | 57 | 57
| Kirkby Green Energy Centre | PV Array | KIBY20 | 15 | 0 | 0 | 0 | 400 | 400
| Kirkton Wind Farm | Wind Onshore | KRKN10 | 1 | 0 | 0 | 60 | 60 | 60
| Knockcronal Wind Farm | Wind Onshore | CRCK20 | 7 | 0 | 0 | 0 | 59.4 | 59.4
| Knockodhar Wind Farm | Wind Onshore | KNOK10 | 10 | 0 | 0 | 0 | 120 | 120
| Kype Muir | Wind Onshore | KYPE10 | 11 | 88.4 | 88.4 | 88.4 | 88.4 | 88.4
| L48 BESS Glen App | Battery Storage | AUCH20 | 10 | 0 | 0 | 0 | 200 | 200
| Lairg II Wind Farm | Wind Onshore | LARG1A | 1 | 0 | 50 | 50 | 50 | 50
| Lakeside Energy Drax | Energy Storage System | DRAX40 | 15 | 0 | 0 | 0 | 0 | 0
| Laleham | Battery Storage | LALE20_SEP | 25 | 49.9 | 49.9 | 49.9 | 49.9 | 49.9
| Lamford Hill | Wind Onshore | BENB10 | 10 | 0 | 20 | 20 | 20 | 20
| Lanarkshire BESS | Battery Storage | STHA40 | 11 | 0 | 0 | 500 | 500 | 500
| Landulph | Energy Storage System | LAND4A | 27 | 0 | 0 | 0 | 0 | 0
| Lan Fawr Energy Park | Wind Onshore | POAB40 | 21 | 0 | 0 | 0 | 246.4 | 246.4
| Langage | CCGT (Combined Cycle Gas Turbine) | LAGA40 | 27 | 905 | 905 | 905 | 905 | 905
| Langbank Solar and BESS | PV Array | DEVM10 | 10 | 0 | 0 | 49.9 | 49.9 | 49.9
| Lawfield and Branxton Energy Park | Battery Storage | BRNX40 | 11 | 0 | 0 | 0 | 400 | 400
| Learielaw Energy Storage | Battery Storage | BROX1Q | 9 | 0 | 0 | 0 | 100 | 100
| Legacy Green Energy Centre | PV Array | LEGA40 | 18 | 0 | 400 | 400 | 400 | 400
| Legacy Tertiary Connection | Energy Storage System | LEGA40 | 18 | 57 | 57 | 57 | 57 | 57
| Lethans Wind Farm | Wind Onshore | LETH10 | 10 | 0 | 0 | 132 | 132 | 132
| Lethans Wind Farm Extension | Wind Onshore | LETH10 | 10 | 0 | 0 | 85 | 85 | 85
| Lethen Wind Farm | Wind Onshore | LETN10 | 1 | 0 | 0 | 0 | 0 | 114
| Limekiln | Wind Onshore | LIMK10 | 1 | 106 | 106 | 106 | 106 | 106
| Lincs Offshore Wind Farm | Wind Offshore | WALP40_EME | 17 | 265 | 265 | 265 | 265 | 265
| Lister Battery (formerly Lister Drive) | Energy Storage System | LISD20 | 15 | 0 | 0 | 0 | 0 | 0
| Lister Drive Shaw | Battery Storage | LISD20 | 15 | 57 | 57 | 57 | 57 | 57
| Little Barford | CCGT (Combined Cycle Gas Turbine) | EASO40 | 18 | 740 | 740 | 740 | 740 | 740
| Littlebrook BESS | Battery Storage | LITT40 | 24 | 0 | 0 | 300 | 300 | 300
| Littlewoods Wind Farm | Wind Onshore | LIWD10 | 1 | 0 | 0 | 0 | 68.4 | 68.4
| Llanwern Phase 1 | PV Array | WHSO20 | 21 | 0 | 0 | 0 | 95 | 95
| Llanwern Phase 2 | PV Array | WHSO20 | 21 | 0 | 0 | 0 | 190 | 190
| Llwynygog | Wind Onshore | LEGA40 | 18 | 0 | 125 | 125 | 125 | 125
| Llywelyn Floating Offshore Wind Farm | Wind Offshore | PEMB40 | 20 | 0 | 0 | 0 | 300 | 300
| Lochay (Part of Killin Cascade Hydro Scheme) | Hydro | LOCH10 | 6 | 47 | 47 | 47 | 47 | 47
| Loch Fearna Pumped Storage | Pump Storage | LOCF10 | 3 | 0 | 0 | 0 | 0 | 300
| Lochgoin Solar Farm | PV Array (Photo Voltaic/solar) | WLEE20 | 10 | 89 | 89 | 89 | 89 | 89
| Loch Kemp Pumped Storage | Pump Storage | FOYE20 | 1 | 0 | 0 | 300 | 300 | 300
| Lochluichart | Wind Onshore | CORI10 | 1 | 69 | 69 | 69 | 69 | 69
| Loch Luichart Extension II | Wind Onshore | LUIC1Q | 1 | 36 | 36 | 36 | 36 | 36
| Loch nan Eun PSH | Pump Storage | LNEN20 | 1 | 0 | 0 | 0 | 0 | 900
| Loganhead Windfarm | Wind Onshore | HORI10 | 12 | 0 | 36 | 36 | 36 | 36
| London Array Offshore Wind Farm | Wind Offshore | CLEH40 | 24 | 630 | 630 | 630 | 630 | 630
| Longfield Solar | PV Array | BULL40 | 24 | 500 | 500 | 500 | 500 | 500
| Lorg Extension Wind Farm | Wind Onshore | LOEX10 | 10 | 0 | 0 | 0 | 0 | 33
| Lorg Wind Farm | Wind Onshore | LORG10 | 10 | 0 | 0 | 69.5 | 69.5 | 69.5
| Lovedean (Tertiary) | Energy Storage System; PV Array (Photo Voltaic/solar) | LOVE40 | 26 | 57 | 57 | 57 | 57 | 57
| Lovedean Greener Grid Park | Battery Storage | LOVE40 | 26 | 0 | 0 | 0 | 49.9 | 49.9
| Luichart (part of the Conon Cascade) | Hydro | LUIC1Q | 1 | 34 | 34 | 34 | 34 | 34
| Lullington Solar | PV Array | DRAK40 | 18 | 0 | 0 | 0 | 0 | 240
| Lynemouth Power Station | Biomass | BLYT20 | 13 | 396 | 396 | 396 | 396 | 396
| M74 West Wind Farm | Wind Onshore | REDS40 | 11 | 0 | 0 | 0 | 249.9 | 249.9
| Mannington | PV Array | MANN40 | 26 | 57 | 57 | 57 | 57 | 57
| Mannington PP | Energy Storage System | MANN40 | 26 | 49.9 | 49.9 | 49.9 | 49.9 | 49.9
| Mannington Tertiary | Battery Storage | MANN40 | 26 | 47.5 | 47.5 | 47.5 | 47.5 | 47.5
| Marchwood | CCGT (Combined Cycle Gas Turbine) | MAWO40 | 26 | 920 | 920 | 920 | 920 | 920
| Margree Wind Farm | Wind Onshore | GNSH10 | 10 | 0 | 0 | 50 | 50 | 50
| Mark Hill Wind Farm | Wind Onshore | MAHI20 | 10 | 53 | 53 | 53 | 53 | 53
| Medway Power Station | CCGT | GRAI40 | 24 | 735 | 735 | 735 | 910 | 910
| Melksham | PV Array | MELK40_SEP | 22 | 0 | 0 | 0 | 0 | 500
| Melksham (Tertiary) | Energy Storage System; PV Array (Photo Voltaic/solar) | MELK40_SEP | 22 | 0 | 0 | 0 | 0 | 0
| Melvich Wind Energy Hub | Wind Onshore | MELV10 | 1 | 0 | 0 | 90 | 90 | 90
| Menter Mon Morlais Anglesey Marine Energy | Tidal | PERH10 | 19 | 0 | 0 | 40 | 40 | 60
| Merlin Offshore Wind Farm | Wind Offshore | TAUN4A | 26 | 0 | 0 | 0 | 300 | 300
| Merthyr Tydfil Solar | PV Array | CILF40 | 21 | 0 | 0 | 0 | 0 | 110
| MeyGen Tidal | Tidal | MEGT10 | 1 | 0 | 0 | 237 | 237 | 237
| Middle Muir Wind Farm | Wind Onshore | MIDM10 | 11 | 51 | 51 | 51 | 51 | 51
| Middleton BESS | Battery Storage | MIDL40 | 14 | 0 | 200 | 200 | 200 | 200
| Midlands Estate Energy Park | Wind Onshore | WBUR40 | 16 | 0 | 0 | 0 | 0 | 600
| Millbrook Power | OCGT (Open Cycle Gas Turbine) | MILL40 | 18 | 299 | 299 | 299 | 299 | 299
| Millennium Wind | Wind Onshore | MILW1Q | 3 | 65 | 65 | 65 | 65 | 65
| Mill Hill Tertiary Connection | Energy Storage System | MILH2A_EPN | 25 | 57 | 57 | 57 | 57 | 57
| Millmoor Rig Wind Farm | Wind Onshore | MLRG10 | 11 | 0 | 0 | 0 | 0 | 92.8
| Minety | Energy Storage System | MITY40 | 22 | 47.5 | 47.5 | 47.5 | 47.5 | 47.5
| Minety Tertiary (2) | PV Array (Photo Voltaic/solar) | MITY40 | 22 | 47.5 | 47.5 | 47.5 | 47.5 | 47.5
| Minnygap | Wind Onshore | MOFF10 | 12 | 25 | 25 | 25 | 25 | 25
| Moelfre Energy Park | Wind Onshore | BODE40 | 16 | 0 | 158.4 | 158.4 | 158.4 | 158.4
| Moel y Llyn | Wind Onshore | LEGA40 | 18 | 0 | 251 | 251 | 251 | 251
| Monets Garden | Energy Storage System | OSBA40 | 15 | 57 | 57 | 57 | 57 | 57
| Monk Fryston | PV Array | MONF20 | 15 | 0 | 0 | 0 | 0 | 500
| Monk Fryston BESS | Battery Storage | MONF20 | 15 | 0 | 0 | 0 | 0 | 200
| Monk Fryston SSE | Battery Storage | MONF20 | 15 | 320 | 320 | 320 | 320 | 320
| Monk Fryston Tertiary Connection | Energy Storage System | MONF20 | 15 | 57 | 57 | 57 | 57 | 57
| Monquhill Wind Farm | Wind Onshore | ENHI10 | 10 | 0 | 0 | 10 | 10 | 10
| Mon Solar Farm | PV Array | WYLF40 | 19 | 0 | 0 | 0 | 240 | 240
| Moray East Offshore Wind Farm | Wind Offshore | NEDE20 | 2 | 900 | 900 | 900 | 900 | 900
| Moray West Offshore Windfarm | Wind Offshore | BLHI40 | 1 | 800 | 860 | 860 | 860 | 860
| Morecambe Offshore Wind Farm | Wind Offshore | PEWO40 | 15 | 0 | 0 | 0 | 0 | 480
| Morgannwg Solar Farm | PV Array | ABTH20 | 21 | 0 | 0 | 0 | 249 | 249
| Mossford (part of the Conon Cascade) | Hydro | MOSS1S | 1 | 18.7 | 18.7 | 18.7 | 18.7 | 18.7
| Mossy Hill Wind Farm | Wind Onshore | MSHL10 | 1 | 0 | 0 | 48 | 48 | 48
| Mwdwl Eithin Energy Park | Wind Onshore | BODE40 | 16 | 0 | 81.2 | 81.2 | 81.2 | 81.2
| Nant | Hydro | NANT1Q | 7 | 15 | 15 | 15 | 15 | 15
| Nant Aman | Wind Onshore | RHIG40 | 21 | 0 | 0 | 0 | 143 | 143
| Native River (Capenhurst) | Energy Storage System | CAPE20 | 16 | 57 | 57 | 57 | 57 | 57
| Neart Na Gaoithe Offshore Wind Farm | Wind Offshore | CRYR40 | 11 | 0 | 0 | 0 | 0 | 0
| Neilston 132kV Greener Grid Park | Energy Storage System; Reactive Compensation | NEIL10 | 10 | 150 | 150 | 150 | 150 | 150
| Neilston 400kV Greener Grid Park | Battery Storage | NEIL40 | 10 | 0 | 0 | 600 | 600 | 600
| Net Zero Teesside Power Project | CCGT | TODP20 | 13 | 0 | 860 | 860 | 860 | 860
| Newarthill Energy Park | Battery Storage | NEAR2Q | 9 | 0 | 0 | 250 | 250 | 250
| Newlands Hill Wind Energy Hub | Wind Onshore | NLHL10 | 11 | 0 | 0 | 0 | 0 | 119
| Norfolk Boreas | Wind Offshore | NECT40 | 17 | 0 | 0 | 0 | 0 | 1320
| NorthFleet 2 BESS | Battery Storage | NFLE40 | 24 | 0 | 0 | 0 | 300 | 300
| NorthFleet Tertiary | PV Array | NFLE40 | 24 | 0 | 49.9 | 49.9 | 49.9 | 49.9
| North Killingholme Power Project | CCGT | KILL40 | 15 | 0 | 540 | 540 | 540 | 540
| North Kyle New Cumnock | Wind Onshore | NECU10 | 10 | 212 | 212 | 212 | 212 | 212
| North Lanrigg Battery Storage | Battery Storage | NLBS20 | 9 | 0 | 0 | 0 | 200 | 200
| North Lowther Energy Initiative | Wind Onshore | NLEI10 | 11 | 0 | 0 | 0 | 151.2 | 151.2
| North Wales Hybrid | PV Array | BODE40 | 16 | 0 | 53 | 53 | 53 | 53
| Norton | PV Array | NORT20 | 13 | 57 | 57 | 57 | 57 | 57
| Norton PV and BESS | Energy Storage System; PV Array (Photo Voltaic/solar) | NORT20 | 13 | 40.9 | 40.9 | 40.9 | 40.9 | 40.9
| Norwich | CCGT (Combined Cycle Gas Turbine) | NORM40 | 18 | 49.5 | 49.5 | 49.5 | 49.5 | 49.5
| Norwich PP | Energy Storage System; PV Array (Photo Voltaic/solar) | NORM40 | 18 | 57 | 57 | 57 | 57 | 57
| Nursling Tertiary | Energy Storage System | NURS40 | 26 | 49.9 | 49.9 | 49.9 | 49.9 | 49.9
| Oaklands Farm Solar PV | PV Array | DRAK40 | 18 | 162.3 | 162.3 | 162.3 | 162.3 | 162.3
| Ochill BESS | Battery Storage | OCHL19 | 9 | 0 | 0 | 0 | 49.5 | 49.5
| Ocker Hill Tertiary Connection | Energy Storage System | OCKH20 | 18 | 0 | 0 | 0 | 0 | 0
| Oldbury (Tertiary) | Battery Storage | OLDB4A | 18 | 49.9 | 49.9 | 49.9 | 49.9 | 49.9
| Old Flatts Farm | Battery Storage | BRIN20 | 16 | 0 | 0 | 750 | 750 | 750
| Old Forest of Ae | Wind Onshore | OFOA10 | 10 | 0 | 0 | 56 | 56 | 56
| One Earth Solar Farm | PV Array | HIGM20 | 16 | 0 | 0 | 500 | 500 | 500
| One Planet Solar Farm | PV Array | EASO40 | 18 | 0 | 0 | 0 | 0 | 500
| Ormonde Offshore Wind Farm | Wind Offshore | HEYS40 | 14 | 150 | 150 | 150 | 150 | 150
| Orrin (part of the Conon Cascade) | Hydro | ORRI10 | 1 | 18 | 18 | 18 | 18 | 18
| Ouse Energy Storage | Battery Storage | KEMS40 | 24 | 0 | 249 | 249 | 249 | 249
| Overhill Wind Farm | Wind Onshore | OHLL10 | 10 | 0 | 0 | 50 | 50 | 50
| OWF1 Offshore | Wind Offshore | HUNE40 | 10 | 0 | 0 | 0 | 2000 | 2000
| OWPL Windfarm | Wind Offshore | SPIT20 | 1 | 0 | 0 | 0 | 0 | 750
| Pembroke (spare bay) | PV Array | PEMB40 | 20 | 0 | 120 | 120 | 120 | 120
| Pembroke BESS | Battery Storage | PEMB40 | 20 | 0 | 350 | 350 | 350 | 350
| Pembroke BESS and Solar Station | PV Array | PEMB40 | 20 | 0 | 0 | 0 | 99.9 | 99.9
| Pembroke Power Station | CCGT (Combined Cycle Gas Turbine) | PEMB40 | 20 | 2199 | 2199 | 2199 | 2199 | 2199
| Pencloe Windfarm | Wind Onshore | BLAH10 | 10 | 81 | 119 | 119 | 119 | 119
| Penketh Hall Farm | Battery Storage | FIDF20_SPM | 15 | 0 | 0 | 249.9 | 249.9 | 249.9
| Pentland Floating Offshore Wind Farm | Wind Offshore | DOUN10 | 1 | 100 | 100 | 100 | 100 | 100
| Penwortham BESS CSE | Battery Storage | PEWO40 | 15 | 0 | 0 | 57 | 57 | 57
| Penwortham BESS | Energy Storage System | PEWO40 | 15 | 57 | 57 | 57 | 57 | 57
| Penwortham Green Energy Centre | PV Array | PEWO40 | 15 | 0 | 400 | 400 | 400 | 400
| Pen Y Cymoedd Wind Farm | Wind Onshore | RHIG40 | 21 | 228 | 228 | 228 | 228 | 228
| Perwinnes | PV Array | KINT10 | 1 | 0 | 45 | 45 | 45 | 45
| Peterborough | CCGT (Combined Cycle Gas Turbine) | WALP40_EPN | 17 | 245 | 245 | 245 | 245 | 245
| Peterhead | CCGT (Combined Cycle Gas Turbine) | PEHE20 | 2 | 1180 | 1180 | 1180 | 1180 | 1180
| Petroc Offshore Wind Farm | Wind Offshore | ALVE4A | 27 | 0 | 0 | 0 | 300 | 300
| Pivot Power Harker Hybrid | Battery Storage | HARK40 | 12 | 0 | 0 | 0 | 0 | 57
| Plas Power Estate North Tertiary | PV Array | LEGA40 | 18 | 0 | 57 | 57 | 57 | 57
| Pogbie Wind Farm | Wind Onshore | DUNE10 | 11 | 9.6 | 9.6 | 9.6 | 9.6 | 9.6
| Pond Hill Farm 1 | Battery Storage | MITY40 | 22 | 47.5 | 47.5 | 47.5 | 47.5 | 47.5
| Pond Hill Farm 2 BESS | Battery Storage | MITY40 | 22 | 47.5 | 47.5 | 47.5 | 47.5 | 47.5
| Port of Mostyn | Tidal | CONQ40 | 16 | 0 | 0 | 210 | 210 | 210
| Priestgill Wind Farm | Wind Onshore | ELVA40 | 11 | 43.63 | 43.63 | 43.63 | 43.63 | 43.63
| Progress Power Station | OCGT (Open Cycle Gas Turbine) | YAXL40 | 18 | 299 | 299 | 299 | 299 | 299
| Project Yare | Energy Storage System; PV Array (Photo Voltaic/solar) | NORM40 | 18 | 49.5 | 49.5 | 49.5 | 49.5 | 49.5
| Quantans Hill Wind Farm | Wind Onshore | QUAN10 | 10 | 0 | 0 | 95 | 95 | 95
| Race Bank Wind Farm | Wind Offshore | WALP40_EME | 17 | 565 | 565 | 565 | 565 | 565
| Rampion Extension Offshore Wind Farm | Wind Offshore | BOLN40 | 25 | 0 | 1200 | 1200 | 1200 | 1200
| Rampion Offshore Wind Farm | Wind Offshore | BOLN40 | 25 | 400 | 400 | 400 | 400 | 400
| Ratcliffe EMERGE | Waste | RATS40 | 18 | 49.9 | 49.9 | 49.9 | 49.9 | 49.9
| Ratcliffe on Soar | Energy Storage System; PV Array (Photo Voltaic/solar) | RATS40 | 18 | 2021 | 2021 | 2021 | 2021 | 2021
| Ratcliffe-on-Soar | PV Array | RATS40 | 18 | 49.9 | 120 | 120 | 120 | 120
| Rawhills Battery Energy Storage Facility | Battery Storage | RAWH49 | 11 | 0 | 0 | 500 | 500 | 500
| Rayleigh 1 Tertiary | Energy Storage System; PV Array (Photo Voltaic/solar) | RAYL40 | 24 | 7.1 | 7.1 | 7.1 | 7.1 | 7.1
| Rayleigh 2 Tertiary | PV Array | RAYL40 | 24 | 49.9 | 49.9 | 57 | 57 | 57
| Red John PSH | Pump Storage | KNOC20 | 1 | 0 | 0 | 0 | 450 | 450
| Riccarton | Battery Storage | CURR20 | 11 | 0 | 0 | 0 | 0 | 150
| Richborough 1 | Energy Storage System | RICH40 | 24 | 0 | 0 | 0 | 0 | 0
| Richborough 2 | Energy Storage System | RICH40 | 24 | 0 | 0 | 0 | 0 | 0
| Robin Rigg East Offshore Wind Farm | Wind Offshore | HARK40 | 12 | 86 | 86 | 86 | 86 | 86
| Robin Rigg West Offshore Wind Farm | Wind Offshore | HARK40 | 12 | 92 | 92 | 92 | 92 | 92
| Rochdale BESS | Energy Storage System | ROCH20 | 15 | 57 | 57 | 57 | 57 | 57
| Rochester Renewable Project | Wind Onshore | KINO40 | 24 | 0 | 0 | 0 | 60 | 60
| Rocksavage | CCGT (Combined Cycle Gas Turbine) | ROCK40 | 16 | 810 | 810 | 810 | 810 | 810
| Rosefield | PV Array | ECLA40_EME | 18 | 0 | 0 | 0 | 500 | 500
| Rowancraig Wind Farm | Wind Onshore | GLGL10 | 10 | 0 | 0 | 0 | 40 | 40
| Rugeley | PV Array | RUGE40 | 18 | 0 | 0 | 0 | 0 | 600
| Rye House | CCGT | RYEH40 | 24 | 715 | 715 | 715 | 715 | 715
| Rye House (Tertiary) | Battery Storage | RYEH40 | 24 | 49.9 | 49.9 | 57 | 57 | 57
| SAGE Solar | PV Array | SFEM1Q | 2 | 20 | 20 | 20 | 20 | 20
| Salamander Offshore Wind Farm | Wind Offshore | SALM1A | 2 | 0 | 0 | 0 | 0 | 200
| Saltend | CCGT (Combined Cycle Gas Turbine) | SAES20 | 15 | 1100 | 1100 | 1100 | 1100 | 1100
| Sandy Knowe Wind Farm | Wind Onshore | SAKN10 | 10 | 86.4 | 86.4 | 108 | 108 | 108
| Sanquhar II Wind Farm | Wind Onshore | SANQ10 | 10 | 250 | 250 | 250 | 250 | 250
| Sanquhar Wind Farm | Wind Onshore | GLGL10 | 10 | 30 | 30 | 30 | 30 | 30
| Scatsta1 Greener Grid Park | Battery Storage | SCGP10 | 1 | 0 | 0 | 0 | 5 | 5
| Scira-Dudgeon Extension | Wind Offshore | NORM40 | 18 | 0 | 0 | 0 | 719 | 719
| Sclenteuch Energy Park | Wind Onshore | SCTH10 | 10 | 0 | 0 | 0 | 0 | 54
| Scoop Hill Wind Farm | Wind Onshore | SCOP10 | 12 | 500 | 500 | 500 | 500 | 500
| Seabank | CCGT (Combined Cycle Gas Turbine) | SEAB40 | 22 | 1234 | 1234 | 1234 | 1234 | 1234
| Seabank (Tertiary) | Energy Storage System | SEAB40 | 22 | 0 | 0 | 0 | 0 | 0
| Seagreen 1A Offshore Wind Farm | Wind Offshore | COCK20 | 11 | 0 | 500 | 500 | 500 | 500
| Seagreen 1 Offshore Wind Farm | Wind Offshore | TEAL20 | 5 | 1075 | 1075 | 1075 | 1075 | 1075
| Sellafield | CHP (Combined Heat and Power) | HUTT40 | 14 | 155 | 155 | 155 | 155 | 155
| Sellindge (Tertiary) | Energy Storage System | SELL40 | 24 | 49.9 | 49.9 | 49.9 | 49.9 | 49.9
| Severn Power | CCGT (Combined Cycle Gas Turbine) | USKM20 | 21 | 850 | 850 | 850 | 850 | 850
| SHBEC | Waste | SHBA40 | 15 | 0 | 83 | 83 | 83 | 83
| Sheaf Energy | Battery Storage | RICH40 | 24 | 249 | 249 | 249 | 249 | 249
| Sheirdrim Wind Farm | Wind Onshore | CRSS10 | 7 | 0 | 0 | 0 | 0 | 84
| Shepherds Rig Wind Farm | Wind Onshore | SHRG10 | 10 | 84.6 | 84.6 | 84.6 | 84.6 | 84.6
| Sheringham Shoal Offshore Wind Farm | Wind Offshore | NORM40 | 18 | 315 | 315 | 315 | 315 | 315
| Shoreham | CCGT | BOLN40 | 25 | 460 | 420 | 420 | 420 | 420
| Sizewell B | Nuclear | SIZE40 | 18 | 1230 | 1230 | 1230 | 1230 | 1230
| Sizewell C | Nuclear | SIZE40 | 18 | 0 | 0 | 0 | 0 | 1670
| Sizing John (Rainhill) | Energy Storage System | RAIN20_ENW | 15 | 57 | 142.5 | 142.5 | 142.5 | 142.5
| Slickly Wind Farm | Battery Storage | GILB10 | 1 | 0 | 0 | 0 | 114 | 114
| Sloy G2 and G3 | Hydro | SLOY10 | 8 | 80 | 80 | 80 | 80 | 80
| Smeaton BESS | Battery Storage | SMEA4R | 11 | 0 | 0 | 0 | 228 | 228
| Sofia Offshore Wind Farm | Wind Offshore | LACK40 | 13 | 1320 | 1320 | 1320 | 1320 | 1320
| Somerford | PV Array | MITY40 | 22 | 47.5 | 47.5 | 47.5 | 47.5 | 47.5
| Southfields | PV Array | MITY40 | 22 | 47.5 | 47.5 | 47.5 | 47.5 | 47.5
| Southfields Farm | Battery Storage | MITY40 | 22 | 0 | 0 | 0 | 47.5 | 47.5
| South Humber Bank | CCGT (Combined Cycle Gas Turbine) | SHBA40 | 15 | 1365 | 1365 | 1365 | 1365 | 1365
| South Kyle 2 Wind farm | Wind Onshore | NECU10 | 10 | 0 | 0 | 0 | 0 | 67
| South Kyle Wind Farm | Wind Onshore | NECU10 | 10 | 235 | 235 | 235 | 235 | 235
| Spalding | CCGT (Combined Cycle Gas Turbine) | SPLN40 | 17 | 950 | 950 | 950 | 950 | 950
| Spalding Energy Expansion | OCGT | SPLN40 | 17 | 299.99 | 299.99 | 299.99 | 299.99 | 299.99
| Spennymoor | Battery Storage | SPEN4A | 13 | 0 | 0 | 0 | 49.9 | 49.9
| Spirebush Renewable Energy Project | Wind Onshore | SPRB10 | 11 | 0 | 0 | 0 | 400 | 400
| SSE Ferrybridge BESS | Energy Storage System | FERR20_NED | 15 | 150 | 150 | 150 | 150 | 150
| SSE Fiddlers Ferry Battery Energy Storage | Battery Storage | FIDF20_SPM | 15 | 150 | 150 | 150 | 150 | 150
| Staythorpe (BESS and PV) | PV Array | STAY40 | 16 | 0 | 437 | 437 | 437 | 437
| Staythorpe C | CCGT (Combined Cycle Gas Turbine) | STAY40 | 16 | 1752 | 1752 | 1752 | 1752 | 1752
| St Dennis Hendra | Energy Storage System | INDQ40 | 27 | 47.5 | 47.5 | 47.5 | 47.5 | 47.5
| Stranoch Wind Farm | Wind Onshore | STOC10 | 10 | 102 | 102 | 102 | 102 | 102
| Strathy North Wind | Wind Onshore | STRW10 | 1 | 67.65 | 67.65 | 67.65 | 67.65 | 67.65
| Strathy South Wind | Wind Onshore | STRW10 | 1 | 207.6 | 207.6 | 207.6 | 207.6 | 207.6
| Strathy Wood | Wind Onshore | STWD19 | 1 | 63.5 | 63.5 | 63.5 | 63.5 | 63.5
| Stronelairg | Wind Onshore | STRL10 | 5 | 227.8 | 227.8 | 227.8 | 227.8 | 227.8
| Sulgrave Solar PV | PV Array | ECLA40_EME | 18 | 0 | 129.8 | 129.8 | 129.8 | 129.8
| Sundon Battery | Energy Storage System | SUND40 | 18 | 49.5 | 49.5 | 49.5 | 49.5 | 49.5
| Sundon | Energy Storage System | SUND40 | 18 | 0 | 0 | 0 | 0 | 0
| Sundon Pivoted Power | Energy Storage System | SUND40 | 18 | 0 | 0 | 0 | 0 | 0
| Sunnica | PV Array | BURW40 | 18 | 0 | 0 | 500 | 500 | 500
| Sutton Bridge | CCGT (Combined Cycle Gas Turbine) | WALP40_EME | 17 | 850 | 850 | 850 | 850 | 850
| Swansea Greener Grid Park - Connection 1 | Energy Storage System; Reactive Compensation | SWAN20_SPM | 21 | 12 | 12 | 12 | 97 | 97
| Swansea North | Battery Storage | SWAN4A | 21 | 0 | 49.9 | 49.9 | 49.9 | 49.9
| Swansea North Green Energy Centre | PV Array | SWAN4A | 21 | 0 | 0 | 0 | 1025 | 1025
| Tangy IV WF | Wind Onshore | CRSS10 | 7 | 0 | 96 | 96 | 96 | 96
| Tarenni | Wind Onshore | RHIG40 | 21 | 0 | 0 | 0 | 188 | 188
| Taunton | Battery Storage | TAUN4A | 26 | 0 | 0 | 0 | 0 | 49.9
| Taylors Lane | OCGT (Open Cycle Gas Turbine) | WISD20_LPN | 23 | 140 | 140 | 140 | 140 | 140
| Tealing BESS (100MW) | Battery Storage | TEAL10 | 5 | 0 | 0 | 0 | 100 | 100
| Tees CCPP | OCGT | GRST2A | 13 | 550 | 550 | 1315 | 1315 | 1315
| Tees Renewable Energy Plant | Biomass | LACK20 | 13 | 285 | 285 | 285 | 285 | 285
| Teindland Wind Farm | Wind Onshore | TEIN10 | 1 | 0 | 0 | 112.2 | 112.2 | 112.2
| Thanet Offshore Wind Farm | Wind Offshore | CANT40 | 24 | 300 | 300 | 300 | 300 | 300
| Thornlemuir Farm | Battery Storage | NEIL40 | 10 | 0 | 0 | 150 | 150 | 150
| Thornton Facility | Energy Storage System; PV Array (Photo Voltaic/solar) | THTO40 | 15 | 99.98 | 199.96 | 199.96 | 399.96 | 399.96
| Thorpe Marsh 1 (Tertiary) | Energy Storage System; PV Array (Photo Voltaic/solar) | THOM41 | 16 | 49.9 | 57 | 57 | 57 | 57
| Thorpe Marsh Energy Park | Battery Storage | THOM41 | 16 | 0 | 1400 | 1400 | 1400 | 1400
| Thurrock Power Station | Gas Reciprocating | TILB20 | 24 | 750 | 750 | 750 | 750 | 750
| Tillbridge Solar | PV Array | COTT40 | 16 | 0 | 0 | 500 | 500 | 500
| TINZ Project Nene 1 (Landulph) | Reactive Compensation | LAND4A | 27 | 1 | 1 | 1 | 1 | 1
| Toddleburn Wind Farm | Wind Onshore | DUNE10 | 11 | 27.6 | 27.6 | 27.6 | 27.6 | 27.6
| Tomchrasky Wind Farm | Wind Onshore | TMSY10 | 3 | 0 | 0 | 0 | 0 | 74.4
| Tormsdale Windfarm | Wind Onshore | MYBS11 | 1 | 0 | 0 | 70 | 70 | 70
| Torness | Nuclear | TORN40 | 11 | 1250 | 1250 | 1250 | 1250 | 1250
| Tottenham | Energy Storage System | TOTT20 | 23 | 49.9 | 49.9 | 49.9 | 49.9 | 49.9
| Trafford Power | CCGT | CARR40 | 16 | 1040 | 1040 | 1040 | 1040 | 1040
| Tralorg Wind Farm | Wind Onshore | MAHI20 | 10 | 20 | 20 | 20 | 20 | 20
| Triton Knoll Offshore Wind Farm | Wind Offshore | BICF4A | 17 | 824 | 824 | 824 | 824 | 824
| Troston Wind Farm | Wind Onshore | TRSN10 | 10 | 0 | 0 | 68 | 68 | 68
| Tween Bridge Solar Park | PV Array | KEAD40 | 16 | 0 | 0 | 0 | 0 | 340
| Twentyshilling Wind Farm | Wind Onshore | GLGL10 | 10 | 37.8 | 37.8 | 37.8 | 37.8 | 37.8
| Twyn Hywel Cillfynydd | Wind Onshore | CILF40 | 21 | 160 | 160 | 160 | 160 | 160
| Uskmouth | Battery Storage | USKM20 | 21 | 230 | 230 | 230 | 230 | 230
| Uskmouth - New Connection | Battery Storage | USKM20 | 21 | 0 | 120 | 120 | 120 | 120
| Valorous Offshore Wind Farm | Wind Offshore | PEMB40 | 20 | 0 | 0 | 0 | 0 | 300
| Vanguard | Wind Offshore | NECT40 | 17 | 1320 | 1320 | 1320 | 1320 | 1320
| Vanguard East | Wind Offshore | NECT40 | 17 | 0 | 0 | 400 | 1320 | 1320
| Viking Wind Farm | Wind Onshore | KERG10 | 1 | 443 | 443 | 443 | 443 | 443
| VPI Immingham B OCGT | Gas Reciprocating | HUMR40 | 15 | 299 | 299 | 299 | 299 | 299
| Walney 3 Offshore Wind Farm | Wind Offshore | MIDL40 | 14 | 330 | 330 | 330 | 330 | 330
| Walney 4 Offshore Wind Farm | Wind Offshore | MIDL40 | 14 | 330 | 330 | 330 | 330 | 330
| Walney II Offshore Wind Farm | Wind Offshore | STAH4A | 14 | 182 | 182 | 182 | 182 | 182
| Walney I Offshore Wind Farm | Wind Offshore | HEYS40 | 14 | 182 | 182 | 182 | 182 | 182
| Walpole | Energy Storage System | WALP40_EME | 17 | 0 | 0 | 0 | 0 | 0
| Walpole 1 (Tertiary) | Energy Storage System; PV Array (Photo Voltaic/solar) | WALP40_EME | 17 | 0 | 0 | 0 | 0 | 0
| Walpole 2 (tertiary) | Energy Storage System; PV Array (Photo Voltaic/solar) | WALP40_EME | 17 | 100 | 100 | 100 | 100 | 100
| Waltham Cross BESS | PV Array | WALX4A | 24 | 0 | 0 | 0 | 57 | 57
| Warley | Energy Storage System | WARL20 | 24 | 57 | 57 | 57 | 57 | 57
| Warley (tertiary) | Energy Storage System; PV Array (Photo Voltaic/solar) | WARL20 | 24 | 7.1 | 7.1 | 7.1 | 7.1 | 7.1
| Warley 2 | Battery Storage | WARL20 | 24 | 0 | 0 | 0 | 0 | 150
| Warley Battery Energy Storage | Battery Storage | WARL20 | 24 | 0 | 0 | 0 | 0 | 200
| WELBAR ENERGY STORAGE | Battery Storage | HAMH40_EME | 18 | 0 | 349.9 | 349.9 | 349.9 | 349.9
| West Burton | PV Array | WBUR40 | 16 | 49.9 | 120 | 120 | 120 | 120
| West Burton B | CCGT | WBUR40 | 16 | 1333 | 1333 | 1333 | 1333 | 1333
| West Burton Solar Project | PV Array | WBUR40 | 16 | 0 | 0 | 0 | 480 | 480
| Westermost Rough Offshore Wind Farm | Wind Offshore | HEDO20 | 15 | 206.5 | 206.5 | 206.5 | 206.5 | 206.5
| Westerton Lane BESS | Battery Storage | BUSB20 | 9 | 0 | 0 | 0 | 0 | 150
| West of Duddon Sands Offshore Wind Farm | Wind Offshore | HEYS40 | 14 | 382 | 382 | 382 | 382 | 382
| West Weybridge | Battery Storage | WWEY20 | 25 | 0 | 0 | 49.9 | 49.9 | 49.9
| West Weybridge (Tertiary) | PV Array | WWEY20 | 25 | 49.9 | 49.9 | 57 | 57 | 57
| Wether Hill | Wind Onshore | WEHL10 | 10 | 0 | 0 | 0 | 66 | 66
| Whitegate Tertiary Connection | Energy Storage System | WHGA20 | 15 | 57 | 57 | 57 | 57 | 57
| Whitehill Battery Storage | Battery Storage | EERH20 | 9 | 0 | 200 | 200 | 200 | 200
| WHITEHILL BESS | Battery Storage | CLYS2R | 11 | 0 | 0 | 0 | 0 | 500
| Whitelaw Brae BESS | Battery Storage | CLYS2R | 11 | 0 | 1 | 1 | 1 | 1
| Whitelaw Brae Windfarm | Wind Onshore | CLYS2R | 11 | 57 | 57 | 57 | 57 | 57
| Whitelee | Wind Onshore | WLEE20 | 10 | 305 | 305 | 305 | 305 | 660
| Whitelee Extension | Wind Onshore | WLEX20 | 10 | 206 | 206 | 206 | 206 | 206
| Whiteside Hill Wind Farm | Wind Onshore | GLGL10 | 10 | 27 | 27 | 27 | 27 | 27
| Whitson | Battery Storage | WHSO20 | 21 | 0 | 49.9 | 49.9 | 49.9 | 49.9
| Willington PP | Battery Storage | WILE40 | 18 | 0 | 57 | 57 | 57 | 57
| Willington | PV Array | WILE40 | 18 | 0 | 0 | 0 | 0 | 600
| Willington East 1 (Tertiary) | PV Array | WILE40 | 18 | 49.9 | 49.9 | 57 | 57 | 57
| Willington East 2 (Tertiary) | PV Array | WILE40 | 18 | 49.9 | 49.9 | 57 | 57 | 57
| Willington Energy Park | PV Array | WILE40 | 18 | 0 | 0 | 500 | 500 | 500
| Willington Green Energy Centre | Battery Storage | WILE40 | 18 | 0 | 400 | 400 | 400 | 1025
| Wilton | CCGT (Combined Cycle Gas Turbine) | GRST2A | 13 | 141 | 141 | 141 | 141 | 141
| WindyHill BESS2 Facility | Energy Storage System | WIYH10 | 8 | 200 | 200 | 200 | 200 | 200
| WindyHill Energy Storage Facility | Energy Storage System | WIYH10 | 8 | 200 | 200 | 200 | 200 | 200
| Windy Rig Wind Farm | Wind Onshore | BLAH10 | 10 | 42.8 | 42.8 | 42.8 | 42.8 | 42.8
| Windy Standard II (Brockloch Rig) Wind Farm | Wind Onshore | DUNH1R | 10 | 75 | 75 | 75 | 75 | 75
| Windy Standard III Wind Farm | Wind Onshore | DUNH1Q | 10 | 85.5 | 85.5 | 85.5 | 85.5 | 96
| Wishaw Energy Storage Facility | Energy Storage System | WISH10 | 11 | 49.95 | 49.95 | 49.95 | 49.95 | 49.95
| Womblehill BESS Farm | Battery Storage | KINT10 | 1 | 0 | 0 | 0 | 0 | 200
| Worset PV & BESS Park | Energy Storage System; PV Array (Photo Voltaic/solar) | HARM20 | 13 | 37.5 | 37.5 | 37.5 | 37.5 | 37.5
| Wylfa Substation | PV Array | WYLF40 | 19 | 0 | 120 | 120 | 120 | 120
| Wymondley | Battery Storage | WYMO40 | 18 | 57 | 57 | 57 | 57 | 57
| Wymondley Solar Farm | Energy Storage System; PV Array (Photo Voltaic/solar) | WYMO40 | 18 | 49.995 | 49.995 | 49.995 | 49.995 | 49.995
| Y Bryn Wind Farm | Wind Onshore | MAGA20 | 21 | 0 | 0 | 0 | 0 | 151.2
| Zenobe Blackhillock 300 MW | Energy Storage System | BLHI20 | 1 | 0 | 100 | 100 | 100 | 100
| Zenobe Coalburn Battery Storage | Battery Storage | COAL40 | 11 | 0 | 200 | 200 | 200 | 200
| Zenobe Eccles Battery Storage | Battery Storage | ECCL40 | 11 | 0 | 400 | 400 | 400 | 400
| Zenobe Kilmarnock South | Energy Storage System | KILS40 | 10 | 300 | 300 | 300 | 300 | 300
| Zenobe New Deer Battery Storage | Battery Storage | NEDE40 | 2 | 0 | 0 | 0 | 0 | 200
| Zenobe Stalybridge Project | Battery Storage | STAL20 | 16 | 0 | 150 | 150 | 150 | 150

## TAA
Table AA - Demand Profiles 2025/26 to 2029/30 | [6 empty] | Return to Index
Zone | Zone Name | 2025/26
|  | Locational Model Demand (MW) | GROSS Tariff model Peak Demand (MW) | GROSS Tariff Model HH Demand (MW) | Tariff model NHH Demand (TWh) | Tariff model Embedded Export (MW)
1 | Northern Scotland | -875.9385 | 1348.3364 | 404.7486 | 0.70485 | 1272.5868
2 | Southern Scotland | 4649.8374 | 3052.0759 | 1134.8452 | 1.5272 | 890.0545
3 | Northern | 2425.2604 | 2310.7911 | 961.3108 | 1.1013 | 369.4728
4 | North West | 2625.4503 | 3750.8527 | 1340.1646 | 1.8526 | 486.2236
5 | Yorkshire | 3929.8864 | 3537.7112 | 1384.4163 | 1.7188 | 698.7521
6 | N Wales & Mersey | 3214.0692 | 2371.1605 | 916.9303 | 1.1451 | 505.7207
7 | East Midlands | 5856.37 | 4404.898 | 1596.5626 | 2.1266 | 527.8076
8 | Midlands | 4432.9345 | 3906.4316 | 1395.2372 | 1.8826 | 377.1717
9 | Eastern | 4793.39 | 6079.7834 | 1905.1688 | 2.9834 | 792.6131
10 | South Wales | 1970.157 | 1682.0968 | 710.4215 | 0.81191 | 359.6935
11 | South East | 3071 | 3640.9226 | 1060.421 | 1.8244 | 334.3759
12 | London | 5083.5982 | 3744.7535 | 1847.9219 | 1.6496 | 138.5991
13 | Southern | 6603.9636 | 5153.761 | 1865.4165 | 2.4603 | 429.7693
14 | South Western | 1884.3688 | 2447.8591 | 681.7966 | 1.2743 | 301.5838
| Total | 49664.3474 | 47431.4336 | 17205.3621 | 23.0628 | 7484.4246
Zone | Zone Name | 2026/27
|  | Locational Model Demand (MW) | GROSS Tariff model Peak Demand (MW) | GROSS Tariff Model HH Demand (MW) | Tariff model NHH Demand (TWh) | Tariff model Embedded Export (MW)
1 | Northern Scotland | -1107.6272 | 1361.0478 | 438.9244 | 0.6803 | 1165.7391
2 | Southern Scotland | 5212.2957 | 3080.7667 | 1220.3937 | 1.4804 | 746.6823
3 | Northern | 2589.6104 | 2350.8286 | 1042.8544 | 1.0793 | 361.2757
4 | North West | 2591.0103 | 3803.8214 | 1456.5331 | 1.8102 | 487.8032
5 | Yorkshire | 3927.9563 | 3562.1415 | 1489.9777 | 1.6548 | 701.0234
6 | N Wales & Mersey | 3557.1539 | 2407.5721 | 996.29 | 1.1349 | 480.8234
7 | East Midlands | 6025.8762 | 4485.4783 | 1740.6445 | 2.0889 | 516.0216
8 | Midlands | 4502.4391 | 3978.3779 | 1523.0959 | 1.8499 | 394.029
9 | Eastern | 5299.985 | 6188.347 | 2067.7464 | 2.9381 | 789.2471
10 | South Wales | 2015.7538 | 1704.9388 | 769.35 | 0.79052 | 356.9941
11 | South East | 3192.3 | 3714.1021 | 1155.6303 | 1.7987 | 328.5149
12 | London | 5135.0232 | 3821.7795 | 2002.5102 | 1.636 | 139.8895
13 | Southern | 6871.8168 | 5249.604 | 2023.3161 | 2.4251 | 456.5334
14 | South Western | 1959.5905 | 2483.6318 | 742.5311 | 1.2431 | 301.133
| Total | 51773.1838 | 48192.4376 | 18669.7979 | 22.6103 | 7225.7097
Zone | Zone Name | 2027/28
|  | Locational Model Demand (MW) | GROSS Tariff model Peak Demand (MW) | GROSS Tariff Model HH Demand (MW) | Tariff model NHH Demand (TWh) | Tariff model Embedded Export (MW)
1 | Northern Scotland | -1303.7351 | 1376.3145 | 442.0404 | 0.69543 | 1196.4359
2 | Southern Scotland | 5527.6048 | 3113.2629 | 1230.6437 | 1.5082 | 785.174
3 | Northern | 2729.2144 | 2371.8981 | 1053.4141 | 1.0916 | 381.0988
4 | North West | 2565.0003 | 3843.0809 | 1472.2824 | 1.8343 | 499.3047
5 | Yorkshire | 4026.8524 | 3623.0059 | 1508.6284 | 1.7033 | 703.7519
6 | N Wales & Mersey | 3944.9384 | 2428.2892 | 1005.3571 | 1.1355 | 514.1799
7 | East Midlands | 6231.6135 | 4535.5418 | 1760.9314 | 2.1167 | 535.2182
8 | Midlands | 4594.627 | 4025.9433 | 1542.5282 | 1.875 | 394.9363
9 | Eastern | 5622.635 | 6256.7944 | 2087.9151 | 2.9719 | 806.0215
10 | South Wales | 2061.7833 | 1721.0919 | 773.9217 | 0.80185 | 369.4177
11 | South East | 3341.2 | 3755.218 | 1167.4111 | 1.8179 | 335.595
12 | London | 5394.6732 | 3851.4927 | 2019.744 | 1.6436 | 141.2952
13 | Southern | 7189.6172 | 5307.6216 | 2040.9487 | 2.4543 | 457.0994
14 | South Western | 2026.2939 | 2508.6045 | 749.1226 | 1.2598 | 309.1812
| Total | 53952.3183 | 48718.1597 | 18854.8889 | 22.9092 | 7428.7097
Zone | Zone Name | 2028/29
|  | Locational Model Demand (MW) | GROSS Tariff model Peak Demand (MW) | GROSS Tariff Model HH Demand (MW) | Tariff model NHH Demand (TWh) | Tariff model Embedded Export (MW)
1 | Northern Scotland | -1394.7173 | 1385.4889 | 441.9801 | 0.70074 | 1250.4657
2 | Southern Scotland | 5950.3466 | 3136.4141 | 1245.688 | 1.5163 | 840.8428
3 | Northern | 2827.1524 | 2380.277 | 1062.2952 | 1.0944 | 383.0016
4 | North West | 2600.7503 | 3866.985 | 1481.144 | 1.8378 | 509.3898
5 | Yorkshire | 4130.488 | 3640.9751 | 1516.119 | 1.7087 | 726.8093
6 | N Wales & Mersey | 4347.013 | 2439.2976 | 1008.1541 | 1.137 | 537.4274
7 | East Midlands | 6410.6371 | 4553.5105 | 1766.3142 | 2.1208 | 556.9846
8 | Midlands | 4736.847 | 4042.0387 | 1549.4465 | 1.8789 | 390.0283
9 | Eastern | 5946.835 | 6288.8491 | 2105.7179 | 2.9723 | 814.9726
10 | South Wales | 2124.0647 | 1718.6509 | 763.0427 | 0.80451 | 381.8058
11 | South East | 3486.5 | 3770.6615 | 1172.4474 | 1.819 | 358.862
12 | London | 5683.6732 | 3868.141 | 2031.379 | 1.6461 | 142.1661
13 | Southern | 7558.7864 | 5335.7465 | 2051.0988 | 2.4572 | 448.5401
14 | South Western | 2101.1957 | 2514.5138 | 750.3023 | 1.264 | 316.062
| Total | 56509.5721 | 48941.5497 | 18945.1293 | 22.9578 | 7657.3582
Zone | Zone Name | 2029/30
|  | Locational Model Demand (MW) | GROSS Tariff model Peak Demand (MW) | GROSS Tariff Model HH Demand (MW) | Tariff model NHH Demand (TWh) | Tariff model Embedded Export (MW)
1 | Northern Scotland | -1341.5742 | 1384.1034 | 442.8641 | 0.69373 | 1329.245
2 | Southern Scotland | 6330.0242 | 3133.2777 | 1248.1793 | 1.5011 | 893.8159
3 | Northern | 2924.8652 | 2377.8967 | 1064.4198 | 1.0835 | 407.1307
4 | North West | 2713.3356 | 3863.118 | 1484.1063 | 1.8195 | 541.4814
5 | Yorkshire | 4345.3254 | 3637.3341 | 1519.1512 | 1.6917 | 772.5983
6 | N Wales & Mersey | 4457.3298 | 2436.8583 | 1010.1704 | 1.1256 | 571.2854
7 | East Midlands | 6667.8825 | 4548.957 | 1769.8468 | 2.0996 | 592.0746
8 | Midlands | 4876.8386 | 4037.9967 | 1552.5454 | 1.8601 | 414.6001
9 | Eastern | 6343.485 | 6282.5602 | 2109.9294 | 2.9426 | 866.3159
10 | South Wales | 2255.7056 | 1716.9323 | 764.5688 | 0.79646 | 405.8596
11 | South East | 3632 | 3766.8908 | 1174.7923 | 1.8008 | 381.4703
12 | London | 5878.7232 | 3864.2728 | 2035.4418 | 1.6297 | 151.1225
13 | Southern | 8150.4693 | 5330.4107 | 2055.201 | 2.4327 | 476.7981
14 | South Western | 2192.9761 | 2511.9993 | 751.8029 | 1.2513 | 335.9739
| Total | 59427.3864 | 48892.6081 | 18983.0196 | 22.7282 | 8139.7717
Locational Model Demand (MW)
Zone | Zone Name | 2025/26 | 2026/27 | 2027/28 | 2028/29 | 2029/30
1 | Northern Scotland | -875.9385 | -1107.6272 | -1303.7351 | -1394.7173 | -1341.5742
2 | Southern Scotland | 4649.8374 | 5212.2957 | 5527.6048 | 5950.3466 | 6330.0242
3 | Northern | 2425.2604 | 2589.6104 | 2729.2144 | 2827.1524 | 2924.8652
4 | North West | 2625.4503 | 2591.0103 | 2565.0003 | 2600.7503 | 2713.3356
5 | Yorkshire | 3929.8864 | 3927.9563 | 4026.8524 | 4130.488 | 4345.3254
6 | N Wales & Mersey | 3214.0692 | 3557.1539 | 3944.9384 | 4347.013 | 4457.3298
7 | East Midlands | 5856.37 | 6025.8762 | 6231.6135 | 6410.6371 | 6667.8825
8 | Midlands | 4432.9345 | 4502.4391 | 4594.627 | 4736.847 | 4876.8386
9 | Eastern | 4793.39 | 5299.985 | 5622.635 | 5946.835 | 6343.485
10 | South Wales | 1970.157 | 2015.7538 | 2061.7833 | 2124.0647 | 2255.7056
11 | South East | 3071 | 3192.3 | 3341.2 | 3486.5 | 3632
12 | London | 5083.5982 | 5135.0232 | 5394.6732 | 5683.6732 | 5878.7232
13 | Southern | 6603.9636 | 6871.8168 | 7189.6172 | 7558.7864 | 8150.4693
14 | South Western | 1884.3688 | 1959.5905 | 2026.2939 | 2101.1957 | 2192.9761
| Total | 49664.3474 | 51773.1838 | 53952.3183 | 56509.5721 | 59427.3864

## TB
Table B – Non-locational banded charges | [6 empty] | Return to Index
|  | Band | Tariff | Percentile | Threshold (kWh/MWh or kVA) |  | Consumption (GWh) | Consumption Proportion (%) | Site Count | 2025/26 | 2026/27 | 2027/28 | 2028/29 | 2029/30
[5 empty] | Lower | Upper
|  | Domestic | Tariff - £/Site/Day |  |  |  | 95232.325 | 37.27% | 29951304.4697 | 0.13769 | 0.13917 | 0.14486 | 0.14977 | 0.15201
| kWh | LV_NoMIC_1 |  | <= 40% | - | <= 3,571 | 1912.1339 | 0.7483% | 892110.1385 | 0.092819 | 0.094412 | 0.098957 | 0.10305 | 0.10535
|  | LV_NoMIC_2 |  | 40 - 70% | > 3,571 | <= 12,553 | 5244.2694 | 2.052% | 674422.1822 | 0.33674 | 0.34252 | 0.359 | 0.37387 | 0.38221
|  | LV_NoMIC_3 |  | 70 - 85% | > 12,553 | <= 25,279 | 6169.206 | 2.414% | 343524.5117 | 0.77769 | 0.79104 | 0.82912 | 0.86345 | 0.88271
|  | LV_NoMIC_4 |  | > 85% | > 25,279 | ∞ | 18119.3537 | 7.091% | 338893.1378 | 2.3154 | 2.3551 | 2.4685 | 2.5707 | 2.628
| kVA | LV1 |  | <= 40% | - | <= 80 | 7596.3713 | 2.973% | 79039.412 | 4.162 | 4.2334 | 4.4372 | 4.6209 | 4.724
|  | LV2 |  | 40 - 70% | > 80 | <= 150 | 11259.486 | 4.407% | 68868.5 | 7.08 | 7.2015 | 7.5482 | 7.8607 | 8.0361
|  | LV3 |  | 70 - 85% | > 150 | <= 231 | 7046.4829 | 2.758% | 27032.7586 | 11.2881 | 11.4817 | 12.0345 | 12.5328 | 12.8123
|  | LV4 |  | > 85% | > 231 | ∞ | 19752.2596 | 7.73% | 32495.2439 | 26.3229 | 26.7746 | 28.0635 | 29.2255 | 29.8773
|  | HV1 |  | <= 40% | - | <= 422 | 3982.5709 | 1.559% | 7881.2087 | 21.883 | 22.2585 | 23.3301 | 24.2961 | 24.8379
|  | HV2 |  | 40 - 70% | > 422 | <= 1,000 | 11647.1714 | 4.558% | 7638.0911 | 66.0348 | 67.1679 | 70.4013 | 73.3164 | 74.9516
|  | HV3 |  | 70 - 85% | > 1,000 | <= 1,800 | 9048.0416 | 3.541% | 3092.1278 | 126.7168 | 128.8912 | 135.0959 | 140.6898 | 143.8276
|  | HV4 |  | > 85% | > 1,800 | ∞ | 25960.5915 | 10.16% | 3469.8276 | 323.9991 | 329.5586 | 345.4234 | 359.7262 | 367.7492
|  | EHV1 |  | <= 40% | - | <= 5,000 | 1851.4247 | 0.7246% | 453.8083 | 176.6732 | 179.7048 | 188.3557 | 196.1548 | 200.5297
|  | EHV2 |  | 40 - 70% | > 5,000 | <= 12,000 | 4818.2143 | 1.886% | 234.6888 | 889.0596 | 904.3151 | 947.8485 | 987.0956 | 1009.1108
|  | EHV3 |  | 70 - 85% | > 12,000 | <= 21,500 | 5115.5642 | 2.002% | 132.6441 | 1670.1005 | 1698.758 | 1780.5356 | 1854.2614 | 1895.6169
|  | EHV4 |  | > 85% | > 21,500 | ∞ | 14234.4948 | 5.571% | 131.6813 | 4681.1782 | 4761.5032 | 4990.7203 | 5197.3687 | 5313.2853
| MWh | T-Demand1 |  | <= 40% | - | <= 33,548 | 365.8128 | 0.1432% | 30 | 528.0496 | 537.1105 | 562.9668 | 586.2773 | 599.353
|  | T-Demand2 |  | 40 - 70% | > 33,548 | <= 73,936 | 890.7857 | 0.3486% | 18 | 2143.0771 | 2179.8505 | 2284.7877 | 2379.3929 | 2432.4603
|  | T-Demand3 |  | 70 - 93% | > 73,936 | <= 189,873 | 1614.2354 | 0.6317% | 14 | 4993.1648 | 5078.8432 | 5323.337 | 5543.7579 | 5667.4
|  | T-Demand4 |  | > 93% | > 189,873 | ∞ | 1468.8945 | 0.5749% | 4 | 15902.583 | 16175.4576 | 16954.1384 | 17656.1506 | 18049.9346
Unmetered demand
|  | Unmetered | p/kWh |  |  |  | 2189.4191 | 0.8569% |  | 1.5806 | 1.6078 | 1.6898 | 1.7549 | 1.7941