## TEC Register 04-02-25
Project Name | Customer Name | Connection Site | Stage | MW Connected | MW Increase / Decrease | Cumulative Total Capacity (MW) | MW Effective From | Project Status | Agreement Type | HOST TO | Plant Type | Project ID | Project Number
[23-0225] UPPER GREENFIELDS - 175MW BESS | Lower 48 Energy BESS Limited | New Deer 2 400kV Substation |  | 0 | 175 | 175 | 2033-10-31 | Scoping | Direct Connection | SHET | Energy Storage System | a0l8e000000ewjHAAQ | PRO-003682
012 NEP Coventry West | NEW ENERGY PARTNERSHIP LIMITED | Berkswell GSP |  | 0 | 92.4 | 92.4 | 2034-10-31 | Scoping | Embedded | NGET | Energy Storage System | a0l8e000000f3zXAAQ | PRO-003804
014 NEP Bransholme | NEW ENERGY PARTNERSHIP LIMITED | North Humber Connection Node C 132kV Substation |  | 0 | 40 | 40 | 2035-10-30 | Scoping | Embedded | NGET | Energy Storage System | a0l8e000001HntMAAS | PRO-004043
17 Acres and BESS | AEUK BATTERY PROJECT II LTD | Tealing 275/33kV Substation |  | 0 | 95.76 | 95.76 | 2032-06-30 | Scoping | Direct Connection | SHET | Energy Storage System | a0l8e0000012ezRAAQ | PRO-004392
Abedare | UK POWER RESERVE LIMITED | Upperboat 132kV Substation |  | 10 | 0 | 10 |  | Built | Embedded | NGET | CCGT (Combined Cycle Gas Turbine) | a0l4L0000005iWRQAY | PRO-000001
Aberarder Extension Wind Farm | Renewable Energy Systems Limited | Tomatin 275/132 kV Substation |  | 0 | 138 | 138 | 2031-04-30 | Scoping | Direct Connection | SHET | Energy Storage System;Wind Onshore | a0l8e0000010wQ0AAI | PRO-002589
Aberarder Wind Farm | ABERARDER WIND FARM LLP | Aberarder Wind Farm 132/33kV Substation |  | 0 | 49.99 | 49.99 | 2026-08-31 | Consents Approved | Direct Connection | SHET | Wind Onshore | a0l4L0000005ilHQAQ | PRO-000368
Aberdeen Offshore Wind Farm | ABERDEEN OFFSHORE WIND FARM LIMITED | Aberdeen Bay 132kV Substation |  | 95.5 | 0 | 95.5 |  | Built | Direct Connection | SHET | Wind Offshore | a0l4L0000005itBQAQ | PRO-000002
Aberthaw (Tertiary) | Aberthaw Green Limited | Aberthaw 275kV Substation |  | 0 | 57 | 57 | 2029-10-31 | Scoping | Direct Connection | NGET | Energy Storage System;PV Array (Photo Voltaic/solar) | a0l4L0000005ixjQAA | PRO-000376
Aberthaw BESS | REWE 7 LIMITED | Aberthaw B 275/132kV Substation |  | 0 | 240 | 240 | 2037-10-15 | Scoping | Direct Connection | NGET | Energy Storage System | a0l8e000000f65FAAQ | PRO-003954
Aberthaw Energy | ABERTHAW ENERGY LIMITED | Aberthaw 275kV Substation |  | 0 | 249 | 249 | 2028-10-30 | Scoping | Direct Connection | NGET | Energy Storage System | a0l4L0000005ietQAA | PRO-001697
Aberthaw PV & BESS Generation | CYP SOLAR LIMITED | Aberthaw 275kV Substation |  | 0 | 200 | 200 | 2029-06-30 | Scoping | Direct Connection | NGET | Energy Storage System | a0l4L0000005ikSQAQ | PRO-001815
Abhainn Dubh Wind Farm | E Power Limited | Abhainn Dubh Wind Farm 132kV Substation |  | 0 | 75 | 75 | 2029-05-31 | Scoping | Direct Connection | SHET | Wind Onshore | a0l4L0000005ivFQAQ | PRO-002272
Acha Energy Storage | Renewable Energy Systems Limited | Spittal 400kV |  | 0 | 600 | 600 | 2033-10-31 | Scoping | Direct Connection | SHET | Energy Storage System | a0l8e000000ewYBAAY | PRO-003669
Achany Extension Wind Farm | SSE GENERATION LIMITED | Shin GSP |  | 0 | 105 | 105 | 2028-03-30 | Scoping | Direct Connection | SHET | Wind Onshore | a0l4L0000005iiYQAQ | PRO-001555
A'Chruach Wind Farm | A'CHRUACH WIND FARM LIMITED | A'Chruach Wind Farm 275kV Substation |  | 43 | 0 | 43 |  | Built | Direct Connection | SHET | Wind Onshore | a0l4L0000005itEQAQ | PRO-000005
Achrugan Wind Farm | Statkraft Windco 1 Limited | Achrugan 132kV Substation |  | 0 | 149 | 149 | 2029-07-31 | Scoping | Direct Connection | SHET | Energy Storage System;Wind Onshore | a0l4L0000005ivEQAQ | PRO-002267
Ackron Wind Farm | ACKRON WIND FARM LTD | Dounreay GSP |  | 0 | 49.9 | 49.9 | 2028-08-31 | Scoping | Embedded | SHET | Wind Onshore | a0l4L0000005iTjQAI | PRO-001446
Acton Reynald | SOLAR 2 LIMITED | Staffordshire Connection Node D 132kV Substation |  | 0 | 150 | 150 | 2037-10-31 | Scoping | Embedded | NGET | Energy Storage System;PV Array (Photo Voltaic/solar) | a0l8e0000012gbtAAA | PRO-004437
Afon Ddaw | LIGHTSOURCE SPV 214 LIMITED | Aberthaw 275kV Substation |  | 0 | 249 | 249 | 2028-10-31 | Scoping | Direct Connection | NGET | Energy Storage System;PV Array (Photo Voltaic/solar) | a0l4L0000005ikYQAQ | PRO-001775
Afton Wind Farm | AFTON WIND FARM LIMITED | Blackhill 132/33kV |  | 50 | 0 | 50 |  | Built | Direct Connection | SPT | Wind Onshore | a0l4L0000005ipiQAA | PRO-000558
AGS Calderside Battery Energy Storage System | Advance Grid Solutions Limited | Calderside 275kV Substation | 1 | 0 | 300 | 300 | 2029-10-31 | Scoping | Direct Connection | SPT | Energy Storage System | a0l8e0000010wexAAA | PRO-002752-1
AGS Calderside Battery Energy Storage System | Advance Grid Solutions Limited | Calderside 275kV Substation | 2 | 0 | 200 | 500 | 2033-10-31 | Scoping | Direct Connection | SPT | Energy Storage System | a0l8e0000010wexAAA | PRO-002752-2
AGS Calderside PV Solar | Advance Grid Solutions Limited | Clydesmill 275/33kV |  | 0 | 63 | 63 | 2027-05-31 | Scoping | Embedded | SPT | PV Array (Photo Voltaic/solar) | a0l8e000001Hrv4AAC | PRO-004225
AGS Harestonhill BESS | AGS Harestonhill Ltd | AGS Harestonhill BESS 400kV Substation |  | 0 | 500 | 500 | 2030-10-31 | Scoping | Direct Connection | SPT | Energy Storage System | a0l8e000000ewOTAAY | PRO-003656
AGS Nerston 2 BESS | Advance Grid Solutions Limited | East Kilbride B 275/33kV Substation |  | 0 | 55 | 55 | 2033-10-31 | Scoping | Embedded | SPT | Energy Storage System | a0l8e000001Hrv9AAC | PRO-004226
AGS Nerston 3 BESS | Advance Grid Solutions Limited | East Kilbride B 275/33kV Substation |  | 0 | 55 | 55 | 2033-10-31 | Scoping | Embedded | SPT | Energy Storage System | a0l8e000001HrvEAAS | PRO-004227
AGS Nerston BESS | Advance Grid Solutions Limited | East Kilbride B 275/33kV Substation |  | 0 | 50 | 50 | 2033-10-31 | Scoping | Embedded | SPT | Energy Storage System | a0l8e000001HrhsAAC | PRO-004216
Aigas (part of the Beauly Cascade) | SSE GENERATION LIMITED | Aigas Hydro 132kV Substation |  | 20 | 0 | 20 |  | Built | Direct Connection | SHET | Hydro | a0l4L0000005itFQAQ | PRO-000006
AIKENGALL II WIND FARM | AIK2A SUSTAINABLE ENERGY LTD | Wester Dod 132kV |  | 81.2 | 0 | 81.2 |  | Built | Direct Connection | SPT | Wind Onshore | a0l4L0000005iphQAA | PRO-000559
Aikengall II Windfarm | AIKENGALL II COMMUNITY WIND COMPANY LIMITED | Wester Dod 132kV |  | 63.8 | 0 | 63.8 |  | Built | Direct Connection | SPT | Wind Onshore | a0l4L0000005itGQAQ | PRO-000007
Airies Wind Farm | AIRIES WINDFARM LIMITED | Newton Stewart 132/33kV |  | 35 | 0 | 35 |  | Built | Embedded | SPT | Wind Onshore | a0l4L0000005iWSQAY | PRO-000008
Airtnoch BESS | TURBINE MARKETING SPV LIMITED | Whitelee Extension 275/33kV |  | 0 | 89 | 89 | 2027-09-29 | Awaiting Consents | Embedded | SPT | Energy Storage System | a0l8e000000eygIAAQ | PRO-003769
Airtnoch BESS | TURBINE MARKETING SPV LIMITED | Whitelee Extension 275/33kV |  | 0 | 89 | 89 | 2027-09-29 | Scoping | Direct Connection | SPT | PV Array (Photo Voltaic/solar) | a0l4L0000005igoQAA | PRO-001107
Aitkenhead Farm BESS | BOOM DEVELOPMENTS LTD | Clyde's Mill 400kV Substation |  | 0 | 300 | 300 | 2028-10-31 | Scoping | Direct Connection | SPT | Energy Storage System | a0l8e0000010wPWAAY | PRO-002585
Akku Tealing Battery Storage | Akku Tealing Limited | Tealing 275/33kV Substation |  | 0 | 500 | 500 | 2033-10-31 | Scoping | Direct Connection | SHET | Energy Storage System | a0l8e0000010xi1AAA | PRO-003092
Al Boum Photo (Norton) | AL BOUM PHOTO LTD | Norton 400kV Substation |  | 0 | 275 | 275 | 2031-10-31 | Consents Approved | Direct Connection | NGET | Energy Storage System | a0l4L0000005ixrQAA | PRO-001651
Alcemi Ridham Docks BESF | Alcemi Storage Developments 23 Ltd | North Kent Connection Node A 400kV Substation |  | 0 | 280 | 280 | 2037-10-31 | Scoping | Direct Connection | NGET | Energy Storage System | a0l8e000000TPEFAA4 | PRO-003211
Alcemi Armadale BESS | ALCEMI STORAGE DEVELOPMENTS 8 LTD | Bathgate 400kV |  | 0 | 280 | 280 | 2030-10-31 | Scoping | Direct Connection | SPT | Energy Storage System | a0l8e000000f7gRAAQ | PRO-004011
Alcemi Bramford Battery Energy Storage Facility | ALCEMI STORAGE DEVELOPMENTS 1 LIMITED | Bramford 400kV Substation |  | 0 | 500 | 500 | 2030-10-30 | Scoping | Direct Connection | NGET | Energy Storage System | a0l4L0000005iaqQAA | PRO-001416
Alcemi Bramford Battery Energy Storage Facility Phase 2 | ALCEMI STORAGE DEVELOPMENTS 1 LIMITED | South Anglia Connection Node A 400kV Substation |  | 0 | 1000 | 1000 | 2034-10-31 | Scoping | Direct Connection | NGET | Energy Storage System | a0l8e000000TPHYAA4 | PRO-003235
Alcemi Coalburn Battery Energy Storage Facility | ALCEMI STORAGE DEVELOPMENTS 4 LIMITED | Coalburn 400kV GIS Substation |  | 0 | 500 | 500 | 2025-10-31 | Scoping | Direct Connection | SPT | Energy Storage System | a0l4L0000005id4QAA | PRO-001459
Alcemi Devilla Battery Energy Storage Facility | ALCEMI STORAGE DEVELOPMENTS 3 LIMITED | Longannet 275kV |  | 0 | 500 | 500 | 2027-10-30 | Scoping | Direct Connection | SPT | Energy Storage System | a0l4L0000005icyQAA | PRO-001453
Alcemi Midmill BESF | ALCEMI STORAGE DEVELOPMENTS 2 LIMITED | Kintore 275kV |  | 0 | 300 | 300 | 2029-10-31 | Scoping | Direct Connection | SHET | Energy Storage System | a0l4L0000005iaAQAQ | PRO-002014
Alcemi Score 2 Battery Energy Storage Facility | ALCEMI STORAGE DEVELOPMENTS 5 LIMITED | Peterhead GSP |  | 0 | 500 | 500 | 2029-10-31 | Scoping | Direct Connection | SHET | Energy Storage System | a0l4L0000005ikEQAQ | PRO-001790
Alcemi Score Battery Energy Storage Facility | ALCEMI STORAGE DEVELOPMENTS LIMITED | Alcemi Score Battery 400kV Substation |  | 0 | 500 | 500 | 2029-10-31 | Scoping | Direct Connection | SHET | Energy Storage System | a0l4L0000005izQQAQ | PRO-001575
Alderton PV & BESS Station | BNRG ALBION LIMITED | East Claydon 400kV Substation |  | 0 | 450 | 450 | 2037-10-31 | Scoping | Direct Connection | NGET | Energy Storage System;PV Array (Photo Voltaic/solar) | a0l8e0000010wg5AAA | PRO-002764
Allt an Tuir Renewable Energy Park | ALLT AN TUIR RENEWABLE ENERGY PARK LIMITED | Shin GSP |  | 0 | 50 | 50 | 2031-06-30 | Scoping | Embedded | SHET | Energy Storage System;PV Array (Photo Voltaic/solar);Wind Onshore | a0l4L0000005iNjQAI | PRO-001819
Almondell Lodge BESS & Solar Development | SIRIUS ECODEV (BROXBURN) LTD | Broxburn 132/33kV |  | 0 | 50 | 50 | 2024-04-30 | Consents Approved | Embedded | SPT | Energy Storage System;PV Array (Photo Voltaic/solar) | a0l4L0000005iTtQAI | PRO-001667
Alverdiscott | PIVOTED POWER LLP | Alverdiscott 400kV Substation | 1 | 0 | 49.9 | 49.9 | 2029-10-31 | Scoping | Direct Connection | NGET | Energy Storage System | a0l4L0000005ieSQAQ | PRO-001136-1
Alverdiscott | PIVOTED POWER LLP | Alverdiscott 400kV Substation | 2 | 0 | 50.1 | 100 | 2036-10-31 | Scoping | Direct Connection | NGET | Energy Storage System | a0l4L0000005ieSQAQ | PRO-001136-2
Alverdiscott | XLINKS 1 LTD | Alverdiscott 400kV Substation |  | 0 | 1800 | 1800 | 2030-08-30 | Scoping | Direct Connection | NGET | Interconnector | a0l4L0000005iwaQAA | PRO-001344
Alverdiscott 2 | XLINKS 1 LTD | Alverdiscott 400kV Substation |  | 0 | 1800 | 1800 | 2032-08-30 | Scoping | Direct Connection | NGET | Interconnector | a0l4L0000005iwbQAA | PRO-001345
Alverdiscott Farm | Alverdiscott 10 Renewables Ltd | Alverdiscott 400kV Substation |  | 0 | 1000 | 1000 | 2037-04-24 | Scoping | Direct Connection | NGET | Energy Storage System;PV Array (Photo Voltaic/solar) | a0l4L000002yQZtQAM | PRO-002554
Alyth | ECODEV (ALYTH) LTD | Alyth Solar and Battery 400/132kV | 1 | 0 | 450 | 450 | 2029-10-31 | Scoping | Direct Connection | SHET | Energy Storage System;PV Array (Photo Voltaic/solar) | a0l4L0000005iZLQAY | PRO-001978-1
Alyth | ECODEV (ALYTH) LTD | Alyth Solar and Battery 400/132kV | 2 | 0 | 450 | 900 | 2033-10-31 | Scoping | Direct Connection | SHET | Energy Storage System;PV Array (Photo Voltaic/solar) | a0l4L0000005iZLQAY | PRO-001978-2
Alyth BESS Station | IGP INTERNATIONAL PROSPECTING LIMITED | Alyth 400kV Substation |  | 0 | 500 | 500 | 2033-10-31 | Scoping | Direct Connection | SHET | Energy Storage System | a0l4L0000005j14QAA | PRO-002466
Amersham | ENSO GREEN HOLDINGS Z LIMITED | Amersham Main 132kV Substation |  | 0 | 120 | 120 | 2029-10-31 | Scoping | Direct Connection | NGET | Energy Storage System | a0l4L0000005iiwQAA | PRO-001770
Amersham BESS & Substation | O&G Solar (SPV 31) Limited | Amersham Main 400kV Substation |  | 0 | 249.9 | 249.9 | 2034-10-31 | Scoping | Direct Connection | NGET | Energy Storage System | a0l4L0000005iyBQAQ | PRO-002354
Amersham Main | Amersham 10 Renewables Limited | London North West Connection Node A 400kV Substation |  | 0 | 1000 | 1000 | 2037-10-31 | Scoping | Direct Connection | NGET | Energy Storage System;PV Array (Photo Voltaic/solar) | a0l8e000000TPQWAA4 | PRO-003404
Amersham Substation | Sandbrook Capital BES Ltd | Amersham Main Substation |  | 0 | 200 | 200 | 2037-10-31 | Scoping | Embedded | NGET | Energy Storage System | a0l8e0000012i3YAAQ | PRO-004598
AMP Eccles BESS | Eccles Grid Stability Limited | Eccles 400/132kV |  | 0 | 49.9 | 49.9 | 2029-10-31 | Scoping | Direct Connection | SPT | Energy Storage System | a0l8e000000f4AmAAI | PRO-003836
An Suidhe Wind Farm - Argyll (SRO) | AN SUIDHE WIND FARM LIMITED | Eredine GSP |  | 19.3 | 0 | 19.3 |  | Built | Direct Connection | SHET | Wind Onshore | a0l4L0000005itHQAQ | PRO-000009
Andershaw Wind Farm | ANDERSHAW WIND POWER LIMITED | Linnmill 132/33kV |  | 35 | 0 | 35 |  | Built | Embedded | SPT | Wind Onshore | a0l4L0000005iWTQAY | PRO-000010
Apley Head Farm | Queequeg Renewables Ltd | Trent Valley South Connection Node B 400kV Substation. |  | 0 | 240 | 240 | 2035-10-30 | Scoping | Direct Connection | NGET | Energy Storage System;PV Array (Photo Voltaic/solar) | a0l8e000000f6EdAAI | PRO-003968
Arbroath Battery Substation | ARBROATH LIMITED | Arbroath GSP |  | 0 | 35 | 35 | 2022-02-21 | Consents Approved | Embedded | SHET | Energy Storage System | a0l4L0000005iSwQAI | PRO-000950
Ardkinglas | SCOTTISHPOWER RENEWABLES (UK) LIMITED | Ardkinglas GSP |  | 19.25 | 0 | 19.25 |  | Built | Embedded | SHET | Wind Onshore | a0l4L0000005iWVQAY | PRO-000013
Ardleigh Solar & BESS | Nembus BESS Limited | Hadleigh 400kV Substation |  | 0 | 600 | 600 | 2032-10-31 | Scoping | Direct Connection | NGET | Energy Storage System;PV Array (Photo Voltaic/solar) | a0l8e0000010wVFAAY | PRO-002644
Ardoch Farm Battery Storage | EKU ENERGY FAUNE PROJECTS (UK) LIMITED | Kilmorack GSP |  | 0 | 27 | 27 | 2026-04-30 | Scoping | Embedded | SPT | Energy Storage System | a0l4L0000005iUVQAY | PRO-002431
Ardonald Wind Farm | Ardonald Renewables Limited | New North East 275kV Substation |  | 0 | 200 | 200 | 2033-10-31 | Scoping | Direct Connection | SHET | Energy Storage System;PV Array (Photo Voltaic/solar);Wind Onshore | a0l8e0000011xxpAAA | PRO-003491
Arecleoch | SCOTTISHPOWER RENEWABLES (UK) LIMITED | Arecleoch 132/33kV | 1 | 114 | 0 | 114 |  | Built | Direct Connection | SPT | Wind Onshore | a0l4L0000005itIQAQ | PRO-000012-1
Arecleoch | SCOTTISHPOWER RENEWABLES (UK) LIMITED | Arecleoch 132/33kV | 2 | 0 | 216 | 330 | 2032-06-15 | Scoping | Direct Connection | SPT | Wind Onshore | a0l4L0000005itIQAQ | PRO-000012-2
Arecleoch Windfarm Extension | SCOTTISHPOWER RENEWABLES (UK) LIMITED | Arecleoch 132/33kV |  | 0 | 72.8 | 72.8 | 2026-08-31 | Scoping | Direct Connection | SPT | Wind Onshore | a0l4L0000005ixHQAQ | PRO-001111
Arkwright | ARLINGTON (GROUP SERVICES) LIMITED | Chesterfield 400kV Substation (Not yet constructed) |  | 0 | 57 | 57 | 2034-10-30 | Scoping | Direct Connection | NGET | Energy Storage System | a0l8e000000TPIbAAO | PRO-003248
Armadale Wind Farm | WIND DEVELOPMENT HOLDINGS LIMITED | Armadale 400kv Substation |  | 0 | 99 | 99 | 2027-08-01 | Awaiting Consents | Direct Connection | SHET | Energy Storage System;Wind Onshore | a0l4L0000005ipjQAA | PRO-000557
Arresgill Energy Storage 1 | Arresgill Energy Storage 1 Limited | Arresgill 132kV Substation |  | 0 | 49 | 49 | 2031-10-31 | Scoping | Direct Connection | SPT | Energy Storage System | a0l8e000000TPIRAA4 | PRO-003246
Arresgill Wind Farm | ARRESGILL ENERGY LIMITED | Arresgill 132kV Substation |  | 0 | 150 | 150 | 2031-10-31 | Scoping | Direct Connection | SPT | Wind Onshore | a0l4L0000005ikZQAQ | PRO-002409
Artfield Forest Wind Farm | ARTFIELD FOREST WIND FARM LTD | Artfield Forest Wind Farm 132kV Substation |  | 0 | 85.8 | 85.8 | 2030-06-28 | Scoping | Direct Connection | SPT | Wind Onshore | a0l8e0000011zPNAAY | PRO-003578
Artfield Forest Windfarm | ARTFIELD FOREST WIND FARM LTD | Newton Stewart GSP |  | 0 | 67.2 | 67.2 | 2026-05-01 | Scoping | Embedded | SPT | Wind Onshore | a0l4L0000005iREQAY | PRO-001310
ARVEN OFFSHORE WIND FARM | ARVEN OFFSHORE WIND FARM LIMITED | Arven 400/66kV Offshore Substation |  | 0 | 1800 | 1800 | 2033-10-31 | Scoping | Direct Connection | SHET | Wind Offshore | a0l8e000000TPOFAA4 | PRO-003288
Arven South Offshore Wind Farm | ARVEN SOUTH LIMITED | Arven South 275kV Offshore Substation |  | 0 | 500 | 500 | 2033-10-31 | Scoping | Direct Connection | SHET | Wind Offshore | a0l8e000001HxQ5AAK | PRO-004242
Ashbrook Lane BESS | Downing Renewable Developments LLP | Wymondley GSP |  | 0 | 249.9 | 249.9 | 2031-10-31 | Scoping | Direct Connection | NGET | Energy Storage System | a0l8e0000011yd6AAA | PRO-003534
Assel Valley Extension Wind Farm | RENANTIS UK LIMITED | Maybole GSP | 1 | 0 | 88 | 88 | 2032-10-31 | Scoping | Direct Connection | SPT | Energy Storage System;Wind Onshore | a0l8e0000010wU7AAI | PRO-002632-1
Assel Valley Extension Wind Farm | RENANTIS UK LIMITED | Maybole GSP | 2 | 0 | 87 | 175 | 2037-10-30 | Scoping | Direct Connection | SPT | Energy Storage System;Wind Onshore | a0l8e0000010wU7AAI | PRO-002632-2
Assel Valley Wind Farm | ASSEL VALLEY WIND ENERGY LIMITED | Maybole 132/33kV |  | 29.95 | 0 | 29.95 |  | Built | Embedded | SPT | Wind Onshore | a0l4L0000005iWWQAY | PRO-000014
Auchentiber Farm | GPC 700 Ltd | Auchentiber Farm BESS 400kV Substation |  | 0 | 700 | 700 | 2029-10-17 | Scoping | Direct Connection | SPT | Energy Storage System | a0l8e0000011zs9AAA | PRO-003601
Auchrobert Wind Farm | AUCHROBERT WIND ENERGY LIMITED | Linnmill 132/33kV |  | 36 | 0 | 36 |  | Built | Embedded | SPT | Wind Onshore | a0l4L0000005iUpQAI | PRO-000016
AULTCRAGGIE BESS | OPDE UK LIMITED | Brora GSP |  | 0 | 50 | 50 | 2034-10-31 | Scoping | Embedded | SHET | Energy Storage System | a0l8e000000TPFmAAO | PRO-003228
Aultmore Wind Farm (2023) | VATTENFALL WIND POWER LTD | Aultmore Wind Farm 132/33kV Substation |  | 0 | 105 | 105 | 2030-09-30 | Scoping | Direct Connection | SHET | Wind Onshore | a0l8e000000f6JjAAI | PRO-003975
Aurora Offshore Windfarm | AURORA FLOATING OFFSHORE WIND LIMITED | Alverdiscott 400kV Substation |  | 0 | 1000 | 1000 | 2031-10-31 | Scoping | Direct Connection | NGET | Wind Offshore | a0l4L0000005ij0QAA | PRO-001774
Awel Y Mor Extension | AWEL Y MOR OFFSHORE WIND FARM LIMITED | Bodelwyddan 400kV Substation | 1 | 0 | 574 | 574 | 2027-04-01 | Scoping | Direct Connection | NGET | Wind Offshore | a0l4L0000005ipBQAQ | PRO-000529-1
Awel Y Mor Extension | AWEL Y MOR OFFSHORE WIND FARM LIMITED | Bodelwyddan 400kV Substation | 2 | 0 | 526 | 1100 | 2028-04-01 | Scoping | Direct Connection | NGET | Wind Offshore | a0l4L0000005ipBQAQ | PRO-000529-2
Axminster | CSE25 LIMITED | Axminster 400kV Substation |  | 0 | 150 | 150 | 2028-10-31 | Scoping | Direct Connection | NGET | Energy Storage System | a0l4L0000005ixiQAA | PRO-001740
Axminster | HB825AXM LTD | Axminster 400kV Substation |  | 0 | 120 | 120 | 2024-10-31 | Awaiting Consents | Direct Connection | NGET | Energy Storage System | a0l4L0000005ixvQAA | PRO-001017
Axminster | PIVOTED POWER LLP | Axminster 400kV Substation |  | 0 | 49.9 | 49.9 | 2027-10-31 | Scoping | Direct Connection | NGET | Energy Storage System | a0l4L0000005iufQAA | PRO-001143
Axminster - New Connection | ENSO GREEN HOLDINGS B LIMITED | Axminster 132kV Substation |  | 0 | 120 | 120 | 2029-06-30 | Scoping | Direct Connection | NGET | Energy Storage System | a0l4L0000005ixwQAA | PRO-001356
Ayr Energy Storage | KXP ALPHA I LIMITED | Ayr 275/33kV |  | 0 | 150 | 150 | 2027-04-30 | Scoping | Direct Connection | SPT | Energy Storage System | a0l8e000000f3zIAAQ | PRO-003801
Ayr Farm | NEW ENERGY PARTNERSHIP LIMITED | Ayr 275/33kV |  | 0 | 500 | 500 | 2028-05-26 | Scoping | Direct Connection | SPT | Energy Storage System | a0l8e0000011zmYAAQ | PRO-003596
Ayre (ex Cluaran Ear - Thuath) Offshore Wind Farm | AYRE OFFSHORE WIND FARM LIMITED | Banniskirk 400kV Substation |  | 0 | 1008 | 1008 | 2033-10-31 | Scoping | Direct Connection | SHET | Wind Offshore | a0l4L0000005ix0QAA | PRO-002100
Ayrshire Grid Services Facility | FLEXIBLEGRIDPOWER LTD | Hunterston East 400kV substation |  | 0 | 0 | 0 | 2025-09-03 | Scoping | Direct Connection | SPT | Reactive Compensation | a0l4L0000005ibcQAA | PRO-001090
Bad a Cheo Wind Farm | RWE RENEWABLES UK SWINDON LIMITED | Mybster 3 33kV Substation |  | 26.65 | 0 | 26.65 |  | Built | Direct Connection | SHET | Wind Onshore | a0l4L0000005ilUQAQ | PRO-000018
Baglan BESS IPC | IPC GRID CONNECTION TWO LIMITED | South Wales West Connection Node B 400kV Substation |  | 0 | 500 | 500 | 2036-10-31 | Scoping | Direct Connection | NGET | Energy Storage System | a0lJ9000000blLjIAI | PRO-004816
Baillie Greener Grid Park | STATKRAFT UK LTD | Baillie 275KV Substation |  | 0 | 48 | 48 | 2030-09-30 | Scoping | Direct Connection | SHET | Energy Storage System;Reactive Compensation | a0l4L0000005ig3QAA | PRO-001701
Baillie Wind Farm | BAILLIE WINDFARM LIMITED | Dounreay GSP |  | 52.5 | 0 | 52.5 |  | Built | Embedded | SHET | Wind Onshore | a0l4L0000005iUqQAI | PRO-000020
Balbougie Energy Centre BEGA | Balbougie Energy Centre II Limited | Inverkeithing GSP |  | 0 | 42 | 42 | 2025-04-30 | Consents Approved | Embedded | SPT | Energy Storage System | a0l4L0000005iTpQAI | PRO-002065
Balinoe Wind Farm | RWE RENEWABLES UK ONSHORE WIND LIMITED | A'Chruach Wind Farm 275kV Substation |  | 0 | 160.6 | 160.6 | 2034-10-31 | Scoping | Direct Connection | SHET | Energy Storage System;Wind Onshore | a0l8e0000012kqNAAQ | PRO-004776
Balliemeanoch PSH | ILI (Borders PSH) Ltd | Balliemeanoch 275kV Substation |  | 0 | 900 | 900 | 2034-10-31 | Scoping | Direct Connection | SHET | Pump Storage | a0l4L0000005iROQAY | PRO-001901
Ballygroggan Wind Farm | DALRIADA RENEWABLES LIMITED | Tangy IV 132KV Substation |  | 0 | 96 | 96 | 2034-10-31 | Scoping | Direct Connection | SHET | Wind Onshore | a0l8e000000exU0AAI | PRO-003733
Balrobert Farm BESS | ELGIN ENERGY ES CO LIMITED | Knocknagael 132kV Substation |  | 0 | 150 | 150 | 2032-10-31 | Scoping | Direct Connection | SHET | Energy Storage System | a0l8e000001HpUOAA0 | PRO-004118
Balvedavist 162 Battery Storage | Sun4net Ltd | Spittal 132kV Substation |  | 0 | 162 | 162 | 2027-07-31 | Scoping | Direct Connection | SHET | Energy Storage System | a0l4L0000005iaJQAQ | PRO-002024
Banc y Celyn Energy Park | Wind 2 Project 2 Limited | Future Swansea North 132kV |  | 0 | 165 | 165 | 2033-07-01 | Scoping | Direct Connection | NGET | Energy Storage System;PV Array (Photo Voltaic/solar);Wind Onshore | a0l4L0000005ia8QAA | PRO-002011
Bankend Rig III Wind Farm | WILSON RENEWABLES III LLP | Bankend Rig III Windfarm 132/33kV Substation |  | 0 | 78 | 78 | 2030-04-30 | Scoping | Direct Connection | SPT | Wind Onshore | a0l8e000000TPcZAAW | PRO-003451
Bankhead 25MW BESS | GPC 1169 Ltd | Devonside 132/33kV |  | 0 | 25 | 25 | 2030-04-30 | Scoping | Embedded | SPT | Energy Storage System | a0l8e0000011zKlAAI | PRO-003574
Bankhead BESS | Apatura Battery Ltd | Eccles 132/33kV |  | 0 | 500 | 500 | 2036-10-30 | Scoping | Direct Connection | SPT | Energy Storage System | a0l8e000000TPHdAAO | PRO-003236
Bankside BESS | FALKIRK POWER LTD | Bainsford 132/33kV |  | 0 | 43 | 43 | 2024-10-31 | Consents Approved | Embedded | SPT | Energy Storage System | a0l4L0000005iWYQAY | PRO-002151
Barge Way 120MW BESS | FPC ELECTRIC LAND LIMITED | Kemsley 132kV Substation |  | 0 | 120 | 120 | 2031-10-31 | Scoping | Embedded | NGET | Energy Storage System | a0l4L0000005iX2QAI | PRO-002144
Barking BESS | O&G Solar (SPV 52) Limited | Barking 275kV Substation |  | 0 | 99.9 | 99.9 | 2028-10-31 | Consents Approved | Direct Connection | NGET | Energy Storage System;PV Array (Photo Voltaic/solar) | a0l8e0000011yTTAAY | PRO-003518
Barnby Solar Farm | KS SPV 75 LIMITED | Wymondley 400kV Substation |  | 0 | 249.9 | 249.9 | 2034-10-31 | Scoping | Direct Connection | NGET | Energy Storage System;PV Array (Photo Voltaic/solar) | a0l8e000001201CAAQ | PRO-003607
Barrow | NEW ENERGY PARTNERSHIP LIMITED | Harker 132kV Substation |  | 0 | 30 | 30 | 2037-10-31 | Scoping | Embedded | NGET | Energy Storage System | a0l8e000001Hxm7AAC | PRO-004297
Barrow Offshore Wind Farm | BARROW OFFSHORE WIND LIMITED | Barrow 132/33kV Offshore Substation |  | 90 | 0 | 90 |  | Built | Direct Connection | OFTO | Wind Offshore | a0l4L0000005ilXQAQ | PRO-000022
Barton Hill | VIRIDIS 178 LIMITED | Abham GSP |  | 20.88 | 0 | 20.88 |  | Built | Embedded | NGET | CHP (Combined Heat and Power) | a0l4L0000005iUsQAI | PRO-000024
Battery Point BESS | Point and Sandwick Power Limited | Stornoway GSP |  | 0 | 25 | 25 | 2030-10-31 | Scoping | Embedded | SHET | Energy Storage System | a0l4L0000005iMMQAY | PRO-002335
Beanacre BESS | Grenergy Renewables UK Limited | Melksham 132kV Substation |  | 0 | 200 | 200 | 2037-10-15 | Scoping | Direct Connection | NGET | Energy Storage System | a0l4L0000005iwoQAA | PRO-002452
Bearsden BESS | BEARSDEN BESS LTD | Windyhill 275/132kV | 1 | 0 | 100 | 100 | 2029-10-31 | Scoping | Direct Connection | SPT | Energy Storage System | a0l8e0000012gHBAAY | PRO-004404-1
Bearsden BESS | BEARSDEN BESS LTD | Windyhill 275/132kV | 2 | 0 | 140 | 240 | 2033-10-31 | Scoping | Direct Connection | SPT | Energy Storage System | a0l8e0000012gHBAAY | PRO-004404-2
Beatrice Sync Comp | TINZ PROGRAMME 1 PROJECTCO 3 LIMITED | Beatrice 400kV Substation |  | 0 | 0 | 0 | 2024-05-31 | Scoping | Direct Connection | SHET | Reactive Compensation | a0l4L0000005ihiQAA | PRO-001757
Beatrice Wind Farm | BEATRICE OFFSHORE WINDFARM LIMITED | Beatrice 400kV Substation |  | 588 | 0 | 588 |  | Built | Direct Connection | SHET | Wind Offshore | a0l4L0000005ilYQAQ | PRO-000025
Beauly 02 BESS | Field Devco Ltd | Beauly GSP |  | 0 | 100 | 100 | 2028-12-31 | Scoping | Direct Connection | SHET | Energy Storage System | a0l8e000000exTqAAI | PRO-003731
Beaw Field Wind Farm | BEAW FIELD SHETLAND LIMITED | Beaw Field 132/33kV Substation |  | 0 | 72 | 72 | 2028-11-30 | Consents Approved | Direct Connection | SHET | Wind Onshore | a0l4L0000005iyaQAA | PRO-000026
Beddington 1 BESS | Bluestone Energy Ltd | London South Connection Node A 132kV Substation |  | 0 | 240 | 240 | 2028-10-31 | Scoping | Embedded | NGET | Energy Storage System | a0l8e000000TPAXAA4 | PRO-003170
Beddington 2 BESS | Bluestone Energy Ltd | Beddington 132kV Substation |  | 0 | 240 | 240 | 2028-10-31 | Scoping | Embedded | NGET | Energy Storage System | a0l8e0000011zPIAAY | PRO-003577
Beech Street/City Road | CITIGEN (LONDON) LIMITED | Beech Street/City Road Substation |  | 30 | 0 | 30 |  | Built | Embedded | NGET | CHP (Combined Heat and Power) | a0l4L0000005iUtQAI | PRO-000027
Beechgreen Energyfarm | BEECHGREEN ENERGYFARM LIMITED | Burwell Main 400kV Substation |  | 49.9 | 0 | 49.9 |  | Built | Direct Connection | NGET | PV Array (Photo Voltaic/solar) | a0l4L0000005ixnQAA | PRO-001018
Beinn an Tuirc 1 | SCOTTISHPOWER RENEWABLES (UK) LIMITED | Carradale 1 GSP |  | 0 | 95.2 | 95.2 | 2034-10-31 | Scoping | Direct Connection | SHET | Wind Onshore | a0l8e000000f5BiAAI | PRO-003918
Beinn an Tuirc 2 | SCOTTISHPOWER RENEWABLES (UK) LIMITED | Carradale 1 GSP |  | 43.7 | 0 | 43.7 |  | Built | Embedded | SHET | Wind Onshore | a0l4L0000005iUuQAI | PRO-000028
Beinn an Tuirc 3 | SCOTTISHPOWER RENEWABLES (UK) LIMITED | Carradale 1 GSP |  | 50 | 0 | 50 |  | Built | Embedded | SHET | Wind Onshore | a0l4L0000005iUvQAI | PRO-000029
Beinn Ghlas | HEADWIND DEVELOPMENT SERVICES LIMITED | Taynuilt GSP |  | 0 | 57.6 | 57.6 | 2034-10-31 | Awaiting Consents | Embedded | SHET | Wind Onshore | a0l8e000001HoL3AAK | PRO-004073
Beinn Tharsuinn | SCOTTISHPOWER RENEWABLES (UK) LIMITED | Alness GSP |  | 29 | 0 | 29 |  | Built | Embedded | SHET | Wind Onshore | a0l4L0000005iUwQAI | PRO-000030
Beinn Tharsuinn Repower | SCOTTISHPOWER RENEWABLES (UK) LIMITED | Beinn Tharsuinn Repower 132/33kV Substation |  | 0 | 84 | 84 | 2029-10-31 | Scoping | Direct Connection | SHET | Wind Onshore | a0l4L0000005iaNQAQ | PRO-001035
Beinneun Wind Farm | BEINNEUN WIND FARM LTD | Beinneun 132kV Substation |  | 109 | 0 | 109 |  | Built | Direct Connection | SHET | Wind Onshore | a0l4L0000005ilZQAQ | PRO-000031
Bellbroughton Energy Park | ELGIN ENERGY ES CO LIMITED | Warwickshire Connection Node A 400kV Substation |  | 0 | 500 | 500 | 2037-10-30 | Scoping | Direct Connection | NGET | Energy Storage System;PV Array (Photo Voltaic/solar) | a0l8e0000010wloAAA | PRO-002826
Bellrock Offshore Wind Farm | BLUEFLOAT ENERGY UK HOLDINGS LIMITED | Lyra 320/66kV Offshore Substation |  | 0 | 1200 | 1200 | 2033-10-31 | Scoping | Direct Connection | SPT | Wind Offshore | a0l4L0000005izEQAQ | PRO-001496
Benbrack Wind Farm | Benbrack Wind Farm Limited | Benbrack Wind Farm 132/33kV Substation |  | 0 | 72 | 72 | 2025-01-30 | Awaiting Consents | Direct Connection | SPT | Wind Onshore | a0l4L0000005ilaQAA | PRO-000032
Bendle Farm | Balance Power Projects Limited | Gretna 400/132kV |  | 0 | 228 | 228 | 2031-10-31 | Scoping | Direct Connection | SPT | Energy Storage System | a0l4L0000005ikkQAA | PRO-002243
Bendle Farm 2.0 | Balance Power Projects Limited | Bendle Farm 132kV Substation |  | 0 | 228 | 228 | 2031-10-31 | Scoping | Direct Connection | SPT | Energy Storage System | a0l8e0000010waRAAQ | PRO-002700
Bendsmoor BESS | Apatura Battery Ltd | Gretna 400/132kV |  | 0 | 500 | 500 | 2032-06-30 | Scoping | Direct Connection | SPT | Energy Storage System | a0l8e0000011zPmAAI | PRO-003582
Benthead Solar | Benthead Solar Limited | Kilwinning GSP |  | 0 | 63 | 63 | 2025-04-03 | Scoping | Embedded | SPT | Energy Storage System;PV Array (Photo Voltaic/solar) | a0l4L0000005iQPQAY | PRO-001881
Berkswell (Tertiary) | ENSO GREEN HOLDINGS LIMITED | Berkswell 275kV Substation | 1 | 0 | 49.9 | 49.9 | 2025-10-31 | Scoping | Direct Connection | NGET | Energy Storage System;PV Array (Photo Voltaic/solar) | a0l4L0000005iy3QAA | PRO-000516-1
Berkswell (Tertiary) | ENSO GREEN HOLDINGS LIMITED | Berkswell 275kV Substation | 2 | 0 | 7.1 | 57 | 2027-10-31 | Scoping | Direct Connection | NGET | Energy Storage System;PV Array (Photo Voltaic/solar) | a0l4L0000005iy3QAA | PRO-000516-2
Berkswell BESS | BERKSWELL ENERGY PARK LIMITED | Berkswell B 275kV Substation |  | 0 | 249.9 | 249.9 | 2033-10-31 | Scoping | Direct Connection | NGET | Energy Storage System | a0l8e000000f4n0AAA | PRO-003868
Berkswell Energy Storage | BW ESS DEVELOPMENT UK LIMITED | Berkswell 275kV Substation |  | 0 | 200 | 200 | 2026-10-31 | Awaiting Consents | Direct Connection | NGET | Energy Storage System | a0l4L0000005ixbQAA | PRO-001788
Bernicia Energy Park | BAYWA R.E. UK LIMITED | Stella West 400kV Substation |  | 0 | 350 | 350 | 2035-10-30 | Scoping | Direct Connection | NGET | Energy Storage System;PV Array (Photo Voltaic/solar) | a0l8e0000012hphAAA | PRO-004541
Berry Burn Wind Farm | BERRY BURN WIND FARM LIMITED | Berry Burn GSP |  | 67 | 0 | 67 |  | Built | Embedded | SHET | Wind Onshore | a0l4L0000005iUxQAI | PRO-000033
Berryburn Extension Wind Farm | BB2 WIND FARM LIMITED | Berry Burn GSP |  | 0 | 43.2 | 43.2 | 2025-11-30 | Scoping | Embedded | SHET | Wind Onshore | a0l4L0000005iUGQAY | PRO-001558
Berwick Bank Offshore Wind Farm A | BERWICK BANK A LIMITED | Berwick Bank A 275/66kV Offshore Substation |  | 0 | 1150 | 1150 | 2028-10-31 | Scoping | Direct Connection | SPT | Wind Offshore | a0l8e0000010wTnAAI | PRO-002627
Berwick Bank Offshore Wind Farm B | Berwick Bank B Limited | Berwick Bank B 275/66kV Offshore Substation | 1 | 0 | 250 | 250 | 2029-10-30 | Scoping | Direct Connection | SPT | Wind Offshore | a0l8e000000snsQAAQ | PRO-002628-1
Berwick Bank Offshore Wind Farm B | Berwick Bank B Limited | Berwick Bank B 275/66kV Offshore Substation | 2 | 0 | 900 | 1150 | 2029-10-30 | Scoping | Direct Connection | SPT | Wind Offshore | a0l8e000000snsQAAQ | PRO-002628-2
Berwick Bank Offshore Wind Farm C | BERWICK BANK C LIMITED | Blyth 400kV Substation |  | 0 | 1800 | 1800 | 2029-11-30 | Scoping | Direct Connection | NGET | Wind Offshore | a0l4L0000005io7QAA | PRO-000513
Berwick Solar Wind and Battery Storage | BERWICK RENEWABLES TX LIMITED | Berwick 132/33kV |  | 0 | 100 | 100 | 2031-10-31 | Scoping | Direct Connection | SPT | Energy Storage System;PV Array (Photo Voltaic/solar);Wind Onshore | a0l8e0000011xxoAAA | PRO-003490
BESS Cilfynydd | REWE 2 LIMITED | Cilfynydd 400kV Substation |  | 0 | 200 | 200 | 2029-07-12 | Scoping | Direct Connection | NGET | Energy Storage System | a0l4L0000005iz1QAA | PRO-002008
BESS Harker | REWE 4 LIMITED | Harker 400kV Substation |  | 0 | 200 | 200 | 2031-05-30 | Consents Approved | Direct Connection | NGET | Energy Storage System | a0l4L0000005ia7QAA | PRO-002010
BESS North Farm | REWE 5 LIMITED | Chickerell 400kV Substation |  | 0 | 150 | 150 | 2031-11-01 | Scoping | Direct Connection | NGET | Energy Storage System | a0l4L0000005ic6QAA | PRO-002060
BESS Swan | REWE 3 LIMITED | Swansea North 400kV Substation |  | 0 | 200 | 200 | 2028-10-31 | Scoping | Direct Connection | NGET | Energy Storage System | a0l4L0000005ia6QAA | PRO-002009
Bewley BESS | Apatura Battery Ltd | Wearside Connection Node C 400kV Substation |  | 0 | 249 | 249 | 2035-10-30 | Scoping | Direct Connection | NGET | Energy Storage System | a0l8e000000f6uBAAQ | PRO-003993
Bexley GEC - Hurst Grid Park 2 | BEXLEY GREEN ENERGY CENTRE LTD | Hurst 275kV Substation |  | 0 | 228 | 228 | 2037-10-31 | Scoping | Direct Connection | NGET | Energy Storage System;PV Array (Photo Voltaic/solar) | a0l8e0000012hq6AAA | PRO-004546
BF88 Oakley | BLUEFIELD RENEWABLE DEVELOPMENTS LIMITED | East Claydon 400kV Substation |  | 0 | 1000 | 1000 | 2031-09-30 | Scoping | Direct Connection | NGET | Energy Storage System;PV Array (Photo Voltaic/solar) | a0l8e000001Hy11AAC | PRO-004319
Bhlaraidh Extension Wind Farm | SSE GENERATION LIMITED | Bhlaraidh 132/33kV Substation |  | 0 | 100.8 | 100.8 | 2026-04-01 | Scoping | Direct Connection | SHET | Wind Onshore | a0l4L0000005ilnQAA | PRO-000383
Bhlaraidh Wind Farm | SSE GENERATION LIMITED | Bhlaraidh 132/33kV Substation |  | 108 | 0 | 108 |  | Built | Direct Connection | SHET | Wind Onshore | a0l4L0000005ilbQAA | PRO-000034
Bicker Drove | REWE 1 LIMITED | Navenby 400kV Substation |  | 0 | 400 | 400 | 2034-05-30 | Scoping | Direct Connection | NGET | Energy Storage System | a0l8e000000f4nZAAQ | PRO-003874
Bicker Fen 1 Solar | AGR SOLAR 2 LIMITED | Bicker Fen 400kV Substation | 1 | 0 | 49.995 | 49.995 | 2025-05-30 | Awaiting Consents | Direct Connection | NGET | PV Array (Photo Voltaic/solar) | a0l4L0000005iaOQAQ | PRO-001034-1
Bicker Fen 1 Solar | AGR SOLAR 2 LIMITED | Bicker Fen 400kV Substation | 2 | 0 | 7.005 | 57 | 2035-04-01 | Scoping | Direct Connection | NGET | PV Array (Photo Voltaic/solar) | a0l4L0000005iaOQAQ | PRO-001034-2
Bicker Fen 2 Solar | AGR SOLAR 3 LIMITED | Bicker Fen 400kV Substation | 1 | 0 | 49.995 | 49.995 | 2026-07-27 | Awaiting Consents | Direct Connection | NGET | Energy Storage System;PV Array (Photo Voltaic/solar) | a0l4L0000005itRQAQ | PRO-001046-1
Bicker Fen 2 Solar | AGR SOLAR 3 LIMITED | Bicker Fen 400kV Substation | 2 | 0 | 7.005 | 57 | 2033-04-01 | Scoping | Direct Connection | NGET | Energy Storage System;PV Array (Photo Voltaic/solar) | a0l4L0000005itRQAQ | PRO-001046-2
Bicker Fen PV & BESS Sub | O&G Solar (SPV 40) Limited | Bicker Fen 400kV Substation |  | 0 | 249.9 | 249.9 | 2034-10-30 | Scoping | Direct Connection | NGET | Energy Storage System;PV Array (Photo Voltaic/solar) | a0l8e0000010wOiAAI | PRO-002575
Bicker Fenn Energy Park | BEACON FEN ENERGY PARK LIMITED | Bicker Fen 400kV Substation |  | 0 | 600 | 600 | 2029-06-01 | Scoping | Direct Connection | NGET | Energy Storage System;PV Array (Photo Voltaic/solar) | a0l4L0000005iZPQAY | PRO-001984
Biggleswade | Biggleswade 10 Renewables Limited | Biggleswade 400kV Substation |  | 0 | 1000 | 1000 | 2034-10-31 | Scoping | Direct Connection | NGET | Demand;Energy Storage System;PV Array (Photo Voltaic/solar) | a0l8e000000TPRKAA4 | PRO-003415
Biggleswade BESS | Central Bedfordshire Council | Biggleswade 400kV Substation |  | 0 | 57 | 57 | 2029-10-31 | Scoping | Direct Connection | NGET | Energy Storage System | a0l4L0000005iyjQAA | PRO-002165
Biggleswade BESS | HARMONY ENERGY LIMITED | Biggleswade 400kV Substation |  | 0 | 200 | 200 | 2035-10-31 | Scoping | Direct Connection | NGET | Energy Storage System | a0l8e000001HxbqAAC | PRO-004279
Biggleswade High Impact Green Energy Hub | TELIS ENERGY UK LIMITED | Biggleswade 400kV Substation |  | 0 | 1000 | 1000 | 2034-10-31 | Scoping | Direct Connection | NGET | Demand;Energy Storage System;Nuclear;PV Array (Photo Voltaic/solar);Wind Onshore | a0l8e0000012gscAAA | PRO-004477
Biggleswade PV | CSE38 LIMITED | Biggleswade 400kV Substation |  | 0 | 49.9 | 49.9 | 2031-10-31 | Awaiting Consents | Direct Connection | NGET | Energy Storage System;PV Array (Photo Voltaic/solar) | a0l4L0000005itqQAA | PRO-002226
Bilbo Farm | LEL BILBO SOLAR LIMITED | Strichen GSP | 1 | 0 | 25 | 25 | 2024-10-31 | Scoping | Embedded | SHET | PV Array (Photo Voltaic/solar) | a0l4L0000005iXhQAI | PRO-001301-1
Bilbo Farm | LEL BILBO SOLAR LIMITED | Strichen GSP | 2 | 0 | 42.1 | 67.1 | 2033-10-31 | Scoping | Embedded | SHET | PV Array (Photo Voltaic/solar) | a0l4L0000005iXhQAI | PRO-001301-2
Bishops Dal Energy Park | Renewable Energy Systems Limited | Bishop Dal 132kV Substation |  | 0 | 150 | 150 | 2030-07-31 | Scoping | Direct Connection | SPT | Energy Storage System;PV Array (Photo Voltaic/solar) | a0l4L0000005iyJQAQ | PRO-002361
Blackcraig Wind Farm | BLACKCRAIG WIND FARM (SCOTLAND) LIMITED | Blackcraig 132/33kV |  | 52.9 | 0 | 52.9 |  | Built | Direct Connection | SPT | Wind Onshore | a0l4L0000005ilcQAA | PRO-000035
BlackDyke BESS | ANESCO LIMITED | Leeds North Connection Node D 400kV Substation |  | 0 | 250 | 250 | 2035-10-31 | Scoping | Direct Connection | NGET | Energy Storage System | a0l8e0000012jPIAAY | PRO-004671
Blackhillock Battery | BLACKHILLOCK FLEXPOWER LTD | Blackhillock 400kV Substation |  | 0 | 349 | 349 | 2026-10-31 | Scoping | Direct Connection | SHET | Energy Storage System | a0l4L0000005iZ0QAI | PRO-001970
Blacklaw | SCOTTISHPOWER RENEWABLES (UK) LIMITED | Blacklaw 132/33kV | 1 | 118 | 0 | 118 |  | Built | Direct Connection | SPT | Energy Storage System;Wind Onshore | a0l4L0000005ildQAA | PRO-000036-1
Blacklaw | SCOTTISHPOWER RENEWABLES (UK) LIMITED | Blacklaw 132/33kV | 2 | 0 | 222 | 340 | 2032-10-08 | Scoping | Direct Connection | SPT | Energy Storage System;Wind Onshore | a0l4L0000005ildQAA | PRO-000036-2
Blacklaw Extension | SCOTTISHPOWER RENEWABLES (UK) LIMITED | Blacklaw Extension 132/33kV |  | 60 | 0 | 60 |  | Built | Direct Connection | SPT | Energy Storage System;Wind Onshore | a0l4L0000005ilzQAA | PRO-000037
Blackpool BESS | Conrad (Blackpool) Limited | Bispham Primary 33kV Substation |  | 25.3 | 0 | 25.3 |  | Built | Embedded | NGET | Energy Storage System | a0l8e0000010xgoAAA | PRO-003080
Blaen y Glyn | BANC DU ENERGY PARK LIMITED | Chirk GSP |  | 0 | 46 | 46 | 2027-02-04 | Scoping | Embedded | NGET | Wind Onshore | a0l4L0000005ik1QAA | PRO-001589
BlaenCothi Energy Park | BLAENCOTHI ENERGY PARK LIMITED | Pont Abraham GSP |  | 0 | 145 | 145 | 2028-10-31 | Scoping | Embedded | NGET | Wind Onshore | a0l4L0000005iRaQAI | PRO-001920
Blairgowrie BESS | BLAIRGOWRIE BESS LTD | Coupar Angus GSP |  | 0 | 200 | 200 | 2030-05-30 | Scoping | Direct Connection | SHET | Energy Storage System | a0l8e0000011xxAAAQ | PRO-003482
Blanket’s Farm | Noventum Power Solar 9 Limited | Warley 275kV Substation |  | 0 | 200 | 200 | 2038-10-31 | Scoping | Direct Connection | NGET | Energy Storage System | a0l8e0000012gs3AAA | PRO-004469
Blarghour Wind | BLARGHOUR WIND FARM LIMITED | Blarghour Substation |  | 0 | 73.1 | 73.1 | 2027-10-31 | Consents Approved | Direct Connection | SHET | Wind Onshore | a0l4L0000005itaQAA | PRO-000398
Blary Hill Wind Farm | BLARY HILL ENERGY LIMITED | Carradale 1 GSP |  | 35 | 0 | 35 |  | Built | Embedded | SHET | Wind Onshore | a0l4L0000005iUzQAI | PRO-000038
Bloch Energy Park | Renewable Energy Systems Limited | Bloch Energy Park 132kV Substation |  | 0 | 126 | 126 | 2031-10-31 | Scoping | Direct Connection | SPT | Energy Storage System;Wind Onshore | a0l4L0000005ivPQAQ | PRO-002447
Bloxwich | BLOXWICH ENERGY STORAGE LIMITED | Bustleholm 132kV Substation |  | 41 | 0 | 41 |  | Built | Embedded | NGET | Energy Storage System | a0l4L0000005iOiQAI | PRO-001243
BLUE PLANET SOLAR | BLUE PLANET SOLAR LIMITED | Dungeness 400kV Substation |  | 0 | 500 | 500 | 2029-10-31 | Scoping | Direct Connection | NGET | Energy Storage System;PV Array (Photo Voltaic/solar) | a0l4L0000005ig5QAA | PRO-001703
Blyth BESS | SSE RENEWABLES SOLAR & BATTERY HOLDINGS LIMITED | Blyth 275kV Substation |  | 0 | 450 | 450 | 2036-10-31 | Scoping | Direct Connection | NGET | Energy Storage System | a0l8e0000010wl0AAA | PRO-002817
Bodelwyddan BESS and PV | IGP SOLAR 21 LIMITED | Bodelwyddan 400kV Substation |  | 0 | 110 | 110 | 2029-10-31 | Scoping | Direct Connection | NGET | Energy Storage System;PV Array (Photo Voltaic/solar) | a0l4L0000005iPCQAY | PRO-001657
Bodinglee Wind Farm | Banks Renewables (Bodinglee Wind Farm) Limited | Bodinglee Wind Farm 132kV |  | 0 | 280 | 280 | 2029-04-30 | Awaiting Consents | Direct Connection | SPT | Energy Storage System;Wind Onshore | a0l4L0000005iZQQAY | PRO-001985
Bolney | PIVOTED POWER LLP | Bolney 400kV Substation |  | 0 | 49.9 | 49.9 | 2027-10-31 | Scoping | Direct Connection | NGET | Energy Storage System | a0l4L0000005iaRQAQ | PRO-001031
Bolney (tertiary) | BOLNEY GREEN LIMITED | Bolney 400kV Substation | 1 | 0 | 49.9 | 49.9 | 2024-10-30 | Scoping | Direct Connection | NGET | Energy Storage System;PV Array (Photo Voltaic/solar) | a0l4L0000005ilrQAA | PRO-000380-1
Bolney (tertiary) | BOLNEY GREEN LIMITED | Bolney 400kV Substation | 2 | 0 | 7.1 | 57 | 2025-10-30 | Scoping | Direct Connection | NGET | Energy Storage System;PV Array (Photo Voltaic/solar) | a0l4L0000005ilrQAA | PRO-000380-2
Bolney BESS | CSE45 LIMITED | Bolney 400kV Substation |  | 0 | 49.9 | 49.9 | 2037-09-11 | Scoping | Direct Connection | NGET | Energy Storage System | a0l8e000000f8NWAAY | PRO-004026
Bolney Farm | Dragon Green 2 Renewables Ltd | Bolney 400kV Substation |  | 0 | 200 | 200 | 2037-10-30 | Scoping | Direct Connection | NGET | Energy Storage System;PV Array (Photo Voltaic/solar) | a0l8e0000010wYEAAY | PRO-002674
Bolney Farm 2 | DRAGON GREEN 7 RENEWABLES LTD | Bolney 400kV Substation |  | 0 | 700 | 700 | 2037-11-30 | Scoping | Direct Connection | NGET | Energy Storage System;PV Array (Photo Voltaic/solar) | a0l8e0000010wdQAAQ | PRO-002733
Bolney Grid Stability Services | WP GRID SERVICES 13 LIMITED | Bolney 400kV Substation |  | 0 | 0 | 0 | 2031-10-31 | Scoping | Direct Connection | NGET | Reactive Compensation | a0l8e000000f6ALAAY | PRO-003966
Boom Power Feckenham Generation Hub | BOOM POWER LTD | Feckenham 400kV Substation |  | 0 | 400 | 400 | 2033-10-31 | Scoping | Direct Connection | NGET | Energy Storage System;PV Array (Photo Voltaic/solar) | a0l4L0000005iv8QAA | PRO-002312
BOOM Power Llanbabo Generation | Carrog Storage Facility Limited | Wylfa 400kV Substation |  | 0 | 300 | 300 | 2028-10-31 | Awaiting Consents | Direct Connection | NGET | Energy Storage System | a0l4L0000005ihHQAQ | PRO-001540
Boom Power Seaton Hill Generation HUB | BOOM DEVELOPMENTS LTD | Cockenzie 400/275kV |  | 0 | 300 | 300 | 2033-10-31 | Scoping | Direct Connection | SPT | Energy Storage System | a0l8e000000f650AAA | PRO-003951
Borders Solar | BUCCLEUCH ESTATES, LTD. (THE) | Wyseby Hill GSP |  | 0 | 228 | 228 | 2036-10-31 | Scoping | Direct Connection | SPT | Energy Storage System;PV Array (Photo Voltaic/solar) | a0l8e0000012gtGAAQ | PRO-004484
Borders Wind Farm | EDF ENERGY RENEWABLES LIMITED | Borders Windfarm 132kV |  | 0 | 400 | 400 | 2033-05-30 | Scoping | Direct Connection | NGET | Wind Onshore | a0l4L0000005iZKQAY | PRO-001977
Boreland BESS | BORELAND ENERGY LTD | Killin GSP |  | 0 | 43 | 43 | 2031-10-31 | Scoping | Embedded | SHET | Energy Storage System | a0l8e000001HxRcAAK | PRO-004259
Botley GEC (Ethos Green) | BOTLEY GREEN ENERGY CENTRE LTD | Botley 400kV Substation |  | 0 | 800 | 800 | 2033-10-31 | Awaiting Consents | Direct Connection | NGET | Demand;Energy Storage System;PV Array (Photo Voltaic/solar);Reactive Compensation | a0l8e0000010wP7AAI | PRO-002580
Botley West - Cote Solar Power Station | SOLARFIVE LTD | Botley West 400kV Substation |  | 0 | 840 | 840 | 2026-10-30 | Scoping | Direct Connection | NGET | PV Array (Photo Voltaic/solar) | a0l4L0000005ijzQAA | PRO-001587
Bowdun (ex Cluaran Deas Ear) Offshore Wind Farm | BOWDUN OFFSHORE WIND FARM LIMITED | New Deer 2 400kV Substation |  | 0 | 1008 | 1008 | 2033-10-31 | Scoping | Direct Connection | SHET | Wind Offshore | a0l4L0000005idoQAA | PRO-002091
Bowsheil Solar and Battery | VOLTALIA UK LTD | Bowsheils 132kV Substation |  | 0 | 166.61 | 166.61 | 2031-10-31 | Scoping | Direct Connection | SPT | Energy Storage System;PV Array (Photo Voltaic/solar) | a0l8e0000010wXGAAY | PRO-002662
Bradenham - Thetford (Necton) GEC (Ethos Green) | NECTON GREEN ENERGY CENTRE LTD | Necton 400kV Substation |  | 0 | 850 | 850 | 2033-10-01 | Scoping | Direct Connection | NGET | Demand;Energy Storage System;PV Array (Photo Voltaic/solar);Reactive Compensation | a0l8e000000ViFJAA0 | PRO-004346
Bradford Solar Farm | SOLARFOUR LTD | Staffordshire Connection Node A 400kV Substation |  | 0 | 960 | 960 | 2033-10-31 | Scoping | Direct Connection | NGET | PV Array (Photo Voltaic/solar) | a0l8e0000011yCAAAY | PRO-003511
Bradford West 100MW | 24 POWER LTD | Bradford West 275kV Substation |  | 0 | 100 | 100 | 2026-05-31 | Consents Approved | Direct Connection | NGET | Energy Storage System | a0l4L0000005iQLQAY | PRO-001874
Bradford West BESS Substation | O&G Solar (SPV 36) Limited | Bradford West 275kV Substation |  | 0 | 249 | 249 | 2036-10-26 | Scoping | Direct Connection | NGET | Energy Storage System | a0l4L000002yQWuQAM | PRO-002544
Bradwell Energy Park | LOW CARBON SOLAR PARK 28 LIMITED | Rayleigh 400kV Substation | 1 | 0 | 499 | 499 | 2032-10-31 | Scoping | Direct Connection | NGET | Energy Storage System;PV Array (Photo Voltaic/solar);Wind Onshore | a0l8e000000f7CIAAY | PRO-004004-1
Bradwell Energy Park | LOW CARBON SOLAR PARK 28 LIMITED | Rayleigh 400kV Substation | 2 | 0 | 551 | 1050 | 2034-10-31 | Scoping | Direct Connection | NGET | Energy Storage System;PV Array (Photo Voltaic/solar);Wind Onshore | a0l8e000000f7CIAAY | PRO-004004-2
Brae House Farm | QAIR RENEWABLES UK LIMITED | Dounreay |  | 0 | 500 | 500 | 2032-07-31 | Scoping | Direct Connection | SHET | Energy Storage System | a0l8e000001HxliAAC | PRO-004292
Braegrundie Farm | AEUK BATTERY PROJECT III LTD | Beauly GSP |  | 0 | 95 | 95 | 2030-06-30 | Awaiting Consents | Direct Connection | SPT | Energy Storage System | a0l8e0000012jPXAAY | PRO-004674
Braelangwell Wind Farm | WIND DEVELOPMENT HOLDINGS LIMITED | Shin GSP |  | 0 | 68 | 68 | 2028-02-01 | Awaiting Consents | Embedded | SHET | Wind Onshore | a0l4L0000005iSOQAY | PRO-000916
Braes of Doune | BRAES OF DOUNE WIND FARM (SCOTLAND) LIMITED | Braco West GSP |  | 74 | 0 | 74 |  | Built | Embedded | SHET | Wind Onshore | a0l4L0000005iV9QAI | PRO-000084
Braidfield Battery Storage | BRAIDFIELD BATTERY STORAGE LIMITED | Braidfield Battery Storage 132kV Substation |  | 0 | 100 | 100 | 2027-09-27 | Scoping | Direct Connection | SPT | Demand;Energy Storage System | a0l4L0000005iyFQAQ | PRO-002357
Braintree | Braintree 10 Renewables Limited | Braintree 400kV Substation |  | 0 | 1000 | 1000 | 2034-10-31 | Scoping | Direct Connection | NGET | Energy Storage System;PV Array (Photo Voltaic/solar) | a0l8e000000TPQgAAO | PRO-003406
Braintree | PIVOTED POWER LLP | Braintree 400kV Substation | 1 | 0 | 49.9 | 49.9 | 2024-10-30 | Awaiting Consents | Direct Connection | NGET | Energy Storage System | a0l4L0000005iZfQAI | PRO-001042-1
Braintree | PIVOTED POWER LLP | Braintree 400kV Substation | 2 | 0 | 7.1 | 57 | 2026-10-30 | Scoping | Direct Connection | NGET | Energy Storage System | a0l4L0000005iZfQAI | PRO-001042-2
Braintree (Tertiary) | CSE22 LIMITED | Braintree 400kV Substation |  | 0 | 49.9 | 49.9 | 2026-10-30 | Awaiting Consents | Direct Connection | NGET | Energy Storage System;PV Array (Photo Voltaic/solar) | a0l4L0000005iZeQAI | PRO-001043
Bramford (Tertiary) | PIVOTED POWER LLP | Bramford 400kV Substation |  | 0 | 57 | 57 | 2023-11-01 | Awaiting Consents | Direct Connection | NGET | Energy Storage System | a0l4L0000005iy5QAA | PRO-001016
Bramford 2 GEC (Ethos Green) | BRAMFORD 2 GREEN ENERGY CENTRE LTD | Bramford 400kV Substation |  | 0 | 57 | 57 | 2032-07-01 | Awaiting Consents | Direct Connection | NGET | Demand;Energy Storage System;PV Array (Photo Voltaic/solar);Reactive Compensation | a0l8e0000010wO9AAI | PRO-002568
Bramford BESS | CSE33 LIMITED | Bramford 400kV Substation |  | 0 | 400 | 400 | 2029-11-30 | Scoping | Direct Connection | NGET | Energy Storage System | a0l4L0000005icDQAQ | PRO-002071
Bramford GEC (Ethos Green) | BRAMFORD GREEN ENERGY CENTRE LTD | Bramford 400kV Substation |  | 0 | 650 | 650 | 2033-10-30 | Awaiting Consents | Direct Connection | NGET | Demand;Energy Storage System;PV Array (Photo Voltaic/solar);Reactive Compensation | a0l8e000000f8NgAAI | PRO-004027
Bramford Tertiary | BRAMFORD GREEN LIMITED | Bramford 400kV Substation |  | 0 | 57 | 57 | 2026-05-16 | Scoping | Direct Connection | NGET | Energy Storage System;PV Array (Photo Voltaic/solar) | a0l4L0000005ilNQAQ | PRO-000397
Bramley (tertiary) | BRAMLEY SOLAR LIMITED | Bramley 400kV Substation |  | 0 | 57 | 57 | 2026-08-15 | Scoping | Direct Connection | NGET | Energy Storage System;PV Array (Photo Voltaic/solar) | a0l4L0000005ilOQAQ | PRO-000396
Bramley BESS | BRAMLEY BESS LIMITED | Bramley 400kV Substation | 1 | 0 | 49.995 | 49.995 | 2025-09-29 | Consents Approved | Direct Connection | NGET | Energy Storage System | a0l4L0000005igrQAA | PRO-001104-1
Bramley BESS | BRAMLEY BESS LIMITED | Bramley 400kV Substation | 2 | 0 | 7.005 | 57 | 2037-10-31 | Consents Approved | Direct Connection | NGET | Energy Storage System | a0l4L0000005igrQAA | PRO-001104-2
Bramley Farm | BRAMLEY 2 RENEWABLES LTD | Basingstoke East 400kV Substation |  | 0 | 200 | 200 | 2038-03-30 | Scoping | Direct Connection | NGET | Energy Storage System;PV Array (Photo Voltaic/solar) | a0l8e0000010wYJAAY | PRO-002675
Bramley Farm 2 | BRAMLEY 7 RENEWABLES LTD | Basingstoke East 400kV Substation |  | 0 | 700 | 700 | 2038-05-30 | Scoping | Direct Connection | NGET | Energy Storage System;PV Array (Photo Voltaic/solar) | a0l8e0000010wdaAAA | PRO-002735
Branxton Energy Storage Facility | EastCoastGridServices Ltd | Branxton 400/132kV |  | 0 | 750 | 750 | 2027-12-30 | Scoping | Direct Connection | SPT | Energy Storage System | a0l4L0000005idaQAA | PRO-002076
Branxton PV & BESS Station | ISLAND GREEN POWER UK LIMITED | Branxton 400/132kV |  | 0 | 1000 | 1000 | 2028-10-31 | Scoping | Direct Connection | SPT | Energy Storage System | a0l4L0000005itPQAQ | PRO-002122
Braxbess Branxton BESS | BRAXBESS LTD | Branxton 400/132kV |  | 0 | 480 | 480 | 2028-04-30 | Scoping | Direct Connection | SPT | Energy Storage System | a0l4L0000005iuuQAA | PRO-002208
Braybrooke | SSE DE SOLAR HOLDCO LIMITED | Market Harborough 400kV Substation |  | 0 | 600 | 600 | 2032-07-31 | Scoping | Direct Connection | NGET | Energy Storage System;PV Array (Photo Voltaic/solar) | a0l8e000000TPSSAA4 | PRO-003429
Braybrooke Solar and Battery Connection | Irena BESS LIMITED | Braybrooke (Network Rail) GSP |  | 0 | 500 | 500 | 2031-10-31 | Scoping | Direct Connection | NGET | Energy Storage System;PV Array (Photo Voltaic/solar) | a0l4L0000005itZQAQ | PRO-002207
Breach Solar Farm | Burwell 11 Solar Limited | Burwell 400kV Substation |  | 0 | 49.995 | 49.995 | 2024-04-25 | Consents Approved | Direct Connection | NGET | Energy Storage System;PV Array (Photo Voltaic/solar) | a0l4L0000005ixlQAA | PRO-001019
Breakish Windfarm | ARISE AB | Breakish 132/33kV | 1 | 0 | 50 | 50 | 2029-05-31 | Scoping | Direct Connection | SHET | Wind Onshore | a0l4L0000005ikhQAA | PRO-002170-1
Breakish Windfarm | ARISE AB | Breakish 132/33kV | 2 | 0 | 49.8 | 99.8 | 2034-04-30 | Scoping | Direct Connection | SHET | Wind Onshore | a0l4L0000005ikhQAA | PRO-002170-2
Brechfa Dau Wind Farm | WELSH GOVERNMENT | Proposed Ferryside GSP |  | 0 | 110.8 | 110.8 | 2036-12-06 | Scoping | Embedded | NGET | Energy Storage System;Wind Onshore | a0l8e000000f4YqAAI | PRO-003847
Bredbury | PIVOTED POWER LLP | Bredbury 275kV Substation |  | 0 | 49.9 | 49.9 | 2024-09-14 | Scoping | Direct Connection | NGET | Energy Storage System | a0l4L0000005iZgQAI | PRO-001041
Breezy Hill Wind Farm | BROCKWELL ENERGY LIMITED | New Cumnock 275/132kV |  | 0 | 80 | 80 | 2028-04-30 | Scoping | Direct Connection | SPT | Wind Onshore | a0l4L0000005intQAA | PRO-000475
Bridge BESS | Apatura Battery Ltd | Torness 400/132kV |  | 0 | 150 | 150 | 2031-10-31 | Scoping | Direct Connection | SPT | Energy Storage System | a0l8e000000f41iAAA | PRO-003826
Bridgwater (tertiary) | ENSO GREEN HOLDINGS H LIMITED | Bridgewater 400kV Substation |  | 0 | 57 | 57 | 2026-11-01 | Scoping | Direct Connection | NGET | Energy Storage System;PV Array (Photo Voltaic/solar) | a0l4L0000005ilPQAQ | PRO-000375
Bridgwater 2 (tertiary) - New Conn | BRIDGWATER GREEN LIMITED | Bridgewater 400kV Substation |  | 0 | 54 | 54 | 2028-08-31 | Scoping | Direct Connection | NGET | Energy Storage System;PV Array (Photo Voltaic/solar) | a0l4L0000005iYjQAI | PRO-001347
Bridgwater Energy Park | EXAGEN GROUP LIMITED | Bridgwater GSP |  | 0 | 249.99 | 249.99 | 2037-10-31 | Scoping | Direct Connection | NGET | Energy Storage System | a0l8e000001HrhnAAC | PRO-004215
Brigg | CBS ENERGY STORAGE ASSETS UK LIMITED | Keadby 400kV Substation |  | 99 | 0 | 99 |  | Built | Embedded | NGET | CCGT (Combined Cycle Gas Turbine) | a0l4L0000005iUyQAI | PRO-000039
Brinsworth | SSE RENEWABLES SOLAR & BATTERY HOLDINGS LIMITED | Brinsworth 400kV Substation |  | 0 | 600 | 600 | 2032-10-30 | Scoping | Direct Connection | NGET | Energy Storage System | a0l8e000000f41JAAQ | PRO-003821
Broadditch BESS | Harmony BD Ltd | Northfleet East 132kV |  | 0 | 11.58 | 11.58 | 2022-12-30 | Under Construction/Commissioning | Embedded | NGET | Energy Storage System | a0l4L0000005iTbQAI | PRO-002000
Broadford BESS | FIELD DEVCO LTD | Broadford GSP |  | 0 | 200 | 200 | 2034-10-31 | Scoping | Direct Connection | SHET | Energy Storage System | a0l8e0000012kjsAAA | PRO-004756
Broadshore Offshore Wind Farm | BLUEFLOAT ENERGY UK HOLDINGS LIMITED | New Deer 2 400kV Substation |  | 0 | 900 | 900 | 2033-10-31 | Scoping | Direct Connection | SHET | Wind Offshore | a0l4L0000005itdQAA | PRO-002171
Broken Cross Windfarm | BROKEN CROSS WIND FARM LIMITED | Broken Cross 132/33kV |  | 43.2 | 4.8 | 48 | 2026-04-01 | Built | Direct Connection | SPT | Wind Onshore | a0l4L0000005ilQQAQ | PRO-000395
Brook Farm BESS | Brook Farm Energy Storage Limited | Bramford GSP |  | 0 | 49.9 | 49.9 | 2022-09-25 | Under Construction/Commissioning | Embedded | NGET | Energy Storage System | a0l4L0000005iWeQAI | PRO-002201
Brown Rig Wind Farm | SSE RENEWABLES SERVICES (UK) LIMITED | Hawick 132kV Substation |  | 0 | 114 | 114 | 2033-10-31 | Scoping | Direct Connection | SPT | Wind Onshore | a0l8e000001HoYjAAK | PRO-004083
Brownieleys | BROWNIELEYS RENEWABLES LLP | Fiddes GSP |  | 7.5 | 0 | 7.5 |  | Built | Embedded | SHET | Wind Onshore | a0l4L0000005iVBQAY | PRO-000086
Bryn Glas Energy Park | Bryn Glas Energy Park Limited | Pont Abraham GSP |  | 0 | 159 | 159 | 2028-10-31 | Scoping | Embedded | NGET | Wind Onshore | a0l4L0000005iRYQAY | PRO-001918
Bryn Tilti | RHIWLAS ENERGY PARK LIMITED | Chirk GSP |  | 0 | 106 | 106 | 2027-02-04 | Scoping | Direct Connection | NGET | Wind Onshore | a0l4L0000005iXXQAY | PRO-001586
BrynGwyn Energy Park | BRYNGWYN ENERGY PARK LIMITED | Pont Abraham GSP |  | 0 | 250 | 250 | 2028-10-31 | Scoping | Embedded | NGET | Wind Onshore | a0l4L0000005iRbQAI | PRO-001921
Buchan 01 Offshore Wind Farm | BUCHAN OFFSHORE WIND LIMITED | Buchan 01 275/66kV Substation |  | 0 | 932 | 932 | 2033-10-31 | Scoping | Direct Connection | SHET | Wind Offshore | a0l4L0000005izLQAQ | PRO-001528
Buckland Marsh Solar Park | Arise Renewable Energy UK Limited | Botley West 400kV Substation |  | 0 | 280 | 280 | 2033-10-31 | Scoping | Direct Connection | NGET | Energy Storage System;PV Array (Photo Voltaic/solar) | a0l8e000000ewwxAAA | PRO-003695
Builth Wells | ABEREDW ENERGY PARK LIMITED | Pont Abraham GSP |  | 0 | 133 | 133 | 2026-10-31 | Scoping | Direct Connection | NGET | Wind Onshore | a0l4L0000005iUHQAY | PRO-001564
Bulls Lodge Farm | 548 UK INVESTMENT HOLDINGS LIMITED | Braintree 400kV Substation |  | 0 | 200 | 200 | 2033-04-30 | Scoping | Direct Connection | NGET | Energy Storage System;PV Array (Photo Voltaic/solar) | a0l8e0000010wYOAAY | PRO-002676
Bulls Lodge Farm 2 | 548 UK INVESTMENT HOLDINGS LIMITED | Braintree 400kV Substation |  | 0 | 700 | 700 | 2033-03-30 | Scoping | Direct Connection | NGET | Energy Storage System;PV Array (Photo Voltaic/solar) | a0l8e0000010wdkAAA | PRO-002737
Bumpers Farm BESS phase 1 | Harmony BF Ltd | Amersham Main 132kV Substation |  | 0 | 49.5 | 49.5 | 2023-06-30 | Scoping | Embedded | NGET | Energy Storage System | a0l4L0000005iXcQAI | PRO-002103
Bumpers Farm BESS phase 2 | Harmony BF Ltd | Amersham Main 132kV Substation |  | 0 | 49.5 | 49.5 | 2023-06-30 | Consents Approved | Embedded | NGET | Energy Storage System | a0l4L0000005iXdQAI | PRO-002104
Buntington GEC (Ethos Green) | BUNTINGTON GREEN ENERGY CENTRE LTD | Cottered 440kW Substation |  | 0 | 850 | 850 | 2032-07-01 | Awaiting Consents | Direct Connection | NGET | Demand;Energy Storage System;PV Array (Photo Voltaic/solar);Reactive Compensation | a0l8e0000010wOnAAI | PRO-002576
Burbo Bank Extension Offshore Wind Farm | BURBO EXTENSION LTD | BURBO BANK EXTENSION OFFSHORE Substation |  | 258 | 0 | 258 |  | Built | Direct Connection | NGET | Wind Offshore | a0l4L0000005ilRQAQ | PRO-000394
Burbo Bank Offshore Wind Farm | ORSTED BURBO (UK) LIMITED | Birkenhead 275kV Substation |  | 90 | 0 | 90 |  | Built | Embedded | NGET | Energy Storage System;Wind Offshore | a0l4L0000005iS4QAI | PRO-001298
Burghfield | SSE GENERATION LIMITED | Bramley 400kV Substation |  | 47 | 0 | 47 |  | Built | Embedded | NGET | Thermal | a0l4L0000005iXnQAI | PRO-000870
Burn of Whilk Wind Farm | ENECO BURN OF WHILK LIMITED | Mybster 1 GSP |  | 22.5 | 0 | 22.5 |  | Built | Embedded | SHET | Wind Onshore | a0l4L0000005iVCQAY | PRO-000087
Burwell | ENERGY POWER RESOURCES LIMITED | Burwell GSP |  | 38 | 0 | 38 |  | Built | Embedded | NGET | Biomass | a0l4L0000005iVDQAY | PRO-000088
Burwell (Tertiary) | PIVOTED POWER LLP | Burwell Main 400kV Substation |  | 0 | 57 | 57 | 2029-06-30 | Awaiting Consents | Direct Connection | NGET | Energy Storage System | a0l4L0000005ixmQAA | PRO-001109
Burwell BESS | O&G Solar (SPV 38) Limited | Burwell Main 400kV Substation |  | 0 | 249.9 | 249.9 | 2034-10-30 | Scoping | Direct Connection | NGET | Energy Storage System;PV Array (Photo Voltaic/solar) | a0l8e000000f4n5AAA | PRO-003869
Burwell GEC (Ethos Green) | BURWELL GREEN ENERGY CENTRE LTD | Burwell 400kV Substation |  | 0 | 480 | 480 | 2032-10-31 | Scoping | Direct Connection | NGET | Demand;Energy Storage System;PV Array (Photo Voltaic/solar);Reactive Compensation | a0l8e000000f5cWAAQ | PRO-003937
Bushbury | Bushbury 10 Renewables Limited | Staffordshire Connection Node A 400kV Substation |  | 0 | 1000 | 1000 | 2037-10-30 | Scoping | Direct Connection | NGET | Demand;PV Array (Photo Voltaic/solar) | a0l8e000000TPQvAAO | PRO-003409
Bushbury Green Energy Centre | INNOVA RENEWABLES LIMITED | Bushbury GSP |  | 0 | 480 | 480 | 2028-10-30 | Scoping | Direct Connection | NGET | Energy Storage System;PV Array (Photo Voltaic/solar) | a0l4L0000005iRTQAY | PRO-001907
Bustleholme | PIVOTED POWER LLP | Bustleholm GSP |  | 57 | 0 | 57 |  | Built | Direct Connection | NGET | Energy Storage System | a0l4L0000005iZiQAI | PRO-001039
Bute Hydrogen Project 1 | Bute Hydrogen Project 1 Limited | Keadby GSP |  | 0 | 4800 | 4800 | 2035-10-31 | Scoping | Direct Connection | NGET | CCGT (Combined Cycle Gas Turbine) | a0l8e000001HpdKAAS | PRO-004124
Bute Hydrogen Project 2 | Bute Hydrogen Project 2 Limited | Creyke Beck 400kV Substation |  | 0 | 3600 | 3600 | 2035-10-31 | Scoping | Direct Connection | NGET | CCGT (Combined Cycle Gas Turbine);Demand;Energy Storage System | a0l8e000001HpdPAAS | PRO-004125
Bute Hydrogen Project 3 | BUTE HYDROGEN PROJECT 3 LIMITED | Grimsby West 400kV Substation |  | 0 | 3600 | 3600 | 2035-10-31 | Scoping | Direct Connection | NGET | CCGT (Combined Cycle Gas Turbine);Demand;Energy Storage System | a0l8e000001HpdUAAS | PRO-004126
Bute Hydrogen Project 4 | BUTE HYDROGEN PROJECT 4 LIMITED | Norton 400kV Substation |  | 0 | 2400 | 2400 | 2035-10-31 | Scoping | Direct Connection | NGET | CCGT (Combined Cycle Gas Turbine);Demand;Energy Storage System | a0l8e000001HpdZAAS | PRO-004127
Bute Hydrogen Project 5 | BUTE HYDROGEN PROJECT 5 LIMITED | Lackenby 400kV Substation |  | 0 | 3600 | 3600 | 2035-10-31 | Scoping | Direct Connection | NGET | CCGT (Combined Cycle Gas Turbine);Demand;Energy Storage System | a0l8e000001HpdeAAC | PRO-004128
Bute Hydrogen Project 6 | Bute Hydrogen Project 6 Limited | Connah's Quay 400kV Substation |  | 0 | 3600 | 3600 | 2037-10-31 | Scoping | Direct Connection | NGET | CCGT (Combined Cycle Gas Turbine) | a0l8e000001HpdjAAC | PRO-004129
Butlers Energy Project | IG RENEWABLES SPV 1 LTD | Butlers Wood 400kV Substation |  | 0 | 480 | 480 | 2034-10-31 | Scoping | Direct Connection | NGET | Energy Storage System;PV Array (Photo Voltaic/solar) | a0l8e000000f64WAAQ | PRO-003946
Butlers Wood Green Energy Centre | INNOVA RENEWABLES LIMITED | Butlers Wood 400kV Substation |  | 0 | 1025 | 1025 | 2031-10-30 | Awaiting Consents | Direct Connection | NGET | Energy Storage System;PV Array (Photo Voltaic/solar) | a0l4L0000005ixpQAA | PRO-002416
Butlers Wood PV & BESS Station | IB VOGT UK LTD | South Anglia Connection Node B 400kV Substation |  | 0 | 240 | 240 | 2034-10-31 | Scoping | Direct Connection | NGET | Energy Storage System;PV Array (Photo Voltaic/solar) | a0l8e0000012grtAAA | PRO-004467
Butt Lane - Grimsby BESS | Bluestone Energy Ltd | Grimsby West GSP |  | 0 | 240 | 240 | 2035-10-30 | Scoping | Embedded | NGET | Energy Storage System | a0l8e0000012gtuAAA | PRO-004491
Caegarw Farm | Downing Renewable Developments LLP | Pyle 275kV Substation |  | 0 | 350 | 350 | 2037-05-10 | Scoping | Direct Connection | NGET | Energy Storage System;PV Array (Photo Voltaic/solar) | a0l8e0000010wRwAAI | PRO-002605
Cairn Duhie Wind Farm | Renewable Energy Systems Limited | Berry Burn GSP |  | 0 | 67.2 | 67.2 | 2027-10-31 | Scoping | Embedded | SHET | Wind Onshore | a0l4L0000005iU6QAI | PRO-001743
Cairnborrow Wind Energy Hub | BPUWL 29 LIMITED | Cairnford GSP |  | 0 | 43.2 | 43.2 | 2031-10-31 | Scoping | Embedded | SHET | Energy Storage System;Wind Onshore | a0l8e0000012eoKAAQ | PRO-004377
Cairnmore Hill Wind Farm | Renewable Energy Systems Limited | Thurso South GSP |  | 0 | 36 | 36 | 2028-05-31 | Awaiting Consents | Embedded | SHET | Wind Onshore | a0l4L0000005iRLQAY | PRO-001304
Calderdale Wind Farm 312MW | CALDERDALE WIND FARM LTD | Calderdale Wind Farm 275kV Substation |  | 0 | 312 | 312 | 2035-10-30 | Scoping | Direct Connection | NGET | Wind Onshore | a0l8e0000012kcnAAA | PRO-004714
Caldwell Road | TAGENERGY DEVELOPMENT UK LIMITED | Drakelow 400kV Substation |  | 0 | 249 | 249 | 2028-10-30 | Scoping | Direct Connection | NGET | Energy Storage System | a0l8e0000010wbKAAQ | PRO-002710
Caledonian Paper Mill (Meadowhead) | UPM-KYMMENE (UK) LIMITED | Meadowhead GSP |  | 20 | 0 | 20 |  | Built | Embedded | SPT | CCGT (Combined Cycle Gas Turbine) | a0l4L0000005iRGQAY | PRO-001308
Callisterhall Wind Farm | E Power Limited | Callisterhall 132kV |  | 0 | 45.5 | 45.5 | 2029-04-27 | Scoping | Direct Connection | SPT | Wind Onshore | a0l4L0000005iYxQAI | PRO-001965
Canterbury North | Canterbury North 10 Renewables Limited | East Kent Connection Node B 400kV Substation |  | 0 | 1000 | 1000 | 2030-10-31 | Scoping | Direct Connection | NGET | Energy Storage System;PV Array (Photo Voltaic/solar) | a0l8e000000TPRFAA4 | PRO-003414
Canterbury Tertiary | ENSO GREEN HOLDINGS LIMITED | Canterbury 400kV Substation | 1 | 0 | 49.9 | 49.9 | 2025-10-31 | Scoping | Direct Connection | NGET | Energy Storage System;PV Array (Photo Voltaic/solar) | a0l4L0000005iaTQAQ | PRO-001029-1
Canterbury Tertiary | ENSO GREEN HOLDINGS LIMITED | Canterbury 400kV Substation | 2 | 0 | 7.1 | 57 | 2026-09-30 | Scoping | Direct Connection | NGET | Energy Storage System;PV Array (Photo Voltaic/solar) | a0l4L0000005iaTQAQ | PRO-001029-2
Capenhurst | ENSO GREEN HOLDINGS LIMITED | Capenhurst 275kV Substation |  | 0 | 400 | 400 | 2033-09-30 | Scoping | Direct Connection | NGET | Energy Storage System;PV Array (Photo Voltaic/solar) | a0l4L0000005ioiQAA | PRO-000540
Capenhurst 275KV Substation | ZENOBE CAPENHURST LIMITED | Capenhurst 275kV Substation |  | 100 | 0 | 100 |  | Built | Direct Connection | NGET | Energy Storage System | a0l4L0000005iwGQAQ | PRO-001349
Capenhurst Tertiary | ENSO GREEN HOLDINGS LIMITED | Capenhurst 400kV Substation | 1 | 0 | 49.9 | 49.9 | 2025-10-31 | Scoping | Direct Connection | NGET | Energy Storage System;PV Array (Photo Voltaic/solar) | a0l4L0000005ikTQAQ | PRO-002162-1
Capenhurst Tertiary | ENSO GREEN HOLDINGS LIMITED | Capenhurst 400kV Substation | 2 | 0 | 7.1 | 57 | 2027-10-31 | Scoping | Direct Connection | NGET | Energy Storage System;PV Array (Photo Voltaic/solar) | a0l4L0000005ikTQAQ | PRO-002162-2
Capenhurst Tertiary Connection | HD888CAP LIMITED | Capenhurst 275kV Substation |  | 0 | 57 | 57 | 2023-10-31 | Consents Approved | Direct Connection | NGET | Energy Storage System | a0l4L0000005iaUQAQ | PRO-001028
Car Duibh Wind Farm | CAR DUIBH WIND FARM LIMITED | Car Duibh 275kV Substation |  | 0 | 99 | 99 | 2034-10-31 | Scoping | Direct Connection | SHET | Wind Onshore | a0l4L0000005iMQQAY | PRO-002342
Carberry BESS (was Smeaton BESS) | HARMONY ENERGY LIMITED | Dalkeith 400kV Substation |  | 0 | 200 | 200 | 2031-06-30 | Scoping | Direct Connection | SPT | Energy Storage System | a0l8e0000010xIgAAI | PRO-003053
Carbon Free 2030 | CARBON FREE 2030 ENERGY LIMITED | Grimsby West 400kV Substation |  | 0 | 500 | 500 | 2034-06-30 | Scoping | Direct Connection | NGET | Energy Storage System;PV Array (Photo Voltaic/solar) | a0l8e0000010x1NAAQ | PRO-003047
Carlisle Road | MERCIA POWER RESPONSE LIMITED | Pitsmoor GSP |  | 0 | 40 | 40 | 2033-10-31 | Scoping | Embedded | NGET | Energy Storage System | a0l8e000000ew2EAAQ | PRO-003642
Carn Fearna Wind Farm | STATKRAFT UK LTD | Carn Fearna Wind Farm 132/33kV Substation |  | 0 | 85 | 85 | 2030-06-30 | Scoping | Direct Connection | SHET | Wind Onshore | a0l4L0000005ivTQAQ | PRO-002231
Carnedd Wen Wind Farm | Npower Renewables Ltd | Mid Wales West 132kV Substation |  | 0 | 150 | 150 | 2026-04-01 | Scoping | Embedded | NGET | Wind Onshore | a0l4L0000005iVEQAY | PRO-000090
Carraig Gheal Wind Farm | GREENPOWER (CARRAIG GHEAL) LIMITED | Carraig Gheal 132/33kV Substation |  | 46 | 0 | 46 |  | Built | Direct Connection | SHET | Wind Onshore | a0l4L0000005inAQAQ | PRO-000091
Carrick Wind Farm | SCOTTISHPOWER RENEWABLES (UK) LIMITED | Carrick Wind Farm Substation |  | 0 | 84 | 84 | 2030-04-01 | Scoping | Direct Connection | SPT | Wind Onshore | a0l4L0000005iaWQAQ | PRO-001026
Carrington | PIVOTED POWER LLP | Carrington 275kV Substation |  | 0 | 57 | 57 | 2028-10-31 | Awaiting Consents | Direct Connection | NGET | Energy Storage System | a0l4L0000005iaXQAQ | PRO-001025
Carrington Lane BESS | Apatura Battery Ltd | Daines 400kV Substation |  | 0 | 1800 | 1800 | 2037-10-30 | Scoping | Direct Connection | NGET | Energy Storage System | a0l8e000000TPEeAAO | PRO-003215
Carrington Power Station | CARRINGTON POWER LIMITED | Carrington GSP (SP Manweb) |  | 910 | 0 | 910 |  | Built | Direct Connection | NGET | CCGT (Combined Cycle Gas Turbine) | a0l4L0000005ivuQAA | PRO-000092
Cashlie (Part of Killin Cascade Hydro Scheme) | SSE GENERATION LIMITED | Cashlie GSP |  | 11 | 0 | 11 |  | Built | Embedded | SHET | Hydro | a0l4L0000005iV6QAI | PRO-000069
Castlemilk 1 | Queequeg Renewables Ltd | Castlemilk 400kV Substation |  | 0 | 300 | 300 | 2036-10-31 | Scoping | Direct Connection | SPT | PV Array (Photo Voltaic/solar) | a0l8e000000f5XxAAI | PRO-003932
Catsfield | Battery Asset Management Limited | Ninfield 132kV/400kV |  | 0 | 240 | 240 | 2037-11-09 | Scoping | Embedded | NGET | Energy Storage System | a0l8e000001HpewAAC | PRO-004143
CDCL | UNIPER UK LIMITED | Cottam 400kV Substation |  | 445 | 0 | 445 |  | Built | Direct Connection | NGET | CCGT (Combined Cycle Gas Turbine) | a0l4L0000005inBQAQ | PRO-000093
Ceannacroc (part of the Moriston Cascade) | SSE GENERATION LIMITED | Ceannacroc GSP |  | 20 | 0 | 20 |  | Built | Embedded | SHET | Hydro | a0l4L0000005iV7QAI | PRO-000070
Ceislein Wind Farm | RWE RENEWABLES UK ONSHORE WIND LIMITED | Ceislien Wind Farm |  | 0 | 85.8 | 85.8 | 2031-10-31 | Scoping | Direct Connection | SHET | Wind Onshore | a0l8e000000TPK3AAO | PRO-003256
Cellarhead | ENSO GREEN HOLDINGS LIMITED | Cellarhead 400kV Substation |  | 0 | 400 | 400 | 2033-10-31 | Scoping | Direct Connection | NGET | Energy Storage System;PV Array (Photo Voltaic/solar) | a0l4L0000005ikWQAQ | PRO-002161
Cellarhead 400kV Energy Storage | C & S ENERGY LIMITED | Cellarhead 400kV Substation |  | 0 | 300 | 300 | 2026-06-30 | Awaiting Consents | Direct Connection | NGET | Energy Storage System | a0l4L0000005iemQAA | PRO-001685
Cellarhead Green Energy Centre | INNOVA RENEWABLES LIMITED | Cellarhead 400kV Substation |  | 0 | 400 | 400 | 2028-10-30 | Awaiting Consents | Direct Connection | NGET | Energy Storage System;PV Array (Photo Voltaic/solar) | a0l4L0000005ihjQAA | PRO-001758
Cellarhead Home Farm | ECODEV GROUP LTD | Cellarhead 132kV Substation |  | 0 | 280 | 280 | 2028-10-31 | Scoping | Embedded | NGET | Energy Storage System | a0l4L0000005iU7QAI | PRO-001715
Cellarhead PV & BESS Station | IB VOGT UK LTD | Manchester South Connection Node B 400kV Substation |  | 0 | 400 | 400 | 2037-10-30 | Scoping | Direct Connection | NGET | Energy Storage System;PV Array (Photo Voltaic/solar) | a0l8e000000TPHxAAO | PRO-003240
Celtic 2 Offshore Wind Farm | RWE RENEWABLES UK LIMITED | Alverdiscott 400kV Substation |  | 0 | 1000 | 1000 | 2031-10-31 | Scoping | Direct Connection | NGET | Wind Offshore | a0l4L0000005ia5QAA | PRO-002007
Celtic Offshore Wind Farm | RWE RENEWABLES UK LIMITED | Alverdiscott 400kV Substation |  | 0 | 400 | 400 | 2031-10-31 | Scoping | Direct Connection | NGET | Wind Offshore | a0l4L0000005ihkQAA | PRO-001760
Celtic Sea Offshore Wind Farm (ESB) | ESB ASSET DEVELOPMENT UK LIMITED | Alverdiscott 400kV Substation |  | 0 | 1000 | 1000 | 2031-10-31 | Scoping | Direct Connection | NGET | Wind Offshore | a0l4L0000005iurQAA | PRO-002219
CENOS | FLOTATION ENERGY LIMITED | Lackenby GSP |  | 0 | 1500 | 1500 | 2033-10-30 | Scoping | Direct Connection | NGET | Demand;Wind Offshore | a0l4L0000005iPEQAY | PRO-001847
Cerulean Winds INTOG 1 | CERULEAN WINDS LIMITED | Peterhead 400kV Substation |  | 0 | 600 | 600 | 2033-10-31 | Awaiting Consents | Direct Connection | SHET | Demand;Wind Offshore | a0l8e000001I31aAAC | PRO-004330
Chalmerston Windfarm | BROCKWELL ENERGY LIMITED | New Cumnock 275/132kV Substation |  | 0 | 75 | 75 | 2033-10-31 | Scoping | Direct Connection | SPT | Wind Onshore | a0l8e000001Ho2yAAC | PRO-004057
Chapel Farm Battery Storage Project | HARMONY CF LIMITED | Sundon GSP |  | 0 | 49.5 | 49.5 | 2023-02-15 | Consents Approved | Embedded | NGET | Energy Storage System | a0l4L0000005iUIQAY | PRO-001786
Chapel Rush Solar | RWE RENEWABLES UK SOLAR AND STORAGE LIMITED | Thornton 400kV Substation |  | 0 | 600 | 600 | 2035-10-30 | Scoping | Direct Connection | NGET | Energy Storage System;PV Array (Photo Voltaic/solar) | a0l8e0000012hpXAAQ | PRO-004538
Chapelcross Solar PV and Storage | EEB68 LIMITED | Chapelcross 132/33kV |  | 0 | 150.88 | 150.88 | 2027-10-29 | Scoping | Direct Connection | SPT | Energy Storage System;PV Array (Photo Voltaic/solar) | a0l4L0000005ib6QAA | PRO-002031
Chatterley | CONRAD (CHATTERLEY) LIMITED | Cellarhead 132kV Substation |  | 20 | 0 | 20 |  | Built | Embedded | NGET | Gas Reciprocating | a0l4L0000005iSPQAY | PRO-000915
Cheshire | RWE GENERATION UK PLC | Capenhurst (Ince) 132kV |  | 90 | 0 | 90 |  | Built | Embedded | NGET | OCGT (Open Cycle Gas Turbine) | a0l4L0000005iRCQAY | PRO-001312
Chessington Estate | Bluestone Energy Ltd | Chessington 275kV Substation |  | 0 | 240 | 240 | 2037-11-16 | Scoping | Embedded | NGET | Energy Storage System | a0l8e0000012gZ9AAI | PRO-004420
Chesterfield | SSE RENEWABLES SOLAR & BATTERY HOLDINGS LIMITED | Chesterfield 400kV Substation (Not yet constructed) |  | 0 | 600 | 600 | 2032-10-30 | Scoping | Direct Connection | NGET | Energy Storage System;PV Array (Photo Voltaic/solar) | a0l8e000000f4iJAAQ | PRO-003861
Chesters | Queequeg Renewables Ltd | Teviot 400/132kV Substation |  | 0 | 80 | 80 | 2033-10-29 | Scoping | Direct Connection | SPT | Energy Storage System;Wind Onshore | a0lJ9000000blKlIAI | PRO-004805
Chickerell | ENSO GREEN HOLDINGS LIMITED | Chickerell 400kV Substation | 1 | 0 | 200 | 200 | 2036-12-06 | Awaiting Consents | Direct Connection | NGET | Energy Storage System;PV Array (Photo Voltaic/solar) | a0l4L0000005ikqQAA | PRO-002186-1
Chickerell | ENSO GREEN HOLDINGS LIMITED | Chickerell 400kV Substation | 2 | 0 | 100 | 300 | 2037-10-31 | Awaiting Consents | Direct Connection | NGET | Energy Storage System;PV Array (Photo Voltaic/solar) | a0l4L0000005ikqQAA | PRO-002186-2
Chickerell | ENSO GREEN HOLDINGS LIMITED | Chickerell 400kV Substation | 3 | 0 | 100 | 400 | 2038-10-31 | Awaiting Consents | Direct Connection | NGET | Energy Storage System;PV Array (Photo Voltaic/solar) | a0l4L0000005ikqQAA | PRO-002186-3
Chickerell | SSE GENERATION LIMITED | Chickerell 400kV Substation |  | 47 | 0 | 47 |  | Built | Embedded | NGET | CHP (Combined Heat and Power) | a0l4L0000005iQ1QAI | PRO-001279
Chickerell Solar PV & BESS | CHICKERELL SOLAR LIMITED | Chickerell 400kV Substation |  | 0 | 400 | 400 | 2027-10-01 | Awaiting Consents | Direct Connection | NGET | Energy Storage System;PV Array (Photo Voltaic/solar) | a0l4L0000005iw2QAA | PRO-001598
Chirmorie Wind Farm | CHIRMORIE WIND FARM LIMITED | Chirmorie 132/33kV Substation |  | 0 | 80 | 80 | 2026-04-30 | Consents Approved | Direct Connection | SPT | Wind Onshore | a0l4L0000005inCQAQ | PRO-000094
Chleansaid Wind Farm | ESB ASSET DEVELOPMENT UK LIMITED | Chleansaid Wind Farm 132kV Substation |  | 0 | 96 | 96 | 2027-07-31 | Scoping | Direct Connection | SHET | Wind Onshore | a0l4L0000005iY6QAI | PRO-001608
Cilfynydd | ENSO GREEN HOLDINGS LIMITED | Cilfynydd 400kV Substation |  | 0 | 400 | 400 | 2030-10-31 | Awaiting Consents | Direct Connection | NGET | Energy Storage System;PV Array (Photo Voltaic/solar);Wind Onshore | a0l4L0000005idlQAA | PRO-002088
Cilfynydd 2 | REWE 8 LIMITED | Cilfynydd 400kV Substation |  | 0 | 240 | 240 | 2037-10-15 | Scoping | Direct Connection | NGET | Energy Storage System | a0l8e000000f6A1AAI | PRO-003962
Cilfynydd BESS | Cilfynydd BESS Limited | Cilfynydd 400kV Substation |  | 0 | 349.9 | 349.9 | 2037-10-15 | Scoping | Direct Connection | NGET | Energy Storage System | a0l8e0000010wfHAAQ | PRO-002756
Cilfynydd Green Energy Centre | CILFYNYDD GREEN ENERGY LIMITED | Cilfynydd 400kV Substation | 1 | 0 | 400 | 400 | 2028-10-30 | Awaiting Consents | Direct Connection | NGET | Energy Storage System;PV Array (Photo Voltaic/solar) | a0l4L0000005idMQAQ | PRO-001663-1
Cilfynydd Green Energy Centre | CILFYNYDD GREEN ENERGY LIMITED | Cilfynydd 400kV Substation | 2 | 0 | 625 | 1025 | 2033-10-31 | Awaiting Consents | Direct Connection | NGET | Energy Storage System;PV Array (Photo Voltaic/solar) | a0l4L0000005idMQAQ | PRO-001663-2
Cilfynydd Grid Stability Services | CILFYNYDD GRID SERVICES LIMITED | Cilfynydd 400kV Substation |  | 0 | 0 | 0 | 2025-07-31 | Consents Approved | Direct Connection | NGET | Reactive Compensation | a0l4L000002yQWWQA2 | PRO-002540
Clash Gour | EDF ENERGY RENEWABLES LIMITED | Clash Gour Wind Farm 132kV Substation |  | 0 | 210 | 210 | 2027-10-30 | Awaiting Consents | Direct Connection | SHET | Energy Storage System;Wind Onshore | a0l4L0000005iaaQAA | PRO-001022
Clashindarroch | CLASHINDARROCH WIND FARM LIMITED | Clashindarroch Substation |  | 37 | 0 | 37 |  | Built | Embedded | SHET | Wind Onshore | a0l4L0000005iV0QAI | PRO-000040
Clashindarroch 2 | VATTENFALL WIND POWER LTD | Cairnford GSP |  | 0 | 77 | 77 | 2026-08-31 | Scoping | Embedded | SHET | Energy Storage System;Wind Onshore | a0l4L0000005iV1QAI | PRO-000041
Clashindarroch Windfarm Extension | CLASHINDARROCH WINDFARM EXTENSION LIMITED | Clashindarroch Windfarm Extension 132kV Substation |  | 0 | 145.2 | 145.2 | 2033-10-31 | Scoping | Direct Connection | SHET | Wind Onshore | a0l8e0000012kkvAAA | PRO-004769
Clauchrie Windfarm | SCOTTISHPOWER RENEWABLES (UK) LIMITED | Clauchrie 132kV Substation |  | 0 | 108 | 108 | 2027-10-31 | Scoping | Direct Connection | SPT | Energy Storage System;Wind Onshore | a0l4L0000005iabQAA | PRO-001021
Clay Tye Farm Phase 1 | HARMONY CTF LIMITED | Warley 132kV Substation |  | 0 | 49.5 | 49.5 | 2023-03-07 | Under Construction/Commissioning | Embedded | NGET | Energy Storage System | a0l4L0000005iPNQAY | PRO-001857
Clay Tye Farm Phase 2 | Harmony CTF 2 Limited | Warley 132kV Substation |  | 0 | 49.5 | 49.5 | 2023-03-07 | Under Construction/Commissioning | Embedded | NGET | Energy Storage System | a0l4L0000005iPKQAY | PRO-001854
Claydon Solar B (A033) | RWE RENEWABLES UK SOLAR AND STORAGE LIMITED | Port Ham GSP |  | 0 | 45 | 45 | 2025-04-11 | Scoping | Embedded | NGET | Energy Storage System;PV Array (Photo Voltaic/solar) | a0l8e0000012kk7AAA | PRO-004759
Clayhill Farm | ARL O09 LIMITED | Sundon GSP |  | 40 | 0 | 40 |  | Built | Embedded | NGET | Energy Storage System | a0l4L0000005iQAQAY | PRO-001270
Clean Planet Solar | Clean Planet Solar Farm Limited | Frodsham 400kV Substation |  | 0 | 500 | 500 | 2037-11-01 | Scoping | Direct Connection | NGET | Energy Storage System;PV Array (Photo Voltaic/solar);Reactive Compensation | a0l8e0000011yXgAAI | PRO-003519
Cleve Hill Solar Park | CLEVE HILL SOLAR PARK LIMITED | Cleve Hill 400kV Substation |  | 0 | 350 | 350 | 2024-03-22 | Under Construction/Commissioning | Direct Connection | NGET | Energy Storage System;PV Array (Photo Voltaic/solar) | a0l4L0000005iwHQAQ | PRO-001097
Cleveden Road BESS | Vital Energi Solutions Limited | Killermont 132/33kV |  | 0 | 43 | 43 | 2031-06-30 | Scoping | Embedded | SPT | Energy Storage System | a0l8e000000TPArAAO | PRO-003174
Cliff Hill Energy Farm | Renewable Energy Systems Limited | Navenby 400kV Substation |  | 0 | 800 | 800 | 2034-10-30 | Scoping | Direct Connection | NGET | Energy Storage System;PV Array (Photo Voltaic/solar) | a0l8e000000f4xRAAQ | PRO-003896
Clifton Lane BESS | RENEWABLES NORTH WEST LTD | Frodsham 132kV |  | 0 | 150 | 150 | 2037-10-31 | Scoping | Embedded | NGET | Energy Storage System | a0l8e000000f4P3AAI | PRO-003842
Cloich Forest Wind Farm | EDF ENERGY RENEWABLES LIMITED | Cloiche 132kV Substation |  | 0 | 67.2 | 67.2 | 2029-07-31 | Scoping | Direct Connection | SHET | Wind Onshore | a0l4L0000005iZoQAI | PRO-001387
Cloiche Wind Farm | SSE GENERATION LIMITED | Cloiche 132kV Substation |  | 0 | 200 | 200 | 2027-07-31 | Scoping | Direct Connection | SHET | Wind Onshore | a0l4L0000005ilxQAA | PRO-000425
Cloud Hill Windfarm | Cloud Hill Windfarm Limited | Cloud Hill Wind Farm 132kV Substation |  | 0 | 50 | 50 | 2028-09-30 | Awaiting Consents | Direct Connection | SPT | Wind Onshore | a0l4L0000005iYOQAY | PRO-001938
Cloverhill Farm BESS | Apatura Battery Ltd | Ayr 275/33kV |  | 0 | 200 | 200 | 2030-10-31 | Scoping | Direct Connection | SPT | Energy Storage System | a0l8e000000TPRtAAO | PRO-003421
Clune Wind Farm | Renewable Energy Systems Limited | Clune 132/33 kV Substation |  | 0 | 150 | 150 | 2030-04-30 | Scoping | Direct Connection | SHET | Wind Onshore | a0l8e0000012j2rAAA | PRO-004620
Clunie (part of the Clunie Cascade) | SSE GENERATION LIMITED | Clunie GSP |  | 61.2 | 0 | 61.2 |  | Built | Direct Connection | SHET | Hydro | a0l4L0000005imgQAA | PRO-000072
Clyde North | CLYDE WINDFARM (SCOTLAND) LIMITED | Clyde North 275/33kV |  | 374.5 | 0 | 374.5 |  | Built | Direct Connection | SPT | Wind Onshore | a0l4L0000005inDQAQ | PRO-000095
Clyde South | CLYDE WINDFARM (SCOTLAND) LIMITED | Clyde South 275/33kV |  | 128.8 | 0 | 128.8 |  | Built | Direct Connection | SPT | Wind Onshore | a0l4L0000005inEQAQ | PRO-000096
Cnoc Buidhe Wind Farm | CNOC BUIDHE WIND ENERGY HUB LIMITED | Cnoc Buidhe 132kV/33kV Substation | 1 | 0 | 150 | 150 | 2029-04-30 | Scoping | Direct Connection | SHET | Energy Storage System;Wind Onshore | a0l4L0000005idTQAQ | PRO-001672-1
Cnoc Buidhe Wind Farm | CNOC BUIDHE WIND ENERGY HUB LIMITED | Cnoc Buidhe 132kV/33kV Substation | 2 | 0 | 70 | 220 | 2034-10-31 | Scoping | Direct Connection | SHET | Energy Storage System;Wind Onshore | a0l4L0000005idTQAQ | PRO-001672-2
Cockenzie BESS | CANUSIA LTD | Cockenzie 400/132kV |  | 0 | 102 | 102 | 2026-07-31 | Scoping | Direct Connection | SPT | Energy Storage System | a0l8e000001Hrm5AAC | PRO-004217
Coddington | STARLIGHT ENERGY UK LIMITED | Eaton Socon 400kV Substation |  | 0 | 240 | 240 | 2034-10-30 | Scoping | Direct Connection | NGET | Energy Storage System | a0l8e000000ey6vAAA | PRO-003750
CODDINGTON BESS | SHAW-ENERGI LTD | Coddington 400kV Substation |  | 0 | 300 | 300 | 2034-10-31 | Scoping | Direct Connection | NGET | Energy Storage System | a0l8e000000ewXhAAI | PRO-003666
Codham Hall BESS | Pulse Clean Energy Limited | Warley 400kV Substation |  | 0 | 249 | 249 | 2037-10-31 | Scoping | Direct Connection | NGET | Energy Storage System | a0l8e000000f6JAAAY | PRO-003972
Cogle Moss Wind Farm | COGLE MOSS RENEWABLES LLP | Mybster 2 132/33kV Substation |  | 0 | 36 | 36 | 2025-08-31 | Consents Approved | Embedded | SHET | Wind Onshore | a0l4L0000005iWrQAI | PRO-000973
Coire Glas Pumped Storage | COIRE GLAS HYDRO PUMPED STORAGE LIMITED | Coire Glas GSP | 1 | 0 | 612 | 612 | 2029-10-31 | Consents Approved | Direct Connection | SHET | Pump Storage | a0l4L0000005imhQAA | PRO-000073-1
Coire Glas Pumped Storage | COIRE GLAS HYDRO PUMPED STORAGE LIMITED | Coire Glas GSP | 2 | 0 | 684 | 1296 | 2029-10-31 | Scoping | Direct Connection | SHET | Pump Storage | a0l4L0000005imhQAA | PRO-000073-2
Coire Na Cloiche | COIRE NA CLOICHE WINDFARM LLP | Alness GSP |  | 30 | 0 | 30 |  | Built | Embedded | SHET | Wind Onshore | a0l4L0000005iVFQAY | PRO-000099
Cold Norton | BSR APPLICATIONS LIMITED | South Anglia Connection Node C 400kV Substation |  | 0 | 1250 | 1250 | 2036-10-31 | Scoping | Direct Connection | NGET | Energy Storage System;PV Array (Photo Voltaic/solar);Wind Onshore | a0l8e0000011yYUAAY | PRO-003528
Coldstream BESS | IGP ENERGY STORAGE 4 LIMITED | Eccles 400/132kV |  | 0 | 50 | 50 | 2030-10-31 | Scoping | Direct Connection | SPT | Energy Storage System | a0l8e0000011zGTAAY | PRO-003572
Conexus North BESS Facility | Pulse Clean Energy Limited | Coalburn 400kV Substation |  | 0 | 200 | 200 | 2031-10-31 | Scoping | Direct Connection | SPT | Energy Storage System | a0l8e0000011xUTAAY | PRO-003460
Connahs Quay | UNIPER UK LIMITED | Connah's Quay 400kV Substation |  | 1380 | 0 | 1380 |  | Built | Direct Connection | NGET | CCGT (Combined Cycle Gas Turbine) | a0l4L0000005imCQAQ | PRO-000058
Conrad (Basingstoke) Limited | CONRAD (BASINGSTOKE) LIMITED | Bramley GSP |  | 20 | 0 | 20 |  | Built | Embedded | NGET | Energy Storage System | a0l8e0000012etVAAQ | PRO-004384
Conrad (Swindon) Limited | CONRAD (SWINDON) LIMITED | Minety GSP |  | 19 | 0 | 19 |  | Built | Embedded | NGET | Energy Storage System | a0l8e0000012etfAAA | PRO-004385
Conrad (Torquay) Limited | CONRAD (TORQUAY) LIMITED | Abham GSP |  | 22 | 0 | 22 |  | Built | Embedded | NGET | Energy Storage System | a0l8e0000012euEAAQ | PRO-004386
Conrad (Winchester) Limited | CONRAD (WINCHESTER) LIMITED | Nursling GSP |  | 19 | 0 | 19 |  | Built | Embedded | NGET | Energy Storage System;Gas Reciprocating | a0l8e000000f8AeAAI | PRO-004022
CONTEGO Battery Storage Project | Harmony CS Ltd | Bolney 132kV Substation |  | 35.8 | 0 | 35.8 |  | Built | Embedded | NGET | Energy Storage System | a0l4L0000005iUNQAY | PRO-001591
Contullich BESS | Renewable Energy Systems Limited | Alness 2 275/33 kV GSP Substation |  | 0 | 45 | 45 | 2030-10-31 | Scoping | Embedded | SHET | Energy Storage System | a0l8e000001HxmMAAS | PRO-004300
Copper Nose BESS | Copper Nose Energy Ltd | Fawley 132kV Substation |  | 0 | 150 | 150 | 2036-10-24 | Scoping | Direct Connection | NGET | Energy Storage System | a0l4L0000005iyCQAQ | PRO-002356
Corby | CORBY POWER LIMITED | Corby 132kV Substation |  | 401 | 0 | 401 |  | Built | Embedded | NGET | CCGT (Combined Cycle Gas Turbine) | a0l4L0000005iVGQAY | PRO-000100
Cormoran Offshore Wind Farm | South West Wind Holdco Limited | Alverdiscott 400kV Substation |  | 0 | 1008 | 1008 | 2036-12-06 | Scoping | Direct Connection | NGET | Wind Offshore | a0l4L0000005iyQQAQ | PRO-002390
Cornharrow Wind Farm | ENERGYFARM UK CORNHARROW LLP | Quantans Hill 132kV |  | 0 | 50 | 50 | 2027-10-31 | Scoping | Direct Connection | SPT | Wind Onshore | a0l4L0000005if2QAA | PRO-001741
Cornwall Energy Park | GREEN ENERGY MAB LTD | Tideford 400kV Substation |  | 0 | 500 | 500 | 2036-12-06 | Scoping | Direct Connection | NGET | Energy Storage System;PV Array (Photo Voltaic/solar) | a0l4L0000005iyVQAQ | PRO-002379
Corriegarth | CORRIEGARTH WIND ENERGY LIMITED | Corriegarth 132/33kV substation |  | 69 | 0 | 69 |  | Built | Direct Connection | SHET | Wind Onshore | a0l4L0000005inHQAQ | PRO-000101
Corriegarth 2 Wind Farm | CORRIEGARTH 2 WIND FARM LIMITED | Corriegarth 132/33kV substation |  | 0 | 70 | 70 | 2026-07-31 | Scoping | Direct Connection | SHET | Wind Onshore | a0l4L0000005imGQAQ | PRO-000420
Corriemoillie BESS | Virmati Energy Ltd | Corriemoillie 132kV Substation |  | 0 | 200 | 200 | 2029-09-30 | Scoping | Direct Connection | SHET | Energy Storage System | a0l8e000000f6u6AAA | PRO-003992
Corriemoillie Wind Farm | ROWAN ONSHORE WINDFARMS LIMITED | Corriemoillie 132/33kV Substation |  | 47.5 | 0 | 47.5 |  | Built | Direct Connection | SHET | Wind Onshore | a0l4L0000005inIQAQ | PRO-000102
Corshellach Battery Energy Storage System | Renewable Energy Systems Limited | Berry Burn GSP |  | 0 | 49.9 | 49.9 | 2027-10-31 | Scoping | Embedded | SHET | Energy Storage System | a0l4L0000005iXzQAI | PRO-002328
Coryton | Coryton 10 Renewables Limited | Coryton South 400kV Substation |  | 0 | 1000 | 1000 | 2034-10-31 | Scoping | Direct Connection | NGET | Demand;PV Array (Photo Voltaic/solar) | a0l8e000000TPQlAAO | PRO-003407
Coryton | CORYTON ENERGY COMPANY, LTD. | Coryton South 400kV Substation |  | 800 | 0 | 800 |  | Built | Direct Connection | NGET | CCGT (Combined Cycle Gas Turbine) | a0l4L0000005inJQAQ | PRO-000103
Costa Head Wind Farm | COSTA HEAD WIND FARM LIMITED | Costa Head 132/33kV Substation |  | 0 | 20.4 | 20.4 | 2028-10-30 | Consents Approved | Direct Connection | SHET | Wind Onshore | a0l4L0000005inKQAQ | PRO-000104
Cottam | GATE BURTON ENERGY PARK LIMITED | Cottam 400kV Substation | 1 | 0 | 250 | 250 | 2029-10-31 | Consents Approved | Direct Connection | NGET | Energy Storage System;PV Array (Photo Voltaic/solar) | a0l4L0000005ielQAA | PRO-001502-1
Cottam | GATE BURTON ENERGY PARK LIMITED | Cottam 400kV Substation | 2 | 0 | 250 | 500 | 2030-07-30 | Consents Approved | Direct Connection | NGET | Energy Storage System;PV Array (Photo Voltaic/solar) | a0l4L0000005ielQAA | PRO-001502-2
Cottam PV & BESS Sub | O&G Solar (SPV 44) Limited | Cottam 400kV Substation |  | 0 | 500 | 500 | 2033-10-31 | Scoping | Direct Connection | NGET | Energy Storage System;PV Array (Photo Voltaic/solar) | a0l4L000002yQWpQAM | PRO-002543
Cottam Solar PV + BESS | COTTAM SOLAR PROJECT LIMITED | Cottam 400kV Substation |  | 0 | 600 | 600 | 2029-09-01 | Consents Approved | Direct Connection | NGET | Energy Storage System;PV Array (Photo Voltaic/solar) | a0l4L0000005iz0QAA | PRO-001401
Cottam-Ryhall Solar & BESS | TYLER HILL RENEWABLES LIMITED | Trent Valley South Connection Node B 400kV Substation. |  | 0 | 400 | 400 | 2034-10-31 | Scoping | Direct Connection | NGET | Energy Storage System;PV Array (Photo Voltaic/solar) | a0l8e000001HozEAAS | PRO-004100
Cottered | SSE COTTERED SOLAR LIMITED | Cottered 400kV Substation |  | 0 | 600 | 600 | 2030-10-30 | Scoping | Direct Connection | NGET | Energy Storage System;PV Array (Photo Voltaic/solar) | a0l4L0000005ivhQAA | PRO-002173
Coupar Angus Battery | COUPAR LIMITED | Coupar Angus GSP |  | 0 | 40 | 40 | 2022-02-21 | Consents Approved | Embedded | SHET | Energy Storage System | a0l4L0000005iPxQAI | PRO-000905
Coupar Solar Farm | COUPAR TWO LIMITED | Coupar Angus GSP |  | 0 | 49.9 | 49.9 | 2025-10-31 | Scoping | Embedded | SHET | PV Array (Photo Voltaic/solar) | a0l4L0000005iPSQAY | PRO-001862
Cour Wind Farm | COUR WIND FARM (SCOTLAND ) LIMITED | Crossaig 132kV Substation |  | 20.5 | 0 | 20.5 |  | Built | Direct Connection | SHET | Wind Onshore | a0l4L0000005infQAA | PRO-000106
Coventry | PIVOTED POWER LLP | Coventry 275kV Substation |  | 49.9 | 0 | 49.9 |  | Built | Direct Connection | NGET | Energy Storage System | a0l4L0000005iadQAA | PRO-001005
Cowes | RWE GENERATION UK PLC | Fawley 400kV Substation |  | 140 | 0 | 140 |  | Built | Embedded | NGET | OCGT (Open Cycle Gas Turbine) | a0l4L0000005iVHQAY | PRO-000107
Cowley | PIVOTED POWER LLP | Cowley 400kV Substation |  | 49.9 | 0 | 49.9 |  | Built | Direct Connection | NGET | Energy Storage System | a0l4L0000005ibMQAQ | PRO-001015
Cowley (Tertiary) | COWLEY BALDON GREEN LIMITED | Cowley 400kV Substation |  | 0 | 57 | 57 | 2025-07-01 | Scoping | Direct Connection | NGET | Energy Storage System;PV Array (Photo Voltaic/solar) | a0l4L0000005ixTQAQ | PRO-000407
Cowley Energy Storage | BW ESS DEVELOPMENT UK LIMITED | Cowley 400kV Substation |  | 0 | 200 | 200 | 2028-10-25 | Scoping | Direct Connection | NGET | Energy Storage System | a0l4L0000005ic8QAA | PRO-002066
Cowley Farm | COWLEY 2 RENEWABLES LTD | Cowley 400kV Substation |  | 0 | 200 | 200 | 2038-10-01 | Scoping | Direct Connection | NGET | Energy Storage System;PV Array (Photo Voltaic/solar) | a0l8e0000010wYTAAY | PRO-002677
Cowley Farm 2 | COWLEY 7 RENEWABLES LTD | Cowley 400kV Substation |  | 0 | 700 | 700 | 2038-11-30 | Scoping | Direct Connection | NGET | Energy Storage System;PV Array (Photo Voltaic/solar) | a0l8e0000010wdpAAA | PRO-002738
Coylton 275kV Greener Grid Park | COYLTON ENERGY LIMITED | Coylton 275/33kV Substation |  | 0 | 150 | 150 | 2025-05-30 | Scoping | Direct Connection | SPT | Energy Storage System | a0l4L0000005ihQQAQ | PRO-001551
Coylton Farm | NEW ENERGY PARTNERSHIP LIMITED | Coylton 275/33kV Substation |  | 0 | 300 | 300 | 2037-10-31 | Awaiting Consents | Direct Connection | SPT | Energy Storage System | a0l8e000001HwvEAAS | PRO-004230
Craig II Wind Farm | CRAIG WIND FARM LIMITED | Chapelcross 132/33kV |  | 4.7 | 0 | 4.7 |  | Built | Embedded | SPT | Wind Onshore | a0l4L0000005iVIQAY | PRO-000108
Craig Moss Farm | QAIR RENEWABLES UK LIMITED | Craig Moss Farm 132kV Substation |  | 0 | 300 | 300 | 2036-10-31 | Scoping | Direct Connection | SPT | Energy Storage System;PV Array (Photo Voltaic/solar) | a0l8e0000011y2hAAA | PRO-003498
Craig Nab Wind Energy Hub | Craig Nab Wind Energy Hub Limited | Glenluce 132/33kV Substation |  | 0 | 36 | 36 | 2028-06-30 | Scoping | Embedded | SPT | Energy Storage System;Wind Onshore | a0l4L0000005iUeQAI | PRO-002450
Craig Watch Wind Farm | Craig Watch Wind Farm Limited | Craig Watch Substation |  | 0 | 72.6 | 72.6 | 2029-06-30 | Scoping | Direct Connection | SHET | Wind Onshore | a0l4L0000005iyhQAA | PRO-001877
Craigend | Renewable Energy Systems Limited | Arbroath GSP |  | 0 | 49.9 | 49.9 | 2032-06-30 | Scoping | Embedded | SHET | PV Array (Photo Voltaic/solar) | a0l8e0000010wNzAAI | PRO-002567
Craiginmoddie Wind Farm | ENERGYFARM UK CRAIGINMODDIE LLP | Maybole 132/33kV |  | 0 | 92.4 | 92.4 | 2031-09-30 | Scoping | Direct Connection | SPT | Wind Onshore | a0l8e000000f41xAAA | PRO-003829
Crakaig Wind Energy Hub | CRAKAIG WIND ENERGY HUB LIMITED | Brora GSP |  | 0 | 60 | 60 | 2034-10-31 | Scoping | Embedded | SHET | Energy Storage System;Wind Onshore | a0l8e000000exYDAAY | PRO-003734
Cranwell Solar & BESS Farm | TRIO POWER LIMITED | Navenby 400kV Substation |  | 0 | 300 | 300 | 2034-10-30 | Scoping | Direct Connection | NGET | Energy Storage System;PV Array (Photo Voltaic/solar) | a0lJ9000000blnVIAQ | PRO-004952
Crathorne Estate BESS and Solar Farm | Exagen Development Limited | Lackenby 400kV Substation |  | 0 | 600 | 600 | 2035-10-30 | Scoping | Direct Connection | NGET | Energy Storage System;PV Array (Photo Voltaic/solar) | a0l8e000000f427AAA | PRO-003831
Creachan Wind Farm | RWE RENEWABLES UK ONSHORE WIND LIMITED | Creachan Wind Farm 132/33kV Substation |  | 0 | 79.2 | 79.2 | 2030-10-31 | Scoping | Direct Connection | SHET | Wind Onshore | a0l8e000000f4yFAAQ | PRO-003906
Creag Riabhach Wind Farm | CREAG RIABHACH WIND FARM LTD | Creag Riabhach 132/33kV Substation | 1 | 92.4 | 0 | 92.4 |  | Built | Direct Connection | SHET | Wind Onshore | a0l4L0000005ingQAA | PRO-000109-1
Creag Riabhach Wind Farm | CREAG RIABHACH WIND FARM LTD | Creag Riabhach 132/33kV Substation | 2 | 0 | 12.6 | 105 | 2027-07-31 | Consents Approved | Direct Connection | SHET | Wind Onshore | a0l4L0000005ingQAA | PRO-000109-2
CREYKE BECK | CLEAN AIR RENEWABLES LIMITED | Creyke Beck 400kV Substation |  | 0 | 500 | 500 | 2033-05-31 | Scoping | Direct Connection | NGET | Energy Storage System;PV Array (Photo Voltaic/solar) | a0l4L0000005iZ2QAI | PRO-001972
Creyke Beck Battery 2 | CBB SPV LIMITED | Creyke Beck 400kV Substation |  | 0 | 28.5 | 28.5 | 2028-06-30 | Consents Approved | Direct Connection | NGET | Energy Storage System | a0l8e000001Ho7SAAS | PRO-004060
Creyke Beck PV & BESS Sub | BEFERLEAH ENERGY PARK LIMITED | Creyke Beck 400kV Substation |  | 0 | 249.9 | 249.9 | 2035-05-30 | Scoping | Direct Connection | NGET | Energy Storage System;PV Array (Photo Voltaic/solar) | a0l8e0000010wY4AAI | PRO-002672
Creyke Beck Solar Farm | JBM SOLAR PROJECTS 33 LIMITED | Creyke Beck GSP |  | 0 | 320 | 320 | 2033-05-31 | Scoping | Embedded | NGET | PV Array (Photo Voltaic/solar) | a0l4L0000005iTnQAI | PRO-002062
Crossdykes | CROSSDYKES WF LIMITED | Crossdykes 33kV |  | 46 | 0 | 46 |  | Built | Direct Connection | SPT | Wind Onshore | a0l4L0000005injQAA | PRO-000112
Cruach Bhreac Wind Farm | STATKRAFT UK LTD | Craig Murrail GSP |  | 0 | 100.8 | 100.8 | 2034-10-31 | Scoping | Direct Connection | SHET | Wind Onshore | a0l8e000000f4w9AAA | PRO-003879
Cruachan | DRAX PUMPED STORAGE LIMITED | Cruachan 275kV Substation | 1 | 440 | 0 | 440 |  | Built | Direct Connection | SPT | Pump Storage | a0l4L0000005inkQAA | PRO-000113-1
Cruachan | DRAX PUMPED STORAGE LIMITED | Cruachan 275kV Substation | 2 | 0 | 40 | 480 | 2027-06-01 | Scoping | Direct Connection | SPT | Pump Storage | a0l4L0000005inkQAA | PRO-000113-2
Cruachan Expansion | Drax Cruachan Expansion Limited | Cruachan 275kV Substation |  | 0 | 600 | 600 | 2030-10-31 | Scoping | Direct Connection | SPT | Pump Storage | a0l4L0000005iQWQAY | PRO-001889
Cryogenic Battery System (Synchronous) | CRYOBATTERY ONE LIMITED | Carrington 400KV Substation |  | 0 | 49.9 | 49.9 | 2024-10-31 | Consents Approved | Direct Connection | NGET | Energy Storage System;Reactive Compensation | a0l4L0000005iprQAA | PRO-000549
Crystal Rig II Wind Farm | CRYSTAL RIG II LIMITED | Crystal Rig 132/33kV |  | 138 | 0 | 138 |  | Built | Direct Connection | SPT | Wind Onshore | a0l4L0000005imMQAQ | PRO-000414
Crystal Rig III Wind Farm | CRYSTAL RIG III LIMITED | Crystal Rig 132/33kV |  | 13.8 | 0 | 13.8 |  | Built | Direct Connection | SPT | Wind Onshore | a0l4L0000005ifVQAQ | PRO-001127
Crystal Rig IV Wind Farm | CRYSTAL RIG IV LIMITED | Crystal Rig 132/33kV |  | 0 | 48.2 | 48.2 | 2024-06-30 | Under Construction/Commissioning | Direct Connection | SPT | Wind Onshore | a0l4L0000005ipMQAQ | PRO-000520
Culham Storage | CULHAM STORAGE LIMITED | Culham Jet 400kV Substation |  | 0 | 500 | 500 | 2027-10-29 | Scoping | Direct Connection | NGET | Energy Storage System | a0l4L0000005iwLQAQ | PRO-001946
Culligran (part of the Beauly Cascade) | SSE GENERATION LIMITED | Culligran GSP |  | 19.1 | 0 | 19.1 |  | Built | Direct Connection | SHET | Hydro | a0l4L0000005imiQAA | PRO-000074
Cumberhead | CUMBERHEAD WIND ENERGY LIMITED | Cumberhead 33kV |  | 50 | 0 | 50 |  | Built | Direct Connection | SPT | Wind Onshore | a0l4L0000005inlQAA | PRO-000114
Cumberhead West Wind Farm | CUMBERHEAD WEST WIND FARM LTD. | Cumberhead 33kV |  | 0 | 114 | 114 | 2024-11-01 | Awaiting Consents | Direct Connection | SPT | Wind Onshore | a0l4L0000005ix7QAA | PRO-000423
Cuxton 49.5MW BESS | Cuxton Energy Storage Limited | Kingsnorth 400kV Substation |  | 0 | 49.5 | 49.5 | 2023-05-31 | Consents Approved | Embedded | NGET | Energy Storage System | a0l4L0000005iXwQAI | PRO-002373
Cwm Dyli | RWE GENERATION UK PLC | Trawsfynydd 275kV Substation |  | 10 | 0 | 10 |  | Built | Embedded | NGET | Hydro | a0l4L0000005iVJQAY | PRO-000115
Cwm Rheidol | STATKRAFT ENERGY LTD. | Cwm Rheidol |  | 50 | 0 | 50 |  | Built | Embedded | NGET | Hydro | a0l4L0000005iVKQAY | PRO-000116
Cygnus Offshore Windfarm | RENANTIS UK LIMITED | Cygnus 220/66kV Offshore Substation |  | 0 | 1000 | 1000 | 2033-10-31 | Scoping | Direct Connection | SHET | Wind Offshore | a0l4L0000005izNQAQ | PRO-001530
Daer Wind Farm | RWE RENEWABLES UK ONSHORE WIND LIMITED | Daer Windfarm 132/33kV |  | 0 | 96 | 96 | 2027-07-14 | Scoping | Direct Connection | SPT | Wind Onshore | a0l4L0000005iqVQAQ | PRO-000565
Daines BESS | DAINES ENERGY PARK LIMITED | Daines 400kV Substation |  | 0 | 249.9 | 249.9 | 2037-11-30 | Scoping | Direct Connection | NGET | Energy Storage System | a0l8e0000010wSkAAI | PRO-002614
Daines BESS | SSE DAINES BESS LIMITED | Daines 400kV Substation |  | 0 | 600 | 600 | 2028-10-27 | Scoping | Direct Connection | NGET | Energy Storage System | a0l4L0000005ibyQAA | PRO-002050
Daines Green Energy Centre | INNOVA RENEWABLES LIMITED | Daines 400kV Substation |  | 0 | 480 | 480 | 2028-10-30 | Scoping | Direct Connection | NGET | Energy Storage System;PV Array (Photo Voltaic/solar) | a0l4L0000005iRPQAY | PRO-001902
Daines NP BESS | NORIKER POWER LTD | Manchester South connection node A 400kv |  | 0 | 500 | 500 | 2037-10-31 | Scoping | Direct Connection | NGET | Energy Storage System | a0l8e000000TPCdAAO | PRO-003194
Dalchork Farm | QAIR RENEWABLES UK LIMITED | Dalchork 132kV Substation |  | 0 | 200 | 200 | 2032-10-31 | Scoping | Direct Connection | SHET | Energy Storage System | a0l8e0000010wk2AAA | PRO-002807
Dalmarnock Road BESS | DALMARNOCK BESS LTD | Dalmarnock GSP |  | 0 | 40 | 40 | 2023-10-30 | Scoping | Embedded | SPT | Energy Storage System | a0l4L0000005idKQAQ | PRO-001660
Dalmarnock Storage BESS | VIRIDISIA LTD | Dalmarnock 132/33kV |  | 0 | 42 | 42 | 2030-04-30 | Scoping | Direct Connection | SPT | Energy Storage System | a0l8e000000exgsAAA | PRO-003737
Dalquhandy Wind Farm | DALQUHANDY WIND FARM LIMITED | Cumberhead Collector 132/33kV |  | 42 | 0 | 42 |  | Built | Direct Connection | SPT | Wind Onshore | a0l4L0000005inmQAA | PRO-000117
Dalswinton | DALSWINTON WINDFARM (SCOTLAND) LIMITED | Dumfries 132/33kV |  | 30 | 0 | 30 |  | Built | Embedded | SPT | Wind Onshore | a0l4L0000005iVLQAY | PRO-000118
Dalswinton WindFarm Extension | DALSWINTON WINDFARM (SCOTLAND) LIMITED | Dumfries 132/33kV |  | 0 | 38.4 | 38.4 | 2029-09-30 | Scoping | Embedded | SPT | Wind Onshore | a0l8e0000012ezbAAA | PRO-004393
Damhead Creek | VPI POWER LIMITED | Kingsnorth GSP |  | 812 | 0 | 812 |  | Built | Direct Connection | NGET | CCGT (Combined Cycle Gas Turbine) | a0l4L0000005innQAA | PRO-000119
Damhead Creek 2 | VPI POWER LIMITED | Kingsnorth 400kV Substation |  | 0 | 1800 | 1800 | 2025-08-31 | Consents Approved | Direct Connection | NGET | CCGT (Combined Cycle Gas Turbine);Energy Storage System;OCGT (Open Cycle Gas Turbine) | a0l4L0000005ieKQAQ | PRO-001056
Darnall Road | MERCIA POWER RESPONSE LIMITED | West Melton GSP |  | 0 | 40 | 40 | 2034-10-30 | Scoping | Embedded | NGET | Energy Storage System | a0l8e000000evlRAAQ | PRO-003641
Daventry High Impact Green Energy Hub (HIGEH) 1 | TELIS ENERGY UK LIMITED | New Patford Bridge 400kV Substation |  | 0 | 1000 | 1000 | 2033-10-31 | Scoping | Direct Connection | NGET | Energy Storage System;Nuclear;PV Array (Photo Voltaic/solar);Wind Onshore | a0l8e000000ewvzAAA | PRO-003686
Daviot Windfarm | CUBICO UK DEVELOPMENT LIMITED | Daviot 132/33kV Substation |  | 0 | 45 | 45 | 2031-03-31 | Scoping | Direct Connection | SHET | Energy Storage System;Wind Onshore | a0l8e000001HoGbAAK | PRO-004069
Dealanach WLC WF | DEALANACH LIMITED | Hopsrig Collector 132/33kV Substation |  | 0 | 12 | 12 | 2026-12-15 | Scoping | Direct Connection | SPT | Wind Onshore | a0l4L0000005igLQAQ | PRO-001722
Deanie (part of the Beauly Cascade) | SSE GENERATION LIMITED | Deanie GSP |  | 38 | 0 | 38 |  | Built | Direct Connection | SHET | Hydro | a0l4L0000005imjQAA | PRO-000075
Deeside Power Station | DEESIDE POWER (UK) LIMITED | Connah's Quay 400kV Substation |  | 0 | 190 | 190 | 2026-10-25 | Scoping | Direct Connection | NGET | Energy Storage System;Gas Reciprocating | a0l4L0000005ieEQAQ | PRO-001062
Dell Wind Farm | DELL WIND FARM LIMITED | Dell 132kV Substation |  | 0 | 49.8 | 49.8 | 2027-07-31 | Consents Approved | Direct Connection | SHET | Wind Onshore | a0l4L0000005ibPQAQ | PRO-001012
Denny BESS | IGP ENERGY STORAGE 3 LIMITED | Denny North |  | 0 | 350 | 350 | 2029-08-31 | Scoping | Direct Connection | SPT | Energy Storage System | a0l8e0000011zGOAAY | PRO-003571
Denton Estate Solar PV and BESS | ELGIN ENERGY ES CO LIMITED | Bicker Fen 400kV Substation |  | 0 | 129 | 129 | 2033-10-30 | Scoping | Embedded | NGET | Energy Storage System;PV Array (Photo Voltaic/solar) | a0l8e0000012gYuAAI | PRO-004417
Dersalloch Wind Farm | SCOTTISHPOWER RENEWABLES (UK) LIMITED | Dersalloch 132/33kV |  | 69 | 11 | 80 | 2027-10-31 | Built | Direct Connection | SPT | Wind Onshore | a0l4L0000005imEQAQ | PRO-000060
Derwent | UK UTILITY RESERVE LIMITED | Willington 132kV Substation |  | 0 | 162 | 162 | 2024-04-01 | Built | Embedded | NGET | CHP (Combined Heat and Power) | a0l4L0000005iVMQAY | PRO-000120
Derwent Solar PV Array | ANESCO LIMITED | Thornton 400kV Substation |  | 0 | 160 | 160 | 2032-05-31 | Scoping | Direct Connection | NGET | PV Array (Photo Voltaic/solar) | a0l4L0000005iOsQAI | PRO-001648
Deucheran Hill 2 Wind Farm | RWE RENEWABLES UK ONSHORE WIND LIMITED | Deucheran Hill 2 Wind Farm Substation |  | 0 | 165 | 165 | 2034-10-31 | Scoping | Direct Connection | SHET | Energy Storage System;Wind Onshore | a0l8e000001HrYyAAK | PRO-004208
Devol Moor Battery & Solar Project | RELAY HOLDCO LIMITED | Devol Moor 400/132kV |  | 0 | 400 | 400 | 2029-10-17 | Scoping | Direct Connection | SPT | Energy Storage System | a0l8e000001HoYoAAK | PRO-004084
Devonhill | CBS ENERGY STORAGE ASSETS UK LIMITED | Strathaven 400/275kV |  | 0 | 500 | 500 | 2033-10-28 | Scoping | Direct Connection | SPT | Energy Storage System | a0l8e0000012gtzAAA | PRO-004492
Devonside BESS | CARLTON POWER LIMITED | Devonside 132/33kV |  | 0 | 49.5 | 49.5 | 2028-08-18 | Scoping | Direct Connection | SPT | Energy Storage System | a0l4L0000005iaBQAQ | PRO-002015
Dewley Hill PV and BESS | Northumberland Estates Limited | Stella North 132kV Substation |  | 0 | 149.9 | 149.9 | 2036-10-31 | Scoping | Embedded | NGET | Energy Storage System;PV Array (Photo Voltaic/solar) | a0l4L000002yQaDQAU | PRO-002558
Didcot A GTs | RWE GENERATION UK PLC | Didcot 400kV Substation |  | 100 | 0 | 100 |  | Built | Embedded | NGET | OCGT (Open Cycle Gas Turbine) | a0l4L0000005iVNQAY | PRO-000121
Didcot B | RWE GENERATION UK PLC | Didcot 400kV Substation |  | 1475 | 230 | 1705 | 2037-10-31 | Built | Direct Connection | NGET | CCGT (Combined Cycle Gas Turbine) | a0l4L0000005inoQAA | PRO-000122
Didcot Battery | DIDCOT BATTERY LIMITED | Didcot 400kV Substation |  | 0 | 100 | 100 | 2025-10-31 | Scoping | Direct Connection | NGET | Demand;Energy Storage System | a0l4L0000005idCQAQ | PRO-001468
Didcot BESS 1 | Downing Renewable Developments LLP | Didcot 400kV Substation |  | 0 | 750 | 750 | 2037-10-31 | Scoping | Direct Connection | NGET | Energy Storage System | a0l8e000000TPcAAAW | PRO-003446
Didcot BESS 2 | Downing Renewable Developments LLP | Didcot GSP |  | 0 | 99.9 | 99.9 | 2037-10-31 | Scoping | Direct Connection | NGET | Energy Storage System | a0l8e000000TPcFAAW | PRO-003447
Didcot Energy Park | BROCKWELL STORAGE & SOLAR LIMITED | Didcot 400kV Substation |  | 0 | 300 | 300 | 2027-10-31 | Awaiting Consents | Direct Connection | NGET | Energy Storage System | a0l4L0000005ivKQAQ | PRO-002382
Didcot Farm | APPLEFORD 2 RENEWABLES LTD | Appleford 400kV |  | 0 | 200 | 200 | 2037-10-31 | Scoping | Direct Connection | NGET | Energy Storage System;PV Array (Photo Voltaic/solar) | a0l8e0000010wYxAAI | PRO-002683
Didcot Farm 2 | Appleford 7 Renewables Limited | Didcot 400kV Substation |  | 0 | 700 | 700 | 2037-10-31 | Scoping | Direct Connection | NGET | Energy Storage System;PV Array (Photo Voltaic/solar) | a0l8e000000exN3AAI | PRO-003709
Didcot High Impact Green Energy Hub (HIGEH) 1 | TELIS ENERGY UK LIMITED | Didcot 400kV Substation |  | 0 | 1000 | 1000 | 2037-10-31 | Scoping | Direct Connection | NGET | Energy Storage System;Nuclear;PV Array (Photo Voltaic/solar);Reactive Compensation;Wind Onshore | a0l8e0000010wVoAAI | PRO-002649
Didcot Road | TBC 001 Limited | Didcot 400kV Substation |  | 0 | 300 | 300 | 2027-10-31 | Scoping | Direct Connection | NGET | Energy Storage System | a0l4L0000005iMPQAY | PRO-002336
Dinorwig | FIRST HYDRO COMPANY | Dinorwig 400kV Substation |  | 1644 | 0 | 1644 |  | Built | Direct Connection | NGET | Pump Storage | a0l4L0000005im8QAA | PRO-000054
Divot Hill Wind Farm | ENERGYFARM DIVOT HILL LTD | Divot Hill 132/33 kV Substation |  | 0 | 63 | 63 | 2036-10-31 | Scoping | Direct Connection | SPT | Energy Storage System;Wind Onshore | a0l8e0000012jKWAAY | PRO-004664
Dog Trap Lane | HD381GRE Limited | Minety 400kV Substation |  | 0 | 47.5 | 47.5 | 2025-03-31 | Consents Approved | Direct Connection | NGET | Energy Storage System | a0l4L0000005ixxQAA | PRO-001626
Dogger Bank Project 4 (Dogger Bank B) | DOGGERBANK OFFSHORE WIND FARM PROJECT 2 PROJCO LIMITED | Dogger Bank 220kV Offshores |  | 0 | 1200 | 1200 | 2024-04-01 | Under Construction/Commissioning | Direct Connection | NGET | Wind Offshore | a0l4L0000005imQQAQ | PRO-000410
Dogger Bank Project A | DOGGERBANK OFFSHORE WIND FARM PROJECT 1 PROJCO LIMITED | Dogger Bank 220kV Offshores |  | 1200 | 0 | 1200 |  | Built | Direct Connection | NGET | Wind Offshore | a0l4L0000005imPQAQ | PRO-000411
Dogger Bank Project C | DOGGERBANK OFFSHORE WIND FARM PROJECT 3 PROJCO LIMITED | Lackenby GSP |  | 0 | 1200 | 1200 | 2025-04-01 | Consents Approved | Direct Connection | NGET | Wind Offshore | a0l4L0000005imRQAQ | PRO-000409
Dogger Bank South East | RWE RENEWABLES UK LIMITED | RWE North Sea Offshore Substation | 1 | 0 | 400 | 400 | 2030-10-30 | Scoping | Direct Connection | NGET | Wind Offshore | a0l4L0000005iZFQAY | PRO-001375-1
Dogger Bank South East | RWE RENEWABLES UK LIMITED | RWE North Sea Offshore Substation | 2 | 0 | 1050 | 1450 | 2031-11-30 | Scoping | Direct Connection | NGET | Wind Offshore | a0l4L0000005iZFQAY | PRO-001375-2
Dogger Bank South West | RWE RENEWABLES UK LIMITED | Wylfa 400kV Substation | 1 | 0 | 400 | 400 | 2030-10-30 | Scoping | Direct Connection | NGET | Wind Offshore | a0l4L0000005iZnQAI | PRO-001386-1
Dogger Bank South West | RWE RENEWABLES UK LIMITED | Wylfa 400kV Substation | 2 | 0 | 1050 | 1450 | 2031-11-30 | Scoping | Direct Connection | NGET | Wind Offshore | a0l4L0000005iZnQAI | PRO-001386-2
Dolgarrog | RWE GENERATION UK PLC | Pentir GSP |  | 39 | 0 | 39 |  | Built | Embedded | NGET | Hydro | a0l4L0000005iVPQAY | PRO-000123
Dollymans Storage | Dollymans Storage Limited | Rayleigh Main 132kV Substation |  | 0 | 99.8 | 99.8 | 2023-01-12 | Scoping | Embedded | NGET | Energy Storage System | a0l4L0000005iXUQAY | PRO-002261
Dolphingstone Farm | BROCKWELL STORAGE & SOLAR LIMITED | Cockenzie 275/33kV |  | 0 | 63 | 63 | 2025-04-30 | Scoping | Embedded | SPT | Energy Storage System | a0l4L0000005iUdQAI | PRO-002451
Dolyfardyn | Llyn Lort Energy Park Limited | Chirk GSP |  | 0 | 165 | 165 | 2027-02-04 | Scoping | Embedded | NGET | Wind Onshore | a0l4L0000005iULQAY | PRO-001584
Don Cossack | Don Cossack Ltd | Tynemouth 275kV Substation |  | 0 | 70 | 70 | 2034-06-15 | Scoping | Direct Connection | NGET | Energy Storage System | a0l8e000000f4neAAA | PRO-003875
Dorenell Battery | DORENELL WINDFARM EXTENSION LIMITED | Dorenell BESS 132KV substation |  | 0 | 37.5 | 37.5 | 2023-10-31 | Scoping | Direct Connection | SHET | Wind Onshore | a0l4L0000005ilvQAA | PRO-000427
Dorenell Windfarm | DORENELL WINDFARM LIMITED | Dorenell 132/33kV Substation |  | 177 | 0 | 177 |  | Built | Direct Connection | SHET | Wind Onshore | a0l4L0000005ipKQAQ | PRO-000522
Dorenell Windfarm Extension | DORENELL WINDFARM EXTENSION LIMITED | Blackhillock 400kV Substation |  | 0 | 610 | 610 | 2033-10-31 | Scoping | Direct Connection | SHET | Wind Onshore | a0l4L0000005iuPQAQ | PRO-002415
Douglas West | DOUGLAS WEST WIND FARM LTD | Coalburn 400/132kV |  | 45 | 0 | 45 |  | Built | Direct Connection | SPT | Wind Onshore | a0l4L0000005inrQAA | PRO-000128
Douglas West Extension | DOUGLAS WEST EXTENSION LTD | Douglas West Extension Windfarm |  | 0 | 60 | 60 | 2025-06-30 | Consents Approved | Direct Connection | SPT | Wind Onshore | a0l4L0000005ixIQAQ | PRO-000422
Dougliehill BESS | Bluestone Energy Ltd | Devol Moor 132/33kV |  | 0 | 49 | 49 | 2026-10-30 | Scoping | Embedded | SPT | Energy Storage System | a0l4L0000005iycQAA | PRO-002411
Dounreay BESS | FIELD DEVCO LTD | New Dounreay 400kV substation |  | 0 | 200 | 200 | 2034-10-31 | Scoping | Direct Connection | SHET | Energy Storage System | a0l8e0000012kjJAAQ | PRO-004749
Dove Solar | RWE RENEWABLES UK SOLAR AND STORAGE LIMITED | North Anglia Connection Node E 400kV Substation |  | 0 | 500 | 500 | 2034-10-31 | Scoping | Direct Connection | NGET | Energy Storage System;PV Array (Photo Voltaic/solar) | a0l8e000001Hq1lAAC | PRO-004166
Dowlais | VIRIDIS 178 LIMITED | Upperboat 132kV Substation |  | 21 | 0 | 21 |  | Built | Embedded | NGET | Thermal | a0l4L0000005iSyQAI | PRO-000948
Downiebrae BESS | DOWNIEBRAE BESS LTD | Dalmarnock 132/33kV |  | 0 | 150 | 150 | 2028-04-30 | Scoping | Direct Connection | SPT | Energy Storage System | a0l8e000000TPE0AAO | PRO-003208
DRAGON GREEN BESS | SHAW-ENERGI LTD | Bolney 400kV Substation |  | 0 | 300 | 300 | 2037-10-31 | Scoping | Direct Connection | NGET | Energy Storage System | a0l8e000000TPHiAAO | PRO-003237
Drakelow | ENSO GREEN HOLDINGS LIMITED | Drakelow 132kV Substation |  | 0 | 120 | 120 | 2027-12-01 | Scoping | Direct Connection | NGET | Energy Storage System | a0l4L0000005iwyQAA | PRO-000428
Drakelow BESS | HARMONY ENERGY LIMITED | Drakelow 132kV Substation |  | 0 | 200 | 200 | 2028-06-30 | Scoping | Direct Connection | NGET | Energy Storage System | a0l4L0000005ib8QAA | PRO-002033
Drakelow Green Energy Centre | DRAKELOW GREEN ENERGY LIMITED | Drakelow 400kV Substation | 1 | 0 | 400 | 400 | 2026-10-30 | Awaiting Consents | Direct Connection | NGET | Energy Storage System;PV Array (Photo Voltaic/solar) | a0l4L0000005ieqQAA | PRO-001693-1
Drakelow Green Energy Centre | DRAKELOW GREEN ENERGY LIMITED | Drakelow 400kV Substation | 2 | 0 | 625 | 1025 | 2029-10-30 | Awaiting Consents | Direct Connection | NGET | Energy Storage System;PV Array (Photo Voltaic/solar) | a0l4L0000005ieqQAA | PRO-001693-2
Drakelow Power Station 1 BESS | Bluestone Energy Ltd | Drakelow GSP |  | 0 | 240 | 240 | 2034-10-31 | Scoping | Embedded | NGET | Energy Storage System | a0l8e000001HoFxAAK | PRO-004063
Drakelow PV & BESS Station | IB VOGT UK LTD | Drakelow 400kV Substation |  | 0 | 400 | 400 | 2037-10-30 | Scoping | Direct Connection | NGET | Energy Storage System;PV Array (Photo Voltaic/solar) | a0l8e000000TPHnAAO | PRO-003238
Drax | ENSO GREEN HOLDINGS D LIMITED | Drax 132kV Substation |  | 0 | 190 | 190 | 2029-10-30 | Scoping | Direct Connection | NGET | Energy Storage System;PV Array (Photo Voltaic/solar) | a0l4L0000005ixOQAQ | PRO-001355
Drax Power Station | DRAX POWER LIMITED | Drax 400kV Substation |  | 3906 | 0 | 3906 |  | Built | Direct Connection | NGET | Biomass | a0l4L0000005ixUQAQ | PRO-000129
Drax Solar | BOOM DEVELOPMENTS LTD | Drax 400kV Substation |  | 0 | 400 | 400 | 2029-09-30 | Scoping | Embedded | NGET | PV Array (Photo Voltaic/solar) | a0l4L0000005iUEQAY | PRO-001759
Drinkstone Hybrid | BUCCLEUCH ESTATES, LTD. (THE) | Hawick 132kV Substation |  | 0 | 55 | 55 | 2035-07-01 | Scoping | Direct Connection | SPT | Energy Storage System;PV Array (Photo Voltaic/solar);Wind Onshore | a0l8e0000012hpDAAQ | PRO-004534
Drongan Battery Storage | Drongan Battery Storage Ltd | Coylton 275/132kV |  | 0 | 100 | 100 | 2026-10-20 | Scoping | Direct Connection | SPT | Demand;Energy Storage System | a0l4L0000005ikaQAA | PRO-002287
Druim Leathann BEGA | DRUIM LEATHANN WINDFARM LIMITED | Stornoway GSP |  | 0 | 49.7 | 49.7 | 2027-03-31 | Scoping | Embedded | SHET | Wind Onshore | a0l4L0000005iSXQAY | PRO-000966
Drum Farm Energy Storage Facility | Field Drum Farm Ltd | Keith GSP |  | 0 | 49.9 | 49.9 | 2028-10-31 | Scoping | Embedded | SHET | Energy Storage System | a0l4L0000005iUAQAY | PRO-001726
Drum of Clunas Wind and Solar Park | BROADHAVEN DISTRIBUTION LIMITED | Drum of Clunas 275kV |  | 0 | 150 | 150 | 2031-10-31 | Scoping | Direct Connection | SHET | Energy Storage System;PV Array (Photo Voltaic/solar) | a0l8e000000f6J0AAI | PRO-003970
Drumfad Battery Storage System | EKU ENERGY FAUNE PROJECTS (UK) LIMITED | Helensburgh 132/33kV |  | 0 | 39.9 | 39.9 | 2027-10-31 | Scoping | Embedded | SPT | Energy Storage System | a0l4L0000005iUgQAI | PRO-002419
Drumlithie Battery Storage | DRUMLITHIE BATTERY LIMITED | Fetteresso GSP |  | 0 | 49.9 | 49.9 | 2028-10-31 | Scoping | Embedded | SHET | Energy Storage System | a0l4L0000005iUUQAY | PRO-002299
Drummarnock Wind Farm | Drummarnock Wind Farm Limited | Bonnybridge 132/33kV |  | 0 | 30 | 30 | 2026-10-01 | Scoping | Embedded | SPT | Wind Onshore | a0l4L0000005iWaQAI | PRO-001912
Drumore Farm | Fig Power Limited | Alness 2 275/33 kV GSP Substation |  | 0 | 49.9 | 49.9 | 2030-10-31 | Scoping | Embedded | SHET | Energy Storage System | a0l4L0000005iWtQAI | PRO-002397
Dudgeon Offshore Wind Farm | DUDGEON OFFSHORE WIND LIMITED | Necton 400kV Substation |  | 400 | 0 | 400 |  | Built | Direct Connection | NGET | Wind Offshore | a0l4L0000005ioFQAQ | PRO-000132
Dunach Wind Farm | GALILEO 04 LIMITED | Taynuilt GSP |  | 0 | 100.8 | 100.8 | 2034-10-31 | Scoping | Direct Connection | SHET | Wind Onshore | a0l8e0000010wf7AAA | PRO-002754
Dunan Hill | ORSTED ONSHORE UK LIMITED | Dunan Hill 400kV substation |  | 0 | 249.9 | 249.9 | 2036-11-11 | Scoping | Direct Connection | SHET | Energy Storage System;Wind Onshore | a0l8e0000012gbZAAQ | PRO-004433
Dunclent Battery Storage | Firma Vogt Solar Ltd | Warwickshire Connection Node A 400kV Substation |  | 0 | 400 | 400 | 2037-10-30 | Scoping | Direct Connection | NGET | Energy Storage System | a0l8e0000010wltAAA | PRO-002827
Dungeness B | EDF ENERGY NUCLEAR GENERATION LIMITED | Dungeness 275kV Substation |  | 1120 | -1120 | 0 | 2025-04-01 | Built | Direct Connection | NGET | Nuclear | a0l4L0000005ioGQAQ | PRO-000133
Dungeness Energy Park | SOUTH KENT ENERGY PARK LIMITED | East Kent connection node A 400kV Substation |  | 0 | 500 | 500 | 2037-10-31 | Scoping | Direct Connection | NGET | Energy Storage System;PV Array (Photo Voltaic/solar) | a0l4L0000005iZRQAY | PRO-001986
Dungeness Energy Park (Dungeness 400kV) | SOUTH KENT ENERGY PARK LIMITED | Dungeness 400kV Substation |  | 0 | 500 | 500 | 2030-12-31 | Scoping | Direct Connection | NGET | Energy Storage System;PV Array (Photo Voltaic/solar) | a0lJ9000000PDq5IAG | PRO-005021
Dunlaw Extension | SCOTTISHPOWER RENEWABLES (UK) LIMITED | Dunlaw Extension 132/33kV |  | 29.75 | 126.25 | 156 | 2032-04-01 | Built | Direct Connection | SPT | Wind Onshore | a0l4L0000005imYQAQ | PRO-000061
Dunmaglass Wind Farm | DUNMAGLASS WIND FARM LIMITED | Dunmaglass 132kV Substation |  | 94 | 0 | 94 |  | Built | Direct Connection | SHET | Wind Onshore | a0l4L0000005imkQAA | PRO-000076
Dunmill Energy Storage | Renewable Energy Systems Limited | Bridge of Dun GSP |  | 0 | 49.9 | 49.9 | 2032-06-30 | Scoping | Embedded | SHET | Energy Storage System | a0l8e0000011xZWAAY | PRO-003470
Dunstable | Connectid 9 Limited | West Anglia Connection Node A 400kV Substation |  | 0 | 600 | 600 | 2034-10-30 | Scoping | Direct Connection | NGET | Demand;Energy Storage System;PV Array (Photo Voltaic/solar);Reactive Compensation | a0l8e000000TPReAAO | PRO-003418
Earba PSH | EARBA LIMITED | Earba PSH Powerhouse Substation | 1 | 0 | 600 | 600 | 2029-10-31 | Scoping | Direct Connection | SHET | Pump Storage | a0l8e000000f8OKAAY | PRO-004030-1
Earba PSH | EARBA LIMITED | Earba PSH Powerhouse Substation | 2 | 0 | 900 | 1500 | 2035-10-31 | Scoping | Direct Connection | SHET | Pump Storage | a0l8e000000f8OKAAY | PRO-004030-2
Earl Shilton BESS | Exagen Development Limited | Earl Shilton 275kV |  | 0 | 500 | 500 | 2029-10-26 | Scoping | Direct Connection | NGET | Energy Storage System | a0l4L0000005iYVQAY | PRO-001950
Earraghail Renewable Energy Development (formerly Skipness & Corranbuie) | SCOTTISHPOWER RENEWABLES (UK) LIMITED | Earraghail 275/33KV Substation |  | 0 | 105 | 105 | 2031-04-01 | Scoping | Direct Connection | SHET | Wind Onshore | a0l4L0000005iePQAQ | PRO-001139
East Anglia One | EAST ANGLIA ONE LIMITED | Platform EA One 220/66kV Offshore Substation |  | 680 | 0 | 680 |  | Built | Direct Connection | NGET | Wind Offshore | a0l4L0000005irMQAQ | PRO-000268
East Anglia One North | EAST ANGLIA ONE LIMITED | EA1N 275/66kV Offshore Platform |  | 0 | 860 | 860 | 2028-03-31 | Awaiting Consents | Direct Connection | NGET | Wind Offshore | a0l4L0000005irNQAQ | PRO-000269
East Anglia Three | EAST ANGLIA THREE LIMITED | East Anglia Project Three Offshore Platform | 1 | 0 | 1200 | 1200 | 2026-01-31 | Consents Approved | Direct Connection | NGET | Wind Offshore | a0l4L0000005irOQAQ | PRO-000270-1
East Anglia Three | EAST ANGLIA THREE LIMITED | East Anglia Project Three Offshore Platform | 2 | 0 | 100 | 1300 | 2028-12-31 | Consents Approved | Direct Connection | NGET | Wind Offshore | a0l4L0000005irOQAQ | PRO-000270-2
East Anglia Two | EAST ANGLIA TWO LIMITED | EA2A and EA2B 275/66kV Offshore Platform | 1 | 0 | 860 | 860 | 2028-03-31 | Awaiting Consents | Direct Connection | NGET | Wind Offshore | a0l4L0000005ioHQAQ | PRO-000134-1
East Anglia Two | EAST ANGLIA TWO LIMITED | EA2A and EA2B 275/66kV Offshore Platform | 2 | 0 | 20 | 880 | 2030-12-31 | Awaiting Consents | Direct Connection | NGET | Wind Offshore | a0l4L0000005ioHQAQ | PRO-000134-2
East Claydon Green Energy Centre | INNOVA RENEWABLES LIMITED | East Claydon 400kV Substation |  | 0 | 1025 | 1025 | 2034-10-01 | Awaiting Consents | Direct Connection | NGET | Energy Storage System;PV Array (Photo Voltaic/solar) | a0l4L0000005ivLQAQ | PRO-002383
East Claydon Greener Grid Park | STATKRAFT UK LTD | East Claydon 400kV Substation |  | 0 | 650 | 650 | 2036-11-01 | Scoping | Direct Connection | NGET | Energy Storage System | a0l4L0000005iwgQAA | PRO-002314
East Claydon High Impact Green Energy Hub (HIGEH) 1 | TELIS ENERGY UK LIMITED | East Claydon 400kV Substation |  | 0 | 1000 | 1000 | 2034-10-31 | Scoping | Direct Connection | NGET | Energy Storage System;Nuclear;PV Array (Photo Voltaic/solar);Reactive Compensation;Wind Onshore | a0l8e0000010wW3AAI | PRO-002652
East Claydon Solar PV | STATERA ENERGY LIMITED | East Claydon 400kV Substation |  | 0 | 500 | 500 | 2026-10-01 | Scoping | Direct Connection | NGET | PV Array (Photo Voltaic/solar) | a0l4L0000005ivtQAA | PRO-001573
East Lincolnshire Solar | STATKRAFT UK LTD | Lincolnshire Coastal Node B 400kV Substation |  | 0 | 800 | 800 | 2035-05-30 | Scoping | Direct Connection | NGET | Energy Storage System;PV Array (Photo Voltaic/solar) | a0l8e0000012khcAAA | PRO-004737
East Pit | CS UK HOLDINGS III LIMITED | Rhigos 400kV Substation |  | 0 | 750 | 750 | 2037-10-15 | Scoping | Direct Connection | NGET | Energy Storage System;PV Array (Photo Voltaic/solar) | a0l8e0000010wdfAAA | PRO-002736
Eaton Socon High Impact Green Energy Hub (HIGEH) 1 | TELIS ENERGY UK LIMITED | Eaton Socon 400kV Substation |  | 0 | 1000 | 1000 | 2033-10-30 | Scoping | Direct Connection | NGET | Energy Storage System;Nuclear;PV Array (Photo Voltaic/solar);Wind Onshore | a0l8e0000010wWNAAY | PRO-002656
Eaton Socon PV Storage | CSE37 Limited | Eaton Socon 400kV Substation |  | 0 | 49.9 | 49.9 | 2029-10-30 | Scoping | Direct Connection | NGET | Energy Storage System;PV Array (Photo Voltaic/solar) | a0l4L0000005ivcQAA | PRO-002218
Eaton Socon Solar | BROCKWELL STORAGE & SOLAR LIMITED | Eaton Socon 400kV Substation |  | 0 | 500 | 500 | 2028-10-31 | Scoping | Direct Connection | NGET | Energy Storage System;PV Array (Photo Voltaic/solar) | a0l4L0000005ifsQAA | PRO-001513
Ebstree Road BESS | VOLTWISE POWER HOLDINGS LIMITED | Staffordshire Connection Node B 132kV Substation |  | 0 | 150 | 150 | 2037-10-30 | Scoping | Embedded | NGET | Energy Storage System | a0l8e0000012jUBAAY | PRO-004679
Eccles BESS | WEAVER POWER LIMITED | Eccles 132/33kV |  | 0 | 500 | 500 | 2026-04-12 | Scoping | Direct Connection | SPT | Energy Storage System | a0l4L0000005idEQAQ | PRO-001470
EcoGrainWest | Econergy International Limited | Grain West 400kV Substation |  | 0 | 249 | 249 | 2029-12-31 | Awaiting Consents | Direct Connection | NGET | Energy Storage System;PV Array (Photo Voltaic/solar) | a0l4L0000005iuGQAQ | PRO-002223
EcoGrimsbyWest | Econergy International Limited | Grimsby West 400kV Substation |  | 0 | 249 | 249 | 2031-10-30 | Scoping | Direct Connection | NGET | Energy Storage System;PV Array (Photo Voltaic/solar) | a0l4L0000005iv5QAA | PRO-002251
EcoKilwinning | Econergy International Limited | Kilwinning 132/33kV |  | 0 | 100 | 100 | 2031-10-31 | Scoping | Direct Connection | SPT | Energy Storage System;PV Array (Photo Voltaic/solar) | a0l8e0000011yxHAAQ | PRO-003559
EcoKincardine | Econergy International Limited | Kincardine North 400kV Substation |  | 0 | 249 | 249 | 2028-07-31 | Scoping | Direct Connection | SPT | Energy Storage System;PV Array (Photo Voltaic/solar) | a0l8e0000011yxGAAQ | PRO-003557
EcoLovedean | Econergy International Limited | Lovedean 400kV Substation |  | 0 | 249 | 249 | 2031-03-31 | Scoping | Direct Connection | NGET | Energy Storage System | a0l4L0000005iu2QAA | PRO-002230
EcoMablethorpe | Econergy International Limited | Mablethorpe 400kV Substation |  | 0 | 249 | 249 | 2034-08-30 | Scoping | Direct Connection | NGET | Energy Storage System;PV Array (Photo Voltaic/solar) | a0l8e0000010wPHAAY | PRO-002583
EcoMossmorran | Econergy International Limited | Mossmorran 132/33kV |  | 0 | 249 | 249 | 2031-10-31 | Scoping | Direct Connection | SPT | Energy Storage System;PV Array (Photo Voltaic/solar) | a0l8e0000011xZRAAY | PRO-003469
EcoStocksbridge | Econergy International Limited | Stocksbridge 400kV Substation |  | 0 | 249 | 249 | 2036-10-30 | Scoping | Direct Connection | NGET | Energy Storage System;PV Array (Photo Voltaic/solar) | a0l8e000000ez6uAAA | PRO-003789
EcoUskmouth | Econergy International Limited | Uskmouth 275kV Substation |  | 0 | 249 | 249 | 2029-06-14 | Scoping | Direct Connection | NGET | Energy Storage System | a0l4L0000005ic0QAA | PRO-002052
EcoWymondley | Econergy International Limited | Wymondley 2 400kV Substation |  | 0 | 249 | 249 | 2033-10-30 | Scoping | Direct Connection | NGET | Energy Storage System;PV Array (Photo Voltaic/solar) | a0l4L0000005j9sQAA | PRO-002529
EcoYaxley1 | Econergy International Limited | Yaxley 400kV Substation |  | 0 | 249 | 249 | 2030-12-30 | Scoping | Direct Connection | NGET | Energy Storage System;PV Array (Photo Voltaic/solar) | a0l4L0000005ic1QAA | PRO-002053
Edinbane Windfarm | VATTENFALL WIND POWER LTD | Edinbane 132/33kV Substation | 1 | 41.4 | 0 | 41.4 |  | Built | Direct Connection | SHET | Energy Storage System;Wind Onshore | a0l4L0000005ioIQAQ | PRO-000135-1
Edinbane Windfarm | VATTENFALL WIND POWER LTD | Edinbane 132/33kV Substation | 2 | 0 | 48.6 | 90 | 2033-04-30 | Scoping | Direct Connection | SHET | Energy Storage System;Wind Onshore | a0l4L0000005ioIQAQ | PRO-000135-2
Eggborough | SSE EGGBOROUGH LIMITED | Eggborough 400kV Substation |  | 0 | 550 | 550 | 2032-06-16 | Scoping | Direct Connection | NGET | Energy Storage System;PV Array (Photo Voltaic/solar) | a0l4L0000005ibxQAA | PRO-002049
Eggborough BESS | Fig Power Limited | Eggborough 400kV Substation |  | 0 | 200 | 200 | 2035-10-30 | Scoping | Direct Connection | NGET | Energy Storage System | a0lJ9000000PDl3IAG | PRO-004997
Eggborough CCGT and BESS | EGGBOROUGH POWER LIMITED | Eggborough 400kV Substation | 1 | 0 | 1999 | 1999 | 2026-10-01 | Awaiting Consents | Direct Connection | NGET | CCGT (Combined Cycle Gas Turbine);Energy Storage System;OCGT (Open Cycle Gas Turbine) | a0l4L0000005iktQAA | PRO-000136-1
Eggborough CCGT and BESS | EGGBOROUGH POWER LIMITED | Eggborough 400kV Substation | 2 | 0 | 451 | 2450 | 2027-10-01 | Awaiting Consents | Direct Connection | NGET | CCGT (Combined Cycle Gas Turbine);Energy Storage System;OCGT (Open Cycle Gas Turbine) | a0l4L0000005iktQAA | PRO-000136-2
Eggborough PV & BESS Sub | O&G Solar (SPV 47) Limited | Kellingley 400kV Substation |  | 0 | 249.9 | 249.9 | 2033-10-28 | Scoping | Direct Connection | NGET | Energy Storage System;PV Array (Photo Voltaic/solar) | a0l8e0000010wQtAAI | PRO-002597
Elchies Wind Farm | ELCHIES WIND LIMITED | Elchies 132/33kV Substation | 1 | 0 | 99 | 99 | 2028-11-30 | Scoping | Direct Connection | SHET | Wind Onshore | a0l4L0000005ixhQAA | PRO-000151-1
Elchies Wind Farm | ELCHIES WIND LIMITED | Elchies 132/33kV Substation | 2 | 0 | 71 | 170 | 2028-11-30 | Scoping | Direct Connection | SHET | Wind Onshore | a0l4L0000005ixhQAA | PRO-000151-2
Elgin BESS | GPC 612 Ltd | Elgin GSP |  | 0 | 30 | 30 | 2028-10-31 | Scoping | Embedded | SHET | Energy Storage System | a0l8e0000010wVtAAI | PRO-002650
Elland BESS | O&G Solar (SPV 39) Limited | Elland 132kV Substation |  | 0 | 99.9 | 99.9 | 2036-10-30 | Scoping | Direct Connection | NGET | Energy Storage System | a0l8e000000f4nAAAQ | PRO-003870
Elland BESS | Pulse Clean Energy Limited | Leeds North Connection Node E |  | 0 | 249 | 249 | 2037-10-31 | Scoping | Direct Connection | NGET | Energy Storage System | a0l8e0000011xZ7AAI | PRO-003465
Elmya Bathgate BESS | RPC ELMYA CARNATION DEVCO LIMITED | Armadale 400kv Substation |  | 0 | 300 | 300 | 2031-10-31 | Scoping | Direct Connection | SHET | Energy Storage System | a0l8e0000012gYpAAI | PRO-004416
Elmya Braybrooke BESS | ELMYA RPC UK BRAYBROOKE LIMITED | Braybrooke 400kV Substation |  | 0 | 252 | 252 | 2031-10-31 | Awaiting Consents | Direct Connection | NGET | Energy Storage System | a0l4L0000005ikbQAA | PRO-002427
Elmya Dalry BESS & PV | ELMYA ENERGY UK 17 LIMITED | Hunterston 400/132kV |  | 0 | 800 | 800 | 2033-10-25 | Scoping | Direct Connection | SPT | Energy Storage System;PV Array (Photo Voltaic/solar) | a0l8e000000exYIAAY | PRO-003735
Elmya Dunbar BESS | ELMYA ENERGY UK 1 LIMITED | Thorntonloch 400kV Substation |  | 0 | 400 | 400 | 2031-10-31 | Scoping | Direct Connection | SPT | Energy Storage System | a0l4L0000005iwdQAA | PRO-002290
Elmya Foxdale BESS | RPC ELMYA CARNATION DEVCO LIMITED | Trent Valley South Connection Node C 400kV Substation |  | 0 | 800 | 800 | 2034-10-30 | Scoping | Direct Connection | NGET | Energy Storage System | a0lJ9000000bligIAA | PRO-004934
Elmya Gissing BESS & PV | RPC ELMYA CARNATION DEVCO LIMITED | North Anglia Connection Node A 400kV |  | 0 | 900 | 900 | 2034-10-31 | Scoping | Direct Connection | NGET | Energy Storage System;PV Array (Photo Voltaic/solar) | a0l8e0000012jJxAAI | PRO-004657
Elmya Grange Road | ELMYA RPC UK GRANGE ROAD LIMITED | Elmya Grange 400kV |  | 0 | 300 | 300 | 2031-10-30 | Awaiting Consents | Direct Connection | NGET | Energy Storage System;PV Array (Photo Voltaic/solar) | a0l4L0000005il8QAA | PRO-002340
Elmya Hunterston | ELMYA RPC UK HUNTERSTON LIMITED | Hunterston 400/132kV |  | 0 | 400 | 400 | 2030-10-25 | Awaiting Consents | Direct Connection | SPT | Energy Storage System | a0l8e000000TPBVAA4 | PRO-003182
Elmya Kilworth BESS & PV | RPC ELMYA CARNATION DEVCO LIMITED | Derbyshire Connection Node H 400kV Substation |  | 0 | 850 | 850 | 2037-10-30 | Scoping | Direct Connection | NGET | Energy Storage System;PV Array (Photo Voltaic/solar) | a0l8e0000012khrAAA | PRO-004739
Elmya Melbourne BESS | ELMYA RPC UK MELBOURNE LIMITED | Thornton 400kV Substation |  | 0 | 300 | 300 | 2033-10-28 | Awaiting Consents | Direct Connection | NGET | Energy Storage System | a0l4L0000005iylQAA | PRO-002424
Elmya Morningside BESS & PV | ELMYA RPC UK MORNINGSIDE LIMITED | Elmya Morningside 400kV Substation |  | 0 | 400 | 400 | 2033-10-31 | Scoping | Direct Connection | SPT | Energy Storage System;PV Array (Photo Voltaic/solar) | a0l8e0000012fGMAAY | PRO-004396
ELMYA REDNAL | ELMYA RPC UK REDNAL LIMITED | Ironbridge 400kV Substation |  | 0 | 300 | 300 | 2034-10-30 | Awaiting Consents | Direct Connection | NGET | Energy Storage System | a0l4L0000005j9YQAQ | PRO-002526
Elmya Towcester BESS | RPC ELMYA CARNATION DEVCO LIMITED | Derbyshire Connection Node I 400kV Substation |  | 0 | 550 | 550 | 2037-10-30 | Scoping | Direct Connection | NGET | Energy Storage System | a0lJ9000000blLAIAY | PRO-004809
Elstree (tertiary) | ELSTREE GREEN LIMITED | Elstree 275kV Substation |  | 0 | 57 | 57 | 2030-10-31 | Scoping | Direct Connection | NGET | Energy Storage System;PV Array (Photo Voltaic/solar) | a0l4L0000005iMTQAY | PRO-000400
Elstree 400MW BESS | DC01 UK Limited | Elstree 400kV Substation |  | 0 | 400 | 400 | 2029-10-31 | Scoping | Direct Connection | NGET | Energy Storage System | a0l4L0000005itWQAQ | PRO-002169
Elstree BESS NP | NORIKER POWER LTD | Elstree 400kV Substation |  | 0 | 500 | 500 | 2037-10-31 | Scoping | Direct Connection | NGET | Energy Storage System | a0l8e0000010wh8AAA | PRO-002776
Elstree Energy Storage | BW ESS DEVELOPMENT UK LIMITED | Elstree 132kV Substation |  | 0 | 170 | 170 | 2029-10-01 | Scoping | Direct Connection | NGET | Energy Storage System | a0l8e000000TPDlAAO | PRO-003205
Elvanfoot (25MW) Energy Storage | ELVANFOOT ENERGY STORAGE LIMITED | Elvanfoot 275/132/33kV |  | 0 | 25 | 25 | 2029-10-26 | Scoping | Direct Connection | SPT | Energy Storage System | a0l8e000000TPNHAA4 | PRO-003278
Elvanfoot (50MW) Energy Storage | ELVANFOOT ENERGY STORAGE LIMITED | Elvanfoot 275/132/33kV |  | 0 | 50 | 50 | 2029-10-26 | Scoping | Direct Connection | SPT | Energy Storage System | a0l8e000000TPNMAA4 | PRO-003279
Elvanfoot (9.8 MW) Energy Storage | ELVANFOOT ENERGY STORAGE LIMITED | Elvanfoot 400/275/33kV |  | 0 | 9.8 | 9.8 | 2024-12-06 | Scoping | Direct Connection | SPT | Energy Storage System | a0l4L0000005igKQAQ | PRO-001721
Enderby (Akira) | ENDERBY BATTERY STORAGE LIMITED | Enderby 400kV Substation |  | 0 | 57 | 57 | 2024-12-09 | Consents Approved | Direct Connection | NGET | Energy Storage System | a0l4L0000005ilwQAA | PRO-000426
Enderby BESS | EARL SHILTON ENERGY PARK LIMITED | Earl Shilton 400kV Substation |  | 0 | 249.9 | 249.9 | 2033-11-30 | Scoping | Direct Connection | NGET | Energy Storage System;PV Array (Photo Voltaic/solar) | a0l8e000000f4nKAAQ | PRO-003872
Enderby Farm | 548 UK INVESTMENT HOLDINGS LIMITED | Earl Shilton 400kV Substation |  | 0 | 200 | 200 | 2034-10-31 | Scoping | Direct Connection | NGET | Energy Storage System;PV Array (Photo Voltaic/solar) | a0l8e0000010wYsAAI | PRO-002682
Enderby Farm 2 | 548 UK INVESTMENT HOLDINGS LIMITED | Earl Shilton 400kV Substation |  | 0 | 700 | 700 | 2034-10-31 | Scoping | Direct Connection | NGET | Energy Storage System;PV Array (Photo Voltaic/solar) | a0l8e0000010weEAAQ | PRO-002743
Enderby Green Energy Centre | INNOVA RENEWABLES LIMITED | Enderby 400kV Substation |  | 0 | 1025 | 1025 | 2028-10-30 | Awaiting Consents | Direct Connection | NGET | Energy Storage System;PV Array (Photo Voltaic/solar) | a0l4L0000005itgQAA | PRO-002177
Enderby Solar & BESS | GREENTECH PROJECTS HOLDING UK LIMITED | Enderby 400kV Substation |  | 0 | 500 | 500 | 2037-10-30 | Scoping | Direct Connection | NGET | Energy Storage System;PV Array (Photo Voltaic/solar) | a0l8e0000012hpcAAA | PRO-004540
Enderby Tertiary | CLUMP FARM SOLAR LIMITED | Enderby 400kV Substation |  | 0 | 57 | 57 | 2027-08-01 | Scoping | Direct Connection | NGET | PV Array (Photo Voltaic/solar) | a0l4L0000005izzQAA | PRO-000430
Energy Isles | ENERGY ISLES SHETLAND LIMITED | Energy Isles 132kV Substation |  | 0 | 120.3 | 120.3 | 2028-11-30 | Awaiting Consents | Direct Connection | SHET | Wind Onshore | a0l4L0000005imtQAA | PRO-000447
Enfield | UNIPER UK LIMITED | Brimsdown 132kV Substation |  | 442 | 0 | 442 |  | Built | Direct Connection | NGET | CCGT (Combined Cycle Gas Turbine) | a0l4L0000005ioSQAQ | PRO-000147
Enoch Hill | RWE RENEWABLES UK ONSHORE WIND LIMITED | Enoch Hill 132/33kV Substation |  | 0 | 69 | 69 | 2025-05-30 | Consents Approved | Direct Connection | SPT | Wind Onshore | a0l4L0000005iomQAA | PRO-000152
EOLFI Offshore | Shell New Energies UK Ltd | Eolfi Offshore Substation |  | 0 | 3000 | 3000 | 2033-10-31 | Scoping | Direct Connection | SHET | Wind Offshore | a0l4L0000005ihFQAQ | PRO-001538
EPL Hampshire | EPL NEWCO7 LIMITED | Nursling 400kV Substation |  | 0 | 480 | 480 | 2037-10-31 | Scoping | Direct Connection | NGET | Energy Storage System;PV Array (Photo Voltaic/solar) | a0l8e0000012hp8AAA | PRO-004533
EPL Somerset | EPL NEWCO8 LIMITED | Taunton 400kV Substation |  | 0 | 480 | 480 | 2037-10-31 | Scoping | Direct Connection | NGET | Energy Storage System;PV Array (Photo Voltaic/solar) | a0l8e000000f4yAAAQ | PRO-003905
EPL Suffolk | EPL NEWCO9 LIMITED | North Anglia Connection Node E 400kV Substation |  | 0 | 480 | 480 | 2032-10-31 | Scoping | Direct Connection | NGET | Energy Storage System;PV Array (Photo Voltaic/solar) | a0l8e000000f5BYAAY | PRO-003916
Eppynt Common | GARREG FAWR ENERGY PARK LIMITED | Pont Abraham GSP |  | 0 | 189.5 | 189.5 | 2026-10-31 | Scoping | Embedded | NGET | Wind Onshore | a0l4L0000005iQQQAY | PRO-001882
Epworth PV & BESS Station | IB VOGT UK LTD | Keadby 400kV Substation |  | 0 | 150 | 150 | 2037-10-31 | Scoping | Direct Connection | NGET | Energy Storage System;PV Array (Photo Voltaic/solar) | a0l8e000000ew2TAAQ | PRO-003644
Equinor Celtic Sea 1 | EQUINOR NEW ENERGY LIMITED | Alverdiscott 400kV Substation |  | 0 | 1000 | 1000 | 2036-12-06 | Scoping | Direct Connection | NGET | Energy Storage System;Wind Offshore | a0l8e000000f8QCAAY | PRO-004037
Equinor Celtic Sea 2 | EQUINOR NEW ENERGY LIMITED | Alverdiscott 400kV Substation |  | 0 | 1000 | 1000 | 2036-12-06 | Scoping | Direct Connection | NGET | Energy Storage System;Wind Offshore | a0l8e000000f8QHAAY | PRO-004038
ER BBR Energy | ER PROJECT DEVELOPMENT CO LIMITED | Er Bbr Energy 132kV Substation |  | 0 | 50 | 50 | 2029-10-30 | Scoping | Direct Connection | SPT | Energy Storage System;PV Array (Photo Voltaic/solar) | a0l8e0000011yBvAAI | PRO-003508
ER BR Energy | ER PROJECT DEVELOPMENT CO LIMITED | Tween Bridge 400kV |  | 0 | 1000 | 1000 | 2035-10-30 | Scoping | Direct Connection | NGET | Energy Storage System;PV Array (Photo Voltaic/solar);Wind Onshore | a0l8e000000exSTAAY | PRO-003724
ER BRF 2 Energy | ER PROJECT DEVELOPMENT CO LIMITED | Bramford 400kV Substation |  | 0 | 249 | 249 | 2033-07-30 | Scoping | Direct Connection | NGET | Energy Storage System;PV Array (Photo Voltaic/solar) | a0l8e000000exSYAAY | PRO-003725
ER BUR Energy | ER PROJECT DEVELOPMENT CO LIMITED | Burwell South 400kV Substation |  | 0 | 57 | 57 | 2033-10-28 | Scoping | Direct Connection | NGET | Energy Storage System;PV Array (Photo Voltaic/solar) | a0l8e000000exSEAAY | PRO-003721
ER HTP Energy | ER PROJECT DEVELOPMENT CO LIMITED | Hawthorn Pit 400kV Substation |  | 0 | 57 | 57 | 2034-06-30 | Scoping | Direct Connection | NGET | Energy Storage System;PV Array (Photo Voltaic/solar) | a0l8e000000exSJAAY | PRO-003722
ER LBR Energy | ER PROJECT DEVELOPMENT CO LIMITED | Littlebrook 400kV Substation |  | 0 | 57 | 57 | 2029-10-17 | Scoping | Direct Connection | NGET | Energy Storage System;PV Array (Photo Voltaic/solar) | a0l8e000000exSOAAY | PRO-003723
ER LIL Energy | ER PROJECT DEVELOPMENT CO LIMITED | Hope 400kV Substation |  | 0 | 1000 | 1000 | 2036-10-31 | Scoping | Direct Connection | NGET | Energy Storage System;PV Array (Photo Voltaic/solar) | a0l8e000000exRzAAI | PRO-003718
ER MKH Energy | ER PROJECT DEVELOPMENT CO LIMITED | Market Harborough 400kV Substation |  | 0 | 400 | 400 | 2033-10-28 | Scoping | Direct Connection | NGET | Energy Storage System;PV Array (Photo Voltaic/solar);Reactive Compensation | a0l8e0000010wTJAAY | PRO-002621
ER MSM Energy | ER PROJECT DEVELOPMENT CO LIMITED | Er Msm Energy 132kV Substation |  | 0 | 200 | 200 | 2030-10-31 | Scoping | Direct Connection | SPT | Energy Storage System;PV Array (Photo Voltaic/solar);Wind Onshore | a0l8e0000011xwRAAQ | PRO-003480
ER TWD Energy | ER PROJECT DEVELOPMENT CO LIMITED | Llanteg 400kV Substation |  | 0 | 700 | 700 | 2037-09-15 | Scoping | Direct Connection | NGET | Energy Storage System;Wind Onshore | a0l8e000000exS4AAI | PRO-003719
Erebus | BLUE GEM WIND LIMITED | Pembroke 132kV Substation |  | 0 | 95.25 | 95.25 | 2028-07-26 | Scoping | Direct Connection | NGET | Wind Offshore | a0l4L0000005inxQAA | PRO-000471
Eredine Wind Farm | RWE RENEWABLES UK ONSHORE WIND LIMITED | An Suidhe 275/33kV |  | 0 | 105 | 105 | 2029-11-01 | Scoping | Direct Connection | SHET | Wind Onshore | a0l4L0000005ia2QAA | PRO-002005
Errochty | SSE GENERATION LIMITED | Errochty 132kV Substation |  | 75 | 0 | 75 |  | Built | Direct Connection | SHET | Hydro | a0l4L0000005ihIQAQ | PRO-001541
Eskrigg End BESS | Energi Generation 6 Ltd | Hutton 400kV Substation |  | 0 | 249 | 249 | 2037-11-01 | Scoping | Direct Connection | NGET | Energy Storage System | a0l8e0000010wjnAAA | PRO-002804
Essendine | MALLARD PASS SOLAR FARM LIMITED | Ryhall 400kV Substation |  | 0 | 240 | 240 | 2028-01-01 | Consents Approved | Direct Connection | NGET | PV Array (Photo Voltaic/solar) | a0l4L0000005iNfQAI | PRO-001643
Euchanhead Wind Farm | SCOTTISHPOWER RENEWABLES (UK) LIMITED | Euchanhead 132kV Substation |  | 0 | 112 | 112 | 2029-10-29 | Scoping | Direct Connection | SPT | Energy Storage System;Wind Onshore | a0l4L0000005ibQQAQ | PRO-001011
Ewe Hill | SCOTTISHPOWER RENEWABLES (UK) LIMITED | Ewehill 132/33kV |  | 39 | 0 | 39 |  | Built | Direct Connection | SPT | Wind Onshore | a0l4L0000005iZAQAY | PRO-001368
Ewerby | SSE EWERBY SOLAR LIMITED | Navenby 400kV Substation |  | 0 | 500 | 500 | 2029-10-30 | Scoping | Direct Connection | NGET | Energy Storage System;PV Array (Photo Voltaic/solar) | a0l4L0000005iaDQAQ | PRO-002017
Exeter (Tertiary) | PIVOTED POWER LLP | Exeter 400kV Substation | 1 | 0 | 49.9 | 99.8 | 2036-12-06 | Scoping | Direct Connection | NGET | Energy Storage System;PV Array (Photo Voltaic/solar) | a0l4L0000005iz7QAA | PRO-001047-1
Exeter (Tertiary) | PIVOTED POWER LLP | Exeter 400kV Substation | 2 | 0 | 57 | 156.8 | 2036-12-06 | Scoping | Direct Connection | NGET | Energy Storage System;PV Array (Photo Voltaic/solar) | a0l4L0000005iz7QAA | PRO-001047-2
Exeter (Tertiary) | PIVOTED POWER LLP | Exeter 400kV Substation |  | 0 | 49.9 | 49.9 | 2025-11-01 | Awaiting Consents | Direct Connection | NGET | Energy Storage System;PV Array (Photo Voltaic/solar) | a0l4L0000005iz7QAA | PRO-001047
Exeter BESS and PV (Post-Interactivity Revised Offer) | IGP SOLAR 20 LIMITED | Exeter Main 400kV Substation |  | 0 | 249 | 249 | 2029-12-31 | Scoping | Direct Connection | NGET | Energy Storage System;PV Array (Photo Voltaic/solar) | a0l4L0000005iNpQAI | PRO-001827
Exeter Main | ENSO GREEN HOLDINGS LIMITED | Exeter 400kV Substation |  | 0 | 400 | 400 | 2033-10-28 | Scoping | Direct Connection | NGET | Energy Storage System;PV Array (Photo Voltaic/solar) | a0l4L0000005idfQAA | PRO-002082
Exeter Main Tertiary | EXETER MAIN BATTERY LIMITED | Exeter 400kV Substation |  | 0 | 57 | 57 | 2024-05-01 | Scoping | Direct Connection | NGET | Thermal | a0l4L0000005izUQAQ | PRO-000452
Exeter Solar PV & BESS | Exeter Storage Limited | Exeter 400kV Substation |  | 0 | 290 | 290 | 2027-08-31 | Awaiting Consents | Direct Connection | NGET | Energy Storage System;PV Array (Photo Voltaic/solar) | a0l4L0000005ivyQAA | PRO-001666
Eye Grid Services Facility | CONRAD (EYE) LIMITED | Yaxley 400kV Substation |  | 0 | 0 | 0 | 2024-10-31 | Consents Approved | Direct Connection | NGET | Reactive Compensation | a0l8e000000eww9AAA | PRO-003688
Fairburn Extension Wind Farm | SSE RENEWABLES SERVICES (UK) LIMITED | Fairburn Extension 132/33kV Substation |  | 0 | 90 | 90 | 2031-10-31 | Scoping | Direct Connection | SHET | Wind Onshore | a0l8e000000f7klAAA | PRO-004012
Fairholme BESS | HB411MIN Limited | Minety 400kV Substation |  | 0 | 47.5 | 47.5 | 2025-02-28 | Consents Approved | Direct Connection | NGET | Energy Storage System | a0l4L0000005ixgQAA | PRO-001625
Fairmead and Yewtree Farm | QAIR RENEWABLES UK LIMITED | East Kent connection node A 400kV Substation |  | 0 | 240 | 240 | 2037-10-31 | Scoping | Direct Connection | NGET | Energy Storage System | a0l8e000001HxldAAC | PRO-004291
Fallago Rig 2 | EDF ENERGY RENEWABLES LIMITED | Fallago 400/33kV |  | 0 | 100 | 100 | 2029-04-30 | Awaiting Consents | Direct Connection | SPT | Wind Onshore | a0l4L0000005ipGQAQ | PRO-000526
Fallago Rig Wind Farm | FALLAGO RIG WINDFARM LIMITED | Fallago 400/33kV |  | 144 | 0 | 144 |  | Built | Direct Connection | SPT | Wind Onshore | a0l4L0000005iooQAA | PRO-000155
Fancott | SSE FANCOTT BESS LTD | Sundon 400kV Substation |  | 0 | 600 | 600 | 2031-10-30 | Scoping | Direct Connection | NGET | Energy Storage System | a0l4L0000005iu4QAA | PRO-002174
Farm 100MW BESS | Apatura Battery Ltd | Thurso South 275kV Substation’ |  | 0 | 100 | 100 | 2033-10-31 | Scoping | Direct Connection | SHET | Energy Storage System | a0l8e000000f6J5AAI | PRO-003971
Farnham BESS | Harmony FM Limited | Wrecclesham 33kV |  | 0 | 20 | 20 | 2023-03-01 | Under Construction/Commissioning | Embedded | NGET | Energy Storage System | a0l4L0000005iSKQAY | PRO-001939
Farr Wind Farm - Tomatin | FARR WINDFARM LIMITED | Beauly GSP |  | 92 | 0 | 92 |  | Built | Direct Connection | SHET | Wind Onshore | a0l4L0000005iopQAA | PRO-000156
Farr WindFarm | FARR WINDFARM LIMITED | Tomatin 275kV Substation |  | 0 | 144.8 | 144.8 | 2030-01-30 | Scoping | Direct Connection | SHET | Wind Onshore | a0l8e0000012eoeAAA | PRO-004381
Fasnakyle G1 & G2 | SSE GENERATION LIMITED | Fasnakyle GSP |  | 46 | 0 | 46 |  | Built | Direct Connection | SHET | Hydro | a0l4L0000005imlQAA | PRO-000077
Fasnakyle G3 & G4 | SSE GENERATION LIMITED | Fasnakyle GSP |  | 30.5 | 0 | 30.5 |  | Built | Embedded | SHET | Hydro | a0l4L0000005iV8QAI | PRO-000078
Fasque Windfarm | SCOTTISHPOWER RENEWABLES (UK) LIMITED | Fasque Wind Farm 132kV Substation |  | 0 | 90 | 90 | 2031-10-31 | Scoping | Direct Connection | SHET | PV Array (Photo Voltaic/solar);Wind Onshore | a0l4L0000005ibSQAQ | PRO-001009
Faw Side Community Wind Farm | CWP Energy Limited | Faw Side Community Wind Farm Substation |  | 0 | 250 | 250 | 2028-04-27 | Awaiting Consents | Direct Connection | SPT | Wind Onshore | a0l4L0000005isGQAQ | PRO-000297
Fawley CHP | ESSO PETROLEUM COMPANY,LIMITED | Fawley 400kV Substation |  | 158 | 0 | 158 |  | Built | Embedded | NGET | CHP (Combined Heat and Power) | a0l4L0000005iVUQAY | PRO-000157
FCC Thurcroft BESS | Downing Renewable Developments LLP | Thorpe Marsh GSP |  | 0 | 750 | 750 | 2033-10-31 | Scoping | Direct Connection | NGET | Energy Storage System | a0l8e000000TPMJAA4 | PRO-003268
Fearna PSH 2 | FEARNA PSH LIMITED | Loch Fearna Pumped Storage 275kV |  | 0 | 1495 | 1495 | 2036-11-11 | Scoping | Direct Connection | SHET | Pump Storage | a0l8e0000012ezMAAQ | PRO-004391
Feckenham | ENSO GREEN HOLDINGS LIMITED | Feckenham 400kV Substation |  | 0 | 400 | 400 | 2036-10-31 | Awaiting Consents | Direct Connection | NGET | Energy Storage System;PV Array (Photo Voltaic/solar) | a0l4L0000005ikrQAA | PRO-002189
Feckenham | IGP SOLAR 14 LIMITED | Feckenham 400kV Substation |  | 0 | 500 | 500 | 2029-07-21 | Scoping | Direct Connection | NGET | Energy Storage System;PV Array (Photo Voltaic/solar) | a0l4L0000005iOwQAI | PRO-001600
Feckenham Energy Park | GREEN ENERGY MAB LTD | Feckenham 400kV Substation |  | 0 | 500 | 500 | 2033-10-31 | Scoping | Direct Connection | NGET | Energy Storage System | a0l4L0000005iM7QAI | PRO-002378
Feckenham Green Energy Centre | INNOVA RENEWABLES LIMITED | Feckenham 400kV Substation |  | 0 | 1025 | 1025 | 2032-10-30 | Scoping | Direct Connection | NGET | Energy Storage System;PV Array (Photo Voltaic/solar) | a0l4L0000005iitQAA | PRO-001767
Feckenham Greener Grid Park | STATKRAFT UK LTD | Feckenham 400kV Substation | 1 | 0 | 12 | 12 | 2026-01-31 | Scoping | Direct Connection | NGET | Energy Storage System;Reactive Compensation | a0l4L0000005ibTQAQ | PRO-001008-1
Feckenham Greener Grid Park | STATKRAFT UK LTD | Feckenham 400kV Substation | 2 | 0 | 138 | 150 | 2032-10-31 | Scoping | Direct Connection | NGET | Energy Storage System;Reactive Compensation | a0l4L0000005ibTQAQ | PRO-001008-2
Feckenham PV & BESS Station | IB VOGT UK LTD | Feckenham 400kV Substation |  | 0 | 400 | 400 | 2033-10-31 | Scoping | Direct Connection | NGET | Energy Storage System;PV Array (Photo Voltaic/solar) | a0l8e000000TPHOAA4 | PRO-003233
Fell Wind Farm | ENERGYFARM UK FELL LLP | Fell Wind Farm 132/33kV Substation |  | 0 | 50 | 50 | 2027-10-31 | Scoping | Direct Connection | SPT | Wind Onshore | a0l4L0000005izPQAQ | PRO-001755
Fenwick Solar Project | FENWICK SOLAR PROJECT LIMITED | Thorpe Marsh 400kV Substation |  | 0 | 237.5 | 237.5 | 2032-04-16 | Scoping | Direct Connection | NGET | Energy Storage System;PV Array (Photo Voltaic/solar) | a0l4L0000005ix1QAA | PRO-001915
Ferrybridge B - NEL Hunter | Newton Energi Limited | Leeds North Connection Node C 132kV Substation |  | 0 | 200 | 200 | 2035-10-30 | Scoping | Embedded | NGET | Energy Storage System | a0l8e000001201HAAQ | PRO-003608
Ferrybridge B BESS & Solar Substation | O&G Solar (SPV 19) Limited | Ferrybridge B 132kV Substation |  | 0 | 99.9 | 99.9 | 2035-10-24 | Consents Approved | Direct Connection | NGET | Energy Storage System;PV Array (Photo Voltaic/solar) | a0l4L0000005j8VQAQ | PRO-002521
Ferrybridge C PV & BESS Substation | O&G Solar (SPV 19) Limited | Ferrybridge C 275kV Substation |  | 0 | 249.9 | 249.9 | 2035-10-24 | Scoping | Direct Connection | NGET | Energy Storage System;PV Array (Photo Voltaic/solar) | a0l8e000000evg6AAA | PRO-003632
Ferrybridge D | KEADBY GENERATION LIMITED | Ferrybridge C 275kV Substation | 1 | 0 | 310 | 310 | 2028-10-06 | Scoping | Direct Connection | NGET | CCGT (Combined Cycle Gas Turbine);Energy Storage System;OCGT (Open Cycle Gas Turbine) | a0l4L0000005iacQAA | PRO-001020-1
Ferrybridge D | KEADBY GENERATION LIMITED | Ferrybridge C 275kV Substation | 2 | 0 | 910 | 1220 | 2030-10-04 | Awaiting Consents | Direct Connection | NGET | CCGT (Combined Cycle Gas Turbine);Energy Storage System;OCGT (Open Cycle Gas Turbine) | a0l4L0000005iacQAA | PRO-001020-2
Ferrybridge D | KEADBY GENERATION LIMITED | Ferrybridge C 275kV Substation | 3 | 0 | 600 | 1820 | 2034-06-01 | Awaiting Consents | Direct Connection | NGET | CCGT (Combined Cycle Gas Turbine);Energy Storage System;OCGT (Open Cycle Gas Turbine) | a0l4L0000005iacQAA | PRO-001020-3
Fferm Solar Pentir | LIGHTSOURCE SPV 191 LIMITED | Pentir 400kV Substation |  | 0 | 57 | 57 | 2027-05-01 | Scoping | Direct Connection | NGET | PV Array (Photo Voltaic/solar) | a0l4L0000005ixKQAQ | PRO-001049
Ffestiniog | FIRST HYDRO COMPANY | Ffestiniog 275kV Substation |  | 360 | 0 | 360 |  | Built | Direct Connection | NGET | Pump Storage | a0l4L0000005im9QAA | PRO-000055
Fiddes Battery Storage | FIDDES BATTERY LIMITED | Fiddes GSP |  | 0 | 30 | 30 | 2028-10-31 | Scoping | Embedded | SHET | Energy Storage System | a0l4L0000005iNsQAI | PRO-001831
Fiddlers Ferry BESS | FIDDLERS FERRY LTD | Fiddlers Ferry 275kV Substation |  | 0 | 900 | 900 | 2037-11-30 | Scoping | Direct Connection | NGET | Energy Storage System | a0l8e000000f4xWAAQ | PRO-003897
Field Farm | Net Zero One Limited | Staythorpe 400kv |  | 0 | 249.9 | 249.9 | 2030-10-31 | Scoping | Direct Connection | NGET | Energy Storage System | a0l4L0000005iRcQAI | PRO-001924
Field Glenniston BESS | FIELD DEVCO LTD | Glenniston GSP |  | 0 | 200 | 200 | 2032-10-29 | Scoping | Direct Connection | SPT | Energy Storage System | a0l8e0000012kjiAAA | PRO-004754
Fife 2 BESS | CARLTON POWER LIMITED | Westfield 132/33kV |  | 0 | 49.9 | 49.9 | 2028-06-14 | Scoping | Direct Connection | SPT | Energy Storage System | a0l4L0000005iw1QAA | PRO-002184
Fife Battery Storage | CARLTON POWER LIMITED | Westfield 132/33kV |  | 0 | 200 | 200 | 2031-10-30 | Scoping | Direct Connection | SPT | Energy Storage System | a0l4L0000005iQVQAY | PRO-001888
Fife Energy Centre | CAMBRIDGE POWER LIMITED | Fife Energy Centre 132kV substation |  | 0 | 100 | 100 | 2028-04-28 | Scoping | Direct Connection | SPT | Energy Storage System | a0l4L0000005iPYQAY | PRO-001868
Fife Grid Services | BLUEGRIDPOWER LTD | Fife Grid Services Facility 275kV Substation |  | 0 | 0 | 0 | 2024-04-12 | Scoping | Direct Connection | SPT | Reactive Compensation | a0l4L0000005inRQAQ | PRO-000453
Finlarig | SSE GENERATION LIMITED | Finlarig GSP | 1 | 16.5 | 0 | 16.5 |  | Built | Direct Connection | SHET | Hydro | a0l4L0000005immQAA | PRO-000079-1
Finlarig | SSE GENERATION LIMITED | Finlarig GSP | 2 | 0 | 18.5 | 35 | 2031-11-30 | Scoping | Direct Connection | SHET | Hydro | a0l4L0000005immQAA | PRO-000079-2
Five Estuaries Offshore Wind Farm | FIVE ESTUARIES OFFSHORE WIND FARM LIMITED | Five Estuaries 220/66 kV Offshore Substation |  | 0 | 1080 | 1080 | 2030-10-31 | Scoping | Direct Connection | NGET | Wind Offshore | a0l4L0000005izvQAA | PRO-000450
Flash Solar Farm | ELEMENTS GREEN TRENT LTD | Staythorpe 400kV Substation | 1 | 0 | 360 | 360 | 2026-08-30 | Consents Approved | Direct Connection | NGET | Energy Storage System;PV Array (Photo Voltaic/solar) | a0l4L0000005iNYQAY | PRO-001634-1
Flash Solar Farm | ELEMENTS GREEN TRENT LTD | Staythorpe 400kV Substation | 2 | 0 | 440 | 800 | 2028-05-01 | Scoping | Direct Connection | NGET | Energy Storage System;PV Array (Photo Voltaic/solar) | a0l4L0000005iNYQAY | PRO-001634-2
Fleet (Tertiary) | CSE23 LIMITED | Fleet 400kV Substation |  | 0 | 47.5 | 47.5 | 2026-10-31 | Scoping | Direct Connection | NGET | PV Array (Photo Voltaic/solar) | a0l4L0000005izAQAQ | PRO-001087
Fleet EGH (Tertiary) | Fleet Green Limited | Fleet 400kV Substation |  | 0 | 47.5 | 47.5 | 2027-01-13 | Consents Approved | Direct Connection | NGET | Energy Storage System;PV Array (Photo Voltaic/solar) | a0l4L0000005ipwQAA | PRO-000544
Fleet Farm | BASINGSTOKE EAST 2 RENEWABLES LTD | Fleet 400kV Substation |  | 0 | 200 | 200 | 2038-04-30 | Scoping | Direct Connection | NGET | Energy Storage System;PV Array (Photo Voltaic/solar) | a0l8e0000010wYYAAY | PRO-002678
Fleet Farm 2 | Basingstoke East 7 Renewables Ltd | Fleet 400kV Substation |  | 0 | 700 | 700 | 2038-06-30 | Scoping | Direct Connection | NGET | Energy Storage System;PV Array (Photo Voltaic/solar) | a0l8e0000010wduAAA | PRO-002739
Fleet Solar PV | FLEET SOLAR LIMITED | Fleet 400kV Substation |  | 0 | 57 | 57 | 2026-12-13 | Awaiting Consents | Direct Connection | NGET | PV Array (Photo Voltaic/solar) | a0l8e0000010wklAAA | PRO-002814
Fleet Tertiary | FLEET SOLAR LIMITED | Fleet 400kV Substation |  | 0 | 47.5 | 47.5 | 2025-11-30 | Scoping | Direct Connection | NGET | Thermal | a0l4L0000005j00QAA | PRO-000429
Flemyland Battery Storage | Flemyland Battery Storage Ltd | Kilwinning 132/33kV |  | 0 | 100 | 100 | 2027-10-26 | Scoping | Direct Connection | SPT | Demand;Energy Storage System | a0l4L0000005iyIQAQ | PRO-002360
Foel Fach Wind Farm | FOEL FACH WIND FARM LIMITED | North Wales connection Node A 400kV Substation |  | 0 | 79.2 | 79.2 | 2037-10-31 | Scoping | Direct Connection | NGET | Energy Storage System;Wind Onshore | a0l8e000001Hy9vAAC | PRO-004327
Forsa Energy Denny BESS | FORSA ENERGY GAS HOLDINGS LIMITED | FORSA ENERGY DENNY BESS 132KV GRID SUPPLY POINT SUBSTATION |  | 0 | 99.9 | 99.9 | 2030-10-31 | Scoping | Direct Connection | SPT | Energy Storage System | a0lJ9000000bltAIAQ | PRO-004971
Fort Augustus BESS | FIELD DEVCO LTD | Fort Augustus GSP |  | 0 | 200 | 200 | 2035-10-31 | Scoping | Direct Connection | SHET | Energy Storage System | a0l8e0000012i3dAAA | PRO-004599
Fort Dunlop | WHITETOWER ENERGY LIMITED | Dunlop 132kV Substation |  | 99 | 0 | 99 |  | Built | Embedded | NGET | OCGT (Open Cycle Gas Turbine) | a0l4L0000005iVVQAY | PRO-000160
Foyers | SSE GENERATION LIMITED | Foyers 275kV Substation |  | 300 | 0 | 300 |  | Built | Direct Connection | SHET | Pump Storage | a0l4L0000005imnQAA | PRO-000080
Freasdail | FREASDAIL ENERGY LIMITED | Crossaig 132kV Substation |  | 22.2 | 0 | 22.2 |  | Built | Direct Connection | SHET | Wind Onshore | a0l4L0000005im3QAA | PRO-000046
Frodsham Solar Park | Frodsham Solar Limited | Frodsham 132kV |  | 0 | 100 | 100 | 2026-12-30 | Scoping | Embedded | NGET | PV Array (Photo Voltaic/solar) | a0l4L0000005iSrQAI | PRO-001952
Fron Goch | NANT MITHIL ENERGY PARK LIMITED | Pont Abraham GSP |  | 0 | 252.7 | 252.7 | 2026-10-31 | Scoping | Embedded | NGET | Wind Onshore | a0l4L0000005iieQAA | PRO-001563
Fryston Lane 100MW BESS | GPC 2008 Ltd | Leeds North Connection Node C 132kV Substation |  | 0 | 100 | 100 | 2035-10-31 | Scoping | Embedded | NGET | Energy Storage System | a0l8e00000120IqAAI | PRO-003620
Fyrish Battery Storage | FIELD DEVCO LTD | Fyrish 132kV Substation |  | 0 | 200 | 200 | 2029-10-31 | Scoping | Direct Connection | SHET | Energy Storage System | a0l8e0000012hngAAA | PRO-004515
Gaerwen Wind Farm | RWE RENEWABLES UK ONSHORE WIND LIMITED | Gwyddelwern 400kV Substation |  | 0 | 67 | 67 | 2027-06-01 | Awaiting Consents | Direct Connection | NGET | Wind Onshore | a0l4L0000005ihPQAQ | PRO-001550
Galawhistle Wind Farm | GALAWHISTLE WIND FARM LIMITED | Galawhistle 132/33kV Substation |  | 55.2 | 0 | 55.2 |  | Built | Direct Connection | SPT | Wind Onshore | a0l4L0000005iosQAA | PRO-000161
Galileo 05 | Galileo Empower UK Limited | Lynemore Windfarm 132kV Substation |  | 0 | 84 | 84 | 2031-10-31 | Scoping | Direct Connection | SHET | Wind Onshore | a0l8e000001Hr2cAAC | PRO-004173
GALILEO 06 | Galileo Empower UK Limited | Proposed Ferryside GSP |  | 0 | 175 | 175 | 2037-10-31 | Scoping | Embedded | NGET | Wind Onshore | a0l8e000000f40GAAQ | PRO-003810
Galileo 09 | GALILEO 09 LIMITED | Oswestry Substation |  | 0 | 297 | 297 | 2037-10-31 | Scoping | Direct Connection | NGET | Energy Storage System;PV Array (Photo Voltaic/solar);Wind Onshore | a0lJ9000000blKCIAY | PRO-004798
Galileo 10 | GALILEO 10 LIMITED | Bathgate 132/33kV Substation |  | 0 | 60 | 60 | 2031-10-31 | Scoping | Direct Connection | SPT | Energy Storage System | a0l8e000000f65AAAQ | PRO-003953
Gallatown Battery Energy Storage Facility | CESA (KIRKCALDY) LIMITED | Redhouse 132/33kV |  | 0 | 80 | 80 | 2029-10-31 | Scoping | Direct Connection | SPT | Energy Storage System | a0l8e0000010wfCAAQ | PRO-002755
Galloper Wind Farm | GALLOPER WIND FARM LIMITED | Galloper North 132/33kV Substation |  | 348 | 0 | 348 |  | Built | Direct Connection | NGET | Wind Offshore | a0l4L0000005iotQAA | PRO-000162
Gallos | Corio Generation Limited | Alverdiscott 400kV Substation |  | 0 | 2000 | 2000 | 2036-12-06 | Scoping | Direct Connection | NGET | Wind Offshore | a0l8e0000010wdVAAQ | PRO-002734
Gammidge PV & BESS Park | CS UK HOLDINGS III LIMITED | Grendon 132kV Substation |  | 0 | 40.9 | 40.9 | 2027-10-15 | Scoping | Direct Connection | NGET | Energy Storage System | a0l4L0000005iOtQAI | PRO-001649
Garbet Wind Farm | ENERGYFARM UK GARBET LLP | Keith GSP |  | 0 | 46.2 | 46.2 | 2026-10-31 | Consents Approved | Embedded | SHET | Wind Onshore | a0l4L0000005iXVQAY | PRO-001813
Garn Fach Wind Farm | EDF ENERGY RENEWABLES LIMITED | Garn Fach 132kV Substation |  | 0 | 110 | 110 | 2032-05-01 | Scoping | Direct Connection | NGET | Wind Onshore | a0l4L0000005iv1QAA | PRO-001157
Gartclash Farm BESS | BOOM DEVELOPMENTS LTD | Denny North 275/132kV |  | 0 | 200 | 200 | 2028-10-30 | Scoping | Direct Connection | SPT | Energy Storage System | a0l8e000000exYNAAY | PRO-003736
Garvary Wind Farm | GARVARY WIND FARM LTD | Garvary 132kV Substation |  | 0 | 222 | 222 | 2028-06-30 | Scoping | Direct Connection | SHET | Wind Onshore | a0l4L0000005iyqQAA | PRO-001927
Gastard BESS | SIRIUSECODEV (GASTARD) LTD | Melksham B 132KV Substation |  | 0 | 200 | 200 | 2037-11-15 | Scoping | Direct Connection | NGET | Energy Storage System | a0l8e0000011yrPAAQ | PRO-003552
Gateway Energy Centre Power Station | GATEWAY ENERGY CENTRE LIMITED | Coryton South 400kV Substation | 1 | 0 | 450 | 450 | 2025-09-30 | Consents Approved | Direct Connection | NGET | Energy Storage System | a0l4L0000005im2QAA | PRO-000045-1
Gateway Energy Centre Power Station | GATEWAY ENERGY CENTRE LIMITED | Coryton South 400kV Substation | 2 | 0 | 550 | 1000 | 2029-10-30 | Consents Approved | Direct Connection | NGET | Energy Storage System | a0l4L0000005im2QAA | PRO-000045-2
Gatroben Offshore Wind Farm | GATROBEN OFFSHORE DEVELOPMENTS 2 LIMITED | Gatroben Offshore Substation |  | 0 | 1320 | 1320 | 2031-10-31 | Scoping | Direct Connection | NGET | Wind Offshore | a0l4L0000005idWQAQ | PRO-001675
GF Norwich BESS | GF Norwich Energy Ltd | Norwich Main 400kV Substation |  | 0 | 400 | 400 | 2032-10-31 | Scoping | Direct Connection | NGET | Energy Storage System | a0l8e000000f3zmAAA | PRO-003807
GF SELLINDGE BESS | GF Sellindge Energy Ltd | East Kent connection node A 400kV Substation |  | 0 | 300 | 300 | 2036-10-31 | Scoping | Direct Connection | NGET | Energy Storage System | a0l8e000001HrvJAAS | PRO-004228
GF Thornton Energy BESS | GF THORNTON ENERGY LTD | Thornton 400kV Substation |  | 0 | 400 | 400 | 2033-10-31 | Scoping | Direct Connection | NGET | Energy Storage System | a0l8e000000TPcPAAW | PRO-003449
GF Upper Boat | PULSE CLEAN ENERGY SPV FRANKLIN LIMITED | Upper Boat 275kV Substation | 1 | 0 | 0 | 0 | 2025-05-31 | Scoping | Direct Connection | NGET | Energy Storage System;Reactive Compensation | a0l8e0000011zBpAAI | PRO-003568-1
GF Upper Boat | PULSE CLEAN ENERGY SPV FRANKLIN LIMITED | Upper Boat 275kV Substation | 2 | 0 | 0 | 0 | 2025-10-31 | Scoping | Direct Connection | NGET | Energy Storage System;Reactive Compensation | a0l8e0000011zBpAAI | PRO-003568-2
GF Upper Boat | PULSE CLEAN ENERGY SPV FRANKLIN LIMITED | Upper Boat 275kV Substation | 3 | 0 | 200 | 200 | 2028-10-31 | Scoping | Direct Connection | NGET | Energy Storage System;Reactive Compensation | a0l8e0000011zBpAAI | PRO-003568-3
GH DEVCO Gretna Green BESS | Gresham House Devco Pipeline Limited | Gretna Green 132 kV Substation |  | 0 | 56 | 56 | 2032-10-30 | Scoping | Direct Connection | SPT | Energy Storage System | a0l8e0000010xikAAA | PRO-003096
GH DEVCO Kincardine BESS | Gresham House Devco Pipeline Limited | Kincardine GSP |  | 0 | 42 | 42 | 2028-12-01 | Scoping | Direct Connection | SPT | Energy Storage System | a0l8e000000TPAmAAO | PRO-003173
Giants Burn Wind Farm | STATKRAFT UK LTD | Dunoon GSP |  | 0 | 44 | 44 | 2030-05-31 | Scoping | Embedded | SHET | Wind Onshore | a0l4L0000005iWyQAI | PRO-002232
Glanford | EPR GLANFORD LIMITED | Keadby GSP |  | 15 | 0 | 15 |  | Built | Embedded | NGET | Biomass | a0l4L0000005iVWQAY | PRO-000164
Glasgow Road 40MW BESS | GPC 1137 Ltd | Giffnock 275/33kV |  | 0 | 40 | 40 | 2028-10-31 | Scoping | Embedded | SPT | Energy Storage System | a0l8e0000011z3PAAQ | PRO-003566
Gleann Eoghainn | RENANTIS UK LIMITED | Edinbane 132/33kV Substation |  | 0 | 25 | 25 | 2027-10-31 | Scoping | Embedded | SHET | Wind Onshore | a0l4L0000005iQ5QAI | PRO-001275
Glen App Windfarm | SCOTTISHPOWER RENEWABLES (UK) LIMITED | Glen App 33kV |  | 32.2 | 0 | 32.2 |  | Built | Direct Connection | SPT | Wind Onshore | a0l4L0000005imaQAA | PRO-000063
Glen Kyllachy Wind Farm | GLEN KYLLACHY WIND FARM LIMITED | Glen Kyllachy Wind Farm Substation |  | 48.5 | 0 | 48.5 |  | Built | Direct Connection | SHET | Wind Onshore | a0l4L0000005iovQAA | PRO-000165
Glen Lednock | Glen Lednock Wind Farm Limited | Glen Lednock 132kV Substation |  | 0 | 165 | 165 | 2031-10-31 | Scoping | Direct Connection | SHET | Energy Storage System;Wind Onshore | a0l8e0000012ho5AAA | PRO-004520
Glen Ullinish Extension | GLEN ULLINISH WF 2 LTD | Glen Ullinish Extension 132/33kV Substation |  | 0 | 240 | 240 | 2027-04-01 | Scoping | Direct Connection | SHET | Wind Onshore | a0l4L0000005iYiQAI | PRO-001346
Glen Ullinish Wind Farm | GLEN ULLINISH WF LIMITED | Glen Ullinish 132/33kV Substation |  | 0 | 49.9 | 49.9 | 2026-10-31 | Consents Approved | Direct Connection | SHET | Wind Onshore | a0l4L0000005isHQAQ | PRO-000298
Glenchamber Wind Farm | GLENCHAMBER WIND ENERGY LIMITED | Glenluce 132/33kV |  | 27.5 | 0 | 27.5 |  | Built | Embedded | SPT | Wind Onshore | a0l4L0000005iV2QAI | PRO-000043
Glendoe | SSE GENERATION LIMITED | Fort Augustus GSP |  | 99.9 | 0 | 99.9 |  | Built | Direct Connection | SHET | Hydro | a0l4L0000005imoQAA | PRO-000081
Glendye Wind Farm | GLENDYE WIND FARM LIMITED | Glendye Wind Farm Substation |  | 0 | 156 | 156 | 2028-10-31 | Scoping | Direct Connection | SHET | Wind Onshore | a0l4L0000005iyyQAA | PRO-001389
Glenmore | AEUK WIND PROJECT II LTD | Edinbane 132/33kV Substation |  | 0 | 39.6 | 39.6 | 2034-10-31 | Scoping | Direct Connection | SHET | Wind Onshore | a0l8e0000012ggkAAA | PRO-004445
Glenmoriston (part of the Moriston Cascade) | SSE GENERATION LIMITED | Glenmoriston GSP |  | 40 | 0 | 40 |  | Built | Direct Connection | SHET | Hydro | a0l4L0000005imqQAA | PRO-000083
Glenmuckloch Pumped Storage | GLENMUCKLOCH PUMPED STORAGE HYDRO LIMITED | Glenmuckloch 132/33kV |  | 0 | 210 | 210 | 2028-10-01 | Consents Approved | Direct Connection | SPT | Pump Storage | a0l4L0000005isIQAQ | PRO-000299
Glenmuckloch Wind Farm | GLENMUCKLOCH RENEWABLE ENERGY LIMITED | Glenmuckloch 132/33kV |  | 0 | 33.6 | 33.6 | 2028-09-29 | Awaiting Consents | Direct Connection | SPT | Wind Onshore | a0l4L0000005iwRQAQ | PRO-000300
Glenmuir Windfarm | BROCKWELL ENERGY LIMITED | Glenmuir Windfarm 132kV Substation |  | 0 | 80 | 80 | 2036-06-30 | Scoping | Direct Connection | SPT | Wind Onshore | a0l8e000001Ho33AAC | PRO-004058
Glennifer Road BESS | GPC 1119 Ltd | Neilston 400/275/132kV |  | 0 | 150 | 150 | 2027-10-30 | Scoping | Direct Connection | SPT | Energy Storage System | a0l8e0000011zs8AAA | PRO-003600
Glenrothes BESS | GLENROTHES BESS LTD | Glenrothes 275/33kV |  | 0 | 46 | 46 | 2025-10-30 | Consents Approved | Embedded | SPT | Energy Storage System | a0l4L0000005iTwQAI | PRO-002089
Glenrothes Hybrid BESS & Solar PV | TAGENERGY DEVELOPMENT UK LIMITED | Conland Substation |  | 0 | 200 | 200 | 2031-10-30 | Scoping | Direct Connection | SPT | Energy Storage System;PV Array (Photo Voltaic/solar) | a0l8e000000TPJUAA4 | PRO-003252
Glens of Foudland Wind (SRO) | GLENS OF FOUDLAND WIND FARM LIMITED | Keith GSP |  | 26 | 0 | 26 |  | Built | Embedded | SHET | Wind Onshore | a0l4L0000005iVzQAI | PRO-000258
Glenshimmeroch Windfarm | ENERGYFARM UK GLENSHIMMEROCH LLP | SPT Margree collector substation |  | 0 | 45 | 45 | 2027-10-31 | Consents Approved | Direct Connection | SPT | Wind Onshore | a0l4L0000005in1QAA | PRO-000440
Glenside Farm BESS | GPC 1211 Ltd | Denny North 275/132kV |  | 0 | 400 | 400 | 2028-05-31 | Scoping | Direct Connection | SPT | Energy Storage System | a0l8e0000012eVgAAI | PRO-004368
Glentaggart 150MW BESS | BROCKWELL ENERGY LIMITED | Redshaw 400kV |  | 0 | 150 | 150 | 2030-10-30 | Scoping | Direct Connection | SPT | Energy Storage System | a0l8e000001HpfGAAS | PRO-004145
Glentaggart 42MW BESS | GLENTAGGART WIND LIMITED | Glentaggart WF 33kV Substation |  | 0 | 42 | 42 | 2027-10-31 | Scoping | Direct Connection | SPT | Energy Storage System | a0l4L0000005ik6QAA | PRO-001595
Glentarken Wind Farm | SSE RENEWABLES SERVICES (UK) LIMITED | Killin GSP |  | 0 | 104 | 104 | 2031-11-30 | Scoping | Direct Connection | SHET | Wind Onshore | a0l8e00000120NhAAI | PRO-003627
Goole Fields Wind Farm | RWE RENEWABLES UK SWINDON LIMITED | Camblesforth 66kV Substation |  | 32 | 0 | 32 |  | Built | Embedded | NGET | Wind Onshore | a0l4L0000005iVXQAY | PRO-000166
Gordonbush Wind Farm | SSE GENERATION LIMITED | Gordonbush GSP |  | 108 | 0 | 108 |  | Built | Direct Connection | SHET | Wind Onshore | a0l4L0000005ipOQAQ | PRO-000518
Gordonstown Hill Wind Farm | GORDONSTOWN HILL WIND FARM LIMITED | Kintore GSP |  | 12.5 | 0 | 12.5 |  | Built | Embedded | SHET | Wind Onshore | a0l4L0000005iRkQAI | PRO-000936
Graeme Road Solar & BESS | GREENTECH PROJECTS HOLDING UK LIMITED | Ryhall 400kV Substation |  | 0 | 550 | 550 | 2038-10-30 | Scoping | Direct Connection | NGET | Energy Storage System;PV Array (Photo Voltaic/solar) | a0l8e0000012eoAAAQ | PRO-004375
Grain | UNIPER UK LIMITED | Grain 400kV Substation |  | 1517 | 0 | 1517 |  | Built | Direct Connection | NGET | CCGT (Combined Cycle Gas Turbine);Reactive Compensation | a0l4L0000005im4QAA | PRO-000049
Grain North Power Station | GRAIN NORTH POWER LIMITED | Grain North 132kV Substation |  | 0 | 49.99 | 49.99 | 2023-06-30 | Consents Approved | Direct Connection | NGET | Gas Reciprocating | a0l4L0000005j1SQAQ | PRO-001524
Grain South Power Station | Grain South Power Limited | Grain South 132kV Substation |  | 0 | 49.99 | 49.99 | 2023-10-30 | Consents Approved | Direct Connection | NGET | Gas Reciprocating | a0l4L0000005ivoQAA | PRO-000449
Grangemouth Hybrid BESS & Solar PV | TAGENERGY DEVELOPMENT UK LIMITED | Grangemouth 275/33kV |  | 0 | 300 | 300 | 2032-06-30 | Scoping | Direct Connection | SPT | Energy Storage System;PV Array (Photo Voltaic/solar) | a0l8e000000TPJeAAO | PRO-003254
Grangemouth CHP | GRANGEMOUTH CHP LIMITED | Grangemouth Ineos GSP |  | 120 | 0 | 120 |  | Built | Embedded | SPT | CHP (Combined Heat and Power) | a0l4L0000005iRIQAY | PRO-001283
Grantham Generation | Aukera Energy Limited | Trent Valley South Connection Node C 400kV Substation |  | 0 | 700 | 700 | 2035-10-30 | Scoping | Direct Connection | NGET | Energy Storage System;PV Array (Photo Voltaic/solar) | a0l8e000000TPFwAAO | PRO-003230
Great Coates BESS | BRUTON ONE BESS LIMITED | South Humber Bank 400kV Substation |  | 0 | 300 | 300 | 2033-10-31 | Scoping | Direct Connection | NGET | Energy Storage System | a0l8e000000f69rAAA | PRO-003960
Great Yarmouth | RWE GENERATION UK PLC | Norwich Main 132kV |  | 420 | 0 | 420 |  | Built | Embedded | NGET | CCGT (Combined Cycle Gas Turbine) | a0l4L0000005iVOQAY | PRO-000124
Greater Gabbard Offshore Wind Farm | GREATER GABBARD OFFSHORE WINDS LIMITED | Gabbard 33/132kV Offshore Substation |  | 500 | 0 | 500 |  | Built | Direct Connection | OFTO | Wind Offshore | a0l4L0000005ioxQAA | PRO-000168
Green Frog @ Alcoa | VIRIDIS 178 LIMITED | Swansea North 132kV Substation |  | 40 | 0 | 40 |  | Built | Embedded | NGET | OCGT (Open Cycle Gas Turbine) | a0l4L0000005iypQAA | PRO-001282
Green Frog @ Down Barn Farm | VIRIDIS 178 LIMITED | Lovedean 400kV Substation |  | 20 | 0 | 20 |  | Built | Embedded | NGET | CCGT (Combined Cycle Gas Turbine) | a0l4L0000005iQJQAY | PRO-001261
Green Frog @ Goose House Lane | VIRIDIS 178 LIMITED | Rochdale 132kV Substation |  | 21 | 0 | 21 |  | Built | Embedded | NGET | CCGT (Combined Cycle Gas Turbine) | a0l4L0000005iR8QAI | PRO-001316
Green Frog @ Letchworth | VIRIDIS 178 LIMITED | Wymondley GSP |  | 15 | 0 | 15 |  | Built | Embedded | NGET | OCGT (Open Cycle Gas Turbine) | a0l4L0000005iVuQAI | PRO-000246
Green Frog @ Moorfield Drive | VIRIDIS 178 LIMITED | Padiham 132kV Substation |  | 21 | 0 | 21 |  | Built | Embedded | NGET | CCGT (Combined Cycle Gas Turbine) | a0l4L0000005iRBQAY | PRO-001313
Green Frog @ Rake Lane | VIRIDIS 178 LIMITED | Kearsley 132kV substation |  | 21 | 0 | 21 |  | Built | Embedded | NGET | CCGT (Combined Cycle Gas Turbine) | a0l4L0000005iQDQAY | PRO-001267
Green frog @ The Drove | VIRIDIS 178 LIMITED | Bridgwater 400/132kV Substation |  | 6 | 0 | 6 |  | Built | Embedded | NGET | OCGT (Open Cycle Gas Turbine) | a0l4L0000005izgQAA | PRO-000245
Green Frog at Lester Way | VIRIDIS 178 LIMITED | Cowley GSP |  | 12 | 0 | 12 |  | Built | Embedded | NGET | OCGT (Open Cycle Gas Turbine) | a0l4L0000005iVtQAI | PRO-000244
Green Hydrogen Solar Farm | GREEN HYDROGEN SOLAR FARM LIMITED | Sealand 400kV Substation |  | 0 | 500 | 500 | 2037-11-30 | Scoping | Direct Connection | NGET | Energy Storage System;PV Array (Photo Voltaic/solar) | a0l8e000000ew37AAA | PRO-003652
Green Volt Offshore Windfarm | FLOTATION ENERGY LIMITED | New Deer 400kV Substation |  | 0 | 300 | 300 | 2029-03-31 | Scoping | Direct Connection | SHET | Demand;Wind Offshore | a0l4L0000005idDQAQ | PRO-001469
Greenburn Mixed Technology | REG GREENBURN LIMITED | Greenburn Mixed Technology 132kV Substation |  | 0 | 90 | 90 | 2027-10-31 | Scoping | Direct Connection | SPT | Wind Onshore | a0l4L0000005ibVQAQ | PRO-001006
Greengage Farm | Renewable Energy Systems Limited | Biggleswade 400kV Substation |  | 0 | 500 | 500 | 2034-10-31 | Scoping | Direct Connection | NGET | Energy Storage System;PV Array (Photo Voltaic/solar) | a0l8e0000012jPcAAI | PRO-004675
Greengairs East Wind Farm | GREENGAIRS EAST WIND FARM LIMITED | Cumbernauld 132/33kV |  | 0 | 42.64 | 42.64 | 2022-11-25 | Awaiting Consents | Embedded | SPT | Wind Onshore | a0l4L0000005iXfQAI | PRO-000880
Greenock Road BESS | Pulse Clean Energy Limited | Greenock Road 275kV Substation |  | 0 | 250 | 250 | 2033-10-31 | Scoping | Direct Connection | SPT | Energy Storage System | a0l8e0000012kkHAAQ | PRO-004761
Greenside BESS | Apatura Battery Ltd | Newarthill Energy Park 275kV Substation |  | 0 | 250 | 250 | 2028-08-31 | Scoping | Direct Connection | SPT | Energy Storage System | a0l8e0000011zPXAAY | PRO-003579
Grendon High Impact Green Energy Hub (HIGEH) 1 | TELIS ENERGY UK LIMITED | Grendon 400kV Substation |  | 0 | 1000 | 1000 | 2033-10-31 | Awaiting Consents | Direct Connection | NGET | Energy Storage System;Nuclear;PV Array (Photo Voltaic/solar);Reactive Compensation;Wind Onshore | a0l8e0000010wVyAAI | PRO-002651
Grendon Solar & BESS | Green Hill Solar Farm Limited | Grendon 400kV Substation |  | 0 | 500 | 500 | 2029-07-01 | Scoping | Direct Connection | NGET | Energy Storage System;PV Array (Photo Voltaic/solar) | a0l4L0000005iihQAA | PRO-001568
Gresham House Cockenzie BESS | COCKENZIE STORAGE LIMITED | Cockenzie 275/33kV |  | 0 | 240 | 240 | 2026-07-31 | Scoping | Direct Connection | SPT | Energy Storage System | a0l4L0000005iuFQAQ | PRO-002209
Gresham House Connagill BESS | Gresham House Devco Pipeline Limited | Connagill 275kV Substation |  | 0 | 240 | 240 | 2030-10-31 | Scoping | Direct Connection | SHET | Energy Storage System | a0l8e000000TPSrAAO | PRO-003434
Gresham House Dalmarnock BESS | Gresham House Devco Pipeline Limited | Dalmarnock 132/33kV |  | 0 | 300 | 300 | 2030-04-30 | Scoping | Direct Connection | SPT | Energy Storage System | a0l8e0000010wkCAAQ | PRO-002809
Gresham House Gretna BESS | ALBUSIA LTD | Gretna 400/132kV |  | 0 | 400 | 400 | 2031-10-31 | Scoping | Direct Connection | SPT | Energy Storage System | a0l4L0000005il0QAA | PRO-002367
Gresham House Kincardine BESS | FLAVUSIA LTD | Kincardine 275kV |  | 0 | 300 | 300 | 2029-10-31 | Scoping | Direct Connection | SPT | Energy Storage System | a0l4L0000005iyMQAQ | PRO-002368
Gresham House Mossmoran BESS | Gresham House Devco Pipeline Limited | Mossmorran 132/33kV |  | 0 | 200 | 200 | 2030-10-30 | Scoping | Direct Connection | SPT | Energy Storage System | a0l4L0000005ituQAA | PRO-002395
Gresham House Rayleigh BESS | Gresham House Asset Management Limited | Rayleigh 400kV Substation |  | 0 | 480 | 480 | 2030-10-30 | Scoping | Direct Connection | NGET | Energy Storage System | a0l4L0000005iubQAA | PRO-002115
Greta III | Trent BESS III LIMITED | Drakelow 400kV Substation |  | 0 | 500 | 500 | 2029-10-30 | Scoping | Direct Connection | NGET | Energy Storage System;PV Array (Photo Voltaic/solar) | a0l4L0000005ikMQAQ | PRO-001803
Greta IV (b) | Greta IV Limited | North Anglia Connection Node B 400kV Substation |  | 0 | 500 | 500 | 2034-10-31 | Scoping | Direct Connection | NGET | Energy Storage System;PV Array (Photo Voltaic/solar) | a0l8e0000012guYAAQ | PRO-004499
Greta IV (c) | Greta IV Limited | North Anglia Connection Node B 400kV Substation |  | 0 | 500 | 500 | 2034-10-31 | Scoping | Direct Connection | NGET | Energy Storage System | a0l8e0000012gudAAA | PRO-004500
Greta IV (d) | Greta IV Limited | North Anglia Connection Node B 400kV Substation |  | 0 | 500 | 500 | 2034-10-31 | Scoping | Direct Connection | NGET | Energy Storage System | a0l8e0000012guiAAA | PRO-004501
Gretna Synchronous Compensation | GRETNA GRID SERVICES LIMITED | Gretna 400/132kV |  | 0 | 0 | 0 | 2024-09-30 | Consents Approved | Direct Connection | SPT | Reactive Compensation | a0l4L0000005ibsQAA | PRO-001444
Griffin Wind Farm | GRIFFIN WIND FARM LIMITED | Griffin 132/33kV Substation |  | 188.6 | 0 | 188.6 |  | Built | Direct Connection | SHET | Wind Onshore | a0l4L0000005ioyQAA | PRO-000169
Grimsby BESS | Shama BESS Limited | Grimsby West 400kV Substation |  | 0 | 500 | 500 | 2035-04-30 | Scoping | Direct Connection | NGET | Energy Storage System | a0l8e0000010wUCAAY | PRO-002633
Grimshader Wind Farm | RWE RENEWABLES UK ONSHORE WIND LIMITED | Grimshader Wind Farm Substation132 KV |  | 0 | 79.2 | 79.2 | 2033-10-31 | Scoping | Direct Connection | SHET | Wind Onshore | a0l8e000000TPKNAA4 | PRO-003258
Grindon Grange | STARLIGHT ENERGY UK LIMITED | Norton East 400kV Substation |  | 0 | 240 | 240 | 2035-10-30 | Scoping | Direct Connection | NGET | Energy Storage System;PV Array (Photo Voltaic/solar) | a0l8e000000f8NqAAI | PRO-004028
Grovers Farm BESS | Bluestone Energy Ltd | West Weybridge GSP |  | 0 | 240 | 240 | 2037-10-31 | Scoping | Embedded | NGET | Energy Storage System | a0l8e000000TPCnAAO | PRO-003196
GT R4 Wind Farm | GT R4 LIMITED | Weston Marsh 400kV Substation |  | 0 | 1500 | 1500 | 2030-11-30 | Scoping | Direct Connection | NGET | Wind Offshore | a0l4L0000005izbQAA | PRO-000563
Gunfleet Sands II Offshore Wind Farm | Gunfleet Sands II Ltd | Gunfleet Sands 33/132kV Offshore |  | 64 | 0 | 64 |  | Built | Direct Connection | OFTO | Wind Offshore | a0l4L0000005iqiQAA | PRO-000229
Gunfleet Sands Offshore Wind Farm | GUNFLEET SANDS LIMITED | Gunfleet Sands 33/132kV Offshore |  | 99.9 | 0 | 99.9 |  | Built | Direct Connection | OFTO | Wind Offshore | a0l4L0000005iqJQAQ | PRO-000224
Gwynt Alwen WF | WIND 2 LIMITED | North Wales connection Node A 400kV Substation |  | 0 | 108 | 108 | 2027-04-30 | Scoping | Direct Connection | NGET | Energy Storage System;Wind Onshore | a0l4L0000005ihMQAQ | PRO-001545
Gwynt Glas Offshore Wind Farm | GWYNT GLAS OFFSHORE WIND FARM LIMITED | Alverdiscott 400kV Substation |  | 0 | 300 | 300 | 2031-10-31 | Scoping | Direct Connection | NGET | Wind Offshore | a0l4L0000005iiyQAA | PRO-001772
Gwynt Glas Offshore Wind Farm 2 | GWYNT GLAS OFFSHORE WIND FARM LIMITED | Alverdiscott 400kV Substation |  | 0 | 1000 | 1000 | 2036-12-06 | Scoping | Direct Connection | NGET | Wind Offshore | a0l4L0000005j1NQAQ | PRO-002480
Gwynt Y Mor Offshore Wind Farm | GWYNT Y MOR OFFSHORE WIND FARM LIMITED | Gwynt y Mor 132/33kV Offshore Substation |  | 574 | 0 | 574 |  | Built | Direct Connection | OFTO | Wind Offshore | a0l4L0000005iq7QAA | PRO-000208
Hadyard Hill | SSE RENEWABLES WIND FARMS (UK) LIMITED | Maybole 132/33kV |  | 99.9 | 0 | 99.9 |  | Built | Direct Connection | SPT | Wind Onshore | a0l4L0000005iozQAA | PRO-000170
Hagshaw Energy Cluster Western Expansion | Spirebush Ltd | Spirebush 132kV Substation |  | 0 | 400 | 400 | 2028-07-01 | Awaiting Consents | Direct Connection | SPT | Energy Storage System;PV Array (Photo Voltaic/solar);Wind Onshore | a0l4L0000005j1VQAQ | PRO-001692
Hagshaw Hill Phase 1 | HAGSHAW HILL REPOWERING LTD | Coalburn 400/132kV |  | 0 | 30 | 30 | 2024-05-30 | Consents Approved | Direct Connection | SPT | Wind Onshore | a0l4L0000005io5QAA | PRO-000490
Hagshaw Hill Phase 2 | HAGSHAW HILL REPOWERING LTD | Coalburn 400/132kV |  | 0 | 54 | 54 | 2024-05-30 | Consents Approved | Direct Connection | SPT | Wind Onshore | a0l4L0000005io6QAA | PRO-000514
Hagshaw Wind Farm Repowering 2 | HAGSHAW REPOWERING 2 LTD | Hagshaw Repowering Phase 3 132kV |  | 0 | 84 | 84 | 2029-04-26 | Scoping | Direct Connection | SPT | Energy Storage System;PV Array (Photo Voltaic/solar);Wind Onshore | a0l4L0000005iwUQAQ | PRO-002306
Halbeath | Geocore Ltd | Halbeath 132kV Substation |  | 0 | 150 | 150 | 2029-07-31 | Scoping | Direct Connection | SPT | Demand;Energy Storage System;PV Array (Photo Voltaic/solar);Reactive Compensation | a0l4L0000005ivDQAQ | PRO-002266
Halfway Energy Park | DALRIADA RENEWABLES LIMITED | Coupar Angus GSP 400kV |  | 0 | 1000.29 | 1000.29 | 2035-10-31 | Scoping | Direct Connection | SHET | Energy Storage System;PV Array (Photo Voltaic/solar) | a0l8e000001HoBkAAK | PRO-004062
Hall Ings Farm Substation | O&G Group Limited | Creyke Beck 132kV |  | 0 | 100 | 100 | 2034-10-30 | Scoping | Embedded | NGET | PV Array (Photo Voltaic/solar) | a0l8e000001HxbRAAS | PRO-004275
Halsary Wind Farm | SCOTTISHPOWER RENEWABLES (UK) LIMITED | Mybster 3 33kV Substation |  | 28.5 | 0 | 28.5 |  | Built | Direct Connection | SHET | Wind Onshore | a0l4L0000005ipWQAQ | PRO-000189
Hams Hall Green Energy Centre | HAMS HALL GREEN ENERGY LIMITED | Hams Hall 400kV Substation | 1 | 0 | 400 | 400 | 2028-10-30 | Scoping | Direct Connection | NGET | Energy Storage System;PV Array (Photo Voltaic/solar) | a0l4L0000005iirQAA | PRO-001765-1
Hams Hall Green Energy Centre | HAMS HALL GREEN ENERGY LIMITED | Hams Hall 400kV Substation | 2 | 0 | 625 | 1025 | 2032-10-31 | Scoping | Direct Connection | NGET | Energy Storage System;PV Array (Photo Voltaic/solar) | a0l4L0000005iirQAA | PRO-001765-2
Harburnhead Wind Farm | LDV HARBURNHEAD LIMITED | Livingston East 132/33kV |  | 51.7 | 0 | 51.7 |  | Built | Embedded | SPT | Wind Onshore | a0l4L0000005iVlQAI | PRO-000230
Hare Craig Wind Farm | ENERGYFARM UK HARE CRAIG LLP | Hare Craig 33kV Substation |  | 0 | 46.2 | 46.2 | 2028-10-31 | Awaiting Consents | Direct Connection | SPT | Wind Onshore | a0l4L0000005iysQAA | PRO-000940
Hare Hill Extension Wind Farm | SCOTTISHPOWER RENEWABLES (UK) LIMITED | Coylton 132/33kV |  | 29.75 | 0 | 29.75 |  | Built | Embedded | SPT | Wind Onshore | a0l4L0000005iPmQAI | PRO-000874
Hare Hill Repowering | SCOTTISHPOWER RENEWABLES (UK) LIMITED | Hare Hill Repowering 132/33kV Substation |  | 0 | 114 | 114 | 2029-10-31 | Scoping | Direct Connection | SPT | Wind Onshore | a0l8e000000f6A6AAI | PRO-003963
Hareshaw Rig Wind Farm | HARESHAW RIG WF LIMITED | Hopsrig Collector 132/33kV Substation |  | 0 | 40 | 40 | 2026-11-30 | Scoping | Direct Connection | SPT | Wind Onshore | a0l4L0000005ipdQAA | PRO-000543
Harestanes | SCOTTISHPOWER RENEWABLES (UK) LIMITED | Harestanes 132/33kV | 1 | 125 | 0 | 125 |  | Built | Direct Connection | SPT | Energy Storage System;Wind Onshore | a0l4L0000005imbQAA | PRO-000064-1
Harestanes | SCOTTISHPOWER RENEWABLES (UK) LIMITED | Harestanes 132/33kV | 2 | 0 | 38.3 | 163.3 | 2028-03-31 | Under Construction/Commissioning | Direct Connection | SPT | Energy Storage System;Wind Onshore | a0l4L0000005imbQAA | PRO-000064-2
Harker Green Energy Centre | INNOVA RENEWABLES LIMITED | Harker 400kV Substation |  | 0 | 400 | 400 | 2028-10-30 | Scoping | Direct Connection | NGET | Energy Storage System;PV Array (Photo Voltaic/solar) | a0l4L0000005igBQAQ | PRO-001709
Harker PV & BESS Sub | HARKER ENERGY PARK LIMITED | Harker 400kV Substation |  | 0 | 249.9 | 249.9 | 2037-11-01 | Scoping | Direct Connection | NGET | Energy Storage System;PV Array (Photo Voltaic/solar) | a0l8e0000010wSpAAI | PRO-002615
Harlaston | SSE DE SOLAR HOLDCO LIMITED | Harlaston 400kV Substation |  | 0 | 600 | 600 | 2033-10-31 | Scoping | Direct Connection | NGET | Energy Storage System;PV Array (Photo Voltaic/solar) | a0l8e000000f40fAAA | PRO-003814
Harrington Franklin Limited | EDP RENEWABLES UK LIMITED | Richborough GSP |  | 0 | 49.95 | 49.95 | 2025-10-31 | Awaiting Consents | Embedded | NGET | Energy Storage System | a0l8e000001HoTYAA0 | PRO-004075
Harting Rig Wind Farm | KYPE EXTENSION WIND FARM LIMITED | Kype Muir 132/33kV |  | 67.2 | 0 | 67.2 |  | Built | Direct Connection | SPT | Wind Onshore | a0l4L0000005isKQAQ | PRO-000303
Hartlepool | EDF ENERGY NUCLEAR GENERATION LIMITED | Hartlepool 275kV Substation |  | 1207 | 0 | 1207 |  | Built | Direct Connection | NGET | Nuclear | a0l4L0000005ioKQAQ | PRO-000139
Havbredey | Northland Power UK Limited | NPI A 275/66kV Offshore Substation |  | 0 | 1500 | 1500 | 2033-10-31 | Scoping | Direct Connection | SHET | Wind Offshore | a0l4L0000005iNUQAY | PRO-001628
Hawkers Hill Energy Park | HAWKERS HILL ENERGY PARK LIMITED | Hawkers Hill |  | 20 | 0 | 20 |  | Built | Embedded | NGET | Energy Storage System | a0l4L0000005iUDQAY | PRO-001751
Hawkhill BESS | Apatura Battery Ltd | Kincardine GSP |  | 0 | 500 | 500 | 2031-10-31 | Scoping | Direct Connection | SPT | Energy Storage System | a0l8e0000011ziLAAQ | PRO-003595
Hawkwood Wind Farm | WILSON RENEWABLES IV LLP | Hawkwood Windfarm 33kV Substation |  | 0 | 34 | 34 | 2030-04-30 | Scoping | Direct Connection | SPT | Wind Onshore | a0l8e000000TPcUAAW | PRO-003450
Hawthorn BESS | REWE 8 LIMITED | Hawthorn Pit 400kV Substation |  | 0 | 200 | 200 | 2033-10-31 | Awaiting Consents | Direct Connection | NGET | Energy Storage System | a0l8e0000011xxtAAA | PRO-003492
Hawthorn Pit Green Energy Centre | INNOVA RENEWABLES LIMITED | Hawthorn Pit 400kV Substation |  | 0 | 1025 | 1025 | 2032-10-31 | Awaiting Consents | Direct Connection | NGET | Energy Storage System;PV Array (Photo Voltaic/solar) | a0l4L0000005ilDQAQ | PRO-002282
Hazells Farm | Northfleet Devco Limited | Northfleet East 400kV Substation |  | 0 | 400 | 400 | 2030-09-01 | Scoping | Direct Connection | NGET | Energy Storage System | a0l8e000000f42MAAQ | PRO-003834
Heastabhal Wind Farm | RWE RENEWABLES UK ONSHORE WIND LIMITED | Heastabhal Wind Farm Substation 132 KV |  | 0 | 66 | 66 | 2033-10-31 | Scoping | Direct Connection | SHET | Wind Onshore | a0l8e000000TPKIAA4 | PRO-003257
Heathland Wind Farm | EDF ENERGY RENEWABLES LIMITED | Heathland 132/33kV Substation |  | 0 | 80 | 80 | 2027-03-31 | Scoping | Direct Connection | SPT | Energy Storage System;Wind Onshore | a0l4L0000005igyQAA | PRO-001156
Heckington Fen Solar Park | ECOTRICITY GENERATION LIMITED | Bicker Fen 400kV Substation |  | 0 | 400 | 400 | 2028-10-01 | Scoping | Direct Connection | NGET | Energy Storage System;PV Array (Photo Voltaic/solar) | a0l4L0000005ixuQAA | PRO-001903
Helen Street BESS | Vital Energi Solutions Limited | Govan 132/33kV |  | 0 | 49.9 | 49.9 | 2026-06-30 | Scoping | Embedded | SPT | Energy Storage System | a0l8e000000TPANAA4 | PRO-003168
Hesta Head Wind Farm | HESTA HEAD WIND FARM LIMITED | Hesta Head 132/33kV Substation |  | 0 | 20.4 | 20.4 | 2028-10-30 | Consents Approved | Direct Connection | SHET | Wind Onshore | a0l4L0000005iyXQAQ | PRO-000308
Heysham 200MW BESS | Decerna Limited | Heysham 132kV Substation |  | 0 | 200 | 200 | 2037-10-31 | Scoping | Direct Connection | NGET | Energy Storage System | a0l8e0000011ymWAAQ | PRO-003544
Heysham Green Energy Centre | INNOVA RENEWABLES LIMITED | Heysham 400kV Substation |  | 0 | 400 | 400 | 2028-10-30 | Awaiting Consents | Direct Connection | NGET | Energy Storage System;PV Array (Photo Voltaic/solar) | a0l4L0000005igCQAQ | PRO-001710
Heysham Power Station | EDF ENERGY NUCLEAR GENERATION LIMITED | Heysham GSP |  | 2363 | 0 | 2363 |  | Built | Direct Connection | NGET | Nuclear | a0l4L0000005ioLQAQ | PRO-000140
High Constellation Windfarm | HIGH CONSTELLATION WINDFARM LIMITED | Crossaig 132kV Substation |  | 0 | 50 | 50 | 2027-07-31 | Scoping | Direct Connection | SHET | Wind Onshore | a0l4L0000005imKQAQ | PRO-000416
HIGH MARNHAM | TRANQUILITY ENERGY LIMITED | High Marnham GSP |  | 0 | 240 | 240 | 2029-06-01 | Scoping | Direct Connection | NGET | Energy Storage System;PV Array (Photo Voltaic/solar) | a0l4L0000005iivQAA | PRO-001769
High Marnham (Tertiary) | ENSO GREEN HOLDINGS K LIMITED | High Marnham 400kV Substation |  | 0 | 57 | 57 | 2029-10-31 | Scoping | Direct Connection | NGET | Energy Storage System;PV Array (Photo Voltaic/solar) | a0l4L0000005ip9QAA | PRO-000531
High Marnham 400 | ENSO GREEN HOLDINGS LIMITED | High Marnham 400kV Substation |  | 0 | 400 | 400 | 2033-10-31 | Awaiting Consents | Direct Connection | NGET | Energy Storage System;PV Array (Photo Voltaic/solar) | a0l4L0000005ivvQAA | PRO-002194
High Marnham BESS | JG PEARS GRID CONNECTION LIMITED | High Marnham 400kV Substation |  | 0 | 500 | 500 | 2034-10-30 | Scoping | Direct Connection | NGET | Energy Storage System | a0l8e000000TPcjAAG | PRO-003452
High Marnham Solar Farm | ANESCO LIMITED | High Marnham 400kV Substation |  | 0 | 99.9 | 99.9 | 2031-10-31 | Scoping | Direct Connection | NGET | PV Array (Photo Voltaic/solar) | a0l4L0000005iY7QAI | PRO-001845
High Mathernock Battery Storage | Forestry Finance Ltd | Devol Moor 132kV Substation |  | 0 | 334 | 334 | 2029-10-17 | Scoping | Direct Connection | SPT | Energy Storage System | a0l4L0000005ivGQAQ | PRO-002273
Highland BESS | Apatura Battery Ltd | Boat of Garten GSP |  | 0 | 120 | 120 | 2030-05-30 | Scoping | Direct Connection | SHET | Energy Storage System | a0l8e000000f4PIAAY | PRO-003845
Highland Wind Farm | HIGHLAND WIND FARM LIMITED | Highland Wind Farm 132/33kV substation |  | 0 | 168 | 168 | 2029-09-18 | Scoping | Direct Connection | SHET | Energy Storage System;Wind Onshore | a0l8e0000012ezHAAQ | PRO-004390
Highview Hunterston East Cryobattery | HVS GRIDCO LTD | Hunterston East 400kV |  | 0 | 200 | 200 | 2027-10-31 | Consents Approved | Direct Connection | SPT | Demand;Energy Storage System;Reactive Compensation | a0l4L0000005iYkQAI | PRO-001348
Hill Farm | QAIR RENEWABLES UK LIMITED | Capenhurst GSP |  | 0 | 240 | 240 | 2037-10-31 | Scoping | Embedded | NGET | Energy Storage System | a0l8e000000f6bLAAQ | PRO-003983
Hill of Glaschyle | HILL OF GLASCHYLE RENEWABLES LLP | Berry Burn GSP |  | 27.6 | 0 | 27.6 |  | Built | Embedded | SHET | Wind Onshore | a0l4L0000005iVwQAI | PRO-000253
Hill of Towie 2 Wind Farm | Renewable Energy Systems Limited | Keith GSP |  | 0 | 36 | 36 | 2030-06-01 | Consents Approved | Embedded | SHET | Wind Onshore | a0l4L0000005iRiQAI | PRO-000938
Hill of Towie/Drummuir | HILL OF TOWIE LIMITED | Drummuir Windfarm at Keith 33kV Grid Supply Point |  | 48.3 | 0 | 48.3 |  | Built | Embedded | SHET | Wind Onshore | a0l4L0000005iVnQAI | PRO-000234
Hill Street Solar PV/BESS Station | HILL STREET SHELFCO 1 LIMITED | Staffordshire Connection Node A 400kV Substation |  | 0 | 800 | 800 | 2037-10-30 | Scoping | Direct Connection | NGET | Energy Storage System;PV Array (Photo Voltaic/solar) | a0l8e000000exlgAAA | PRO-003744
Hinkley Point B | EDF ENERGY NUCLEAR GENERATION LIMITED | Hinkley Point 400kV Substation |  | 1061 | 0 | 1061 |  | Built | Direct Connection | NGET | Nuclear | a0l4L0000005ioMQAQ | PRO-000141
Hinkley Point C | NNB GENERATION COMPANY (HPC) LIMITED | Shurton 400kV GIS Substation | 1 | 0 | 1670 | 1670 | 2027-04-06 | Scoping | Direct Connection | NGET | Nuclear | a0l4L0000005idVQAQ | PRO-001674-1
Hinkley Point C | NNB GENERATION COMPANY (HPC) LIMITED | Shurton 400kV GIS Substation | 2 | 0 | 1670 | 3340 | 2028-04-06 | Scoping | Direct Connection | NGET | Nuclear | a0l4L0000005idVQAQ | PRO-001674-2
Hipsey BESS | KONA ASSET 2 LIMITED | Dunstable 400kV Substation |  | 0 | 240 | 240 | 2032-10-29 | Scoping | Direct Connection | NGET | Energy Storage System | a0l8e0000010x1mAAA | PRO-003051
Hirfynydd and Mynydd Drumaur | EDF ENERGY RENEWABLES LIMITED | Swansea North 400kV Substation |  | 0 | 180 | 180 | 2029-10-31 | Scoping | Direct Connection | NGET | Energy Storage System;PV Array (Photo Voltaic/solar);Wind Onshore | a0l4L0000005iw9QAA | PRO-001899
Hirwaun Power Station | HIRWAUN POWER LIMITED | Rhigos 400kV Substation |  | 0 | 299 | 299 | 2023-09-30 | Under Construction/Commissioning | Direct Connection | NGET | OCGT (Open Cycle Gas Turbine) | a0l4L0000005isPQAQ | PRO-000309
Hockliffe GEC (Ethos Green) | HOCKLIFFE GREEN ENERGY CENTRE LTD | Dunstable 400kV Substation |  | 0 | 850 | 850 | 2032-10-29 | Scoping | Direct Connection | NGET | Demand;Energy Storage System;PV Array (Photo Voltaic/solar);Reactive Compensation | a0l8e000000ViEzAAK | PRO-004342
Holdsworth Road | MAS 002 LIMITED | Bradford West 275kV Substation |  | 0 | 500 | 500 | 2036-10-24 | Scoping | Direct Connection | NGET | Energy Storage System | a0l4L0000005iMOQAY | PRO-002338
Holes Bay | HARMONY HB LIMITED | Holes Bay Battery Storage |  | 7.5 | 0 | 7.5 |  | Built | Embedded | NGET | Energy Storage System | a0l4L0000005iQBQAY | PRO-001269
Hollandmey Renewable Energy Development | SCOTTISHPOWER RENEWABLES (UK) LIMITED | Hollandmey Renewable Energy Development132/33kV Substation |  | 0 | 49.5 | 49.5 | 2029-05-01 | Scoping | Direct Connection | SHET | Wind Onshore | a0l4L0000005ibYQAQ | PRO-001094
Holmston Farm Battery Energy Storage System | Renewable Energy Systems Limited | Ayr 275/33kV |  | 0 | 49.9 | 49.9 | 2025-06-30 | Scoping | Embedded | SPT | Energy Storage System | a0l4L0000005iXiQAI | PRO-002359
Hookers Farm BESS | Ancleggan Limited | Bolney 132kV Substation |  | 0 | 250 | 250 | 2031-10-31 | Scoping | Embedded | NGET | Energy Storage System | a0l4L0000005iXEQAY | PRO-002308
Hope Battery Storage | Firma Vogt Solar Ltd | Blyth 400kV Substation |  | 0 | 400 | 400 | 2036-10-31 | Scoping | Direct Connection | NGET | Energy Storage System | a0l4L0000005j8QQAQ | PRO-002520
Hopsrig Wind Farm | HOPSRIG WIND FARM LIMITED | Hopsrig Collector 132/33kV Substation |  | 0 | 48 | 48 | 2026-11-30 | Consents Approved | Direct Connection | SPT | Wind Onshore | a0l4L0000005isfQAA | PRO-000318
Hornsea Power Station 1A | HORNSEA 1 LIMITED | Hornsea Platform 1A Offshore Substation |  | 400 | 0 | 400 |  | Built | Direct Connection | NGET | Wind Offshore | a0l4L0000005isUQAQ | PRO-000315
Hornsea Power Station 1B | HORNSEA 1 LIMITED | Hornsea Platform 1B Offshore Substation |  | 400 | 0 | 400 |  | Built | Direct Connection | NGET | Wind Offshore | a0l4L0000005ispQAA | PRO-000331
Hornsea Power Station 1C | HORNSEA 1 LIMITED | Hornsea Platform 1C Offshore Substation |  | 400 | 0 | 400 |  | Built | Direct Connection | NGET | Wind Offshore | a0l4L0000005isqQAA | PRO-000332
Hornsea Power Station 2A | BREESEA LIMITED | Hornsea Platform 2A Offshore Substation |  | 440 | 0 | 440 |  | Built | Direct Connection | NGET | Wind Offshore | a0l4L0000005isrQAA | PRO-000333
Hornsea Power Station 2B | SOUNDMARK WIND LIMITED | Hornsea Platform 2B Offshore Substation |  | 440 | 0 | 440 |  | Built | Direct Connection | NGET | Wind Offshore | a0l4L0000005issQAA | PRO-000334
Hornsea Power Station 2C | SONNINGMAY WIND LIMITED | Hornsea Power Station 2C Offshore platform Substation |  | 440 | 0 | 440 |  | Built | Direct Connection | NGET | Wind Offshore | a0l4L0000005istQAA | PRO-000335
Hornsea Power Station 3 | ORSTED HORNSEA PROJECT THREE (UK) LIMITED | Norwich Main 400kV Substation | 1 | 0 | 2250 | 2250 | 2026-10-01 | Consents Approved | Direct Connection | NGET | Energy Storage System;Wind Offshore | a0l4L0000005in7QAA | PRO-000434-1
Hornsea Power Station 3 | ORSTED HORNSEA PROJECT THREE (UK) LIMITED | Norwich Main 400kV Substation | 2 | 0 | 750 | 3000 | 2028-12-31 | Consents Approved | Direct Connection | NGET | Energy Storage System;Wind Offshore | a0l4L0000005in7QAA | PRO-000434-2
Hornsea Power Station 4 | ORSTED HORNSEA PROJECT FOUR LIMITED | Creyke Beck 400kV Substation | 1 | 0 | 1500 | 1500 | 2028-10-30 | Scoping | Direct Connection | NGET | Wind Offshore | a0l4L0000005in6QAA | PRO-000435-1
Hornsea Power Station 4 | ORSTED HORNSEA PROJECT FOUR LIMITED | Creyke Beck 400kV Substation | 2 | 0 | 1100 | 2600 | 2029-10-31 | Scoping | Direct Connection | NGET | Wind Offshore | a0l4L0000005in6QAA | PRO-000435-2
Housham PV & BESS | FOSSE GREEN ENERGY LIMITED | Navenby 400kV Substation |  | 0 | 240 | 240 | 2033-05-30 | Scoping | Direct Connection | NGET | Energy Storage System;PV Array (Photo Voltaic/solar) | a0l4L0000005ivBQAQ | PRO-002254
Humber Gateway Offshore Wind Farm | RWE RENEWABLES UK HUMBER WIND LIMITED | Humber Gateway 33/132kV Offshore Substation |  | 220 | 0 | 220 |  | Built | Direct Connection | OFTO | Wind Offshore | a0l4L0000005iqDQAQ | PRO-000214
Hunningley Stairfoot BESS | ADD RENEWABLES NO.3 LIMITED | Hunningley 132kV Substation |  | 40 | 0 | 40 |  | Built | Embedded | NGET | Energy Storage System | a0l4L0000005iQUQAY | PRO-001887
Hunterston | EDF ENERGY NUCLEAR GENERATION LIMITED | Hunterston 400/132kV |  | 1020 | 0 | 1020 |  | Built | Direct Connection | SPT | Nuclear | a0l4L0000005ioOQAQ | PRO-000143
Hunterston Battery Storage Facility | FLEXIBLEGRIDPOWER2 LTD | Ayrshire Grid 400kV Substation |  | 0 | 200 | 200 | 2024-04-12 | Scoping | Direct Connection | SPT | Energy Storage System;Reactive Compensation | a0l4L0000005igzQAA | PRO-001155
Hunterston Energy Storage Facility | ENERGYGRIDPOWER2 LTD | Ayrshire Grid 400kV Substation |  | 0 | 200 | 200 | 2024-04-12 | Scoping | Direct Connection | SPT | Energy Storage System | a0l4L0000005iNgQAI | PRO-001644
Hunterston Hydrogen | STATKRAFT HYDROGEN UK HOLDING LIMITED | Hunterston 400/132kV |  | 0 | 5 | 5 | 2033-10-31 | Scoping | Direct Connection | SPT | Energy Storage System | a0l8e000000f65UAAQ | PRO-003957
Hunterston PARC BESS | Pulse Clean Energy Limited | Hunterston 400/132kV |  | 0 | 250 | 250 | 2033-10-31 | Scoping | Direct Connection | SPT | Energy Storage System | a0l8e000000f4mlAAA | PRO-003865
Hunterston Wind Farm | GALILEO 01 LIMITED | Hunterston Farm 132/33kV |  | 0 | 70 | 70 | 2030-08-30 | Scoping | Direct Connection | SPT | Wind Onshore | a0l8e000000TP9yAAG | PRO-003165
Huntingdon High Impact Energy Hub 1 | TELIS ENERGY UK LIMITED | West Anglia Connection Node H 400kVSubstation |  | 0 | 1000 | 1000 | 2034-10-31 | Awaiting Consents | Direct Connection | NGET | Energy Storage System;Nuclear;PV Array (Photo Voltaic/solar);Wind Onshore | a0l8e0000012hmsAAA | PRO-004507
Huntworth | UK POWER RESERVE LIMITED | Taunton GSP |  | 10 | 0 | 10 |  | Built | Embedded | NGET | CCGT (Combined Cycle Gas Turbine) | a0l4L0000005iVxQAI | PRO-000254
Hurst BESS | FIRSTWAY SOLAR LTD | North Kent Connection Node C 400kV Substation |  | 0 | 212 | 212 | 2038-10-31 | Scoping | Direct Connection | NGET | Energy Storage System | a0l8e0000012eydAAA | PRO-004388
Hurst BESS | LUMINOUS ENERGY GROUP LIMITED | North Kent Connection Node C 400kV Substation |  | 0 | 320 | 320 | 2037-10-31 | Scoping | Direct Connection | NGET | Energy Storage System | a0l8e000001HxQoAAK | PRO-004249
Hutton Battery Storage | OSSPV001 LIMITED | Hutton 400kV Substation |  | 10 | 0 | 10 |  | Built | Embedded | NGET | Energy Storage System | a0l4L0000005iOxQAI | PRO-001601
Hywind Wind Farm | HYWIND (SCOTLAND) LIMITED | Peterhead Grange GSP |  | 30 | 0 | 30 |  | Built | Embedded | SHET | Energy Storage System;Wind Onshore | a0l4L0000005iXRQAY | PRO-000350
Icewind Blyth | KARI ENERGY LIMITED | Blyth 400kV Substation |  | 0 | 1000 | 1000 | 2031-10-31 | Scoping | Direct Connection | NGET | Wind Offshore | a0l4L0000005iwTQAQ | PRO-001717
Icewind Connah's Quay | KARI ENERGY LIMITED | Connah's Quay 400kV Substation |  | 0 | 1000 | 1000 | 2033-11-01 | Scoping | Direct Connection | NGET | Wind Offshore | a0l4L0000005igIQAQ | PRO-001719
Icewind Hawthorn Pit | KARI ENERGY LIMITED | Hawthorn Pit 400kV Substation |  | 0 | 1000 | 1000 | 2031-10-31 | Scoping | Direct Connection | NGET | Wind Offshore | a0l4L0000005igHQAQ | PRO-001718
Icewind Hinkley Point | KARI ENERGY LIMITED | Hinkley Point 400kV Substation |  | 0 | 1000 | 1000 | 2028-11-01 | Scoping | Direct Connection | NGET | Wind Offshore | a0l4L0000005igJQAQ | PRO-001720
Immingham | VPI IMMINGHAM LLP | Humber Refinery 400kV Substation | 1 | 0 | 50 | 1268 | 2027-07-01 | Scoping | Direct Connection | NGET | Energy Storage System;Gas Reciprocating | a0l4L0000005im7QAA | PRO-000053-1
Immingham | VPI IMMINGHAM LLP | Humber Refinery 400kV Substation | 2 | 0 | 50 | 1318 | 2029-10-31 | Scoping | Direct Connection | NGET | Energy Storage System;Gas Reciprocating | a0l4L0000005im7QAA | PRO-000053-2
Immingham | VPI IMMINGHAM LLP | Humber Refinery 400kV Substation |  | 1218 | 0 | 1218 |  | Built | Direct Connection | NGET | Energy Storage System;Gas Reciprocating | a0l4L0000005im7QAA | PRO-000053
Imperial Park BESS | KONA ASSET 4 LIMITED | Imperial Park B 400kV Substation |  | 0 | 225 | 225 | 2037-10-31 | Scoping | Direct Connection | NGET | Energy Storage System | a0l8e0000012063AAA | PRO-003615
Inch Cape Offshore Wind Farm Platform 1 | INCH CAPE OFFSHORE LIMITED | Cockenzie 400/275kV |  | 0 | 540 | 540 | 2026-06-21 | Consents Approved | Direct Connection | SPT | Wind Offshore | a0l4L0000005it3QAA | PRO-000348
Inch Cape Offshore Wind Farm Platform 2 | INCH CAPE OFFSHORE LIMITED | Cockenzie 400/275kV |  | 0 | 540 | 540 | 2026-06-21 | Consents Approved | Direct Connection | SPT | Wind Offshore | a0l4L0000005it4QAA | PRO-000349
Inchbean Energy Park | BROCKWELL STORAGE & SOLAR LIMITED | Kilmarnock Town 275/33kV |  | 0 | 60 | 60 | 2025-06-30 | Scoping | Embedded | SPT | Energy Storage System | a0l4L0000005iXsQAI | PRO-002453
Indian Queens | GRIDMOVE LTD | Indian Queens 400kV Substation |  | 0 | 437 | 437 | 2031-10-31 | Scoping | Direct Connection | NGET | Energy Storage System;PV Array (Photo Voltaic/solar) | a0l4L0000005ix9QAA | PRO-001676
Indian Queens | INDIAN QUEENS POWER LIMITED | Indian Queens 400kV Substation |  | 140 | 0 | 140 |  | Built | Direct Connection | NGET | OCGT (Open Cycle Gas Turbine) | a0l4L0000005iZDQAY | PRO-001372
Indian Queens | PIVOTED POWER LLP | Indian Queens 400kV Substation |  | 0 | 47.5 | 47.5 | 2024-07-30 | Consents Approved | Direct Connection | NGET | Energy Storage System | a0l4L0000005iqfQAA | PRO-000225
Indian Queens Energy Centre | IQ ENERGY CENTRE LIMITED | Indian Queens 400kV Substation |  | 0 | 47.5 | 47.5 | 2025-05-31 | Consents Approved | Direct Connection | NGET | Energy Storage System;PV Array (Photo Voltaic/solar) | a0l4L0000005iZCQAY | PRO-001371
Innerwick BESS | Rabbit Marketing Ltd | Branxton 132kV |  | 0 | 170 | 170 | 2028-07-31 | Scoping | Direct Connection | SPT | Energy Storage System | a0l8e0000010wlyAAA | PRO-002828
Intwood Farm BESS | Bluestone Energy Ltd | Norwich Main 132kV |  | 0 | 240 | 240 | 2033-10-31 | Scoping | Embedded | NGET | Energy Storage System | a0l8e000000TPBLAA4 | PRO-003180
Invergarry (part of the Garry Cascade) | SSE GENERATION LIMITED | Invergarry 132kV Substation |  | 20 | 0 | 20 |  | Built | Direct Connection | SHET | Hydro | a0l4L0000005ip0QAA | PRO-000171
Inveroykel Wind Farm | RWE RENEWABLES UK SWINDON LIMITED | Inveroykel Wind Farm 132kV |  | 0 | 191.4 | 191.4 | 2031-10-31 | Scoping | Direct Connection | SHET | Wind Onshore | a0l8e0000010wmDAAQ | PRO-002831
IPC Grid Tremorfa | IPC GRID CONNECTION LIMITED | Imperial Park B 400kV Substation |  | 0 | 1000 | 1000 | 2036-12-06 | Scoping | Direct Connection | NGET | Energy Storage System | a0l8e000000eybgAAA | PRO-003765
Iron Acton | HD000ACT LTD | Iron Acton 275kV Substation | 1 | 0 | 49.9 | 49.9 | 2025-06-30 | Consents Approved | Direct Connection | NGET | Energy Storage System | a0l4L0000005inOQAQ | PRO-000455-1
Iron Acton | HD000ACT LTD | Iron Acton 275kV Substation | 2 | 0 | 70.1 | 120 | 2028-10-31 | Consents Approved | Direct Connection | NGET | Energy Storage System | a0l4L0000005inOQAQ | PRO-000455-2
Iron Acton | IRON ACTON GREEN LIMITED | Iron Acton 275kV Substation | 1 | 49.9 | 0 | 49.9 |  | Built | Direct Connection | NGET | Energy Storage System;PV Array (Photo Voltaic/solar) | a0l4L0000005iodQAA | PRO-000491-1
Iron Acton | IRON ACTON GREEN LIMITED | Iron Acton 275kV Substation | 2 | 0 | 49.5 | 99.4 | 2024-09-30 | Scoping | Direct Connection | NGET | Energy Storage System;PV Array (Photo Voltaic/solar) | a0l4L0000005iodQAA | PRO-000491-2
Iron Acton | IRON ACTON GREEN LIMITED | Iron Acton 275kV Substation | 3 | 0 | 20.6 | 120 | 2027-09-30 | Scoping | Direct Connection | NGET | Energy Storage System;PV Array (Photo Voltaic/solar) | a0l4L0000005iodQAA | PRO-000491-3
Ironbridge | IGP SOLAR 16 LIMITED | Ironbridge 400kV Substation |  | 0 | 600 | 600 | 2032-10-30 | Scoping | Direct Connection | NGET | Energy Storage System;PV Array (Photo Voltaic/solar) | a0l4L0000005iNVQAY | PRO-001629
Ironbridge Green Energy Centre | INNOVA RENEWABLES LIMITED | Ironbridge 400kV Substation |  | 0 | 400 | 400 | 2029-10-30 | Awaiting Consents | Direct Connection | NGET | Energy Storage System;PV Array (Photo Voltaic/solar) | a0l4L0000005igDQAQ | PRO-001711
Isenau Eight | Isenau Energy Storage Resources Eight Limited | Hawthorn Pit GSP |  | 0 | 249 | 249 | 2033-10-31 | Scoping | Direct Connection | NGET | Energy Storage System | a0l8e000000TP9oAAG | PRO-003164
Isenau Five | Isenau Energy Storage Resources Five Limited | Tealing 132kV Substation |  | 0 | 50 | 50 | 2029-06-30 | Scoping | Direct Connection | SHET | Energy Storage System | a0l8e000000TPCEAA4 | PRO-003190
Isenau Four | Isenau Energy Storage Resources Four Limited | Corriemoillie 132/33kV Substation |  | 0 | 200 | 200 | 2033-10-31 | Scoping | Direct Connection | SHET | Energy Storage System | a0l8e0000010xhIAAQ | PRO-003086
Isenau Two | Isenau Energy Storage Resources Two Limited | Tealing 132kV Substation |  | 0 | 249.9 | 249.9 | 2033-10-31 | Scoping | Direct Connection | SHET | Energy Storage System | a0l8e0000010xhwAAA | PRO-003091
Isle of Man Offshore Wind Farm | Mooir Vannin Offshore Wind Farm Limited | Penwortham 400kV Substation |  | 0 | 1320 | 1320 | 2037-10-30 | Scoping | Direct Connection | NGET | Wind Offshore | a0l8e000000ex1KAAQ | PRO-003698
Iver | Juniper Energy Limited | Iver 275kV Substation |  | 0 | 49.9 | 49.9 | 2027-10-29 | Scoping | Direct Connection | NGET | Energy Storage System | a0l4L0000005ieNQAQ | PRO-001141
J102A Oldbury BESS | RWE RENEWABLES UK SOLAR AND STORAGE LIMITED | Severn Connection Node A 132kV Substation |  | 0 | 99.9 | 99.9 | 2037-10-31 | Scoping | Direct Connection | NGET | Energy Storage System | a0l8e000000eyu0AAA | PRO-003784
J212 High Grove Solar | RWE RENEWABLES UK SOLAR AND STORAGE LIMITED | Necton 400kV Substation |  | 0 | 720 | 720 | 2031-10-31 | Awaiting Consents | Direct Connection | NGET | Energy Storage System;PV Array (Photo Voltaic/solar) | a0l4L000002yQWkQAM | PRO-002542
Jackdaw BESS | Downing Renewable Developments LLP | New Stutton LILO 275kV Substation |  | 0 | 249.9 | 249.9 | 2036-10-31 | Scoping | Direct Connection | NGET | Energy Storage System | a0l8e000000ViJqAAK | PRO-004351
Jamesfield Farm Battery Storage | HARMONY JF LIMITED | Abernethy GSP |  | 30 | 0 | 30 |  | Built | Embedded | SHET | Energy Storage System | a0l4L0000005iOjQAI | PRO-001237
Jamesfield Farm Phase 2 Battery Storage | HARMONY JF LIMITED | Abernethy GSP |  | 19 | 0 | 19 |  | Built | Embedded | SHET | Energy Storage System | a0l4L0000005iOkQAI | PRO-001236
JBM Solar 12 - Shrewsbury Solar | JBM SOLAR PROJECTS 12 LTD | Shrewsbury GSP |  | 0 | 49.99 | 49.99 | 2024-10-30 | Scoping | Direct Connection | NGET | PV Array (Photo Voltaic/solar) | a0l4L0000005iiCQAQ | PRO-001146
JBM Solar 13 - Melksham | JBM SOLAR PROJECTS 13 LIMITED | Melksham 400kV Substation |  | 0 | 49.99 | 49.99 | 2025-11-14 | Scoping | Direct Connection | NGET | Thermal | a0l4L0000005iogQAA | PRO-000495
Jersey Farm BESS | CSE39 LIMITED | Exeter 400kV Substation |  | 0 | 400 | 400 | 2032-10-25 | Scoping | Direct Connection | NGET | Energy Storage System | a0l4L0000005iyRQAQ | PRO-002264
JG Pears | JG PEARS GRID CONNECTION LIMITED | High Marnham GSP | 1 | 13 | 0 | 13 |  | Built | Direct Connection | NGET | CHP (Combined Heat and Power);PV Array (Photo Voltaic/solar) | a0l4L0000005irEQAQ | PRO-000250-1
JG Pears | JG PEARS GRID CONNECTION LIMITED | High Marnham GSP | 2 | 0 | 17 | 30 | 2019-09-06 | Under Construction/Commissioning | Direct Connection | NGET | CHP (Combined Heat and Power);PV Array (Photo Voltaic/solar) | a0l4L0000005irEQAQ | PRO-000250-2
Jubilee Farm | STARLIGHT ENERGY UK LIMITED | Jubilee Farm 275kV Substation |  | 0 | 200 | 200 | 2034-08-30 | Scoping | Direct Connection | NGET | Energy Storage System;PV Array (Photo Voltaic/solar) | a0l4L000002yQX9QAM | PRO-002545
Kaimes Energy Park | HP Trotter t/a Printonan Farm | Kaimes 275/33kV Substation |  | 0 | 51 | 51 | 2027-04-30 | Scoping | Embedded | SPT | Demand;Energy Storage System | a0l4L0000005iT4QAI | PRO-000942
Keadby | KEADBY GENERATION LIMITED | Keadby 400kV Substation |  | 755 | 155 | 910 | 2026-10-01 | Built | Direct Connection | NGET | CCGT (Combined Cycle Gas Turbine) | a0l4L0000005iq0QAA | PRO-000199
Keadby | ONE PLANET DEVELOPMENTS LIMITED | Keadby GSP |  | 0 | 250 | 250 | 2033-10-31 | Scoping | Embedded | NGET | Energy Storage System | a0l8e000000evgGAAQ | PRO-003634
Keadby II | KEADBY GENERATION LIMITED | Keadby 400kV Substation |  | 893 | 0 | 893 |  | Built | Direct Connection | NGET | CCGT (Combined Cycle Gas Turbine) | a0l4L0000005isQQAQ | PRO-000310
Keadby North Power Station | KEADBY GENERATION LIMITED | Keadby 400kV Substation |  | 0 | 892 | 892 | 2031-10-31 | Awaiting Consents | Direct Connection | NGET | CCGT (Combined Cycle Gas Turbine) | a0l4L0000005iZMQAY | PRO-001980
Keadby South Power Station | KEADBY GENERATION LIMITED | Keadby 400kV Substation |  | 0 | 910 | 910 | 2026-10-01 | Scoping | Direct Connection | NGET | CCGT (Combined Cycle Gas Turbine) | a0l4L0000005iYvQAI | PRO-001962
Kearsley | PIVOTED POWER LLP | Kearsley 400kV Substation |  | 0 | 49.9 | 49.9 | 2028-10-31 | Awaiting Consents | Direct Connection | NGET | Energy Storage System | a0l4L0000005iudQAA | PRO-001064
Kearsley North Green Energy Centre | INNOVA RENEWABLES LIMITED | Kearsley GSP |  | 0 | 400 | 400 | 2028-10-31 | Scoping | Direct Connection | NGET | Energy Storage System;PV Array (Photo Voltaic/solar) | a0l4L0000005iyfQAA | PRO-001793
Kedrum Solar Farm | Rosside Energy Limited | Blackhillock 275kV Substation |  | 0 | 150 | 150 | 2030-05-30 | Scoping | Direct Connection | SHET | Energy Storage System | a0l8e000000TPc0AAG | PRO-003444
Keith 132 Greener Grid Park | KEITH STORAGE SOLUTIONS LIMITED | Keith 1 132/33kV GSP Substation | 1 | 0 | 0 | 0 |  | Built | Direct Connection | SHET | Energy Storage System;Reactive Compensation | a0l4L0000005ifTQAQ | PRO-001129-1
Keith 132 Greener Grid Park | KEITH STORAGE SOLUTIONS LIMITED | Keith 1 132/33kV GSP Substation | 2 | 0 | 48 | 48 | 2025-05-31 | Consents Approved | Direct Connection | SHET | Energy Storage System;Reactive Compensation | a0l4L0000005ifTQAQ | PRO-001129-2
Keith Battery Storage | KEITH RENEWABLE LIMITED | Keith 1 132/33kV GSP Substation |  | 0 | 39 | 39 | 2026-10-31 | Scoping | Embedded | SHET | Energy Storage System | a0l4L0000005iU5QAI | PRO-001742
Keith BESS Station | IB VOGT UK LTD | Blackhillock substation |  | 0 | 400 | 400 | 2033-10-31 | Scoping | Direct Connection | SHET | Energy Storage System | a0l8e0000011z3KAAQ | PRO-003565
Keith Hill Wind Farm | DIAMOND WIND LIMITED | Keith Hill 33kV |  | 4.5 | 0 | 4.5 |  | Built | Direct Connection | SPT | Wind Onshore | a0l4L0000005irFQAQ | PRO-000251
Keith Solar Farm | KEITH SOLAR PV LIMITED | Keith Solar Farm 275kV Substation |  | 0 | 150 | 150 | 2028-10-31 | Scoping | Direct Connection | SHET | Energy Storage System;PV Array (Photo Voltaic/solar) | a0l8e0000010waMAAQ | PRO-002699
Keithick 16 Solar & BESS | SIRIUS ECODEV (KEITHICK) LTD | Coupar Angus GSP |  | 0 | 16 | 16 | 2024-06-30 | Consents Approved | Embedded | SHET | Energy Storage System;PV Array (Photo Voltaic/solar) | a0l4L0000005iQXQAY | PRO-001890
Keithick Estate | SIRIUS ECODEV (STIRLING) LTD | Coupar Angus GSP |  | 0 | 49.99 | 49.99 | 2024-06-30 | Consents Approved | Embedded | SHET | Energy Storage System;PV Array (Photo Voltaic/solar) | a0l4L0000005iU3QAI | PRO-001732
KELL440MW BESS | SMS ENERGY SERVICES LIMITED | Kellingley IDNO GSP |  | 0 | 440 | 440 | 2035-10-30 | Scoping | Embedded | NGET | Energy Storage System | a0l8e000000f65PAAQ | PRO-003956
Kellas Wind Farm | E Power Limited | Kellas Wind Farm 132kV Substation |  | 0 | 90 | 90 | 2030-10-31 | Scoping | Direct Connection | SHET | Wind Onshore | a0l4L0000005iuZQAQ | PRO-002271
Kelloe Mains | TBC 003 LIMITED | Kelloe Mains 400kV Substation |  | 0 | 400 | 400 | 2029-11-22 | Scoping | Direct Connection | SPT | Energy Storage System | a0l4L0000005itTQAQ | PRO-002425
Kellwood Road BESS | Geocore Ltd | Kellwood Road 33KV |  | 0 | 40 | 40 | 2027-10-31 | Scoping | Embedded | SPT | Energy Storage System | a0l8e000000exN8AAI | PRO-003710
Kemsley | GROVEHURST ENERGY LIMITED | Kemsley GSP |  | 35.8 | 0 | 35.8 |  | Built | Embedded | NGET | CHP (Combined Heat and Power) | a0l4L0000005iSmQAI | PRO-001328
Kemsley | PIVOTED POWER LLP | Kemsley 400kV Substation |  | 49.9 | 0 | 49.9 |  | Built | Direct Connection | NGET | Energy Storage System | a0l4L0000005iqkQAA | PRO-000235
Kennishead | STARLIGHT ENERGY UK LIMITED | Haggs Road GSP |  | 0 | 40 | 40 | 2031-10-31 | Scoping | Embedded | SPT | Energy Storage System | a0l8e0000012eeLAAQ | PRO-004373
Kennoxhead Wind Farm | ORSTED ONSHORE UK LIMITED | Kennoxhead GSP |  | 0 | 112 | 112 | 2028-04-01 | Consents Approved | Direct Connection | SPT | Wind Onshore | a0l4L0000005isgQAA | PRO-000319
Kennoxhead Wind Farm Extension | KENNOXHEAD WIND FARM LIMITED | Middlemuir Wind Farm Collector Substation |  | 60 | 0 | 60 |  | Built | Direct Connection | SPT | Wind Onshore | a0l4L0000005inZQAQ | PRO-000482
Kilbraur North Wind Farm | EDF ENERGY RENEWABLES LIMITED | Kilbraur Wind Farm Substation |  | 0 | 79.2 | 79.2 | 2031-10-31 | Scoping | Direct Connection | SHET | Wind Onshore | a0l8e000000f6hCAAQ | PRO-003987
Kilbraur Wind Farm | KILBRAUR WIND ENERGY LIMITED | Kilbraur Wind Farm Substation |  | 67 | 0 | 67 |  | Built | Direct Connection | SHET | Wind Onshore | a0l4L0000005iqgQAA | PRO-000226
Kilgallioch Wind Farm and Kilgallioch Wind Farm Extension - Turbines | SCOTTISHPOWER RENEWABLES (UK) LIMITED | Kilgallioch 275kV Substation | 1 | 228 | 0 | 228 |  | Built | Direct Connection | SPT | Wind Onshore | a0l4L0000005imcQAA | PRO-000065-1
Kilgallioch Wind Farm and Kilgallioch Wind Farm Extension - Turbines | SCOTTISHPOWER RENEWABLES (UK) LIMITED | Kilgallioch 275kV Substation | 2 | 0 | 46 | 274 | 2025-04-08 | Consents Approved | Direct Connection | SPT | Wind Onshore | a0l4L0000005imcQAA | PRO-000065-2
Killingholme | UNIPER UK LIMITED | Killingholme 400kV Substation |  | 619 | 0 | 619 |  | Built | Direct Connection | NGET | OCGT (Open Cycle Gas Turbine) | a0l4L0000005ioTQAQ | PRO-000148
Killingholme BESS | O&G Solar (SPV 47) Limited | Killingholme 400kV Substation |  | 0 | 249.9 | 249.9 | 2035-10-31 | Scoping | Direct Connection | NGET | Energy Storage System;PV Array (Photo Voltaic/solar) | a0l8e000000f4xDAAQ | PRO-003893
Killoch BESS | Renewable Energy Systems Limited | Killoch BESS 275kV substation |  | 0 | 150 | 150 | 2030-09-30 | Scoping | Direct Connection | SPT | Energy Storage System | a0l8e000001Hq2FAAS | PRO-004171
Kilmarnock BESS | KILMARNOCK FLEXPOWER LTD | Kilmarnock South 400/275kV |  | 0 | 350 | 350 | 2025-07-31 | Scoping | Direct Connection | SPT | Energy Storage System | a0l4L0000005iwSQAQ | PRO-001836
Kilmarnock South Battery Storage | WEAVER POWER LIMITED | Kilmarnock South 275/33kV |  | 0 | 500 | 500 | 2027-04-30 | Scoping | Direct Connection | SPT | Energy Storage System | a0l4L0000005ikQQAQ | PRO-001809
Kilmorack (part of the Beauly Cascade) | SSE GENERATION LIMITED | Kilmorack GSP |  | 20 | 0 | 20 |  | Built | Direct Connection | SHET | Hydro | a0l4L0000005ip1QAA | PRO-000172
Kincardine Battery Storage Facility | SPECTRUMRESERVE LTD | Fife Grid Services Facility 275kV Substation |  | 0 | 200 | 200 | 2024-04-12 | Scoping | Direct Connection | SPT | Energy Storage System | a0l4L0000005iORQAY | PRO-000856
Kincardine Energy Storage Facility | ENERGYGRIDPOWER3 LTD | Fife Grid Services Facility 275kV Substation |  | 0 | 200 | 200 | 2024-04-12 | Scoping | Direct Connection | SPT | Energy Storage System | a0l4L0000005iP9QAI | PRO-001653
Kincardine Offshore Wind Farm | KINCARDINE OFFSHORE WINDFARM LIMITED | Redmoss GSP |  | 49.6 | 0 | 49.6 |  | Built | Embedded | SHET | Wind Offshore | a0l4L0000005iW4QAI | PRO-000277
Kincraig Energy Centre | Kincraig Energy Centre Limited | Dyce GSP |  | 0 | 20.622 | 20.622 | 2024-03-29 | Scoping | Embedded | SHET | Energy Storage System;PV Array (Photo Voltaic/solar) | a0l4L0000005iUaQAI | PRO-001810
Kingfisher Farm | REWE 6 LIMITED | Monk Fryston 275kV Substation |  | 0 | 200 | 200 | 2036-06-02 | Scoping | Direct Connection | NGET | Energy Storage System | a0l4L000002yQZyQAM | PRO-002555
Kings Lynn A | RWE GENERATION UK PLC | Walpole 132kV Substation |  | 395 | 0 | 395 |  | Built | Embedded | NGET | CCGT (Combined Cycle Gas Turbine) | a0l4L0000005iVRQAY | PRO-000138
Kingsnorth | ENSO GREEN HOLDINGS G LIMITED | Kingsnorth 132kV Substation |  | 0 | 120 | 120 | 2028-10-31 | Scoping | Direct Connection | NGET | Energy Storage System;PV Array (Photo Voltaic/solar) | a0l4L0000005iZ5QAI | PRO-001360
Kingsnorth BESS NP | NORIKER POWER LTD | Kingsnorth 400kV Substation |  | 0 | 500 | 500 | 2032-10-29 | Scoping | Direct Connection | NGET | Energy Storage System | a0l8e0000010wXVAAY | PRO-002665
Kingsnorth Power Station | Q-Energy Sustainable Investments Ltd | Kingsnorth 400kV Substation |  | 0 | 400 | 400 | 2032-10-29 | Scoping | Direct Connection | NGET | Energy Storage System;PV Array (Photo Voltaic/solar) | a0l8e0000012kfbAAA | PRO-004718
KINKHALL266MW BESS BEGA | SMS ENERGY SERVICES LIMITED | Kinkell IDNO GSP |  | 0 | 266 | 266 | 2031-04-30 | Scoping | Embedded | SPT | Energy Storage System | a0l8e000001HxasAAC | PRO-004268
Kinmuck PV and BESS Station | IGP SOLAR 24 LIMITED | Peterhead GSP |  | 0 | 105 | 105 | 2027-05-31 | Awaiting Consents | Direct Connection | SHET | Energy Storage System;PV Array (Photo Voltaic/solar) | a0l4L0000005ievQAA | PRO-001700
Kinoulton Solar & BESS | GREENTECH PROJECTS HOLDING UK LIMITED | Stoke Bardolph 400kV Substation |  | 0 | 500 | 500 | 2034-10-30 | Scoping | Direct Connection | NGET | Energy Storage System;PV Array (Photo Voltaic/solar) | a0l8e0000012hwCAAQ | PRO-004560
Kirk Hill | KIRK HILL WIND FARM LIMITED | Maybole GSP |  | 20 | 0 | 20 |  | Built | Embedded | SPT | Wind Onshore | a0l4L0000005iWMQAY | PRO-000320
Kirkby | HD001KIR LTD | Kirkby 275kV Substation | 1 | 0 | 49.9 | 49.9 | 2025-09-30 | Consents Approved | Direct Connection | NGET | Gas Reciprocating | a0l4L0000005iceQAA | PRO-001084-1
Kirkby | HD001KIR LTD | Kirkby 275kV Substation | 2 | 0 | 7.1 | 57 | 2037-10-30 | Scoping | Direct Connection | NGET | Gas Reciprocating | a0l4L0000005iceQAA | PRO-001084-2
Kirkby (Tertiary) | PIVOTED POWER LLP | Kirkby GSP (ENW) |  | 0 | 57 | 57 | 2027-08-30 | Scoping | Direct Connection | NGET | Energy Storage System;PV Array (Photo Voltaic/solar) | a0l4L0000005icfQAA | PRO-001083
Kirkby Green Energy Centre | INNOVA RENEWABLES LIMITED | Kirkby 275kV Substation |  | 0 | 400 | 400 | 2028-10-30 | Scoping | Direct Connection | NGET | Demand;Energy Storage System;PV Array (Photo Voltaic/solar) | a0l4L0000005iPZQAY | PRO-001869
Kirkcaldy BESS | Apatura Battery Ltd | Glenniston GSP |  | 0 | 100 | 100 | 2032-10-31 | Scoping | Direct Connection | SPT | Energy Storage System | a0l8e000000exlbAAA | PRO-003743
Kirklands Farm BESS | Apatura Battery Ltd | Westfield 132/33kV |  | 0 | 200 | 200 | 2031-10-31 | Scoping | Direct Connection | SPT | Energy Storage System | a0l8e0000011y2mAAA | PRO-003499
Kirkton Wind Farm | Kirkton Wind Farm Ltd | Connagill 275kV Substation |  | 0 | 60 | 60 | 2028-10-31 | Scoping | Direct Connection | SHET | Wind Onshore | a0l4L0000005ikRQAQ | PRO-001811
Knockcronal Wind Farm | Knockcronal Wind Farm Limited | Knockcronal Wind Farm 33kV Substation |  | 0 | 59.4 | 59.4 | 2029-10-30 | Scoping | Direct Connection | SPT | Wind Onshore | a0l4L0000005ikKQAQ | PRO-001801
Knockkippen Energy Park | Naturalis Energy Developments Ltd | Ayr 275/33kV |  | 0 | 60 | 60 | 2026-09-30 | Scoping | Embedded | SPT | Energy Storage System;PV Array (Photo Voltaic/solar);Wind Onshore | a0l4L0000005iXoQAI | PRO-001826
Knocknagael BESS | Virmati Energy Ltd | Knocknagael 132kV Substation |  | 0 | 200 | 200 | 2030-10-31 | Awaiting Consents | Direct Connection | SHET | Energy Storage System | a0l8e000000exNNAAY | PRO-003712
Knockodhar Wind Farm | REG KNOCKODHAR LIMITED | Mark Hill 275/132kV |  | 0 | 120 | 120 | 2028-04-30 | Scoping | Direct Connection | SPT | Wind Onshore | a0l4L0000005inYQAQ | PRO-000483
Knockton Wind Farm | ORSTED ONSHORE UK LIMITED | Knockton Wind Farm 132kV Substation |  | 0 | 130.2 | 130.2 | 2033-10-31 | Scoping | Direct Connection | SHET | Wind Onshore | a0l8e0000011yY5AAI | PRO-003524
KX Alpha 1 Iron Acton | KXP ALPHA I LIMITED | Severn Connection Node A 400kv Substation |  | 0 | 99 | 99 | 2037-10-31 | Scoping | Direct Connection | NGET | Energy Storage System | a0l8e000000ew2iAAA | PRO-003647
KX Alpha 2 Iron Acton | KXP ALPHA II LIMITED | Severn Connection Node A 400kv Substation |  | 0 | 99 | 99 | 2038-10-31 | Scoping | Direct Connection | NGET | Energy Storage System | a0l8e000000ew2nAAA | PRO-003648
KX Alpha 3 Iron Acton | KXP ALPHA III LIMITED | Severn Connection Node A 400kv Substation |  | 0 | 99.9 | 99.9 | 2037-10-31 | Scoping | Direct Connection | NGET | Energy Storage System | a0l8e000000ew2sAAA | PRO-003649
KXP Alpha 1 Little Horsted | KXP ALPHA I LIMITED | Sussex and Romney Connection Node A 400kV Substation |  | 0 | 99.9 | 99.9 | 2037-10-31 | Scoping | Direct Connection | NGET | Energy Storage System | a0l8e000000eykzAAA | PRO-003776
KXP Alpha 2 Little Horsted | KXP ALPHA II LIMITED | Sussex and Romney Connection Node A 400kV Substation |  | 0 | 99.9 | 99.9 | 2037-10-31 | Scoping | Direct Connection | NGET | Energy Storage System | a0l8e000000eyl4AAA | PRO-003777
KXP ALPHA 3 AYR BESS | KXP ALPHA III LIMITED | KXP Alpha 3 Ayr BESS 275kV Substation |  | 0 | 99 | 99 | 2037-10-30 | Scoping | Direct Connection | SPT | Energy Storage System | a0l8e000000ewYQAAY | PRO-003672
KXP Alpha 3 Little Horsted | KXP ALPHA III LIMITED | Sussex and Romney Connection Node A 400kV Substation |  | 0 | 99.9 | 99.9 | 2037-10-31 | Scoping | Direct Connection | NGET | Energy Storage System | a0l8e000000eyl5AAA | PRO-003778
KXP Alpha One | KXP ALPHA I LIMITED | Fawley 132kV Substation |  | 0 | 99.99 | 99.99 | 2036-10-24 | Scoping | Direct Connection | NGET | Energy Storage System | a0l4L0000005iyWQAQ | PRO-002348
KXP Alpha Three | KXP ALPHA III LIMITED | Fawley 132kV Substation |  | 0 | 99.99 | 99.99 | 2036-10-24 | Scoping | Direct Connection | NGET | Energy Storage System | a0l4L0000005iyDQAQ | PRO-002351
KXP Alpha Two | KXP ALPHA II LIMITED | Fawley 132kV Substation |  | 0 | 99.99 | 99.99 | 2036-10-24 | Scoping | Direct Connection | NGET | Energy Storage System | a0l4L0000005ikuQAA | PRO-002349
Kynachan | Geocore Ltd | Errochty 132kV Substation |  | 0 | 300 | 300 | 2035-10-31 | Scoping | Direct Connection | SHET | Energy Storage System | a0l8e0000011y7JAAQ | PRO-003502
Kype Muir | Onpath Energy Limited (KYPE MUIR WIND FARM) LIMITED | Coalburn 400/132kV |  | 88.4 | 0 | 88.4 |  | Built | Direct Connection | SPT | Wind Onshore | a0l4L0000005isVQAQ | PRO-000316
L48 BESS Burnside | Lower 48 Energy BESS Limited | New Deer 2 132kV Substation |  | 0 | 200 | 200 | 2033-10-31 | Scoping | Direct Connection | SHET | Energy Storage System | a0l8e0000010xRpAAI | PRO-003063
L48 BESS Dams of Craigie | Lower 48 Energy BESS Limited | L48 BESS Dams of Craigie |  | 0 | 220 | 220 | 2033-10-31 | Scoping | Direct Connection | SHET | Energy Storage System;PV Array (Photo Voltaic/solar) | a0l8e000000f4ZKAAY | PRO-003853
L48 BESS Glen App | Lower 48 Energy BESS Limited | L48 BESS Glen App |  | 0 | 200 | 200 | 2028-10-31 | Scoping | Direct Connection | SPT | Energy Storage System | a0l8e0000010xJ5AAI | PRO-003058
Lacey's Farm BESS | Bluestone Energy Ltd | South Anglia Connection Node C 400kV Substation |  | 0 | 924 | 924 | 2033-10-31 | Scoping | Direct Connection | NGET | Energy Storage System | a0l8e000001HomMAAS | PRO-004095
Lackenby PV & BESS Station | IB VOGT UK LTD | Lackenby 275kV Substation |  | 0 | 240 | 240 | 2033-10-31 | Scoping | Direct Connection | NGET | Energy Storage System;PV Array (Photo Voltaic/solar) | a0l8e0000011yrKAAQ | PRO-003551
Ladyfield Renewable Energy Park | Ladyfield Renewable Energy Park Ltd | Creag Dhubh 275/132/33kV |  | 0 | 68 | 68 | 2029-10-31 | Scoping | Direct Connection | SHET | Energy Storage System | a0l4L0000005ia0QAA | PRO-002002
Lagrae Battery Storage | LAGRAE BATTERY STORAGE LIMITED | Glenmuckloch 132kV Substation |  | 0 | 400 | 400 | 2036-10-31 | Scoping | Direct Connection | SPT | Energy Storage System | a0l8e000001HrhiAAC | PRO-004214
Lairdmannoch Energy Park | WIND 2 PROJECT 4 LIMITED | Lairdmannoch Energy Park 132kV substation |  | 0 | 100 | 100 | 2030-06-28 | Scoping | Direct Connection | SPT | Energy Storage System;PV Array (Photo Voltaic/solar);Wind Onshore | a0l8e000000eytlAAA | PRO-003781
Lairg II Wind Farm | ENERGYFARM UK LAIRG LLP | Lairg GSP |  | 0 | 50 | 50 | 2026-10-31 | Consents Approved | Direct Connection | SHET | Wind Onshore | a0l4L0000005ibkQAA | PRO-001434
Lakeside Energy Drax | LAKESIDE ENERGY STORAGE LIMITED | Drax 132kV Substation |  | 99 | 0 | 99 |  | Built | Direct Connection | NGET | Energy Storage System | a0l4L0000005ifzQAA | PRO-001522
Laleham | Juniper Energy Limited | Laleham 275kV Substation |  | 0 | 49.9 | 49.9 | 2025-11-01 | Scoping | Direct Connection | NGET | Energy Storage System | a0l4L0000005iueQAA | PRO-001063
Laleham BESS | Acorn Power Limited | Laleham 132kV Substation |  | 0 | 200 | 200 | 2038-04-30 | Scoping | Embedded | NGET | Energy Storage System | a0l8e000001HxbbAAC | PRO-004277
Lambeeth 240MW | ECODEV GROUP LTD | Pembroke 400kV Substation |  | 0 | 240 | 240 | 2037-12-31 | Scoping | Direct Connection | NGET | Energy Storage System | a0l8e0000012eEBAAY | PRO-004361
Lambloch BESS | Apatura Battery Ltd | Busby 275kV |  | 0 | 500 | 500 | 2029-05-28 | Scoping | Direct Connection | SPT | Energy Storage System | a0l8e0000011zPwAAI | PRO-003583
Lamford Hill | Benbrack Wind Farm Limited | Lamford Hill 132kV/33kV Substation |  | 0 | 20 | 20 | 2026-10-30 | Scoping | Direct Connection | SPT | Wind Onshore | a0l4L0000005izCQAQ | PRO-001481
Lan Fawr Energy Park | LAN FAWR ENERGY PARK LIMITED | Pont Abraham GSP |  | 0 | 246.4 | 246.4 | 2028-09-11 | Scoping | Embedded | NGET | Wind Onshore | a0l4L0000005iP4QAI | PRO-001609
Lanarkshire BESS | CARLTON POWER LIMITED | Strathaven 400/275kV |  | 0 | 500 | 500 | 2027-04-30 | Scoping | Direct Connection | SPT | Energy Storage System | a0l4L0000005ivkQAA | PRO-002183
Land at Leitholm | NOVENTUM POWER SOLAR 6 LIMITED | Eccles 400/132kV |  | 0 | 49.9 | 49.9 | 2031-07-31 | Scoping | Direct Connection | SPT | Energy Storage System;PV Array (Photo Voltaic/solar) | a0l8e000001HxadAAC | PRO-004265
Landulph | PIVOTED POWER LLP | Landulph 400kV Substation |  | 0 | 49.9 | 49.9 | 2022-10-31 | Consents Approved | Direct Connection | NGET | Energy Storage System | a0l4L0000005ifRQAQ | PRO-001131
Langage | EP LANGAGE LIMITED | Langage 400kV Substation |  | 905 | 0 | 905 |  | Built | Direct Connection | NGET | CCGT (Combined Cycle Gas Turbine) | a0l4L0000005itvQAA | PRO-000200
Langage 400 | ENSO GREEN HOLDINGS LIMITED | Langage 400kV Substation | 1 | 0 | 200 | 200 | 2036-12-19 | Scoping | Direct Connection | NGET | Energy Storage System;PV Array (Photo Voltaic/solar) | a0l4L0000005itlQAA | PRO-002192-1
Langage 400 | ENSO GREEN HOLDINGS LIMITED | Langage 400kV Substation | 2 | 0 | 100 | 300 | 2037-10-31 | Scoping | Direct Connection | NGET | Energy Storage System;PV Array (Photo Voltaic/solar) | a0l4L0000005itlQAA | PRO-002192-2
Langage 400 | ENSO GREEN HOLDINGS LIMITED | Langage 400kV Substation | 3 | 0 | 100 | 400 | 2038-10-31 | Scoping | Direct Connection | NGET | Energy Storage System;PV Array (Photo Voltaic/solar) | a0l4L0000005itlQAA | PRO-002192-3
Langage Battery Storage | LANGAGE ENERGY PARK LIMITED | Langage 400kV Substation |  | 0 | 249 | 249 | 2031-10-30 | Scoping | Direct Connection | NGET | Energy Storage System | a0l4L0000005iaCQAQ | PRO-002016
Langage Farm | Langage 10 Renewables Limited | Langage 400kV Substation |  | 0 | 1000 | 1000 | 2037-12-19 | Scoping | Direct Connection | NGET | Energy Storage System;PV Array (Photo Voltaic/solar) | a0l4L000002yQaSQAU | PRO-002561
Langbank Solar and BESS | UK RENFREWSHIRE 1 LTD | Devol Moor 132kV Substation |  | 0 | 49.9 | 49.9 | 2027-10-29 | Scoping | Direct Connection | SPT | Energy Storage System;PV Array (Photo Voltaic/solar) | a0l8e0000011zGEAAY | PRO-003569
Larks Green Farm BESS | VOLTALIA UK LTD | Iron Acton 132kV Substation |  | 0 | 100 | 100 | 2037-10-31 | Scoping | Direct Connection | NGET | Energy Storage System | a0l8e000000f4Z0AAI | PRO-003849
Lawfield and Branxton Energy Park | Renewable Energy Systems Limited | Lawfield and Branxton Energy Park 400kV Substation |  | 0 | 400 | 400 | 2028-06-30 | Scoping | Direct Connection | SPT | Energy Storage System | a0l4L0000005iu5QAA | PRO-002229
Leadenham High Impact Green Energy Hub | TELIS ENERGY UK LIMITED | Navenby 400kV Substation |  | 0 | 1000 | 1000 | 2034-10-31 | Scoping | Direct Connection | NGET | Energy Storage System;Nuclear;PV Array (Photo Voltaic/solar);Wind Onshore | a0l8e000000f40kAAA | PRO-003815
Learielaw Energy Storage | Learielaw Energy Storage Ltd | Broxburn 132/33kV |  | 0 | 100 | 100 | 2028-10-31 | Scoping | Direct Connection | SPT | Demand;Energy Storage System | a0l4L0000005jA7QAI | PRO-002531
Learney BESS | IGP SOLAR 22 LIMITED | Learney Teed 132kV |  | 0 | 50 | 50 | 2032-10-01 | Scoping | Direct Connection | SHET | Energy Storage System | a0l8e000000TPI2AAO | PRO-003241
Lebanon Farm 2 BESS | Bluestone Energy Ltd | Warley 275kV Substation |  | 0 | 275 | 275 | 2030-10-31 | Scoping | Direct Connection | NGET | Energy Storage System | a0l8e000000f5djAAA | PRO-003939
Legacy 400 | ENSO GREEN HOLDINGS LIMITED | Legacy 400kV Substation |  | 0 | 400 | 400 | 2037-10-30 | Scoping | Direct Connection | NGET | Energy Storage System;PV Array (Photo Voltaic/solar);Wind Onshore | a0l4L0000005iznQAA | PRO-002193
Legacy Green Energy Centre | LEGACY GREEN ENERGY LIMITED | Legacy 400kV Substation | 1 | 0 | 400 | 400 | 2026-10-30 | Awaiting Consents | Direct Connection | NGET | Energy Storage System;PV Array (Photo Voltaic/solar) | a0l4L0000005idLQAQ | PRO-001662-1
Legacy Green Energy Centre | LEGACY GREEN ENERGY LIMITED | Legacy 400kV Substation | 2 | 0 | 400 | 800 | 2032-10-30 | Awaiting Consents | Direct Connection | NGET | Energy Storage System;PV Array (Photo Voltaic/solar) | a0l4L0000005idLQAQ | PRO-001662-2
Legacy Green Energy Centre | LEGACY GREEN ENERGY LIMITED | Legacy 400kV Substation | 3 | 0 | 225 | 1025 | 2033-10-28 | Awaiting Consents | Direct Connection | NGET | Energy Storage System;PV Array (Photo Voltaic/solar) | a0l4L0000005idLQAQ | PRO-001662-3
Legacy Tertiary Connection | HD639LEG LIMITED | Legacy 400kV Substation |  | 0 | 57 | 57 | 2024-08-31 | Consents Approved | Direct Connection | NGET | Energy Storage System | a0l4L0000005izMQAQ | PRO-001171
Leighton Buzzard | Leighton Buzzard 10 Renewables Limited | West Anglia Connection Node A 400kV Substation |  | 0 | 1000 | 1000 | 2034-10-31 | Scoping | Direct Connection | NGET | Demand;PV Array (Photo Voltaic/solar) | a0l8e000000TPR0AAO | PRO-003411
Leithenwater Wind Farm | LEITHENWATER WIND ENERGY HUB LIMITED | Galashiels 132/33kV |  | 0 | 72.6 | 72.6 | 2029-10-31 | Scoping | Embedded | SPT | Energy Storage System;Wind Onshore | a0l4L0000005iRWQAY | PRO-001914
Letch Beck Energy Park | Renewable Energy Systems Limited | Norton East 400kV Substation |  | 0 | 600 | 600 | 2033-10-31 | Scoping | Direct Connection | NGET | Energy Storage System;PV Array (Photo Voltaic/solar) | a0l4L000002yQZUQA2 | PRO-002550
Lethans Wind Farm | BANKS RENEWABLES (LETHANS WIND FARM) LIMITED | Lethans 132kV Substation |  | 0 | 132 | 132 | 2027-06-30 | Consents Approved | Direct Connection | SPT | Wind Onshore | a0l4L0000005iZ9QAI | PRO-001367
Lethans Wind Farm Extension | Banks Renewables (Lethans East Wind Farm) Limited | Lethans 132kV Substation |  | 0 | 85 | 85 | 2027-10-30 | Scoping | Direct Connection | SPT | Wind Onshore | a0l8e0000011ywSAAQ | PRO-003553
Lethen Wind Farm | FRED. OLSEN RENEWABLES LIMITED | Lethen Wind Farm 132/33kV Substation |  | 0 | 114 | 114 | 2029-10-31 | Scoping | Direct Connection | SHET | Energy Storage System;Wind Onshore | a0l4L0000005ivMQAQ | PRO-002307
LGB300 | LG-B-300 | LGB300 400KV Substation |  | 0 | 600 | 600 | 2031-07-31 | Scoping | Direct Connection | SHET | Energy Storage System | a0l8e000000f52SAAQ | PRO-003907
Lightsource Auchans | LIGHTSOURCE RENEWABLE UK DEVELOPMENT LIMITED | Lightsource Auchans 400kV Substation |  | 0 | 400 | 400 | 2033-10-28 | Scoping | Direct Connection | SPT | Energy Storage System | a0l8e000000f6fpAAA | PRO-003985
Lightsource Bagots Farm | LIGHTSOURCE RENEWABLE UK DEVELOPMENT LIMITED | Drakelow 400kV Substation |  | 0 | 240 | 240 | 2037-10-30 | Scoping | Direct Connection | NGET | Energy Storage System;Wind Onshore | a0lJ9000000blMwIAI | PRO-004829
Lightsource Berthlwyd | LIGHTSOURCE RENEWABLE UK DEVELOPMENT LIMITED | Mid Wales Connection Node A |  | 0 | 240 | 240 | 2037-10-31 | Scoping | Direct Connection | NGET | Energy Storage System;PV Array (Photo Voltaic/solar);Wind Onshore | a0lJ9000000blP7IAI | PRO-004858
Lightsource Bodelwyddan | LIGHTSOURCE RENEWABLE UK DEVELOPMENT LIMITED | Bodelwyddan 400kV Substation |  | 0 | 300 | 300 | 2037-10-30 | Scoping | Direct Connection | NGET | Energy Storage System | a0l8e000000f4rrAAA | PRO-003877
Lightsource Bramford PV & BESS | LIGHTSOURCE RENEWABLE UK DEVELOPMENT LIMITED | South Anglia Connection Node A 400kV Substation |  | 0 | 240 | 240 | 2034-10-30 | Scoping | Direct Connection | NGET | Energy Storage System;PV Array (Photo Voltaic/solar) | a0l8e000000f42RAAQ | PRO-003835
Lightsource Braybrooke | LIGHTSOURCE RENEWABLE UK DEVELOPMENT LIMITED | West Anglia Connection Node F 400kV Substation |  | 0 | 240 | 240 | 2034-10-31 | Scoping | Direct Connection | NGET | Energy Storage System;PV Array (Photo Voltaic/solar) | a0l8e000000f6pcAAA | PRO-003989
Lightsource Enderby PV+BESS | LIGHTSOURCE RENEWABLE UK DEVELOPMENT LIMITED | Derbyshire Connection Node B 400kV Substation |  | 0 | 240 | 240 | 2037-10-31 | Scoping | Direct Connection | NGET | Energy Storage System;PV Array (Photo Voltaic/solar) | a0l8e000000f4dhAAA | PRO-003854
Lightsource Ferryside PV | LIGHTSOURCE RENEWABLE UK DEVELOPMENT LIMITED | South Wales West Connection Node C 400kV |  | 0 | 240 | 240 | 2037-10-30 | Scoping | Direct Connection | NGET | Energy Storage System;PV Array (Photo Voltaic/solar) | a0l8e000000eyX9AAI | PRO-003761
Lightsource Folly Farm | LIGHTSOURCE RENEWABLE UK DEVELOPMENT LIMITED | Severn Connection Node A 400kv Substation |  | 0 | 240 | 240 | 2037-10-31 | Scoping | Direct Connection | NGET | Energy Storage System;Wind Onshore | a0lJ9000000blMXIAY | PRO-004825
Lightsource Grendon PV+BESS | LIGHTSOURCE RENEWABLE UK DEVELOPMENT LIMITED | West Anglia Connection Node C 400kV Substation |  | 0 | 240 | 240 | 2034-10-31 | Scoping | Direct Connection | NGET | Energy Storage System;PV Array (Photo Voltaic/solar) | a0l8e000000exlWAAQ | PRO-003742
Lightsource Hawthorne Pit | LIGHTSOURCE RENEWABLE UK DEVELOPMENT LIMITED | Hawthorn Pit 400kV Substation |  | 0 | 240 | 240 | 2035-10-30 | Scoping | Direct Connection | NGET | Energy Storage System;PV Array (Photo Voltaic/solar) | a0l8e000000f4PDAAY | PRO-003844
Lightsource Jubilee Farm | LIGHTSOURCE RENEWABLE UK DEVELOPMENT LIMITED | Jubilee Farm 275kV Substation |  | 0 | 240 | 240 | 2034-10-30 | Scoping | Direct Connection | NGET | Energy Storage System;PV Array (Photo Voltaic/solar);Wind Onshore | a0lJ9000000blLeIAI | PRO-004815
Lightsource Lower Frankton | LIGHTSOURCE RENEWABLE UK DEVELOPMENT LIMITED | Cheshire Connection Node A 400kV Substation |  | 0 | 240 | 240 | 2037-10-30 | Scoping | Direct Connection | NGET | Energy Storage System;PV Array (Photo Voltaic/solar) | a0l8e000000f4e1AAA | PRO-003859
Lightsource Marston Vale 240MW PV+BESS | LIGHTSOURCE RENEWABLE UK DEVELOPMENT LIMITED | Marston Vale 400kV Substation |  | 0 | 240 | 240 | 2034-10-31 | Scoping | Direct Connection | NGET | Energy Storage System;PV Array (Photo Voltaic/solar) | a0l8e000000f6OSAAY | PRO-003981
Lightsource Middleton | LIGHTSOURCE RENEWABLE UK DEVELOPMENT LIMITED | Middleton 400KV Substation |  | 0 | 240 | 240 | 2037-10-30 | Scoping | Direct Connection | NGET | Energy Storage System;PV Array (Photo Voltaic/solar);Wind Onshore | a0lJ9000000blLtIAI | PRO-004817
Lightsource Mon Solar 2 | LIGHTSOURCE SPV 204 LIMITED | Wylfa South 400kV Substation |  | 0 | 120 | 120 | 2037-11-30 | Scoping | Direct Connection | NGET | Energy Storage System;PV Array (Photo Voltaic/solar) | a0l4L000002yQb6QAE | PRO-002563
Lightsource Mount Annan BESS | LIGHTSOURCE RENEWABLE UK DEVELOPMENT LIMITED | Chapelcross 132/33kV |  | 0 | 150 | 150 | 2031-10-31 | Scoping | Direct Connection | SPT | Energy Storage System | a0l8e0000010x0KAAQ | PRO-003034
Lightsource New Eggborough | LIGHTSOURCE RENEWABLE UK DEVELOPMENT LIMITED | Leeds North Connection Node B 400kV Substation |  | 0 | 240 | 240 | 2035-10-30 | Scoping | Direct Connection | NGET | Energy Storage System;Wind Onshore | a0lJ9000000blMDIAY | PRO-004821
Lightsource Newchurch PV/BESS | LIGHTSOURCE RENEWABLE UK DEVELOPMENT LIMITED | East Kent connection node A 400kV Substation |  | 0 | 240 | 240 | 2037-10-31 | Scoping | Direct Connection | NGET | Energy Storage System;PV Array (Photo Voltaic/solar) | a0l8e000000exRuAAI | PRO-003717
Lightsource Norton East PV | LIGHTSOURCE RENEWABLE UK DEVELOPMENT LIMITED | Norton East 400kV Substation |  | 0 | 240 | 240 | 2035-10-30 | Scoping | Direct Connection | NGET | Energy Storage System;PV Array (Photo Voltaic/solar) | a0l8e000000exlRAAQ | PRO-003741
Lightsource Offerton | LIGHTSOURCE RENEWABLE UK DEVELOPMENT LIMITED | Wearside Connection Node B 2 400kV Substation |  | 0 | 240 | 240 | 2035-10-30 | Scoping | Direct Connection | NGET | Energy Storage System;PV Array (Photo Voltaic/solar) | a0lJ9000000blL5IAI | PRO-004808
Lightsource Overton | LIGHTSOURCE RENEWABLE UK DEVELOPMENT LIMITED | North Humber Connection Node E 400kV Substation |  | 0 | 240 | 240 | 2035-10-30 | Scoping | Direct Connection | NGET | Energy Storage System;PV Array (Photo Voltaic/solar) | a0l8e000000f69hAAA | PRO-003958
Lightsource Patford Bridge | LIGHTSOURCE RENEWABLE UK DEVELOPMENT LIMITED | Derbyshire Connection Node I 400kV Substation |  | 0 | 240 | 240 | 2037-10-30 | Scoping | Direct Connection | NGET | Energy Storage System;PV Array (Photo Voltaic/solar) | a0lJ9000000blL0IAI | PRO-004807
Lightsource Pyworthy | LIGHTSOURCE RENEWABLE UK DEVELOPMENT LIMITED | West Country Connection Node A 400kV Substation |  | 0 | 300 | 300 | 2037-10-30 | Scoping | Direct Connection | NGET | Energy Storage System | a0l8e000001HodQAAS | PRO-004089
Lightsource Rhigos BESS | LIGHTSOURCE RENEWABLE UK DEVELOPMENT LIMITED | South Wales West Connection Node A 400kV Substation |  | 0 | 300 | 300 | 2037-10-31 | Scoping | Direct Connection | NGET | Energy Storage System | a0l8e000000exSdAAI | PRO-003726
Lightsource Shipley PV | LIGHTSOURCE RENEWABLE UK DEVELOPMENT LIMITED | Sussex and Romney Connection Node B 400kV Substation |  | 0 | 240 | 240 | 2037-10-30 | Scoping | Direct Connection | NGET | Energy Storage System;PV Array (Photo Voltaic/solar) | a0l8e000000exIeAAI | PRO-003707
Lightsource Threepwood | LIGHTSOURCE RENEWABLE UK DEVELOPMENT LIMITED | Gala North 400/132kV Substation |  | 0 | 150 | 150 | 2030-10-31 | Scoping | Direct Connection | SPT | Energy Storage System | a0l8e000001Hq20AAC | PRO-004168
Lightsource Willington | LIGHTSOURCE RENEWABLE UK DEVELOPMENT LIMITED | Willington 400kV Substation |  | 0 | 240 | 240 | 2037-10-30 | Scoping | Direct Connection | NGET | Energy Storage System;Wind Onshore | a0lJ9000000blMSIAY | PRO-004824
Lightsource Yaxley PV | LIGHTSOURCE RENEWABLE UK DEVELOPMENT LIMITED | North Anglia Connection Node E 400kV Substation |  | 0 | 240 | 240 | 2034-10-31 | Scoping | Direct Connection | NGET | Energy Storage System;PV Array (Photo Voltaic/solar) | a0l8e000000f4ArAAI | PRO-003837
Lightsourcebp Amlwch BESS and Hydrogen | LIGHTSOURCE RENEWABLE UK DEVELOPMENT LIMITED | Wylfa South 400kV Substation |  | 0 | 600 | 600 | 2037-10-30 | Scoping | Direct Connection | NGET | Demand;Energy Storage System | a0lJ9000000blOxIAI | PRO-004856
Lightsourcebp Wakeleys Wind and BESS | LIGHTSOURCE RENEWABLE UK DEVELOPMENT LIMITED | Wakeleys 400kV |  | 0 | 240 | 240 | 2037-10-30 | Scoping | Direct Connection | NGET | Energy Storage System;Wind Onshore | a0lJ9000000blMhIAI | PRO-004827
Lime Tree Energy Park | BNRG LANGMEAD LIMITED | Friston 400kV Substation |  | 0 | 249.9 | 249.9 | 2034-10-31 | Scoping | Direct Connection | NGET | Energy Storage System;PV Array (Photo Voltaic/solar) | a0l8e000001HpUiAAK | PRO-004121
Limekiln | Limekiln Extension Limited | Limekilns 132/33kV substation |  | 0 | 106 | 106 | 2024-04-30 | Consents Approved | Direct Connection | SHET | Wind Onshore | a0l4L0000005itVQAQ | PRO-000515
Lincomb Farm 120MW BESS Scheme | FPC ELECTRIC LAND LIMITED | Bishops Wood 275kV Substation |  | 0 | 120 | 120 | 2033-06-30 | Scoping | Embedded | NGET | Energy Storage System | a0l4L0000005iUbQAI | PRO-002442
Lincs Offshore Wind Farm | LINCS WIND FARM LIMITED | Lincs 33/132kV Offshore Substation |  | 265 | 0 | 265 |  | Built | Direct Connection | OFTO | Wind Offshore | a0l4L0000005iqEQAQ | PRO-000215
Lisa's Battery Storage | POTENCIA ENERGY LIMITED | Mybster 3 132/33kV Substation |  | 0 | 47 | 47 | 2030-10-31 | Scoping | Direct Connection | SHET | Energy Storage System | a0l8e000000TPNRAA4 | PRO-003280
Lister Battery (formerly Lister Drive) | LISTER BATTERY LTD | Lister Drive 275kV Substation |  | 0 | 57 | 57 | 2023-10-31 | Scoping | Direct Connection | NGET | Energy Storage System | a0l4L0000005iz9QAA | PRO-001088
Lister Drive | ORSTED ESS MERSEY LIMITED | Lister Drive 132kV Substation |  | 20 | 0 | 20 |  | Built | Embedded | NGET | Energy Storage System | a0l4L0000005iXSQAY | PRO-001257
Lister Drive 275kV | LISTER DRIVE SOLUTIONS LIMITED | Lister Drive 275kV Substation |  | 0 | 0 | 0 |  | Built | Direct Connection | NGET | Reactive Compensation | a0l4L0000005iOdQAI | PRO-001248
Lister Drive Shaw | Carnegie (BES) Ltd | Lister Drive 275kV Substation |  | 0 | 57 | 57 | 2025-05-01 | Scoping | Direct Connection | NGET | Energy Storage System | a0l4L0000005izrQAA | PRO-001342
Little Barford | RWE GENERATION UK PLC | Eaton Socon 400kV Substation |  | 740 | 0 | 740 |  | Built | Direct Connection | NGET | CCGT (Combined Cycle Gas Turbine) | a0l4L0000005inpQAA | PRO-000125
Little Harrowden | Little Harrowden 10 Renewables Limited | West Anglia Connection Node F 400kV Substation |  | 0 | 1000 | 1000 | 2034-10-31 | Scoping | Direct Connection | NGET | Demand;PV Array (Photo Voltaic/solar) | a0l8e000000TPRPAA4 | PRO-003416
Little Hill | BRYN GILWERN ENERGY PARK LIMITED | Pont Abraham GSP |  | 0 | 74.9 | 74.9 | 2026-10-31 | Scoping | Embedded | NGET | Wind Onshore | a0l4L0000005iUFQAY | PRO-001556
Little Horsted | CSE34 LIMITED | Little Horsted GSP |  | 0 | 49.9 | 49.9 | 2031-10-31 | Scoping | Direct Connection | NGET | Energy Storage System;PV Array (Photo Voltaic/solar) | a0l4L0000005iuAQAQ | PRO-002214
Little Horsted | LIGHTSOURCE RENEWABLE UK DEVELOPMENT LIMITED | Little Horsted 400kV Substation |  | 0 | 57 | 57 | 2037-10-30 | Scoping | Direct Connection | NGET | Energy Storage System;PV Array (Photo Voltaic/solar) | a0l8e000000exRkAAI | PRO-003715
Little Horsted Energy Park | ELEMENTS GREEN DEVELOPMENT LTD | Sussex and Romney Connection Node A 400kV Substation |  | 0 | 1260 | 1260 | 2037-10-31 | Scoping | Direct Connection | NGET | Energy Storage System;PV Array (Photo Voltaic/solar) | a0l8e00000120NSAAY | PRO-003624
Little Raith BES | DAISY NO 2 LIMITED | Glenniston GSP |  | 0 | 50 | 50 | 2023-08-15 | Consents Approved | Embedded | SPT | Energy Storage System | a0l4L0000005iQyQAI | PRO-000887
Littlebrook BESS | ECODEV GROUP LTD | Littlebrook 400kV Substation |  | 0 | 300 | 300 | 2027-07-15 | Scoping | Embedded | NGET | Energy Storage System | a0l4L0000005iWgQAI | PRO-001832
Littlebrook GEC (Ethos Green) | LITTLEBROOK GREEN ENERGY CENTRE LTD | Rowdown 400kV Substation |  | 0 | 400 | 400 | 2031-10-22 | Awaiting Consents | Direct Connection | NGET | Demand;Energy Storage System;PV Array (Photo Voltaic/solar);Reactive Compensation | a0l8e000000f5cXAAQ | PRO-003938
Littlewoods Wind Farm | EDF ENERGY RENEWABLES LIMITED | Littlewoods Wind Farm 132/33kV Substation |  | 0 | 68.4 | 68.4 | 2028-08-31 | Scoping | Direct Connection | SHET | Wind Onshore | a0l4L0000005iNoQAI | PRO-001825
Livishie (part of the Moriston Cascade) | SSE GENERATION LIMITED | Glenmoriston GSP |  | 18 | 0 | 18 |  | Built | Embedded | SHET | Hydro | a0l4L0000005iVYQAY | PRO-000173
Llanwern 3 | FUTURE ENERGY LLANWERN LIMITED | Whitson 275kV Substation |  | 0 | 95 | 95 | 2037-10-30 | Scoping | Direct Connection | NGET | Energy Storage System;PV Array (Photo Voltaic/solar) | a0l8e000001HxwDAAS | PRO-004317
Llanwern Phase 1 | GREENFIELDS (T) LIMITED | Whitson 275kV Substation |  | 0 | 95 | 95 | 2028-10-01 | Awaiting Consents | Direct Connection | NGET | Energy Storage System;PV Array (Photo Voltaic/solar) | a0l4L0000005iwPQAQ | PRO-001124
Llanwern Phase 2 | FUTURE ENERGY LLANWERN LIMITED | Whitson 275kV Substation |  | 0 | 190 | 190 | 2028-10-01 | Awaiting Consents | Direct Connection | NGET | Energy Storage System;PV Array (Photo Voltaic/solar) | a0l4L0000005iwOQAQ | PRO-001125
Llwynygog | ESGAIR GALED ENERGY PARK LIMITED | Chirk GSP |  | 0 | 125 | 125 | 2027-02-04 | Scoping | Embedded | NGET | Wind Onshore | a0l4L0000005iUKQAY | PRO-001583
Llyn Lort II Energy Park | Llyn Lort II Energy Park Limited | Chirk 132kV |  | 0 | 100 | 100 | 2037-11-01 | Scoping | Embedded | NGET | Wind Onshore | a0l8e0000010waCAAQ | PRO-002697
Llŷr Floating Wind | Llŷr Floating Wind Limited | Pembroke 400kV Substation |  | 0 | 1800 | 1800 | 2031-10-31 | Scoping | Direct Connection | NGET | Wind Offshore | a0l4L0000005iZNQAY | PRO-001981
Llywelyn Extension Offshore Wind Farm | RENANTIS UK LIMITED | Pembroke 400kV Substation |  | 0 | 1000 | 1000 | 2036-12-06 | Scoping | Direct Connection | NGET | Wind Offshore | a0l4L0000005iySQAQ | PRO-002406
Llywelyn Floating Offshore Wind Farm | RENANTIS UK LIMITED | Pembroke 400kV Substation |  | 0 | 300 | 300 | 2029-03-31 | Scoping | Direct Connection | NGET | Wind Offshore | a0l4L0000005idPQAQ | PRO-001668
Loch Fearna Pumped Storage | FEARNA PSH LIMITED | Loch Fearna Pumped Storage 132/18kV |  | 0 | 300 | 300 | 2032-10-28 | Scoping | Direct Connection | SHET | Pump Storage | a0l8e0000010wOJAAY | PRO-002569
Loch Kemp PSH Phase 2 | STATERA ENERGY LIMITED | Loch Kemp 275kV substation |  | 0 | 300 | 300 | 2030-10-31 | Scoping | Direct Connection | SHET | Pump Storage | a0l4L0000005iwWQAQ | PRO-002285
Loch Kemp Pumped Storage | LOCH KEMP STORAGE LIMITED | Loch Kemp 275kV substation |  | 0 | 300 | 300 | 2027-10-31 | Scoping | Direct Connection | SHET | Pump Storage | a0l4L0000005ix2QAA | PRO-001559
Loch Liath Wind Farm | LOCH LIATH WIND FARM LIMITED | Loch Liath 132/33kV Substation |  | 0 | 99 | 99 | 2035-10-31 | Scoping | Direct Connection | SHET | Wind Onshore | a0l4L0000005idSQAQ | PRO-001671
Loch Luichart Extension II | BLUEBELL WIND FARM LIMITED | Loch Luichart Extension II Substation |  | 0 | 36 | 36 | 2024-10-31 | Scoping | Direct Connection | SHET | Wind Onshore | a0l4L0000005inUQAQ | PRO-000487
Loch nan Eun PSH | GLENDOE STORAGE LIMITED | Loch Nan Eun 275/18kV |  | 0 | 900 | 900 | 2029-10-31 | Scoping | Direct Connection | SHET | Pump Storage | a0l4L0000005ic7QAA | PRO-002063
Locharber | Renewable Connections Developments Limited | Arbroath GSP |  | 0 | 50 | 50 | 2032-10-31 | Scoping | Embedded | SHET | Energy Storage System;PV Array (Photo Voltaic/solar) | a0l8e000001HxceAAC | PRO-004283
Lochay (Part of Killin Cascade Hydro Scheme) | SSE GENERATION LIMITED | Lochay GSP |  | 0 | 6.2 | 51.2 | 2027-01-01 | Under Construction/Commissioning | Direct Connection | SHET | Hydro | a0l4L0000005ip2QAA | PRO-000174
Lochay (Part of Killin Cascade Hydro Scheme) | SSE GENERATION LIMITED | Lochay GSP |  | 45 | 0 | 45 |  | Built | Direct Connection | SHET | Hydro | a0l4L0000005ip2QAA | PRO-000174
Lochluichart | LZN LIMITED | Corriemoillie 132kV Substation |  | 69 | 0 | 69 |  | Built | Direct Connection | SHET | Wind Onshore | a0l4L0000005iqhQAA | PRO-000227
Lochore BESS | LOCHORE BESS LTD | Westfield 132/33kV |  | 0 | 900 | 900 | 2031-10-31 | Scoping | Direct Connection | SPT | Energy Storage System | a0l8e0000011xxFAAQ | PRO-003483
Loganhead Windfarm | LOGANHEAD WF LIMITED | Hopsrig Collector 132/33kV Substation |  | 0 | 36 | 36 | 2026-10-31 | Awaiting Consents | Direct Connection | SPT | Wind Onshore | a0l4L0000005isNQAQ | PRO-000306
London Array Offshore Wind Farm | LONDON ARRAY LIMITED | London Array 33/150kV Offshore Substations |  | 630 | 0 | 630 |  | Built | Direct Connection | OFTO | Wind Offshore | a0l4L0000005ipcQAA | PRO-000201
Long Stratton 400 | ENSO GREEN HOLDINGS X LIMITED | North Anglia Connection Node A 400kV |  | 0 | 400 | 400 | 2034-10-31 | Scoping | Direct Connection | NGET | Energy Storage System;PV Array (Photo Voltaic/solar) | a0lJ9000000blPvIAI | PRO-004868
Long Stratton BESS | FIELD DEVCO LTD | North Anglia Connection Node A 400kV |  | 0 | 400 | 400 | 2034-10-31 | Scoping | Direct Connection | NGET | Energy Storage System | a0lJ9000000blOTIAY | PRO-004850
Long Stratton PV & BESS Station | IGP INTERNATIONAL PROSPECTING LIMITED | Long Stratton 400kV |  | 0 | 500 | 500 | 2031-10-30 | Scoping | Direct Connection | NGET | Energy Storage System;PV Array (Photo Voltaic/solar) | a0l4L0000005ivJQAQ | PRO-002297
Longcroft Energy Park | Renewable Energy Systems Limited | Gala North 400/132kV Substation |  | 0 | 156 | 156 | 2030-10-31 | Scoping | Direct Connection | SPT | Energy Storage System;Wind Onshore | a0l8e0000010wTTAAY | PRO-002623
Longfield Solar | LONGFIELD SOLAR ENERGY FARM LIMITED | Bulls Lodge 400kV Substation |  | 0 | 500 | 500 | 2027-12-15 | Scoping | Direct Connection | NGET | Energy Storage System;PV Array (Photo Voltaic/solar) | a0l4L0000005ivqQAA | PRO-001053
Longmorn Energy Park | ELGIN ENERGY ES CO LIMITED | Blackhillock 275kV Substation |  | 0 | 300 | 300 | 2031-08-15 | Scoping | Direct Connection | SHET | Energy Storage System;PV Array (Photo Voltaic/solar) | a0l8e0000010wcrAAA | PRO-002727
Lorg Extension Wind Farm | RWE RENEWABLES UK ONSHORE WIND LIMITED | Lorg Wind Farm 132/32kV |  | 0 | 33 | 33 | 2029-08-13 | Scoping | Direct Connection | SPT | Wind Onshore | a0l4L0000005iynQAA | PRO-002430
Lorg Wind Farm | RWE RENEWABLES UK ONSHORE WIND LIMITED | Lorg Wind Farm 132/32kV |  | 0 | 69.5 | 69.5 | 2027-04-30 | Scoping | Direct Connection | SPT | Wind Onshore | a0l4L0000005ikXQAQ | PRO-000153
Lovat Estate BESS | LG-B-50a Limited | Beauly GSP |  | 0 | 49.9 | 49.9 | 2026-05-31 | Scoping | Embedded | SHET | Energy Storage System | a0l8e0000010xRkAAI | PRO-003062
Lovedean (Tertiary) | LOVEDEAN GREEN LIMITED | Lovedean 400kV Substation | 1 | 0 | 49.9 | 49.9 | 2024-07-30 | Scoping | Direct Connection | NGET | Energy Storage System;PV Array (Photo Voltaic/solar) | a0l4L0000005inXQAQ | PRO-000484-1
Lovedean (Tertiary) | LOVEDEAN GREEN LIMITED | Lovedean 400kV Substation | 2 | 0 | 7.1 | 57 | 2025-05-30 | Scoping | Direct Connection | NGET | Energy Storage System;PV Array (Photo Voltaic/solar) | a0l4L0000005inXQAQ | PRO-000484-2
Lovedean Greener Grid Park | STATKRAFT UK LTD | Lovedean 400kV Substation |  | 0 | 49.9 | 49.9 | 2028-06-01 | Scoping | Direct Connection | NGET | Energy Storage System;Reactive Compensation | a0l4L0000005iPLQAY | PRO-001855
Low Carbon Energy Centre BESS Joyce Green Lane | NET ZERO MARINE SERVICES LIMITED | Littlebrook 132kV Substation |  | 0 | 250 | 250 | 2037-10-31 | Scoping | Embedded | NGET | Energy Storage System | a0l8e0000011ydaAAA | PRO-003540
Low Harker BESS | Energi Generation 14 Ltd | Harker 400kV Substation |  | 0 | 400 | 400 | 2037-11-30 | Scoping | Direct Connection | NGET | Energy Storage System;PV Array (Photo Voltaic/solar) | a0l8e000000f4nUAAQ | PRO-003873
Lower Pool Energy Park | Renewable Energy Systems Limited | Earl Shilton 400kV Substation |  | 0 | 600 | 600 | 2030-10-31 | Scoping | Direct Connection | NGET | Energy Storage System;PV Array (Photo Voltaic/solar) | a0l8e0000011zQGAAY | PRO-003586
Lubreoch Hydro (Part of Killin Cascade Hydro Scheme) | SSE GENERATION LIMITED | Killin GSP |  | 4 | 0 | 4 |  | Built | Embedded | SHET | Hydro | a0l4L0000005iQsQAI | PRO-000893
Luichart (part of the Conon Cascade) | SSE GENERATION LIMITED | Luichart GSP |  | 34 | 0 | 34 |  | Built | Direct Connection | SHET | Hydro | a0l4L0000005ip3QAA | PRO-000175
Lullington Solar | LIGHTSOURCE RENEWABLE UK DEVELOPMENT LIMITED | Drakelow 400kV Substation |  | 0 | 240 | 240 | 2029-10-31 | Scoping | Direct Connection | NGET | Energy Storage System;PV Array (Photo Voltaic/solar) | a0l4L0000005iuxQAA | PRO-002225
Lynefield BESS | WINDEL GRID 1 LIMITED | Borders Connection Node A 400kV Substation |  | 0 | 200 | 200 | 2035-10-30 | Scoping | Direct Connection | NGET | Energy Storage System | a0l8e0000011yx6AAA | PRO-003555
Lynemouth Power Station | LYNEMOUTH POWER LIMITED | Blyth GSP |  | 396 | 0 | 396 |  | Built | Embedded | NGET | Biomass | a0l4L0000005iVyQAI | PRO-000255
Lynes Common | RWE COGEN UK (HYTHE) LIMITED | Fawley 400kV Substation |  | 49.9 | 0 | 49.9 |  | Built | Embedded | NGET | OCGT (Open Cycle Gas Turbine) | a0l4L0000005iXLQAY | PRO-000231
M74 West Wind Farm | RENEWCO POWER LIMITED | M74 West Wind Farm 132kV |  | 0 | 249.9 | 249.9 | 2028-10-27 | Scoping | Direct Connection | SPT | Energy Storage System;Wind Onshore | a0l4L0000005itxQAA | PRO-002398
Mablethorpe Green Energy Centre | MABLETHORPE GREEN ENERGY CENTRE LIMITED | Mablethorpe 400kV Substation |  | 0 | 1025 | 1025 | 2033-10-30 | Awaiting Consents | Direct Connection | NGET | Energy Storage System;PV Array (Photo Voltaic/solar) | a0l4L0000005iv9QAA | PRO-002255
Mablethorpe Storage | STATERA ENERGY LIMITED | Mablethorpe 400kV Substation |  | 0 | 1500 | 1500 | 2031-11-30 | Scoping | Direct Connection | NGET | CCGT (Combined Cycle Gas Turbine);Demand | a0l4L0000005iw4QAA | PRO-001979
Machair Offshore Wind Farm | SCOTTISHPOWER RENEWABLES (UK) LIMITED | Machair 275/66kV Offshore Substation |  | 0 | 2000 | 2000 | 2033-09-16 | Scoping | Direct Connection | SPT | Wind Offshore | a0l4L0000005iZsQAI | PRO-001392
Maentwrog | NUCLEAR DECOMMISSIONING AUTHORITY | Maentwrog GSP |  | 30 | 0 | 30 |  | Built | Embedded | NGET | Hydro | a0l4L0000005iW1QAI | PRO-000261
Maesnant Energy Park | Maesnant Energy Park Limited | Chirk GSP |  | 0 | 150 | 150 | 2033-11-01 | Scoping | Embedded | NGET | Wind Onshore | a0l4L0000005iRZQAY | PRO-001919
Magwind | MAGNORA OFFSHORE WIND AS | New Dounreay |  | 0 | 495 | 495 | 2033-10-31 | Scoping | Direct Connection | SHET | Wind Offshore | a0l4L0000005iisQAA | PRO-001766
Malcolmwood Farm BESS | Bluestone Energy Ltd | Clydesmill 275/33kV |  | 0 | 60 | 60 | 2026-07-03 | Scoping | Embedded | SPT | Energy Storage System | a0l8e000000TPCiAAO | PRO-003195
MALTBY DEV. | Firma Vogt Solar Ltd | Thurcroft 275kV Substation |  | 0 | 400 | 400 | 2034-10-31 | Scoping | Direct Connection | NGET | Energy Storage System;PV Array (Photo Voltaic/solar) | a0l8e0000010xRuAAI | PRO-003064
Mannington | BAYWA R.E. UK LIMITED | Mannington 400kV Substation |  | 0 | 57 | 57 | 2025-05-20 | Scoping | Direct Connection | NGET | PV Array (Photo Voltaic/solar) | a0l4L0000005ibaQAA | PRO-001092
Mannington | PIVOTED POWER LLP | Mannington 400kV Substation |  | 0 | 47.5 | 47.5 | 2025-11-30 | Awaiting Consents | Direct Connection | NGET | Energy Storage System | a0l4L0000005ibbQAA | PRO-001091
Mannington Tertiary | MANNINGTON ENERGY CENTRE LIMITED | Mannington 400kV Substation |  | 0 | 47.5 | 47.5 | 2025-10-30 | Scoping | Direct Connection | NGET | Energy Storage System | a0l4L0000005izWQAQ | PRO-000464
Manor Farm | QAIR RENEWABLES UK LIMITED | East Anglia Connection Node E 400kV Substation |  | 0 | 500 | 500 | 2034-10-31 | Scoping | Direct Connection | NGET | Energy Storage System | a0l8e000001HxaxAAC | PRO-004269
Manor Farm Solar Park | CSE42 LIMITED | Fawley GSP |  | 0 | 150 | 150 | 2036-10-24 | Scoping | Direct Connection | NGET | Energy Storage System;PV Array (Photo Voltaic/solar) | a0l4L0000005il5QAA | PRO-002337
Manquhill Wind Farm | ENERGYFARM UK MANQUHILL LTD | Manquhill Wind Farm 132/33kV Substation |  | 0 | 56 | 56 | 2036-10-31 | Scoping | Direct Connection | SPT | Energy Storage System;Wind Onshore | a0l8e0000012jKMAAY | PRO-004662
Marchwood | MARCHWOOD POWER LIMITED | Marchwood 400kV Substation |  | 920 | 0 | 920 |  | Built | Direct Connection | NGET | CCGT (Combined Cycle Gas Turbine) | a0l4L0000005iq2QAA | PRO-000202
MARCHWOOD ENERGY STORAGE | BW ESS DEVELOPMENT UK LIMITED | Marchwood 400kV Substation |  | 0 | 200 | 200 | 2027-10-31 | Scoping | Direct Connection | NGET | Energy Storage System | a0l4L0000005iuwQAA | PRO-002190
Margree Wind Farm | ENERGYFARM UK MARGREE LLP | Quantans Hill 132kV |  | 0 | 50 | 50 | 2027-10-31 | Awaiting Consents | Direct Connection | SPT | Wind Onshore | a0l4L0000005ij9QAA | PRO-001789
Mark Hill Wind Farm | SCOTTISHPOWER RENEWABLES (UK) LIMITED | Mark Hill 275/132kV |  | 53 | 0 | 53 |  | Built | Direct Connection | SPT | Wind Onshore | a0l4L0000005imdQAA | PRO-000066
Market Harborough | CONNECTID 1 LIMITED | West Anglia Connection Node F 400kV Substation |  | 0 | 700 | 700 | 2034-10-31 | Scoping | Direct Connection | NGET | Demand;Energy Storage System;PV Array (Photo Voltaic/solar);Reactive Compensation | a0l8e000000TPMdAAO | PRO-003271
Market Harborough GEC (Ethos Green) | MARKET HARBOROUGH GREEN ENERGY CENTRE LTD | Market Harborough 400kV Substation |  | 0 | 560 | 560 | 2032-10-31 | Awaiting Consents | Direct Connection | NGET | Demand;Energy Storage System;PV Array (Photo Voltaic/solar);Reactive Compensation | a0l8e000000ViF4AAK | PRO-004343
Market Harborough Green Energy Hub | TELIS ENERGY UK LIMITED | Market Harborough 400kV Substation |  | 0 | 1000 | 1000 | 2034-10-31 | Scoping | Direct Connection | NGET | Energy Storage System;Hydro;Nuclear;PV Array (Photo Voltaic/solar);Wind Onshore | a0l8e00000120NNAAY | PRO-003623
Markinch (Rothes) Biomass CHP Plant | RWE MARKINCH LIMITED | Glenrothes GSP |  | 55 | 0 | 55 |  | Built | Embedded | SPT | Biomass | a0l4L0000005iVQQAY | PRO-000126
Marston Farm 2 | 548 UK INVESTMENT HOLDINGS LIMITED | Marston Vale 400kV Substation |  | 0 | 700 | 700 | 2032-10-31 | Scoping | Direct Connection | NGET | Energy Storage System;PV Array (Photo Voltaic/solar) | a0l8e0000010wdzAAA | PRO-002740
MCKRAW99MW BESS BEGA | SMS ENERGY SERVICES LIMITED | Muckraw IDNO GSP |  | 0 | 99.9 | 99.9 | 2032-06-30 | Scoping | Embedded | SPT | Energy Storage System | a0l8e000001HxbCAAS | PRO-004272
Meall Buidhe Wind Farm | MUIRDEN ENERGY LLP | Shin GSP |  | 0 | 40 | 40 | 2032-10-31 | Scoping | Embedded | SHET | Wind Onshore | a0l8e000001HrCyAAK | PRO-004198
Medway 3 Power Station | MEDWAY POWER LIMITED | Kingsnorth 400kV Substation |  | 0 | 500 | 500 | 2030-12-31 | Scoping | Direct Connection | NGET | OCGT (Open Cycle Gas Turbine) | a0l8e0000010wOxAAI | PRO-002578
Medway Power Station | MEDWAY POWER LIMITED | Grain 400kV Substation |  | 735 | 175 | 910 | 2028-10-30 | Built | Direct Connection | NGET | CCGT (Combined Cycle Gas Turbine) | a0l4L0000005iq1QAA | PRO-000203
Meetlaw BESS | CARRAVINDOON LIMITED | Fiddes GSP |  | 0 | 49.9 | 49.9 | 2028-10-31 | Consents Approved | Embedded | SHET | Energy Storage System | a0l4L0000005iSsQAI | PRO-001966
Meiklelaught Farm BESS | GPC 1127 Ltd | Saltcoats 132/33kV |  | 0 | 30 | 30 | 2028-08-21 | Scoping | Embedded | SPT | Energy Storage System | a0l8e00000120O1AAI | PRO-003631
Melksham | LIME DOWN SOLAR PARK LIMITED | Melksham 400kV Substation |  | 0 | 500 | 500 | 2029-07-31 | Scoping | Direct Connection | NGET | Energy Storage System;PV Array (Photo Voltaic/solar) | a0l4L0000005iP1QAI | PRO-001605
Melksham (Tertiary) | MELKSHAM CALNE GREEN LIMITED | Melksham 400kV Substation | 1 | 0 | 49.9 | 49.9 | 2022-10-30 | Scoping | Direct Connection | NGET | Energy Storage System;PV Array (Photo Voltaic/solar) | a0l4L0000005izlQAA | PRO-000463-1
Melksham (Tertiary) | MELKSHAM CALNE GREEN LIMITED | Melksham 400kV Substation | 2 | 0 | 7.1 | 57 | 2023-10-31 | Scoping | Direct Connection | NGET | Energy Storage System;PV Array (Photo Voltaic/solar) | a0l4L0000005izlQAA | PRO-000463-2
Melksham BESS & PV | ELEMENTS GREEN LIMITED | Melksham 400kV Substation |  | 0 | 800 | 800 | 2037-10-15 | Scoping | Direct Connection | NGET | Energy Storage System;PV Array (Photo Voltaic/solar) | a0l4L0000005ikwQAA | PRO-002441
Melksham Grid Park ESS & PV | JEPIPHANY LIMITED | Melksham 400kV Substation |  | 0 | 90 | 90 | 2037-10-31 | Scoping | Direct Connection | NGET | Energy Storage System;PV Array (Photo Voltaic/solar) | a0l8e000001Hq1bAAC | PRO-004164
Melkshem (Cartridge Farm) | Queequeg Renewables Ltd | Melksham 400kV Substation |  | 0 | 480 | 480 | 2037-10-31 | Awaiting Consents | Direct Connection | NGET | Energy Storage System | a0l8e000000TPCYAA4 | PRO-003193
Melton Mowbray Solar | CUBICO UK DEVELOPMENT LIMITED | West Anglia Connection Node I 400kV substation |  | 0 | 340 | 340 | 2037-10-30 | Scoping | Direct Connection | NGET | Energy Storage System;PV Array (Photo Voltaic/solar) | a0lJ9000000PDlrIAG | PRO-005004
Melvich Wind Energy Hub | Melvich Wind Energy Hub Limited | Melvich Community Wind Farm 132/33kV Substation |  | 0 | 57.6 | 57.6 | 2028-10-31 | Scoping | Direct Connection | SHET | Energy Storage System;Wind Onshore | a0l4L0000005iepQAA | PRO-001688
Menter Mon Morlais Anglesey Marine Energy | MENTER MÔN MORLAIS LIMITED | Penrhos GSP | 1 | 0 | 40 | 40 | 2028-03-31 | Scoping | Direct Connection | NGET | Tidal | a0l4L0000005ieUQAQ | PRO-001134-1
Menter Mon Morlais Anglesey Marine Energy | MENTER MÔN MORLAIS LIMITED | Penrhos GSP | 2 | 0 | 20 | 60 | 2029-03-31 | Scoping | Direct Connection | NGET | Tidal | a0l4L0000005ieUQAQ | PRO-001134-2
Menter Mon Morlais Anglesey Marine Energy | MENTER MÔN MORLAIS LIMITED | Penrhos GSP | 3 | 0 | 40 | 100 | 2030-03-31 | Scoping | Direct Connection | NGET | Tidal | a0l4L0000005ieUQAQ | PRO-001134-3
Menter Mon Morlais Anglesey Marine Energy | MENTER MÔN MORLAIS LIMITED | Penrhos GSP | 4 | 0 | 80 | 180 | 2032-03-31 | Scoping | Direct Connection | NGET | Tidal | a0l4L0000005ieUQAQ | PRO-001134-4
Mererid Offshore Wind Farm | South West Wind Holdco Limited | Alverdiscott 400kV Substation |  | 0 | 1008 | 1008 | 2036-12-06 | Scoping | Direct Connection | NGET | Wind Offshore | a0l4L0000005ivOQAQ | PRO-002391
Meridien Solar Farm | Downing Renewable Developments LLP | Weston Marsh 400kV Substation |  | 0 | 750 | 750 | 2033-06-30 | Scoping | Direct Connection | NGET | Energy Storage System;PV Array (Photo Voltaic/solar) | a0l4L0000005iujQAA | PRO-002399
Merlin 2 Offshore Windfarm | OFFSHORE WIND LIMITED | Alverdiscott 400kV Substation |  | 0 | 1500 | 1500 | 2031-10-31 | Scoping | Direct Connection | NGET | Wind Offshore | a0l4L0000005iZbQAI | PRO-001997
Merlin Offshore Wind Farm | OFFSHORE WIND LIMITED | Alverdiscott 400kV Substation |  | 0 | 300 | 300 | 2028-11-01 | Scoping | Direct Connection | NGET | Wind Offshore | a0l4L0000005ihVQAQ | PRO-001728
Merthyr Solar and Battery | E.E.W. ECO ENERGY WORLD DEVELOPMENT HOLDING LIMITED | Cilfynydd 400kV Substation | 1 | 0 | 110 | 110 | 2029-05-12 | Scoping | Direct Connection | NGET | PV Array (Photo Voltaic/solar) | a0l8e0000010wfMAAQ | PRO-002757-1
Merthyr Solar and Battery | E.E.W. ECO ENERGY WORLD DEVELOPMENT HOLDING LIMITED | Cilfynydd 400kV Substation | 2 | 0 | 110 | 220 | 2037-10-31 | Scoping | Direct Connection | NGET | PV Array (Photo Voltaic/solar) | a0l8e0000010wfMAAQ | PRO-002757-2
MeyGen Tidal | MEYGEN PLC | Gills Bay GSP | 1 | 0 | 28 | 28 | 2027-04-01 | Consents Approved | Direct Connection | SHET | Tidal | a0l4L0000005isuQAA | PRO-000336-1
MeyGen Tidal | MEYGEN PLC | Gills Bay GSP | 2 | 0 | 43 | 71 | 2028-04-01 | Consents Approved | Direct Connection | SHET | Tidal | a0l4L0000005isuQAA | PRO-000336-2
MeyGen Tidal | MEYGEN PLC | Gills Bay GSP | 3 | 0 | 83 | 154 | 2028-04-01 | Awaiting Consents | Direct Connection | SHET | Tidal | a0l4L0000005isuQAA | PRO-000336-3
MeyGen Tidal | MEYGEN PLC | Gills Bay GSP | 4 | 0 | 83 | 237 | 2028-04-01 | Awaiting Consents | Direct Connection | SHET | Tidal | a0l4L0000005isuQAA | PRO-000336-4
MeyGen Tidal | MEYGEN PLC | Gills Bay GSP | 5 | 0 | 50 | 287 | 2030-10-31 | Scoping | Direct Connection | SHET | Tidal | a0l4L0000005isuQAA | PRO-000336-5
Mickleham Energy Storage | BW ESS DEVELOPMENT UK LIMITED | Rowdown 400kV Substation |  | 0 | 249 | 249 | 2031-10-22 | Scoping | Direct Connection | NGET | Energy Storage System | a0l8e0000011zKgAAI | PRO-003573
Mid Moile Wind Farm | ENERGIEKONTOR UK LTD | Arecleoch 132/33kV |  | 0 | 99 | 99 | 2031-10-31 | Scoping | Direct Connection | SPT | Wind Onshore | a0l8e000000f8Q7AAI | PRO-004036
Middle Farm Chollerton | ENRAY POWER LTD | Borders Connection Node A 400kV |  | 0 | 240 | 240 | 2035-10-30 | Scoping | Direct Connection | NGET | Energy Storage System;PV Array (Photo Voltaic/solar) | a0l8e000000ViF9AAK | PRO-004344
Middle Muir Wind Farm | OnPath Energy Limited (MIDDLE MUIR WIND FARM) LIMITED | Middlemuir 132/33kV |  | 51 | 0 | 51 |  | Built | Direct Connection | SPT | Wind Onshore | a0l4L0000005ishQAA | PRO-000321
Middleton BESS | Middleton Energy Storage Limited | Middleton 400KV Substation |  | 0 | 200 | 200 | 2026-11-30 | Scoping | Direct Connection | NGET | Energy Storage System | a0l4L0000005j1YQAQ | PRO-002305
Middleton Farm BESS | Bluestone Energy Ltd | Neilston 400kV Substation |  | 0 | 937 | 937 | 2033-10-25 | Scoping | Direct Connection | SPT | Energy Storage System | a0l8e000001HpUdAAK | PRO-004120
Middleton Farm Solar | Bluestone Energy Ltd | Elderslie 132/33kV |  | 0 | 38.7 | 38.7 | 2025-10-06 | Scoping | Embedded | SPT | PV Array (Photo Voltaic/solar) | a0l8e000000f6JtAAI | PRO-003977
Middlewich BEGA | CONRAD (MIDDLEWICH) LIMITED | Carrington GSP (SP Manweb) |  | 20 | 0 | 20 |  | Built | Embedded | NGET | Gas Reciprocating | a0l4L0000005iPhQAI | PRO-000849
Midlands Estate Energy Park | Renewable Energy Systems Limited | West Burton 400kV Substation |  | 0 | 600 | 600 | 2029-10-31 | Scoping | Direct Connection | NGET | Energy Storage System;PV Array (Photo Voltaic/solar);Wind Onshore | a0l4L0000005iwuQAA | PRO-001945
Mill Hill Tertiary Connection | HB333MIL LTD | Mill Hill 275kV Substation |  | 0 | 57 | 57 | 2024-08-30 | Consents Approved | Direct Connection | NGET | Energy Storage System | a0l4L0000005iw8QAA | PRO-000493
Millbrook Power | MILLBROOK POWER LIMITED | Marston Vale 400kV Substation |  | 0 | 299 | 299 | 2024-06-28 | Under Construction/Commissioning | Direct Connection | NGET | OCGT (Open Cycle Gas Turbine) | a0l4L0000005ilMQAQ | PRO-000373
Millennium East | RENANTIS UK LIMITED | Fort Augustus GSP/New Fort Augustus GSP |  | 0 | 49.9 | 49.9 | 2035-10-31 | Scoping | Embedded | SHET | Wind Onshore | a0l8e000000f7gMAAQ | PRO-004010
Millennium Wind | MILLENNIUM WIND ENERGY LIMITED | Millennium GSP |  | 65 | 0 | 65 |  | Built | Direct Connection | SHET | Wind Onshore | a0l4L0000005ipAQAQ | PRO-000530
Milligansbush Battery Storage | Milligansbush Battery Storage Ltd | Milligansbush Battery Storage 132kV Substation |  | 0 | 200 | 200 | 2036-10-30 | Scoping | Direct Connection | SPT | Demand;Energy Storage System | a0l8e000000TPSXAA4 | PRO-003430
Millmoor Rig Wind Farm | ESB ASSET DEVELOPMENT UK LIMITED | Hawick GSP |  | 0 | 92.8 | 92.8 | 2029-10-30 | Scoping | Direct Connection | SPT | Wind Onshore | a0l4L0000005iYMQAY | PRO-001936
Minety | HB411MIN Limited | Minety 400kV Substation |  | 0 | 47.5 | 47.5 | 2024-10-31 | Consents Approved | Direct Connection | NGET | Energy Storage System | a0l4L0000005inPQAQ | PRO-000454
Minety Tertiary (2) | JBM SOLAR PROJECTS 14 LTD | Minety GSP |  | 0 | 47.5 | 47.5 | 2024-10-30 | Scoping | Direct Connection | NGET | PV Array (Photo Voltaic/solar) | a0l4L0000005inQQAQ | PRO-000432
Minnygap | MINNYGAP ENERGY LIMITED | Moffat 132/33kV |  | 25 | 0 | 25 |  | Built | Direct Connection | SPT | Wind Onshore | a0l4L0000005irJQAQ | PRO-000262
Minnygryle Burn Energy Park | Wind 2 Project 6 Limited | Glenlee 132/11kV |  | 0 | 84 | 84 | 2036-10-31 | Scoping | Direct Connection | SPT | Energy Storage System;Wind Onshore | a0l8e000001HrDXAA0 | PRO-004204
Minsca | MINSCA WINDFARM (SCOTLAND) LIMITED | Chapelcross GSP |  | 37.5 | 0 | 37.5 |  | Built | Embedded | SPT | Wind Onshore | a0l4L0000005iVoQAI | PRO-000236
Moel y Llyn | Waun Hesgog Energy Park Limited | Chirk GSP |  | 0 | 251 | 251 | 2027-02-04 | Scoping | Embedded | NGET | Wind Onshore | a0l4L0000005iUMQAY | PRO-001585
Moelfre Energy Park | MOELFRE ENERGY PARK LIMITED | Bodelwyddan 400kV Substation |  | 0 | 158.4 | 158.4 | 2026-10-31 | Scoping | Direct Connection | NGET | Energy Storage System | a0l4L0000005iekQAA | PRO-001500
Moffat BESS | Conrad Energy (Developments) II Limited | Moffat 400/132kV |  | 0 | 500 | 500 | 2031-10-31 | Scoping | Direct Connection | SPT | Energy Storage System | a0l8e0000012jJiAAI | PRO-004654
Mon Solar Farm | LIGHTSOURCE SPV 204 LIMITED | Wylfa South 400kV Substation |  | 0 | 240 | 240 | 2028-10-31 | Scoping | Direct Connection | NGET | Energy Storage System;PV Array (Photo Voltaic/solar) | a0l4L0000005ix8QAA | PRO-001480
Mona Offshore Wind Farm | Mona Offshore Wind Limited | Bodelwyddan 400kV Substation |  | 0 | 1500 | 1500 | 2029-10-31 | Scoping | Direct Connection | NGET | Wind Offshore | a0l4L0000005iZrQAI | PRO-001391
Monets Garden | MONETS GARDEN BATTERY LTD | Osbaldwick 400kV Substation |  | 0 | 57 | 57 | 2024-10-30 | Consents Approved | Direct Connection | NGET | Energy Storage System | a0l4L0000005icgQAA | PRO-001082
Monk Fryston | Downing Renewable Developments LLP | Monk Fryston 275kV Substation |  | 0 | 249.9 | 249.9 | 2033-10-31 | Scoping | Direct Connection | NGET | Energy Storage System | a0l8e000000TPQCAA4 | PRO-003400
Monk Fryston | ENSO GREEN HOLDINGS LIMITED | Monk Fryston 400kV Substation |  | 0 | 400 | 400 | 2031-10-31 | Scoping | Direct Connection | NGET | Energy Storage System;PV Array (Photo Voltaic/solar) | a0l4L0000005ikVQAQ | PRO-002159
Monk Fryston | Light Valley Solar Limited | Monk Fryston 275kV Substation |  | 0 | 500 | 500 | 2029-12-31 | Scoping | Direct Connection | NGET | Energy Storage System;PV Array (Photo Voltaic/solar) | a0l4L0000005iy0QAA | PRO-001646
Monk Fryston BESS | HARMONY ENERGY LIMITED | Monk Fryston 275kV Substation |  | 0 | 200 | 200 | 2029-10-31 | Scoping | Direct Connection | NGET | Energy Storage System | a0l4L0000005ixXQAQ | PRO-001619
Monk Fryston Energy Park | ELEMENTS GREEN DEVELOPMENT LTD | Monk Fryston 400kV Substation |  | 0 | 800 | 800 | 2035-10-24 | Scoping | Direct Connection | NGET | Energy Storage System;PV Array (Photo Voltaic/solar) | a0l4L000002yQWaQAM | PRO-002539
Monk Fryston SSE | SSE BATTERY MONK FRYSTON LIMITED | Monk Fryston 275kV Substation |  | 0 | 320 | 320 | 2025-10-31 | Consents Approved | Direct Connection | NGET | Energy Storage System | a0l4L0000005ixyQAA | PRO-001627
Monk Fryston Tertiary Connection | HD777FRY LTD | Monk Fryston 275kV Substation |  | 0 | 57 | 57 | 2024-10-01 | Consents Approved | Direct Connection | NGET | Energy Storage System | a0l4L0000005incQAA | PRO-000479
Monquhill Wind Farm | RWE RENEWABLES UK ONSHORE WIND LIMITED | Monquhill Wind Farm 132kV/33kV |  | 0 | 10 | 10 | 2027-04-30 | Awaiting Consents | Direct Connection | SPT | Wind Onshore | a0l4L0000005indQAA | PRO-000478
Montreathmont Moor Forest | Montreathmont Energy Centre Limited | Lunanhead GSP |  | 0 | 34.375 | 34.375 | 2025-10-31 | Scoping | Embedded | SHET | Energy Storage System;PV Array (Photo Voltaic/solar) | a0l4L0000005iPGQAY | PRO-001849
Moray East Offshore Wind Farm | MORAY OFFSHORE WINDFARM (EAST) LIMITED | New Deer 400kV Substation |  | 900 | 0 | 900 |  | Built | Direct Connection | SHET | Wind Offshore | a0l4L0000005ip7QAA | PRO-000533
Moray West Offshore Windfarm | MORAY OFFSHORE WINDFARM (WEST) LIMITED | Moray Firth 220/33kV Platform 1 & 2 Offshore Substation | 1 | 0 | 800 | 800 | 2024-04-01 | Consents Approved | Direct Connection | SHET | Wind Offshore | a0l4L0000005ifSQAQ | PRO-001130-1
Moray West Offshore Windfarm | MORAY OFFSHORE WINDFARM (WEST) LIMITED | Moray Firth 220/33kV Platform 1 & 2 Offshore Substation | 2 | 0 | 60 | 860 | 2026-10-31 | Scoping | Direct Connection | SHET | Wind Offshore | a0l4L0000005ifSQAQ | PRO-001130-2
Morecambe Offshore Wind Farm | OFFSHORE WIND LIMITED | Penwortham 400kV Substation |  | 0 | 480 | 480 | 2029-06-30 | Scoping | Direct Connection | NGET | Wind Offshore | a0l4L0000005ibwQAA | PRO-001450
Moreton Estate | EPL NEWCO5 LIMITED | Chickerell B 400kV Substation |  | 0 | 480 | 480 | 2037-04-28 | Scoping | Direct Connection | NGET | Energy Storage System;PV Array (Photo Voltaic/solar) | a0l8e000000f5BsAAI | PRO-003920
Morgan Offshore Wind Farm | Morgan Offshore Wind Limited | Penwortham 400kV Substation |  | 0 | 1500 | 1500 | 2029-11-30 | Scoping | Direct Connection | NGET | Wind Offshore | a0l4L0000005ik5QAA | PRO-001594
Morton Manor PV & BESS Station | IB VOGT UK LTD | High Marnham 400kV Substation |  | 0 | 240 | 240 | 2037-10-31 | Scoping | Direct Connection | NGET | Energy Storage System;PV Array (Photo Voltaic/solar) | a0l8e000000f41nAAA | PRO-003827
Morven A Offshore Wind Farm (Prev Phoenix 1A) | Morven Offshore Wind Limited | Phoenix 1A 275/66kV Offshore Substation |  | 0 | 1500 | 1500 | 2031-10-31 | Scoping | Direct Connection | NGET | Wind Offshore | a0l4L0000005izJQAQ | PRO-001515
Morwind 300 | Morwind Ltd | Alverdiscott 400kV Substation |  | 0 | 300 | 300 | 2031-10-31 | Scoping | Direct Connection | NGET | Wind Offshore | a0l4L0000005ixtQAA | PRO-001787
Mosedale Energy | MOSEDALE ENERGY LIMITED | High Marnham 400kV Substation |  | 0 | 249 | 249 | 2033-03-31 | Scoping | Direct Connection | NGET | Energy Storage System | a0l4L0000005ivUQAQ | PRO-002319
Mossford (part of the Conon Cascade) | SSE GENERATION LIMITED | Mossford GSP |  | 18.7 | 0 | 18.7 |  | Built | Direct Connection | SHET | Hydro | a0l4L0000005ipQQAQ | PRO-000176
Mossmorran Storage BESS | RUFUSIA LTD | Mossmorran 132/33kV |  | 0 | 100 | 100 | 2031-10-31 | Scoping | Direct Connection | SPT | Energy Storage System | a0l8e000000exgxAAA | PRO-003738
Mossy Hill Wind Farm | MOSSY HILL SHETLAND LIMITED | Mossy Hill 132kV Substation |  | 0 | 48 | 48 | 2028-11-30 | Consents Approved | Direct Connection | SHET | Demand;Wind Onshore | a0l4L0000005iwmQAA | PRO-000461
Motherwell 400MW BESS (Formerly Castlehill BESS) | Apatura Battery Ltd | Wishaw 275/132/33kV |  | 0 | 400 | 400 | 2030-10-31 | Scoping | Direct Connection | SPT | Energy Storage System | a0l8e0000011y79AAA | PRO-003500
Mountain Fen | LIGHTSOURCE SPV 204 LIMITED | Coddington 400kV Substation |  | 0 | 240 | 240 | 2034-09-30 | Scoping | Direct Connection | NGET | Energy Storage System | a0l8e000000f4x7AAA | PRO-003891
Moy Wind Farm | ENECO MOY LIMITED | Inverness GSP |  | 60 | 0 | 60 |  | Built | Embedded | SHET | Wind Onshore | a0l4L0000005iVmQAI | PRO-000232
Muaitheabhal Wind Farm | UISENIS POWER LIMITED | Muaitheabhal 132/33kV Substation |  | 0 | 189 | 189 | 2030-10-31 | Consents Approved | Direct Connection | SHET | Wind Onshore | a0l4L0000005iroQAA | PRO-000272
Muir Mhor Offshore Wind Farm | MUIR MHÒR OFFSHORE WIND FARM LIMITED | Cirrus Offshore Windfarm Substation |  | 0 | 1000 | 1000 | 2033-10-31 | Scoping | Direct Connection | SHET | Wind Offshore | a0l4L0000005izGQAQ | PRO-001698
Murroch BESS | Apatura Battery Ltd | Strathleven GSP |  | 0 | 200 | 200 | 2031-05-22 | Scoping | Direct Connection | SPT | Energy Storage System | a0l8e000001205eAAA | PRO-003610
Mwdwl Eithin Energy Park | MOEL CHWA ENERGY PARK LIMITED | Gwyddelwern 400kV Substation |  | 0 | 81.2 | 81.2 | 2026-10-31 | Scoping | Direct Connection | NGET | Wind Onshore | a0l4L0000005ifqQAA | PRO-001511
Mybster 2 Battery Storage | POTENCIA ENERGY LIMITED | Mybster 3 132/33kV Substation |  | 0 | 500 | 500 | 2034-10-31 | Scoping | Direct Connection | SHET | Energy Storage System | a0l8e0000012gsmAAA | PRO-004479
Nant | SSE GENERATION LIMITED | Nant 132kV Substation |  | 15 | 0 | 15 |  | Built | Direct Connection | SHET | Hydro | a0l4L0000005ipRQAQ | PRO-000177
Nant Aman | NANT AMAN ENERGY PARK LIMITED | Rhigos 400kV Substation |  | 0 | 143 | 143 | 2028-10-01 | Scoping | Direct Connection | NGET | Wind Onshore | a0l4L0000005iNcQAI | PRO-001640
Nant Ceiment Energy Park | NANT CEIMENT ENERGY PARK LIMITED | Pont Abraham GSP |  | 0 | 88.4 | 88.4 | 2027-09-11 | Scoping | Embedded | NGET | Wind Onshore | a0l4L0000005iP5QAI | PRO-001610
Nant Helen | SOLAR SECURITIES LIMITED | Rhigos B Substation |  | 0 | 500 | 500 | 2037-10-31 | Scoping | Direct Connection | NGET | Energy Storage System | a0l8e0000010wgFAAQ | PRO-002766
Nant Y Maen Wind Farm | EDF ENERGY RENEWABLES LIMITED | Nant Y Maen 132KV Substation |  | 0 | 150 | 150 | 2032-05-01 | Scoping | Direct Connection | NGET | Wind Onshore | a0l4L0000005iv0QAA | PRO-001158
Narachan Wind Farm | ENERGYFARM UK NARACHAN LLP | Carradale 1 GSP |  | 0 | 72.6 | 72.6 | 2028-11-30 | Scoping | Embedded | SHET | Wind Onshore | a0l4L0000005iSHQAY | PRO-001926
Narie | Invenergy Development UK Ltd | Glenlee 132/11kV |  | 0 | 297 | 297 | 2035-10-31 | Awaiting Consents | Direct Connection | SPT | Energy Storage System;Wind Onshore | a0l8e000001Hny0AAC | PRO-004048
Native River (Capenhurst) | NATIVE RIVER LTD | Capenhurst 275kV Substation |  | 0 | 57 | 57 | 2024-05-30 | Consents Approved | Direct Connection | NGET | Energy Storage System | a0l4L0000005iibQAA | PRO-001557
NatPower Allington Green Energy Park | NP SPV35 LIMITED | Cottam 400kV Substation |  | 0 | 1000 | 1000 | 2034-10-30 | Awaiting Consents | Direct Connection | NGET | Energy Storage System | a0l8e0000012eyYAAQ | PRO-004387
Natpower Basingstoke Green Energy Park | NP SPV23 LIMITED | Fleet 400kV Substation |  | 0 | 1000 | 1000 | 2038-10-31 | Scoping | Direct Connection | NGET | Energy Storage System | a0l8e000000expyAAA | PRO-003746
NatPower CoalBurn Green Energy Park | COALBURN ENERGY LIMITED | NatPower Green Energy Park 400kV Substation |  | 0 | 500 | 500 | 2036-10-31 | Scoping | Direct Connection | SPT | Energy Storage System | a0lJ9000000PDspIAG | PRO-005041
NatPower Connah Quay Green Energy Park | NP SPV24 LIMITED | Connah's Quay 400kV Substation |  | 0 | 500 | 500 | 2037-10-30 | Scoping | Direct Connection | NGET | Energy Storage System | a0lJ9000000blK7IAI | PRO-004797
Natpower Enderby - Patford Bridge Green Energy Park | NP SPV33 LIMITED | Patford Bridge 400kV Substation |  | 0 | 1799 | 1799 | 2037-10-30 | Scoping | Direct Connection | NGET | Energy Storage System | a0l8e000001Hpe3AAC | PRO-004132
NatPower Gwyddelwern Green Energy Park | NP SPV31 Limited | North Wales connection Node A 400kV Substation |  | 0 | 1000 | 1000 | 2037-10-31 | Scoping | Direct Connection | NGET | Energy Storage System | a0l8e0000012gbUAAQ | PRO-004432
NatPower Hawthorn Pit Green Energy Park | NP SPV 29 LIMITED | Wearside Connection Node B 400kV Substation |  | 0 | 1000 | 1000 | 2035-10-30 | Scoping | Direct Connection | NGET | Energy Storage System | a0lJ9000000blM8IAI | PRO-004820
NatPower Immingham Green Energy Park | NATPOWER MARINE UK LIMITED | Trent Valley North Connection Node F 400kV Substation |  | 0 | 1000 | 1000 | 2034-10-30 | Awaiting Consents | Direct Connection | NGET | Energy Storage System | a0l8e0000012hwgAAA | PRO-004566
NatPower Kinoulton Green Energy Park | NP SPV32 LIMITED | Grendon 400kV Substation |  | 0 | 1330 | 1330 | 2034-12-31 | Scoping | Direct Connection | NGET | Energy Storage System | a0l8e000001I31pAAC | PRO-004333
NatPower Kintore2 Green Energy Park | NP SPV 41 LIMITED | Kintore 275kV |  | 0 | 500 | 500 | 2033-10-31 | Scoping | Direct Connection | SHET | Energy Storage System | a0lJ9000000blPHIAY | PRO-004860
NatPower Llanteg Green Energy Park | NP SPV30 LIMITED | Llanteg 400kV Substation |  | 0 | 47.5 | 47.5 | 2028-10-31 | Scoping | Direct Connection | NGET | Energy Storage System | a0lJ9000000blKvIAI | PRO-004806
NatPower Navenby Energy Park | NAVENBY ENERGY LIMITED | Navenby 400kV Substation |  | 0 | 1030 | 1030 | 2034-10-30 | Scoping | Direct Connection | NGET | Energy Storage System | a0lJ9000000PDm1IAG | PRO-005006
NatPower Nursling Energy Park | NATPOWER MARINE LIMITED | Nursling 400kV Substation |  | 0 | 1000 | 1000 | 2037-10-31 | Scoping | Direct Connection | NGET | Energy Storage System | a0l8e000001HrCKAA0 | PRO-004190
NatPower Oswestry Green Energy Park | NP SPV 43 Limited | Oswestry Substation |  | 0 | 1000 | 1000 |  | Scoping | Direct Connection | NGET | Energy Storage System | a0lJ9000000PDuCIAW | PRO-005057
NatPower Penrith Green Energy Park | NP SPV 39 LIMITED | Harker 400kV Substation |  | 0 | 1000 | 1000 | 2037-10-31 | Scoping | Direct Connection | NGET | Energy Storage System | a0l8e000001HxblAAC | PRO-004278
NatPower Teesside Green Energy Park | NATPOWER MARINE LIMITED | Teeside Connection Node A 400kV Substation |  | 0 | 1000 | 1000 | 2035-10-31 | Scoping | Direct Connection | NGET | Energy Storage System | a0l8e000001HrYtAAK | PRO-004207
Natpower Thimbleby Green Energy Park | NP SPV 22 LIMITED | Thimbleby 400kV substation |  | 0 | 1000 | 1000 | 2033-10-31 | Scoping | Direct Connection | NGET | Energy Storage System | a0l8e000000exh7AAA | PRO-003740
NatPower Tilbury Green Energy Park | NATPOWER MARINE UK LIMITED | South Anglia Connection Node C 400kV Substation |  | 0 | 1000 | 1000 | 2034-10-31 | Scoping | Direct Connection | NGET | Energy Storage System | a0l8e0000012hwMAAQ | PRO-004562
Natpower Upsall Green Energy Park | NP SPV 21 LIMITED | Upsall 400kV substation |  | 0 | 1000 | 1000 | 2033-10-31 | Scoping | Direct Connection | NGET | Energy Storage System | a0l8e000000exh2AAA | PRO-003739
NatPower Yaxley Green Energy Park | NP SPV 40 LIMITED | North Anglia Connection Node C 400kV Substation |  | 0 | 1000 | 1000 | 2034-10-31 | Scoping | Direct Connection | NGET | Energy Storage System | a0l8e0000012eVvAAI | PRO-004371
Navenby Farm | CODDINGTON 10 RENEWABLES LTD | Coddington 400kV Substation |  | 0 | 1000 | 1000 | 2034-10-30 | Scoping | Direct Connection | NGET | Energy Storage System;PV Array (Photo Voltaic/solar) | a0l8e000001HnxlAAC | PRO-004045
Navenby GEC (Ethos Green) | NAVENBY GREEN ENERGY CENTRE LTD | Navenby 400kV Substation |  | 0 | 580 | 580 | 2033-10-30 | Awaiting Consents | Direct Connection | NGET | Demand;Energy Storage System;PV Array (Photo Voltaic/solar);Reactive Compensation | a0l8e000000f5Y8AAI | PRO-003936
Neart Na Gaoithe Offshore Wind Farm | NEART NA GAOITHE OFFSHORE WIND LIMITED | Neart Na Gaoithe 220/66KV Offshore Substation |  | 0 | 448 | 448 | 2023-06-01 | Consents Approved | Direct Connection | SPT | Wind Offshore | a0l4L0000005irpQAA | PRO-000273
Necton Greener Grid Park | Necton Grid Solutions Limited | Necton 400kV Substation | 1 | 0 | 0 | 0 | 2026-10-31 | Awaiting Consents | Direct Connection | NGET | Energy Storage System;Reactive Compensation | a0l4L000002yQb1QAE | PRO-002562-1
Necton Greener Grid Park | Necton Grid Solutions Limited | Necton 400kV Substation | 2 | 0 | 78 | 78 | 2032-10-31 | Awaiting Consents | Direct Connection | NGET | Energy Storage System;Reactive Compensation | a0l4L000002yQb1QAE | PRO-002562-2
Neilston 132kV Greener Grid Park | Neilston Energy Limited | Neilston 400/275/132kV | 1 | 0 | 50 | 50 | 2024-05-31 | Scoping | Direct Connection | SPT | Energy Storage System;Reactive Compensation | a0l4L0000005iYhQAI | PRO-001343-1
Neilston 132kV Greener Grid Park | Neilston Energy Limited | Neilston 400/275/132kV | 2 | 0 | 100 | 150 | 2025-10-31 | Scoping | Direct Connection | SPT | Energy Storage System;Reactive Compensation | a0l4L0000005iYhQAI | PRO-001343-2
Neilston 400kV Greener Grid Park | STATKRAFT UK LTD | Neilston 400kV Substation |  | 0 | 600 | 600 | 2027-05-17 | Scoping | Direct Connection | SPT | Energy Storage System;Reactive Compensation | a0l4L0000005iasQAA | PRO-001419
Neilston Synchronous Compensation | NEILSTON GRID SERVICES LIMITED | Neilston 400kV Substation |  | 0 | 0 | 0 | 2024-07-31 | Consents Approved | Direct Connection | SPT | Reactive Compensation | a0l4L0000005iahQAA | PRO-001405
NEL Bluebell | Newton Energi Limited | Leeds North Connection Node C 400kV Substation |  | 0 | 240 | 240 | 2035-10-30 | Scoping | Embedded | NGET | Energy Storage System | a0l8e0000010wjdAAA | PRO-002802
NEL Lackenby | Newton Energi Limited | Lackenby GSP |  | 0 | 228 | 228 | 2035-10-31 | Scoping | Embedded | NGET | Energy Storage System | a0l8e000000ewOdAAI | PRO-003658
NEL Limes | Newton Energi Limited | North Humber Connection Node B 132kV Substation |  | 0 | 200 | 200 | 2035-10-30 | Scoping | Embedded | NGET | Energy Storage System | a0l8e0000012gYQAAY | PRO-004413
NEL Nicholson | Newton Energi Limited | Thorpe Marsh GSP |  | 0 | 180 | 180 | 2035-10-31 | Scoping | Embedded | NGET | Energy Storage System | a0l8e0000010wkvAAA | PRO-002816
NEL Springfield | Newton Energi Limited | Ferrybridge B GSP |  | 0 | 240 | 240 | 2035-10-30 | Scoping | Embedded | NGET | Energy Storage System | a0l8e000000evgBAAQ | PRO-003633
NEL Story | STORY FUTURE ENERGY LIMITED | Harker 400kV Substation |  | 0 | 240 | 240 | 2037-11-30 | Scoping | Direct Connection | NGET | Energy Storage System | a0l8e000000f5rSAAQ | PRO-003940
NEL Suggit | Newton Energi Limited | Saltend North GSP |  | 0 | 240 | 240 | 2035-10-30 | Scoping | Embedded | NGET | Energy Storage System | a0l8e0000012gYMAAY | PRO-004412
NEL Tiger | Newton Energi Limited | Ferrybridge B 132kV Substation |  | 0 | 200 | 200 | 2035-10-30 | Scoping | Embedded | NGET | Energy Storage System | a0l8e0000010wkqAAA | PRO-002815
Net Zero Teesside Power Project | NET ZERO TEESSIDE POWER LIMITED | Tod Point 275kV Substation |  | 0 | 860 | 860 | 2027-07-30 | Consents Approved | Direct Connection | NGET | CCGT (Combined Cycle Gas Turbine);Demand | a0l4L0000005iyzQAA | PRO-001400
Nether Pitforthie BESS | OPDE UK LIMITED | Fiddes GSP |  | 0 | 50 | 50 | 2032-10-31 | Scoping | Embedded | SHET | Energy Storage System | a0l8e000000TPFcAAO | PRO-003226
Nethercourt Solar & BESS Farm | GREENTECH PROJECTS HOLDING UK LIMITED | Nethercourt Substation |  | 0 | 240 | 240 | 2034-10-31 | Scoping | Direct Connection | NGET | Energy Storage System;PV Array (Photo Voltaic/solar) | a0l8e000000TPXJAA4 | PRO-003437
Netherton Hub Bess | FIELD DEVCO LTD | Netherton 400kV Substation |  | 0 | 200 | 200 | 2033-10-31 | Scoping | Direct Connection | SHET | Energy Storage System | a0l8e0000012kjdAAA | PRO-004753
New Cumnock BESS | NEW CUMNOCK BESS LTD | New Cumnock 275/132kV Substation |  | 0 | 450 | 450 | 2033-10-30 | Scoping | Direct Connection | SPT | Energy Storage System;PV Array (Photo Voltaic/solar) | a0l8e0000011xxPAAQ | PRO-003485
New Deer 2 BESS | FIELD DEVCO LTD | New Deer 2 400kV Substation |  | 0 | 200 | 200 | 2033-10-31 | Scoping | Direct Connection | SHET | Energy Storage System | a0l8e0000012kk2AAA | PRO-004758
New Deer Battery Storage | WEAVER POWER LIMITED | New Deer 400kV Substation |  | 0 | 500 | 500 | 2033-10-31 | Scoping | Direct Connection | SHET | Energy Storage System | a0l4L0000005ixLQAQ | PRO-001987
New Deer BESS Station | IGP SOLAR 25 LIMITED | New Deer 2 400kV Substation |  | 0 | 500 | 500 | 2033-10-31 | Scoping | Direct Connection | SHET | Energy Storage System | a0l4L0000005iPMQAY | PRO-001856
New Marton GEC | NEW MARTON GREEN ENERGY CENTRE LIMITED | New Marton 400kV Substation |  | 0 | 550 | 550 | 2025-04-11 | Scoping | Direct Connection | NGET | Demand;Energy Storage System;PV Array (Photo Voltaic/solar);Reactive Compensation | a0lJ9000000blJnIAI | PRO-004796
New Marton Solar Farm - PVDP | SOLARFOUR LTD | Legacy 400kV Substation |  | 0 | 780 | 780 | 2037-10-31 | Scoping | Direct Connection | NGET | Energy Storage System;PV Array (Photo Voltaic/solar) | a0l8e000001HpecAAC | PRO-004139
Newark BESS | SSE DE SOLAR HOLDCO LIMITED | Cottam 400kV Substation |  | 0 | 600 | 600 | 2033-09-30 | Scoping | Direct Connection | NGET | Energy Storage System;PV Array (Photo Voltaic/solar) | a0l4L000002yQa3QAE | PRO-002556
Newarthill Energy Park | Geocore (Newarthill) Ltd | Newarthill Energy Park 275kV Substation |  | 0 | 300 | 300 | 2027-10-28 | Scoping | Direct Connection | SPT | Energy Storage System | a0l4L0000005jACQAY | PRO-002532
Newchurch | SSE UTILITY SOLUTIONS LIMITED | Newchurch 400kV Substation |  | 0 | 400 | 400 | 2031-10-04 | Scoping | Direct Connection | NGET | Energy Storage System;PV Array (Photo Voltaic/solar) | a0l4L0000005ic4QAA | PRO-002056
Newlands Hill Wind Energy Hub | NEWLANDS HILL WIND ENERGY HUB LIMITED | Newlands Hill 132/33kV |  | 0 | 119 | 119 | 2029-04-30 | Scoping | Direct Connection | SPT | Energy Storage System;Wind Onshore | a0l4L000002yQY7QAM | PRO-002549
Newton of Park BESS 2 | OPDE UK LIMITED | Nairn GSP |  | 0 | 50 | 50 | 2028-01-31 | Scoping | Embedded | SHET | Energy Storage System | a0l8e0000011z1iAAA | PRO-003562
Newtonwood BESS | NEWTONWOOD ENERGY STORAGE LIMITED | Chesterfield GSP |  | 0 | 49.9 | 49.9 | 2023-08-15 | Under Construction/Commissioning | Embedded | NGET | Energy Storage System | a0l8e000001HpwkAAC | PRO-004156
Nicolton Road BESS | Apatura Battery Ltd | Nicolton Road 275kV Substation |  | 0 | 250 | 250 | 2030-10-30 | Scoping | Direct Connection | SPT | Energy Storage System | a0l8e000000TPHTAA4 | PRO-003234
Ninfield | Ninfield 10 Renewables Limited | Sussex and Romney Connection Node A 400kV Substation |  | 0 | 1000 | 1000 | 2030-10-31 | Scoping | Direct Connection | NGET | Energy Storage System;PV Array (Photo Voltaic/solar) | a0l8e000000TPQqAAO | PRO-003408
Ninfield Green Energy Centre | NINFIELD GREEN ENERGY CENTRE LIMITED | Ninfield 400kV Substation |  | 0 | 600 | 600 | 2031-10-31 | Awaiting Consents | Direct Connection | NGET | Energy Storage System;PV Array (Photo Voltaic/solar) | a0l4L0000005iMYQAY | PRO-002163
Ninfield Greener Grid Park | STATKRAFT UK LTD | Ninfield 400kV Substation | 1 | 0 | 0 | 0 | 2027-04-30 | Awaiting Consents | Direct Connection | NGET | Energy Storage System;Reactive Compensation | a0l4L0000005ihhQAA | PRO-001756-1
Ninfield Greener Grid Park | STATKRAFT UK LTD | Ninfield 400kV Substation | 2 | 0 | 49.9 | 49.9 | 2031-01-31 | Awaiting Consents | Direct Connection | NGET | Energy Storage System;Reactive Compensation | a0l4L0000005ihhQAA | PRO-001756-2
Ninfield Greener Grid Park | STATKRAFT UK LTD | Ninfield 400kV Substation | 3 | 0 | 400.1 | 450 | 2037-10-31 | Awaiting Consents | Direct Connection | NGET | Energy Storage System;Reactive Compensation | a0l4L0000005ihhQAA | PRO-001756-3
Norfolk Boreas | NORFOLK BOREAS LIMITED | Necton 400kV Substation | 1 | 0 | 400 | 400 | 2029-10-01 | Awaiting Consents | Direct Connection | NGET | Wind Offshore | a0l4L0000005izTQAQ | PRO-000399-1
Norfolk Boreas | NORFOLK BOREAS LIMITED | Necton 400kV Substation | 2 | 0 | 920 | 1320 | 2030-12-31 | Scoping | Direct Connection | NGET | Wind Offshore | a0l4L0000005izTQAQ | PRO-000399-2
Norfolk001 | EVOLUTION POWER LIMITED | Walpole 400kV Substation |  | 0 | 860 | 860 | 2031-11-30 | Scoping | Direct Connection | NGET | Energy Storage System;PV Array (Photo Voltaic/solar) | a0l4L0000005iZaQAI | PRO-001996
Norrington Gate | ADV 004 LIMITED | Melksham 400kV Substation |  | 0 | 150 | 150 | 2037-09-15 | Consents Approved | Embedded | NGET | Energy Storage System | a0l4L0000005iMFQAY | PRO-002329
North East Offshore Wind Farm | CALEDONIA OFFSHORE WIND FARM LIMITED | New Deer 2 400kV Substation |  | 0 | 2000 | 2000 | 2033-10-31 | Scoping | Direct Connection | SHET | Wind Offshore | a0l4L0000005ibmQAA | PRO-001436
North Falls Offshore Wind Farm | NORTH FALLS OFFSHORE WIND FARM LIMITED | North Falls Offshore Platform Substation |  | 0 | 1000 | 1000 | 2030-10-31 | Scoping | Direct Connection | NGET | Wind Offshore | a0l4L0000005izVQAQ | PRO-000451
North Killingholme Power Project | C.GEN KILLINGHOLME LIMITED | Killingholme 400kV Substation |  | 0 | 540 | 540 | 2030-09-30 | Consents Approved | Direct Connection | NGET | CCGT (Combined Cycle Gas Turbine) | a0l4L0000005iaKQAQ | PRO-001038
North Kyle New Cumnock | NORTH KYLE WIND FARM LIMITED | New Cumnock 275/132kV |  | 0 | 212 | 212 | 2024-04-30 | Awaiting Consents | Direct Connection | SPT | Wind Onshore | a0l4L0000005inuQAA | PRO-000474
North Lanrigg Battery Storage | North Lanrigg Battery Storage Ltd | North Lanrigg Substation |  | 0 | 200 | 200 | 2028-10-30 | Scoping | Direct Connection | SPT | Demand;Energy Storage System | a0l8e0000010wXzAAI | PRO-002671
North Lowther Energy Initiative | NLEI LTD | NLEI GSP |  | 0 | 151.2 | 151.2 | 2031-04-30 | Scoping | Direct Connection | SPT | Wind Onshore | a0l4L0000005it0QAA | PRO-000344
NorthFleet 2 BESS | CSE41 LIMITED | NorthFleet 400kV Substation |  | 0 | 300 | 300 | 2028-10-31 | Scoping | Direct Connection | NGET | Energy Storage System | a0l4L0000005itrQAA | PRO-002322
NorthFleet Tertiary | CSE29 LIMITED | NorthFleet 400kV Substation |  | 0 | 49.9 | 49.9 | 2026-06-30 | Scoping | Direct Connection | NGET | Energy Storage System;PV Array (Photo Voltaic/solar) | a0l4L0000005ibCQAQ | PRO-002038
Norton | BAYWA R.E. UK LIMITED | Norton 400kV Substation |  | 0 | 57 | 57 | 2025-05-01 | Awaiting Consents | Direct Connection | NGET | Energy Storage System;PV Array (Photo Voltaic/solar) | a0l4L0000005ixsQAA | PRO-001537
Norton | ENSO GREEN HOLDINGS LIMITED | Norton 400kV Substation |  | 0 | 400 | 400 | 2032-10-31 | Scoping | Direct Connection | NGET | Energy Storage System;PV Array (Photo Voltaic/solar) | a0l4L0000005itMQAQ | PRO-002157
Norton PV and BESS | Darlington Solar 1 Limited | Norton 275kV Substation |  | 0 | 40.9 | 40.9 | 2024-10-31 | Consents Approved | Direct Connection | NGET | Energy Storage System;PV Array (Photo Voltaic/solar) | a0l4L0000005ixWQAQ | PRO-001437
Norton Solar Farm | JBM SOLAR PROJECTS 29 LIMITED | Norton GSP |  | 0 | 180 | 180 | 2031-10-31 | Scoping | Embedded | NGET | PV Array (Photo Voltaic/solar) | a0l4L0000005iXmQAI | PRO-001875
Norwich | PIVOTED POWER LLP | Norwich GSP |  | 0 | 57 | 57 | 2024-10-31 | Consents Approved | Direct Connection | NGET | Energy Storage System;PV Array (Photo Voltaic/solar) | a0l4L0000005iclQAA | PRO-001077
Norwich 100MW BESS | FLEXION ENERGY SPV 2 LTD | Norwich Main 132kV |  | 0 | 100 | 100 | 2031-10-31 | Scoping | Embedded | NGET | Energy Storage System | a0l4L0000005iXNQAY | PRO-002126
Norwich 2 | EDF ENERGY RENEWABLES LIMITED | Norwich Main 400kV Substation |  | 0 | 28 | 28 | 2033-06-30 | Scoping | Direct Connection | NGET | PV Array (Photo Voltaic/solar);Wind Onshore | a0l4L0000005itQQAQ | PRO-002408
Norwich Green Energy Centre | NORWICH GREEN ENERGY LIMITED | Norwich Main 400kW Substation |  | 0 | 400 | 400 | 2031-04-30 | Awaiting Consents | Direct Connection | NGET | Energy Storage System;PV Array (Photo Voltaic/solar) | a0l4L0000005iixQAA | PRO-001771
Norwich Main BESS | LONG STRATTON ENERGY PARK LIMITED | Norwich Main 400kV Substation |  | 0 | 249.9 | 249.9 | 2032-10-31 | Scoping | Direct Connection | NGET | Energy Storage System | a0l8e000000f4xHAAQ | PRO-003894
Norwich Yare | ASHGREEN ENERGY FARM LIMITED | Norwich GSP |  | 0 | 49.5 | 49.5 | 2024-10-31 | Consents Approved | Direct Connection | NGET | Energy Storage System;PV Array (Photo Voltaic/solar) | a0l4L0000005icmQAA | PRO-001076
Noventum - Astwood | NOVENTUM POWER SOLAR 12 LIMITED | West Anglia Connection Node C 400kV Substation |  | 0 | 480 | 480 | 2034-10-31 | Scoping | Direct Connection | NGET | Energy Storage System;PV Array (Photo Voltaic/solar) | a0l8e0000012j9PAAQ | PRO-004635
Noventum - Biggleswade | NOVENTUM POWER SOLAR 7 LIMITED | Biggleswade 400kV Substation |  | 0 | 249 | 249 | 2037-10-31 | Scoping | Direct Connection | NGET | Energy Storage System;PV Array (Photo Voltaic/solar) | a0l8e000000ViASAA0 | PRO-004337
Noventum - Budby | NOVENTUM POWER SOLAR 15 LIMITED | Trent Valley South Connection Node D 400kV Substation |  | 0 | 380 | 380 | 2035-10-30 | Scoping | Direct Connection | NGET | Energy Storage System;PV Array (Photo Voltaic/solar) | a0l8e0000012jJEAAY | PRO-004652
Noventum - Stocksbridge | NOVENTUM POWER SOLAR 14 LIMITED | Leeds South Connection Node C 400kV Substation |  | 0 | 410 | 410 | 2035-10-30 | Scoping | Direct Connection | NGET | Energy Storage System | a0l8e0000012jKHAAY | PRO-004661
Noventum- Bridgwater | NOVENTUM POWER SOLAR 13 LIMITED | Woolavington 400kV Substation |  | 0 | 380 | 380 | 2037-10-31 | Scoping | Direct Connection | NGET | Energy Storage System | a0l8e0000012jJ4AAI | PRO-004650
Noventum Cottered | NOVENTUM POWER SOLAR 5 LIMITED | West Anglia Connection Node D 400kV Substation |  | 0 | 210 | 210 | 2034-10-31 | Scoping | Direct Connection | NGET | Energy Storage System;PV Array (Photo Voltaic/solar) | a0l8e000001Hom7AAC | PRO-004092
Noventum Hawthorn Pit | NOVENTUM POWER SOLAR 2 LIMITED | Wearside Connection Node B 400kV Substation |  | 0 | 57 | 57 | 2035-10-30 | Scoping | Direct Connection | NGET | Energy Storage System;PV Array (Photo Voltaic/solar) | a0l8e000000eySmAAI | PRO-003757
Noventum -Long Stratton | Noventum Power Solar 8 Limited | North Anglia Connection Node A 400kV |  | 0 | 460 | 460 | 2034-10-31 | Scoping | Direct Connection | NGET | Energy Storage System;PV Array (Photo Voltaic/solar) | a0l8e0000012gHLAAY | PRO-004405
Noventum Market Harborough | NOVENTUM POWER SOLAR 1 LIMITED | West Anglia Connection Node F 400kV Substation |  | 0 | 249 | 249 | 2034-10-31 | Scoping | Direct Connection | NGET | Energy Storage System;PV Array (Photo Voltaic/solar) | a0l8e000000eySrAAI | PRO-003759
Noventum Navenby | NOVENTUM POWER SOLAR 4 LIMITED | Trent Valley South Connection Node C 400kV Substation |  | 0 | 249 | 249 | 2035-10-30 | Scoping | Direct Connection | NGET | Energy Storage System;PV Array (Photo Voltaic/solar) | a0l8e000000f57EAAQ | PRO-003915
Noventum -New Marton | NOVENTUM POWER SOLAR 11 LIMITED | Cheshire Connection Node A 400kV Substation |  | 0 | 510 | 510 | 2037-10-30 | Scoping | Direct Connection | NGET | Energy Storage System;PV Array (Photo Voltaic/solar) | a0l8e0000012j9KAAQ | PRO-004634
Noventum Yaxley | NOVENTUM POWER SOLAR 3 LIMITED | North Anglia Connection Node E 400kV Substation |  | 0 | 150 | 150 | 2034-10-31 | Scoping | Direct Connection | NGET | Energy Storage System;PV Array (Photo Voltaic/solar) | a0l8e000000eySnAAI | PRO-003758
Nursling Tertiary | NURSLING ENERGY TWO LIMITED | Nursling 400kV Substation |  | 49.9 | 0 | 49.9 |  | Built | Direct Connection | NGET | Energy Storage System | a0l4L0000005iwMQAQ | PRO-001051
Oak Holt Solar | RWE RENEWABLES UK SOLAR AND STORAGE LIMITED | Trent Vally North Connection Node C 400kv Substation |  | 0 | 400 | 400 | 2034-10-30 | Scoping | Direct Connection | NGET | Energy Storage System;PV Array (Photo Voltaic/solar) | a0l8e0000012hpYAAQ | PRO-004539
Oaklands Farm Solar PV | BAYWA R.E. UK LIMITED | Drakelow 132kV Substation |  | 0 | 162.3 | 162.3 | 2025-06-01 | Scoping | Direct Connection | NGET | Energy Storage System;PV Array (Photo Voltaic/solar) | a0l4L0000005iz6QAA | PRO-001004
Oakley | SSE DE SOLAR HOLDCO LIMITED | Oakley 400kV Substation |  | 0 | 600 | 600 | 2038-11-01 | Scoping | Direct Connection | NGET | Energy Storage System;PV Array (Photo Voltaic/solar) | a0l8e000000f414AAA | PRO-003818
Oakview Farm BESS | P3P PARTNERS LLP | Hams Hall 400kV Substation |  | 0 | 400 | 400 | 2033-10-31 | Scoping | Direct Connection | NGET | Energy Storage System | a0l8e0000010wabAAA | PRO-002702
Ochill BESS | CARLTON POWER LIMITED | Ochill 132kV Substation |  | 0 | 49.5 | 49.5 | 2028-08-18 | Scoping | Direct Connection | SPT | Energy Storage System | a0l4L0000005jAlQAI | PRO-002536
Ocker Hill - Gresham House | Gresham House Devco Pipeline Limited | Ocker Hill 275kV Substation |  | 0 | 240 | 240 | 2027-10-30 | Scoping | Direct Connection | NGET | Energy Storage System | a0l4L0000005iuBQAQ | PRO-002213
Ocker Hill Tertiary Connection | HD143OCK LTD | Ocker Hill 275kV Substation |  | 0 | 57 | 57 | 2023-10-31 | Consents Approved | Direct Connection | NGET | Energy Storage System | a0l4L0000005iw7QAA | PRO-000462
Offerton 200MW BESS | Decerna Limited | Offerton 275kV Substation |  | 0 | 200 | 200 | 2035-10-30 | Scoping | Direct Connection | NGET | Energy Storage System | a0lJ9000000bldHIAQ | PRO-004910
Old Flatts Farm | Net Zero One Limited | Brinsworth 275kV Substation |  | 0 | 750 | 750 | 2027-09-01 | Scoping | Direct Connection | NGET | Energy Storage System;PV Array (Photo Voltaic/solar) | a0l4L0000005iQbQAI | PRO-001894
Old Forest of Ae | SCOTTISHPOWER RENEWABLES (UK) LIMITED | Old Forest of Ae 33kV Substation |  | 0 | 56 | 56 | 2027-10-31 | Scoping | Direct Connection | SPT | Wind Onshore | a0l4L0000005icnQAA | PRO-001075
Old Park Farm | STARLIGHT ENERGY UK LIMITED | Axminster 132kV Substation |  | 0 | 200 | 200 | 2038-10-31 | Scoping | Direct Connection | NGET | Energy Storage System;PV Array (Photo Voltaic/solar) | a0l8e0000012kfgAAA | PRO-004719
Oldbury (Tertiary) | PIVOTED POWER LLP | Oldbury 275kV Substation | 1 | 0 | 49.9 | 49.9 | 2027-06-30 | Awaiting Consents | Direct Connection | NGET | Energy Storage System | a0l4L0000005icoQAA | PRO-001074-1
Oldbury (Tertiary) | PIVOTED POWER LLP | Oldbury 275kV Substation | 2 | 0 | 7.1 | 57 | 2037-10-31 | Awaiting Consents | Direct Connection | NGET | Energy Storage System | a0l4L0000005icoQAA | PRO-001074-2
Olivers Forest Wind Farm | Oliver Forest Wind Farm Limited | Olivers Forest Wind Farm 132kV Substation |  | 0 | 79.2 | 79.2 | 2031-04-30 | Scoping | Direct Connection | SPT | Wind Onshore | a0l8e0000010wVjAAI | PRO-002648
One Earth Solar Farm | ONE EARTH SOLAR FARM LIMITED | High Marnham 400kV Substation |  | 0 | 500 | 500 | 2027-10-31 | Scoping | Direct Connection | NGET | Energy Storage System;PV Array (Photo Voltaic/solar) | a0l4L0000005izsQAA | PRO-001599
Orchard BESS | RE Projects Development Limited | Penn 132kV Substation |  | 0 | 100 | 100 | 2035-10-31 | Scoping | Embedded | NGET | Energy Storage System | a0l8e000000eybRAAQ | PRO-003762
Orddu Energy Park | Orddu Energy Park Limited | Gwyddelwern 400kV Substation |  | 0 | 85.8 | 85.8 | 2037-10-31 | Scoping | Direct Connection | NGET | Wind Onshore | a0l8e000000f4ZAAAY | PRO-003851
Ormonde Offshore Wind Farm | ORMONDE ENERGY LIMITED | Ormonde 33/132kV Offshore Substation |  | 150 | 0 | 150 |  | Built | Direct Connection | OFTO | Wind Offshore | a0l4L0000005iqFQAQ | PRO-000216
Orrin (part of the Conon Cascade) | SSE GENERATION LIMITED | Orrin GSP |  | 18 | 0 | 18 |  | Built | Direct Connection | SHET | Hydro | a0l4L0000005ipSQAQ | PRO-000178
Osbaldwick PV & BESS Sub | YORK ENERGY PARK LIMITED | Osbaldwick 400kV Substation |  | 0 | 249.9 | 249.9 | 2033-08-30 | Scoping | Direct Connection | NGET | Energy Storage System;PV Array (Photo Voltaic/solar) | a0l8e0000010wPCAAY | PRO-002582
Ourack Wind Farm | OURACK WIND FARM LLP | Ourack Wind Farm 132/33 kV Substation |  | 0 | 105 | 105 | 2030-10-31 | Scoping | Direct Connection | SHET | Energy Storage System;Wind Onshore | a0l4L0000005izDQAQ | PRO-001490
Ouse Energy Storage | Ouse Energy Limited | Kemsley 400kV Substation |  | 0 | 249 | 249 | 2027-10-27 | Scoping | Direct Connection | NGET | Energy Storage System | a0l4L0000005iPRQAY | PRO-001861
Outh Muir Energy Park | Grupotec Renewables Limited | Dunfermline 132/33kV |  | 0 | 60 | 60 | 2026-10-31 | Scoping | Embedded | SPT | Energy Storage System;PV Array (Photo Voltaic/solar) | a0l4L0000005iMVQAY | PRO-002456
Overhill BESS | Templemurry Limited | Rothienorman 400kV Substation |  | 0 | 49.9 | 49.9 | 2024-10-31 | Consents Approved | Embedded | SHET | Energy Storage System | a0l4L0000005iSuQAI | PRO-001974
Overhill Wind Farm | ENERGYFARM UK OVERHILL LLP | Overhill WF 132kV Substation |  | 0 | 50 | 50 | 2027-06-30 | Consents Approved | Direct Connection | SPT | Wind Onshore | a0l4L0000005inwQAA | PRO-000472
Overton Green Energy Centre | INNOVA RENEWABLES LIMITED | Overton 400kV Substation |  | 0 | 1025 | 1025 | 2035-10-24 | Awaiting Consents | Direct Connection | NGET | Energy Storage System;PV Array (Photo Voltaic/solar) | a0l4L0000005iwqQAA | PRO-002252
Overton Solar & Storage Farm | ELEMENTS GREEN LIMITED | Overton 400kV Substation |  | 0 | 1400 | 1400 | 2032-06-01 | Scoping | Direct Connection | NGET | Energy Storage System | a0l4L0000005iuEQAQ | PRO-002175
OVERTON440MW BESS | SMS ENERGY SERVICES LIMITED | Overton IDNO GSP |  | 0 | 440 | 440 | 2035-10-31 | Scoping | Embedded | NGET | Energy Storage System | a0l8e000000f5zuAAA | PRO-003941
OWF3 | SCOTTISHPOWER RENEWABLES (UK) LIMITED | OWF3 275/66kV Offshore Substation | 1 | 0 | 1000 | 1000 | 2031-10-31 | Scoping | Direct Connection | SHET | Wind Offshore | a0l4L0000005iaiQAA | PRO-001406-1
OWF3 | SCOTTISHPOWER RENEWABLES (UK) LIMITED | OWF3 275/66kV Offshore Substation | 2 | 0 | 2000 | 3000 | 2033-10-31 | Scoping | Direct Connection | SHET | Wind Offshore | a0l4L0000005iaiQAA | PRO-001406-2
OWPL Windfarm | OFFSHORE WIND POWER LIMITED | OWPL Windfarm Platform 220/66kV Offshore Substation | 1 | 0 | 750 | 750 | 2029-10-31 | Scoping | Direct Connection | SHET | Wind Offshore | a0l4L0000005iqSQAQ | PRO-000568-1
OWPL Windfarm | OFFSHORE WIND POWER LIMITED | OWPL Windfarm Platform 220/66kV Offshore Substation | 2 | 0 | 1500 | 2250 | 2031-10-31 | Scoping | Direct Connection | SHET | Wind Offshore | a0l4L0000005iqSQAQ | PRO-000568-2
Oxfordshire Energy Park | Low Carbon Solar Park 40 Limited | Chiltern Connection Node D 400kV |  | 0 | 500 | 500 | 2037-10-31 | Scoping | Direct Connection | NGET | Energy Storage System;PV Array (Photo Voltaic/solar) | a0l8e000001HoTdAAK | PRO-004076
Oykel Wind Farm | STATKRAFT UK LTD | Oykel Wind Farm 132kV Substation |  | 0 | 79.2 | 79.2 | 2032-10-31 | Scoping | Direct Connection | SHET | Wind Onshore | a0l8e0000010wbPAAQ | PRO-002711
Pamber Farm | Queequeg Renewables Ltd | Bramley |  | 0 | 480 | 480 | 2037-10-31 | Awaiting Consents | Direct Connection | NGET | Energy Storage System | a0l8e0000010wg0AAA | PRO-002763
Park Farm Hybrid Solar and BESS | VOLTALIA UK LTD | Patford Bridge 400kV Substation |  | 0 | 332.4 | 332.4 | 2037-10-30 | Scoping | Direct Connection | NGET | Demand;Energy Storage System;PV Array (Photo Voltaic/solar) | a0l8e000000f4Z5AAI | PRO-003850
Partridge Farm BESS | Apatura Battery Ltd | Sellindge 400kV Substation |  | 0 | 500 | 500 | 2037-10-31 | Scoping | Direct Connection | NGET | Energy Storage System | a0l8e000000TPc5AAG | PRO-003445
Patch Elm Solar Substation | VOLTIS PEOPLE LIMITED | Folly Farm 132kV Substation |  | 0 | 200 | 200 | 2036-12-06 | Scoping | Embedded | NGET | Energy Storage System;PV Array (Photo Voltaic/solar) | a0l4L0000005iX5QAI | PRO-002347
Patford Bridge Farm | 548 UK INVESTMENT HOLDINGS LIMITED | Patford Bridge 400kV Substation |  | 0 | 200 | 200 | 2033-10-31 | Scoping | Direct Connection | NGET | Energy Storage System;PV Array (Photo Voltaic/solar) | a0l8e0000010wYiAAI | PRO-002680
Patford Bridge Farm 2 | 548 UK INVESTMENT HOLDINGS LIMITED | New Patford Bridge 400kV Substation |  | 0 | 700 | 700 | 2033-10-31 | Scoping | Direct Connection | NGET | Energy Storage System;PV Array (Photo Voltaic/solar) | a0l8e0000010we4AAA | PRO-002741
Patford Bridge PV & BESS | NORTHAMPTON ENERGY PARK LIMITED | Patford Bridge 400kV Substation |  | 0 | 249.9 | 249.9 | 2033-10-30 | Scoping | Direct Connection | NGET | Energy Storage System;PV Array (Photo Voltaic/solar) | a0l8e000001HrhdAAC | PRO-004213
Peak Gen Barry | PEAK GEN POWER 6 LIMITED | Aberthaw 132kV Substation |  | 20 | 0 | 20 |  | Built | Embedded | NGET | Energy Storage System | a0l8e000000f4xgAAA | PRO-003899
Peak Gen BEGA | PEAK GEN POWER 2 LIMITED | Walpole 132kV Substation |  | 20.5 | 0 | 20.5 |  | Built | Embedded | NGET | Oil & AGT (Advanced Gas Turbine) | a0l4L0000005iX9QAI | PRO-001302
Peak Gen Bracknell | PEAK GEN POWER 11 LIMITED | Fleet 132KV Substation |  | 20 | 0 | 20 |  | Built | Embedded | NGET | Oil & AGT (Advanced Gas Turbine) | a0l8e000000f4xbAAA | PRO-003898
Peak Gen Fareham | PEAK GEN POWER 13 LIMITED | Nursling 132kV Substation |  | 21 | 0 | 21 |  | Built | Embedded | NGET | Gas Reciprocating | a0l8e000000f4xqAAA | PRO-003901
Peak Gen Havant | PEAK GEN POWER 18 LIMITED | Lovedean 132KV Substation |  | 21 | 0 | 21 |  | Built | Embedded | NGET | Oil & AGT (Advanced Gas Turbine) | a0l8e000000f4y0AAA | PRO-003903
Peak Gen Llandarcy | PEAK GEN POWER 5 LIMITED | Swansea North 400kV Substation |  | 21 | 0 | 21 |  | Built | Embedded | NGET | Gas Reciprocating | a0l8e000000f4xlAAA | PRO-003900
Peak Gen Makro Exeter | PEAK GEN POWER 14 LIMITED | Exeter 132kV Substation |  | 20 | 0 | 20 |  | Built | Embedded | NGET | Reactive Compensation | a0l8e000000f4y5AAA | PRO-003904
Peak Gen Southampton | W4B RENEWABLE ENERGY LIMITED | Nursling GSP |  | 24 | 0 | 24 |  | Built | Embedded | NGET | Gas Reciprocating | a0l8e000000f4xvAAA | PRO-003902
Pelham BESS | PELHAM ENERGY PARK LIMITED | Pelham 400kV Substation |  | 0 | 249.9 | 249.9 | 2032-10-31 | Scoping | Direct Connection | NGET | Energy Storage System | a0l8e0000010wVKAAY | PRO-002645
Pelham Farm 2 | 548 UK INVESTMENT HOLDINGS LIMITED | Pelham 400kV Substation |  | 0 | 700 | 700 | 2032-10-31 | Scoping | Direct Connection | NGET | Energy Storage System;PV Array (Photo Voltaic/solar) | a0l8e0000010we9AAA | PRO-002742
Pelham GEC (Ethos Green) | PELHAM GREEN ENERGY CENTRE LTD | Pelham 400kV Substation |  | 0 | 480 | 480 | 2035-05-31 | Awaiting Consents | Direct Connection | NGET | Demand;Energy Storage System;PV Array (Photo Voltaic/solar);Reactive Compensation | a0l8e000000f7xsAAA | PRO-004021
Pembroke (spare bay) | ENSO GREEN HOLDINGS LIMITED | Pembroke 132kV Substation |  | 0 | 120 | 120 | 2026-10-30 | Scoping | Direct Connection | NGET | Energy Storage System;PV Array (Photo Voltaic/solar) | a0l4L0000005iokQAA | PRO-000538
Pembroke BESS | RWE GENERATION UK PLC | Pembroke 400kV Substation |  | 0 | 350 | 350 | 2027-10-29 | Awaiting Consents | Direct Connection | NGET | Energy Storage System | a0l4L0000005iyYQAQ | PRO-000337
Pembroke BESS and Solar Station | Renesola Hercules Energy 1 Ltd | Pembroke 400kV Substation |  | 0 | 99.9 | 99.9 | 2028-10-31 | Awaiting Consents | Direct Connection | NGET | Energy Storage System;PV Array (Photo Voltaic/solar) | a0l4L0000005ia1QAA | PRO-002003
Pembroke Power Station | RWE GENERATION UK PLC | Pembroke 400kV Substation |  | 2199 | 0 | 2199 |  | Built | Direct Connection | NGET | CCGT (Combined Cycle Gas Turbine) | a0l4L0000005imAQAQ | PRO-000056
Pen Y Cymoedd Wind Farm | PEN Y CYMOEDD WIND FARM LIMITED | Rhigos 400kV Substation |  | 228 | 0 | 228 |  | Built | Direct Connection | NGET | Wind Onshore | a0l4L0000005iwNQAQ | PRO-000217
Pencloe Windfarm | PENCLOE WIND ENERGY LIMITED | Pencloe 132/33kV Substation | 1 | 0 | 85 | 85 | 2025-07-01 | Consents Approved | Direct Connection | SPT | Energy Storage System;Wind Onshore | a0l4L0000005isjQAA | PRO-000323-1
Pencloe Windfarm | PENCLOE WIND ENERGY LIMITED | Pencloe 132/33kV Substation | 2 | 0 | 34 | 119 | 2028-04-01 | Awaiting Consents | Direct Connection | SPT | Energy Storage System;Wind Onshore | a0l4L0000005isjQAA | PRO-000323-2
Peninsula Energy Park | RENANTIS UK LIMITED | Taynuilt GSP |  | 0 | 249.9 | 249.9 | 2035-10-31 | Scoping | Direct Connection | SHET | Wind Onshore | a0lJ9000000blsMIAQ | PRO-004961
Penketh Hall Farm | Net Zero One Limited | Fiddlers Ferry 275kV Substation |  | 0 | 249.9 | 249.9 | 2027-09-01 | Scoping | Direct Connection | NGET | Energy Storage System | a0l4L0000005iYJQAY | PRO-001932
Penn Battery Storage | ANGLO ENERGY STORAGE LTD | Penn 275kV Substation |  | 0 | 249 | 249 | 2033-06-30 | Scoping | Direct Connection | NGET | Energy Storage System | a0l8e0000010wa7AAA | PRO-002696
Penn Renewable BESS & Substation | O&G Solar (SPV 30) Limited | Penn 132kV Substation |  | 0 | 99.9 | 99.9 | 2034-10-31 | Scoping | Direct Connection | NGET | Energy Storage System;PV Array (Photo Voltaic/solar) | a0l4L0000005itsQAA | PRO-002393
Penninghame Wind Farm | EDF ENERGY RENEWABLES LIMITED | Penninghame Substation |  | 0 | 60 | 60 | 2031-10-31 | Scoping | Direct Connection | SPT | Wind Onshore | a0l8e0000010wm8AAA | PRO-002830
Penrhiwdarren Farm | QAIR RENEWABLES UK LIMITED | Cilfynydd 400kV Substation |  | 0 | 500 | 500 | 2037-09-15 | Scoping | Direct Connection | NGET | Energy Storage System | a0l8e000000f41sAAA | PRO-003828
Pentir Green Energy Centre | INNOVA RENEWABLES LIMITED | Pentir 400kV Substation |  | 0 | 1025 | 1025 | 2037-10-31 | Awaiting Consents | Direct Connection | NGET | Energy Storage System;PV Array (Photo Voltaic/solar) | a0l4L0000005il9QAA | PRO-002345
Pentland Floating Offshore Wind Farm | HIGHLAND WIND LIMITED | OWF-100 Substation |  | 0 | 100 | 100 | 2025-08-31 | Scoping | Direct Connection | SHET | Wind Offshore | a0l4L0000005idGQAQ | PRO-001472
Penwortham (Redscar) | CONRAD (REDSCAR) LIMITED | Penwortham GSP |  | 40 | 0 | 40 |  | Built | Embedded | NGET | Energy Storage System | a0l4L0000005iSQQAY | PRO-000914
Penwortham BESS | CSE28 LIMITED | Penwortham 400kV Substation |  | 0 | 57 | 57 | 2027-06-01 | Scoping | Direct Connection | NGET | Energy Storage System | a0l4L0000005ibBQAQ | PRO-002037
Penwortham BESS | Penwortham (BES) Ltd | Penwortham 400kV Substation |  | 0 | 57 | 57 | 2024-10-31 | Scoping | Direct Connection | NGET | Energy Storage System | a0l4L0000005iuXQAQ | PRO-001804
Penwortham Green Energy Centre | PENWORTHAM GREEN ENERGY LIMITED | Penwortham 400kV Substation | 1 | 0 | 400 | 400 | 2026-10-31 | Awaiting Consents | Direct Connection | NGET | Energy Storage System;PV Array (Photo Voltaic/solar) | a0l4L0000005ierQAA | PRO-001694-1
Penwortham Green Energy Centre | PENWORTHAM GREEN ENERGY LIMITED | Penwortham 400kV Substation | 2 | 0 | 200 | 600 | 2037-10-31 | Awaiting Consents | Direct Connection | NGET | Energy Storage System;PV Array (Photo Voltaic/solar) | a0l4L0000005ierQAA | PRO-001694-2
Perry Barr BESS | Perry Barr Limited | Nechells East GSP |  | 0 | 249 | 249 | 2037-10-30 | Scoping | Direct Connection | NGET | Energy Storage System | a0l8e0000012kikAAA | PRO-004745
Persley Croft BESS | RE Projects Development Limited | Persley GSP |  | 0 | 50 | 50 | 2026-10-31 | Scoping | Embedded | SHET | Energy Storage System | a0l4L000002yQXEQA2 | PRO-002546
Perwinnes | INNOVA RENEWABLES LIMITED | Dyce GSP |  | 0 | 45 | 45 | 2027-01-15 | Scoping | Embedded | SHET | Energy Storage System;PV Array (Photo Voltaic/solar) | a0l4L0000005iYKQAY | PRO-001934
Peterborough | RIVER NENE POWER LIMITED | Walpole 132kV Substation |  | 245 | 0 | 245 |  | Built | Embedded | NGET | CCGT (Combined Cycle Gas Turbine) | a0l4L0000005iVjQAI | PRO-000218
Peterhead | SSE THERMAL GENERATION (SCOTLAND) LIMITED | Peterhead GSP |  | 1180 | 0 | 1180 |  | Built | Direct Connection | SHET | CCGT (Combined Cycle Gas Turbine) | a0l4L0000005impQAA | PRO-000082
Peterhead Battery | PETERHEAD FLEXPOWER LTD | Peterhead GSP |  | 0 | 500 | 500 | 2033-10-31 | Scoping | Direct Connection | SHET | Energy Storage System | a0l4L0000005iZdQAI | PRO-001999
Peterhead Carbon Capture | SSE THERMAL GENERATION (SCOTLAND) LIMITED | PETERHEAD 275KV SUBSTATION |  | 0 | 910 | 910 | 2033-10-31 | Scoping | Direct Connection | SHET | CCGT (Combined Cycle Gas Turbine) | a0l8e0000012hooAAA | PRO-004529
Peterhead PV and BESS Station | ETP UK 2 LTD | New Deer 2 400kV Substation |  | 0 | 480 | 480 | 2033-10-31 | Awaiting Consents | Direct Connection | SHET | Energy Storage System;PV Array (Photo Voltaic/solar) | a0l8e0000010wh3AAA | PRO-002775
Petre Street | MERCIA POWER RESPONSE LIMITED | Pitsmoor GSP |  | 0 | 49.5 | 49.5 | 2033-10-31 | Scoping | Embedded | NGET | Energy Storage System | a0l8e000000ew2OAAQ | PRO-003643
Petroc Extension Offshore Wind Farm | BLUEFLOAT ENERGY UK HOLDINGS LIMITED | Alverdiscott 400kV Substation |  | 0 | 1000 | 1000 | 2036-12-06 | Scoping | Direct Connection | NGET | Wind Offshore | a0l4L0000005iM5QAI | PRO-002404
Petroc Offshore Wind Farm | BLUEFLOAT ENERGY UK HOLDINGS LIMITED | Alverdiscott 400kV Substation |  | 0 | 300 | 300 | 2029-03-31 | Scoping | Direct Connection | NGET | Wind Offshore | a0l4L0000005j1UQAQ | PRO-001661
Philiphaugh Wind Farm | EDF ENERGY RENEWABLES LIMITED | Philipaugh Substation |  | 0 | 175 | 175 | 2033-05-30 | Scoping | Direct Connection | SPT | Wind Onshore | a0l8e0000010wbAAAQ | PRO-002708
Phoenix 1B Offshore Wind Farm | BP ALTERNATIVE ENERGY INVESTMENTS LIMITED | Phoenix 1B 275/66kV Offshore Substation |  | 0 | 1500 | 1500 | 2033-10-31 | Scoping | Direct Connection | SPT | Wind Offshore | a0l4L0000005izKQAQ | PRO-001519
Pillswood BESS Phase 1 | Harmony (PW) Limited | Creyke Beck GSP |  | 49.9 | 0 | 49.9 |  | Built | Embedded | NGET | Energy Storage System | a0l4L0000005iRRQAY | PRO-001905
Pillswood BESS Phase 2 | Harmony (PW) 2 Limited | Creyke Beck GSP |  | 49.9 | 0 | 49.9 |  | Built | Embedded | NGET | Energy Storage System | a0l4L0000005iRSQAY | PRO-001906
Pines Burn Wind Farm | PINES BURN WIND FARM LLP | Hawick GSP |  | 0 | 50 | 50 | 2023-08-02 | Consents Approved | Embedded | SPT | Wind Onshore | a0l4L0000005iQoQAI | PRO-000897
Pitkerro Road | Vital Energi Solutions Limited | Milton of Craigie GSP |  | 0 | 49.9 | 49.9 | 2033-10-31 | Scoping | Embedded | SHET | Energy Storage System | a0l4L0000005iWwQAI | PRO-002457
Pitlochry (part of the Clunie Cascade) | SSE GENERATION LIMITED | Pitlochry (Clunie Cascade Hydro Scheme) |  | 15 | 0 | 15 |  | Built | Embedded | SHET | Hydro | a0l4L0000005iVZQAY | PRO-000179
Pittlesheugh Farm | C A Ramsay Partnership | Eccles 400/132kV |  | 0 | 340 | 340 | 2030-10-31 | Scoping | Direct Connection | SPT | Energy Storage System | a0l4L000002yQXdQAM | PRO-002547
Pivot Power Harker Hybrid | PIVOTED POWER LLP | Harker 400kV Substation |  | 0 | 57 | 57 | 2029-10-31 | Consents Approved | Direct Connection | NGET | Energy Storage System;PV Array (Photo Voltaic/solar) | a0l4L0000005iu0QAA | PRO-001065
Plas Power Estate North Tertiary | LIGHTSOURCE SPV 192 LIMITED | Legacy 400kV Substation |  | 0 | 57 | 57 | 2026-08-01 | Scoping | Direct Connection | NGET | Energy Storage System;PV Array (Photo Voltaic/solar) | a0l4L0000005ixJQAQ | PRO-001050
Plymouth Main | VIRIDIS 178 LIMITED | Landulph GSP |  | 25.52 | 0 | 25.52 |  | Built | Embedded | NGET | CHP (Combined Heat and Power) | a0l4L0000005iUlQAI | PRO-000362
Plymouth Rock | VIRIDIS 178 LIMITED | Landulph GSP |  | 15.08 | 0 | 15.08 |  | Built | Embedded | NGET | CHP (Combined Heat and Power) | a0l4L0000005iUmQAI | PRO-000363
Pogbie Wind Farm | POGBIE WIND FARM (GRID) LIMITED | Pogbie 33kV |  | 9.6 | 0 | 9.6 |  | Built | Direct Connection | SPT | Wind Onshore | a0l4L0000005irKQAQ | PRO-000263
Pond Flexible Energy Park | Pond Flexible Energy Park Limited | Bathgate 132/33kV Substation |  | 0 | 200 | 200 | 2031-06-30 | Scoping | Direct Connection | SPT | Energy Storage System | a0l8e000000TPDMAA4 | PRO-003201
Pond Hill Farm 1 | PD688IRO LTD | Minety 400kV Substation |  | 0 | 47.5 | 47.5 | 2025-04-30 | Consents Approved | Direct Connection | NGET | Energy Storage System | a0l4L0000005ixqQAA | PRO-001637
Pond Hill Farm 2 BESS | PD688IRO LTD | Minety 400kV Substation |  | 0 | 47.5 | 47.5 | 2025-05-31 | Consents Approved | Direct Connection | NGET | Energy Storage System | a0l4L0000005ixzQAA | PRO-001635
Poppleton PV & BESS Sub | YORK ENERGY PARK LIMITED | Thormanby 400kV Substation |  | 0 | 249.9 | 249.9 | 2035-10-24 | Scoping | Direct Connection | NGET | Energy Storage System;PV Array (Photo Voltaic/solar) | a0l8e0000010wV5AAI | PRO-002642
Port of Mostyn | MOSTYN SEAPOWER LIMITED | Connah's Quay 400kV Substation | 1 | 0 | 70 | 70 | 2030-12-01 | Scoping | Direct Connection | NGET | Tidal | a0l4L0000005imFQAQ | PRO-000421-1
Port of Mostyn | MOSTYN SEAPOWER LIMITED | Connah's Quay 400kV Substation | 2 | 0 | 140 | 210 | 2031-06-01 | Scoping | Direct Connection | NGET | Tidal | a0l4L0000005imFQAQ | PRO-000421-2
Port of Mostyn | MOSTYN SEAPOWER LIMITED | Connah's Quay 400kV Substation | 3 | 0 | 210 | 420 | 2032-01-01 | Scoping | Direct Connection | NGET | Tidal | a0l4L0000005imFQAQ | PRO-000421-3
Portwind | SOURCE ENERGIE LIMITED | Chickerell 400kV Substation |  | 0 | 2500 | 2500 | 2036-12-06 | Scoping | Direct Connection | NGET | Energy Storage System;PV Array (Photo Voltaic/solar);Wind Offshore | a0l4L0000005ibKQAQ | PRO-002046
Powersite @ Drakelow | POWERSITE LTD | Drakelow 400kV Substation |  | 0 | 380 | 380 | 2020-10-01 | Under Construction/Commissioning | Direct Connection | NGET | CCGT (Combined Cycle Gas Turbine) | a0l4L0000005ilFQAQ | PRO-000364
Priestgill Wind Farm | PRIESTGILL WIND FARM LIMITED | Elvanfoot 275/132/33kV |  | 0 | 43.63 | 43.63 | 2024-12-06 | Consents Approved | Direct Connection | SPT | Wind Onshore | a0l4L0000005imsQAA | PRO-000448
Progress Power Station | PROGRESS POWER LIMITED | Yaxley 400kV Substation |  | 0 | 299 | 299 | 2024-06-28 | Under Construction/Commissioning | Direct Connection | NGET | OCGT (Open Cycle Gas Turbine) | a0l4L0000005irqQAA | PRO-000274
Project Flora Peterhead | BP NORTH EAST OFFSHORE WIND LIMITED | Peterhead Grange GSP |  | 0 | 50 | 50 | 2033-10-31 | Scoping | Embedded | SHET | Wind Offshore | a0l8e0000012kiGAAQ | PRO-004741
Project Invicta | The Farm Energy Company Limited | East Kent Connection Node B 400kV Substation |  | 0 | 340 | 340 | 2036-10-31 | Scoping | Direct Connection | NGET | Energy Storage System;PV Array (Photo Voltaic/solar) | a0l8e000001Hpe8AAC | PRO-004133
Project Number 4 | Greta IV Limited | North Anglia Connection Node B 400kV Substation |  | 0 | 500 | 500 | 2034-10-31 | Scoping | Direct Connection | NGET | Energy Storage System;PV Array (Photo Voltaic/solar) | a0l8e0000010walAAA | PRO-002704
Project Number 6 | Trent BESS II Limited | Cottam 400kV Substation |  | 0 | 500 | 500 | 2034-10-30 | Scoping | Direct Connection | NGET | Energy Storage System | a0l8e000000exuGAAQ | PRO-003748
Project Number 8 | Trent BESS I Limited | Trent Valley South Connection Node B 400kV Substation. |  | 0 | 500 | 500 | 2034-10-30 | Scoping | Direct Connection | NGET | Energy Storage System | a0l8e000001HoKyAAK | PRO-004072
Protos Power Station | KEADBY GENERATION LIMITED | Elton 400kV Substation |  | 0 | 910 | 910 | 2037-11-01 | Scoping | Direct Connection | NGET | CCGT (Combined Cycle Gas Turbine) | a0l8e0000010wlUAAQ | PRO-002823
Provan Gas Works BESS | Vital Energi Solutions Limited | Carntyne 132/33kV |  | 0 | 49.9 | 49.9 | 2026-06-30 | Scoping | Embedded | SPT | Energy Storage System | a0l8e000000TPBGAA4 | PRO-003179
PVDP Scarning | SOLARFOUR LTD | Scarning 400kV Substation |  | 0 | 650 | 650 | 2034-10-31 | Scoping | Direct Connection | NGET | Energy Storage System;PV Array (Photo Voltaic/solar) | a0l8e000000f7BeAAI | PRO-003998
Quantans Hill Wind Farm | VATTENFALL WIND POWER LTD | Quantans Hill 132kV Substation |  | 0 | 95 | 95 | 2029-07-02 | Scoping | Direct Connection | SPT | Wind Onshore | a0l4L0000005iOeQAI | PRO-001247
Quoich (part of the Garry Cascade) | SSE GENERATION LIMITED | Quoich GSP |  | 18 | 0 | 18 |  | Built | Embedded | SHET | Hydro | a0l4L0000005iVaQAI | PRO-000180
Race Bank Wind Farm | RACE BANK WIND FARM LIMITED | Race Bank 132kV Substation |  | 565 | 0 | 565 |  | Built | Direct Connection | NGET | Wind Offshore | a0l4L0000005iqCQAQ | PRO-000213
RAF Newton PV solar | Bluestone Energy Ltd | Stoke Bardolph GSP |  | 0 | 149.7 | 149.7 | 2032-10-31 | Scoping | Embedded | NGET | PV Array (Photo Voltaic/solar) | a0l8e000000f6yfAAA | PRO-003995
Rampion Extension Offshore Wind Farm | RAMPION EXTENSION DEVELOPMENT LIMITED | Rampion Offshore Wind Farm |  | 0 | 1200 | 1200 | 2026-08-01 | Scoping | Direct Connection | NGET | Wind Offshore | a0l4L0000005io1QAA | PRO-000467
Rampion Offshore Wind Farm | RAMPION OFFSHORE WIND LIMITED | Rampion 33/132kV Offshore |  | 400 | 0 | 400 |  | Built | Direct Connection | NGET | Wind Offshore | a0l4L0000005iqoQAA | PRO-000248
Ranby | SSE DE SOLAR HOLDCO LIMITED | Jubilee Farm 275kV Substation |  | 0 | 600 | 600 | 2034-08-30 | Scoping | Direct Connection | NGET | Energy Storage System;PV Array (Photo Voltaic/solar) | a0l4L000002yQa8QAE | PRO-002557
Rassau | ENSO GREEN HOLDINGS LIMITED | Rassau 400kV Substation |  | 0 | 400 | 400 | 2030-10-31 | Scoping | Direct Connection | NGET | Energy Storage System;PV Array (Photo Voltaic/solar);Wind Onshore | a0l4L0000005idkQAA | PRO-002087
Rassau Stability Services Limited | WP Grid Services 16 Limited | Rassau 400kV Substation |  | 0 | 0 | 0 | 2037-10-31 | Scoping | Direct Connection | NGET | Reactive Compensation | a0l8e000000f5XsAAI | PRO-003931
Rat Hall Mod App | Downing Renewable Developments LLP | Burwell South 400kV Substation |  | 0 | 500 | 500 | 2032-10-31 | Scoping | Direct Connection | NGET | Energy Storage System;PV Array (Photo Voltaic/solar) | a0l8e000000f41YAAQ | PRO-003824
Rat Hall Solar | Downing Renewable Developments LLP | Burwell South 400kV Substation |  | 0 | 200 | 200 | 2032-10-31 | Scoping | Direct Connection | NGET | Energy Storage System;PV Array (Photo Voltaic/solar) | a0l8e000000f4xCAAQ | PRO-003892
Ratcliffe EMERGE | UNIPER UK LIMITED | Ratcliffe GSP |  | 0 | 49.9 | 49.9 | 2024-07-01 | Awaiting Consents | Direct Connection | NGET | Waste | a0l4L0000005iutQAA | PRO-001462
Ratcliffe Kegworth Road BEGA | VOLTIS PEOPLE LIMITED | Ratcliffe-On-Soar 132kV Substation |  | 0 | 140 | 140 | 2033-10-30 | Scoping | Embedded | NGET | Energy Storage System;PV Array (Photo Voltaic/solar) | a0l8e0000011ymgAAA | PRO-003546
Ratcliffe on Soar | STARLIGHT ENERGY UK LIMITED | Ratcliffe-On-Soar GSP |  | 0 | 200 | 200 | 2034-10-31 | Scoping | Embedded | NGET | Energy Storage System;PV Array (Photo Voltaic/solar) | a0l8e000000TPFSAA4 | PRO-003224
Ratcliffe on Soar | UNIPER UK LIMITED | Ratcliffe-On-Soar 400kV Substation |  | 1224.7 | 0 | 1224.7 |  | Built | Direct Connection | NGET | Demand;OCGT (Open Cycle Gas Turbine);PV Array (Photo Voltaic/solar);Waste | a0l4L0000005izSQAQ | PRO-000050
Ratcliffe on Soar BESS | FPC ELECTRIC LAND LIMITED | Ratcliffe-On-Soar 132kV Substation |  | 0 | 120 | 120 | 2034-10-31 | Scoping | Embedded | NGET | Energy Storage System | a0l8e0000010wchAAA | PRO-002725
Ratcliffe on Soar Farm | KEGWORTH 10 RENEWABLES LTD | Kegworth B 400kV Substation |  | 0 | 1000 | 1000 | 2034-10-31 | Scoping | Direct Connection | NGET | Energy Storage System;PV Array (Photo Voltaic/solar) | a0l8e000000f4nFAAQ | PRO-003871
Ratcliffe-on-Soar | ENSO GREEN HOLDINGS C LIMITED | Ratcliffe-On-Soar 132kV Substation |  | 0 | 190 | 190 | 2029-07-30 | Scoping | Direct Connection | NGET | Energy Storage System;PV Array (Photo Voltaic/solar) | a0l4L0000005iyvQAA | PRO-001361
Ratcliffe-on-Soar II | ENSO GREEN HOLDINGS LIMITED | Ratcliffe-On-Soar 400kV Substation |  | 0 | 590 | 590 | 2033-10-30 | Scoping | Direct Connection | NGET | Energy Storage System;PV Array (Photo Voltaic/solar) | a0l4L0000005itNQAQ | PRO-002158
Ravengill Renewable Energy Park | RENEWCO POWER LIMITED | Elvanfoot 275/132/33kV |  | 0 | 249.9 | 249.9 | 2036-10-31 | Scoping | Direct Connection | SPT | Energy Storage System;PV Array (Photo Voltaic/solar);Wind Onshore | a0l8e000001HxRSAA0 | PRO-004257
Rawhills Battery Energy Storage Facility | ALCEMI STORAGE DEVELOPMENTS 6 LIMITED | Coalburn 400kV GIS Substation |  | 0 | 500 | 500 | 2027-04-16 | Scoping | Direct Connection | SPT | Energy Storage System | a0l4L0000005ifjQAA | PRO-001503
Rayleigh 1 Tertiary | RAYLEIGH GREEN LIMITED | Rayleigh Main 400kV Substation |  | 0 | 47.5 | 47.5 | 2028-10-31 | Scoping | Direct Connection | NGET | Energy Storage System;PV Array (Photo Voltaic/solar) | a0l4L0000005io4QAA | PRO-000460
Rayleigh 2 Tertiary | ENSO GREEN HOLDINGS LIMITED | Rayleigh Main 400kV Substation |  | 0 | 47.5 | 47.5 | 2028-10-31 | Scoping | Direct Connection | NGET | Energy Storage System;PV Array (Photo Voltaic/solar) | a0l4L0000005io2QAA | PRO-000466
Recell at Penrhos (BEGA) | Recell Energy Bloom Developments Limited | Penrhos GSP | 1 | 0 | 150 | 150 | 2025-10-30 | Consents Approved | Embedded | NGET | Biomass | a0l4L0000005iWNQAY | PRO-000330-1
Recell at Penrhos (BEGA) | Recell Energy Bloom Developments Limited | Penrhos GSP | 2 | 0 | 60 | 210 | 2027-03-08 | Consents Approved | Embedded | NGET | Biomass | a0l4L0000005iWNQAY | PRO-000330-2
Red House Farm - Friston 400kV 249MW connection | CAMBRIDGE POWER LIMITED | South Anglia Connection Node E 400kV Substation |  | 0 | 249 | 249 | 2034-10-31 | Scoping | Direct Connection | NGET | Energy Storage System | a0l8e000000ez2cAAA | PRO-003787
Red John PSH | STATKRAFT HIGHLANDS PSH LIMITED | Red John 275kV Switching Station | 1 | 0 | 450 | 450 | 2028-07-31 | Scoping | Direct Connection | SHET | Pump Storage | a0l4L0000005iqQQAQ | PRO-000570-1
Red John PSH | STATKRAFT HIGHLANDS PSH LIMITED | Red John 275kV Switching Station | 2 | 0 | 100 | 550 | 2032-10-31 | Scoping | Direct Connection | SHET | Pump Storage | a0l4L0000005iqQQAQ | PRO-000570-2
Red Moss Farm | QAIR RENEWABLES UK LIMITED | Red Moss Farm 132kV Substation |  | 0 | 300 | 300 | 2030-10-30 | Scoping | Direct Connection | SPT | Energy Storage System | a0l8e0000010wSfAAI | PRO-002613
Redditch | CINERGY GLOBAL POWER (UK) LIMITED | Feckenham GSP |  | 29 | 0 | 29 |  | Built | Embedded | NGET | CCGT (Combined Cycle Gas Turbine) | a0l4L0000005iViQAI | PRO-000198
Redfield Road A | VIRIDIS 178 LIMITED | Ratcliffe GSP |  | 20.88 | 0 | 20.88 |  | Built | Embedded | NGET | CHP (Combined Heat and Power) | a0l4L0000005iVgQAI | PRO-000196
Redfield Road B | VIRIDIS 178 LIMITED | Ratcliffe GSP |  | 20.88 | 0 | 20.88 |  | Built | Embedded | NGET | Thermal | a0l4L0000005iVhQAI | PRO-000197
Redhall BESS | ANESCO LIMITED | Wearside Connection Node D 400kV Substation |  | 0 | 300 | 300 | 2035-10-30 | Scoping | Direct Connection | NGET | Energy Storage System | a0l8e0000012gtaAAA | PRO-004487
Redshaw Energy Park | BAYWA R.E. UK LIMITED | Linnmill 132/33kV |  | 0 | 500 | 500 | 2031-10-30 | Scoping | Direct Connection | SPT | Energy Storage System | a0l8e000000f6bGAAQ | PRO-003982
Rhigos BESS | Enviromena Project Management UK Limited | Rhigos 400kV Substation |  | 0 | 221 | 221 | 2037-10-31 | Scoping | Direct Connection | NGET | Energy Storage System | a0l8e0000010wSuAAI | PRO-002616
Rhigos BESS | KONA ASSET 4 LIMITED | South Wales West Connection Node A 400kV Substation |  | 0 | 225 | 225 | 2037-10-30 | Scoping | Direct Connection | NGET | Energy Storage System | a0l8e000001205tAAA | PRO-003613
Rhigos BESS | REWE 11 Limited | South Wales West Connection Node A 400kV Substation |  | 0 | 200 | 200 | 2037-10-30 | Scoping | Direct Connection | NGET | Energy Storage System | a0l8e000001HpCVAA0 | PRO-004109
Riccarton | M2 Energy Storage Limited | Currie 132/11kV |  | 0 | 150 | 150 | 2029-04-13 | Scoping | Direct Connection | SPT | Energy Storage System;PV Array (Photo Voltaic/solar) | a0l8e0000010xS4AAI | PRO-003066
Richborough 1 | RICHBOROUGH ENERGY PARK LIMITED | Richborough 400kV Substation |  | 50 | 50 | 100 |  | Built | Direct Connection | NGET | Energy Storage System | a0l4L0000005j01QAA | PRO-001165
Richborough 2 | RICHBOROUGH ENERGY PARK LIMITED | Richborough 400kV Substation |  | 50 | 50 | 100 |  | Built | Direct Connection | NGET | Energy Storage System | a0l4L0000005j02QAA | PRO-001164
RIGG HOUSE PV FARM | Firma Vogt Solar Ltd | Harker GSP |  | 0 | 150 | 150 | 2037-10-31 | Scoping | Embedded | NGET | PV Array (Photo Voltaic/solar) | a0l8e000001HrZ3AAK | PRO-004209
Rigifa BESS | FIELD DEVCO LTD | Gills Bay 132kV |  | 0 | 200 | 200 | 2031-07-31 | Scoping | Direct Connection | SHET | Energy Storage System | a0l8e0000010wfRAAQ | PRO-002758
Riverside Industrial Estate | ZURICH ASSURANCE LTD | Elstree B 275/132kV |  | 0 | 80 | 80 | 2030-04-30 | Scoping | Direct Connection | NGET | Demand | a0l8e0000012i47AAA | PRO-004605
Rivox Wind Farm | RIVOX WIND ENERGY HUB LIMITED | Rivox 132/33kV |  | 0 | 220 | 220 | 2031-10-10 | Scoping | Direct Connection | SPT | Energy Storage System;Wind Onshore | a0l4L0000005iYSQAY | PRO-001944
Roaring Hill Energy Storage Facility | ROARING HILL ENERGY STORAGE LTD | Glenrothes GSP |  | 0 | 49.99 | 49.99 | 2023-07-28 | Scoping | Embedded | SPT | Energy Storage System | a0l4L0000005iQ8QAI | PRO-001272
Robin Rigg East Offshore Wind Farm | RWE RENEWABLES UK ROBIN RIGG EAST LIMITED | Robin Rigg East 132/33kV Offshore Substation |  | 86 | 0 | 86 |  | Built | Direct Connection | OFTO | Wind Offshore | a0l4L0000005ipaQAA | PRO-000194
Robin Rigg West Offshore Wind Farm | RWE RENEWABLES UK ROBIN RIGG WEST LIMITED | Robin Rigg West Offshore Wind Farm Substation |  | 92 | 0 | 92 |  | Built | Direct Connection | OFTO | Wind Offshore | a0l4L0000005ipbQAA | PRO-000195
Rochdale BESS | Rochdale (BES) Ltd | Rochdale 275kV Substation |  | 0 | 57 | 57 | 2024-06-30 | Scoping | Direct Connection | NGET | Energy Storage System | a0l4L0000005iuUQAQ | PRO-001805
Rochester Renewable Project | VATTENFALL WIND POWER LTD | Kingsnorth 132kV Substation |  | 0 | 60 | 60 | 2028-09-22 | Scoping | Direct Connection | NGET | Energy Storage System;PV Array (Photo Voltaic/solar);Wind Onshore | a0l4L0000005iwrQAA | PRO-002097
Rocksavage | ROCKSAVAGE POWER COMPANY, LTD. | Rocksavage 400kV Substation |  | 810 | 0 | 810 |  | Built | Direct Connection | NGET | CCGT (Combined Cycle Gas Turbine) | a0l4L0000005iq3QAA | PRO-000204
Roger Hill Farm | QAIR RENEWABLES UK LIMITED | Roger Hill Farm 132kV substation |  | 0 | 200 | 200 | 2031-10-31 | Scoping | Direct Connection | SPT | Energy Storage System;PV Array (Photo Voltaic/solar) | a0l8e000000exIjAAI | PRO-003708
Rogerton Cottage BESS | GPC 680 Ltd | East Kilbride 275/33kV |  | 0 | 55 | 55 | 2026-08-19 | Scoping | Embedded | SPT | Energy Storage System | a0l8e0000011yiJAAQ | PRO-003543
Roosecote | CBS ENERGY STORAGE ASSETS UK LIMITED | Roosecote 132kV Substation |  | 49 | 0 | 49 |  | Built | Embedded | NGET | Energy Storage System | a0l4L0000005iS1QAI | PRO-000919
Rosefield | Rosefield Energyfarm Limited | East Claydon 400kV Substation |  | 0 | 500 | 500 | 2031-10-31 | Awaiting Consents | Direct Connection | NGET | Energy Storage System;PV Array (Photo Voltaic/solar) | a0l4L0000005iwIQAQ | PRO-001044
Rothienorman 50MW BESS | Rothienorman Flexpower A Ltd | Rothienorman GSP |  | 0 | 50 | 50 | 2024-10-31 | Scoping | Embedded | SHET | Energy Storage System | a0l4L0000005iWjQAI | PRO-002300
Rothienorman Battery | Rothienorman Flexpower A Ltd | Rothienorman 400kV Substation |  | 0 | 500 | 500 | 2033-10-31 | Scoping | Direct Connection | SHET | Energy Storage System | a0l4L0000005iZ1QAI | PRO-001971
Rothienorman Sync Comp | ROTHIENORMAN GRID SERVICES LIMITED | Rothienorman 400kV Substation |  | 0 | 0 | 0 |  | Built | Direct Connection | SHET | Reactive Compensation | a0l4L0000005ibtQAA | PRO-001445
Rowan Wind Energyfarm | ENERGYFARM ROWAN LLP | Crossaig 132kV Substation |  | 0 | 90.8 | 90.8 | 2034-10-31 | Scoping | Direct Connection | SHET | Energy Storage System;Wind Onshore | a0l8e000000f41TAAQ | PRO-003823
Rowancraig Wind Farm | Koehler Renewable Energy UK Limited | Glenglass 132/33kV |  | 0 | 40 | 40 | 2028-10-30 | Scoping | Direct Connection | SPT | Wind Onshore | a0l4L0000005iMUQAY | PRO-002455
Rugby High Impact Green Energy Hub (HIGEH) 1 | TELIS ENERGY UK LIMITED | Enderby 400kV Substation |  | 0 | 1000 | 1000 | 2034-10-31 | Scoping | Direct Connection | NGET | Energy Storage System;Nuclear;PV Array (Photo Voltaic/solar);Wind Onshore | a0l8e00000120NcAAI | PRO-003626
Rugeley | IGP SOLAR 17 LIMITED | Rugeley 400kV Substation |  | 0 | 600 | 600 | 2031-08-30 | Scoping | Direct Connection | NGET | Energy Storage System;PV Array (Photo Voltaic/solar) | a0l4L0000005iNWQAY | PRO-001630
Rugeley | RUGELEY POWER GENERATION LIMITED | Rugeley GSP |  | 0 | 50 | 50 | 2032-10-30 | Scoping | Direct Connection | NGET | Coal | a0l4L0000005iq8QAA | PRO-000209
Rugeley Battery Storage | RUGELEY POWER GENERATION LIMITED | Rugeley 400kV Substation |  | 0 | 400 | 400 | 2037-10-30 | Scoping | Direct Connection | NGET | Energy Storage System | a0l4L0000005iu9QAA | PRO-002215
Rutherend Farm | ECOCEL ENERGY (STORAGE) LTD | East Kilbride 275kV Substation |  | 0 | 200 | 200 | 2033-10-31 | Scoping | Direct Connection | SPT | Energy Storage System | a0l8e0000012hotAAA | PRO-004530
Rye House | RYE HOUSE 10 RENEWABLES LIMITED | London North East Connection Node A |  | 0 | 1000 | 1000 | 2031-10-31 | Scoping | Direct Connection | NGET | Energy Storage System;PV Array (Photo Voltaic/solar) | a0l8e000000TPRAAA4 | PRO-003413
Rye House | VPI POWER LIMITED | Rye House GSP |  | 715 | 0 | 715 |  | Built | Direct Connection | NGET | CCGT (Combined Cycle Gas Turbine) | a0l4L0000005ipYQAQ | PRO-000191
Rye House (Tertiary) | ENSO GREEN HOLDINGS N LIMITED | Rye House 400kV Substation | 1 | 0 | 49.9 | 49.9 | 2025-10-31 | Scoping | Direct Connection | NGET | Energy Storage System | a0l4L0000005izaQAA | PRO-000564-1
Rye House (Tertiary) | ENSO GREEN HOLDINGS N LIMITED | Rye House 400kV Substation | 2 | 0 | 7.1 | 57 | 2027-10-31 | Scoping | Direct Connection | NGET | Energy Storage System | a0l4L0000005izaQAA | PRO-000564-2
Ryhall Farm | 548 UK INVESTMENT HOLDINGS LIMITED | Casewick 400kV Substation |  | 0 | 200 | 200 | 2034-10-31 | Scoping | Direct Connection | NGET | Energy Storage System;PV Array (Photo Voltaic/solar) | a0l8e0000010wZ2AAI | PRO-002684
Ryhall PV & BESS | GREAT CASTERTON ENERGY PARK LIMITED | Casewick 400kV Substation |  | 0 | 249.9 | 249.9 | 2034-10-31 | Scoping | Direct Connection | NGET | Energy Storage System;PV Array (Photo Voltaic/solar) | a0l8e0000012eoUAAQ | PRO-004379
SAE Usk 1 | SIMEC USKMOUTH POWER LIMITED | Uskmouth 275kV Substation |  | 0 | 349 | 349 | 2037-10-31 | Scoping | Direct Connection | NGET | Energy Storage System | a0l8e0000011zZ5AAI | PRO-003590
SAGE Solar | SAGE NORTH SEA LIMITED | St Fergus Mobil |  | 0 | 20 | 20 | 2025-06-30 | Scoping | Direct Connection | SHET | Demand;PV Array (Photo Voltaic/solar) | a0l4L0000005iybQAA | PRO-002119
Salamander Offshore Wind Farm | SALAMANDER WIND PROJECT COMPANY LIMITED | Peterhead GSP |  | 0 | 200 | 200 | 2029-10-31 | Scoping | Direct Connection | SHET | Wind Offshore | a0l4L0000005ifrQAA | PRO-001512
Sallachy Wind Farm | WKN SALLACHY LIMITED | Cassley GSP |  | 0 | 49.5 | 49.5 | 2027-08-31 | Awaiting Consents | Embedded | SHET | Wind Onshore | a0l4L0000005iXPQAY | PRO-002137
Saltcoats NEP BESS Facility | NEW ENERGY PARTNERSHIP LIMITED | Saltcoats 132/33kV |  | 0 | 100 | 100 | 2029-10-31 | Scoping | Direct Connection | SPT | Energy Storage System | a0l8e0000010wkgAAA | PRO-002813
Saltend | Saltend Cogeneration Company Limited | Saltend South 400kV Substation |  | 1100 | 0 | 1100 |  | Built | Direct Connection | NGET | CCGT (Combined Cycle Gas Turbine) | a0l4L0000005imDQAQ | PRO-000059
Saltend North BESS & PV | EEB74 LIMITED | Hedon 275kV Substation |  | 0 | 200 | 200 | 2035-10-30 | Scoping | Direct Connection | NGET | Energy Storage System | a0l4L0000005itUQAQ | PRO-002236
Salters Battery Storage | BUCCLEUCH ESTATES, LTD. (THE) | Smeaton 400/275kV |  | 0 | 200 | 200 | 2031-10-31 | Scoping | Direct Connection | SPT | Energy Storage System | a0l8e000001HpjiAAC | PRO-004150
Saltholme BESS | HARMONY ENERGY LIMITED | Saltholme 275kV Substation |  | 0 | 200 | 200 | 2035-10-26 | Scoping | Direct Connection | NGET | Energy Storage System | a0l8e0000010xJ0AAI | PRO-003057
Sand Quarry Old Glasgow Road BESS | GPC 1134 Ltd | Kilwinning GSP |  | 0 | 100 | 100 | 2029-05-07 | Scoping | Direct Connection | SPT | Energy Storage System | a0l8e0000010wavAAA | PRO-002706
SANDFORD | SSE DE SOLAR HOLDCO LIMITED | Sandford 400kV |  | 0 | 600 | 600 | 2037-10-20 | Scoping | Direct Connection | NGET | Energy Storage System;PV Array (Photo Voltaic/solar) | a0l8e0000010wRXAAY | PRO-002600
Sandy Knowe Wind Farm | SANDY KNOWE WIND FARM LIMITED | Sandyknowe 132/33kV | 1 | 86.4 | 0 | 86.4 |  | Built | Direct Connection | SPT | Wind Onshore | a0l4L0000005it1QAA | PRO-000345-1
Sandy Knowe Wind Farm | SANDY KNOWE WIND FARM LIMITED | Sandyknowe 132/33kV | 2 | 0 | 21.6 | 108 | 2027-10-31 | Awaiting Consents | Direct Connection | SPT | Wind Onshore | a0l4L0000005it1QAA | PRO-000345-2
Sanquhar II Wind Farm | SANQUHAR II COMMUNITY WIND CO LTD | Sanquhar 132/33kV |  | 0 | 250 | 250 | 2026-07-30 | Consents Approved | Direct Connection | SPT | Wind Onshore | a0l4L0000005it6QAA | PRO-000352
Sanquhar Wind Farm | SANQUHAR COMMUNITY WIND COMPANY LIMITED | Sanquhar 132/33kV |  | 30 | 0 | 30 |  | Built | Direct Connection | SPT | Wind Onshore | a0l4L0000005iZ8QAI | PRO-001366
Scaraben Offshore Wind Farm | BLUEFLOAT ENERGY UK HOLDINGS LIMITED | Scaraben 132kV Offshore Substation |  | 0 | 100 | 100 | 2033-10-31 | Scoping | Direct Connection | SHET | Wind Offshore | a0l4L0000005iulQAA | PRO-002401
Scarning | CONNECTID 3 LIMITED | North Anglia Connection Node C 400kV Substation |  | 0 | 800 | 800 | 2034-10-31 | Scoping | Direct Connection | NGET | Demand;Energy Storage System;PV Array (Photo Voltaic/solar);Reactive Compensation | a0l8e000000TPN2AAO | PRO-003275
Scatsta Greener Grid Park | STATKRAFT UK LTD | Scatsta 132kV |  | 0 | 49.9 | 49.9 | 2028-10-31 | Scoping | Direct Connection | SHET | Demand;Energy Storage System | a0l4L0000005iYqQAI | PRO-001955
Scatsta1 Greener Grid Park | STATKRAFT UK LTD | Scatsta 132kV |  | 0 | 5 | 5 | 2028-10-31 | Scoping | Direct Connection | SHET | Energy Storage System | a0l8e0000010wXpAAI | PRO-002669
Scaw Law Wind Farm | ORSTED ONSHORE UK LIMITED | Scaw Law 132kV substation |  | 0 | 60 | 60 | 2036-10-31 | Scoping | Direct Connection | SPT | Energy Storage System;Wind Onshore | a0l8e000001Hr2mAAC | PRO-004174
Scira-Dudgeon Extension | EQUINOR NEW ENERGY LIMITED | Norwich Main 400kV Substation | 1 | 0 | 719 | 719 | 2030-01-01 | Scoping | Direct Connection | NGET | Wind Offshore | a0l4L0000005izYQAQ | PRO-000507-1
Scira-Dudgeon Extension | EQUINOR NEW ENERGY LIMITED | Norwich Main 400kV Substation | 2 | 0 | 231 | 950 | 2031-10-31 | Scoping | Direct Connection | NGET | Wind Offshore | a0l4L0000005izYQAQ | PRO-000507-2
Scira-Dudgeon Extension | EQUINOR NEW ENERGY LIMITED | Norwich Main 400kV Substation | 3 | 0 | 400 | 1350 | 2034-10-01 | Scoping | Direct Connection | NGET | Wind Offshore | a0l4L0000005izYQAQ | PRO-000507-3
Sclenteuch Energy Park | Renewable Energy Systems Limited | Sclenteuch Energy Park 132kV |  | 0 | 54 | 54 | 2029-10-31 | Scoping | Direct Connection | SPT | Energy Storage System;Wind Onshore | a0l4L0000005iuvQAA | PRO-002195
Scoop Hill Wind Farm | CWP Energy Limited | Scoop Hill Wind Farm 132kV Substation |  | 0 | 500 | 500 | 2027-10-31 | Scoping | Direct Connection | SPT | Wind Onshore | a0l4L0000005ismQAA | PRO-000327
Scotsburn Road | TBC 002 LIMITED | Fyrish 275kV Substation |  | 0 | 170 | 170 | 2030-10-31 | Scoping | Direct Connection | SHET | Energy Storage System | a0l4L0000005iM8QAI | PRO-002376
Scottish Water Airdrie STW 60MW BESS | Bluestone Energy Ltd | Coatbridge GSP |  | 0 | 45 | 45 | 2028-10-31 | Scoping | Embedded | SPT | Energy Storage System | a0l4L0000005iUSQAY | PRO-002407
Scottish Water Bonnybridge STW 60MW BESS | Bluestone Energy Ltd | Bonnybridge 275/33kV Substation |  | 0 | 60 | 60 | 2030-10-31 | Scoping | Embedded | SPT | Energy Storage System | a0l4L0000005iURQAY | PRO-002410
Seabank | SEABANK POWER LIMITED | Seabank 400kV Substation |  | 1234 | 0 | 1234 |  | Built | Direct Connection | NGET | CCGT (Combined Cycle Gas Turbine) | a0l4L0000005im6QAA | PRO-000052
Seabank (Tertiary) | PIVOTED POWER LLP | Seabank 400kV Substation |  | 0 | 49.9 | 49.9 | 2023-11-01 | Awaiting Consents | Direct Connection | NGET | Energy Storage System | a0l4L0000005icuQAA | PRO-001068
Seagreen 1 Offshore Wind Farm | Seagreen Wind Energy Limited | Tealing 275/33kV Substation |  | 1075 | 0 | 1075 |  | Built | Direct Connection | SHET | Wind Offshore | a0l4L0000005ipFQAQ | PRO-000527
Seagreen 1A Offshore Wind Farm | SEAGREEN 1A LIMITED | Cockenzie 400/275kV |  | 0 | 500 | 500 | 2028-04-01 | Under Construction/Commissioning | Direct Connection | SPT | Wind Offshore | a0l4L0000005izHQAQ | PRO-000703
Sealtainn Offshore Wind Farm | Shetland Offshore Wind Limited | Sealtainn 275kV Offshore |  | 0 | 500 | 500 | 2033-10-31 | Scoping | Direct Connection | SHET | Wind Offshore | a0l8e0000010wXuAAI | PRO-002670
SEC 1 BESS | Bluestone Energy Ltd | Finnieston 132/33kV |  | 0 | 60 | 60 | 2031-07-17 | Scoping | Embedded | SPT | Energy Storage System | a0l8e000000TPD7AAO | PRO-003198
Sellafield | NUCLEAR DECOMMISSIONING AUTHORITY | Hutton 132kV Substation |  | 155 | 0 | 155 |  | Built | Embedded | NGET | CHP (Combined Heat and Power) | a0l4L0000005iVkQAI | PRO-000219
Sellindge (Tertiary) | PIVOTED POWER LLP | Sellindge 400kV Substation |  | 0 | 49.9 | 49.9 | 2024-11-01 | Awaiting Consents | Direct Connection | NGET | Energy Storage System | a0l4L0000005icvQAA | PRO-001067
Sellindge Grid Stability Services | SELLINDGE GRID SERVICES LIMITED | Sellindge 400kV Substation |  | 0 | 0 | 0 | 2025-10-31 | Consents Approved | Direct Connection | NGET | Reactive Compensation | a0l4L0000005ikiQAA | PRO-002206
Sellindge West | Sellindge West 10 Renewables Limited | East Kent connection node A 400kV Substation |  | 0 | 1000 | 1000 | 2033-10-31 | Scoping | Direct Connection | NGET | Energy Storage System;PV Array (Photo Voltaic/solar) | a0l8e000000TPR5AAO | PRO-003412
Severn Power | SEVERN POWER LIMITED | Uskmouth 275kV Substation |  | 850 | 0 | 850 |  | Built | Direct Connection | NGET | CCGT (Combined Cycle Gas Turbine) | a0l4L0000005iq4QAA | PRO-000205
Severn Road Avonmouth | FPC ELECTRIC LAND LIMITED | Seabank GSP |  | 0 | 135 | 135 | 2033-10-30 | Scoping | Embedded | NGET | Energy Storage System;Gas Reciprocating | a0l8e000001HxRIAA0 | PRO-004255
Sevington | UK POWER RESERVE LIMITED | Sellindge 132kV Substation |  | 10 | 0 | 10 |  | Built | Embedded | NGET | CCGT (Combined Cycle Gas Turbine) | a0l4L0000005iW2QAI | PRO-000264
Shaftesbury Energy Park | TAGENERGY DEVELOPMENT UK LIMITED | Shaftesbury 132kV Substation |  | 0 | 99.9 | 99.9 | 2036-12-06 | Consents Approved | Embedded | NGET | Energy Storage System | a0l4L0000005iY3QAI | PRO-002167
SHBEC | EP SHB LIMITED | South Humber Bank 400kV Substation |  | 0 | 83 | 83 | 2026-07-31 | Consents Approved | Direct Connection | NGET | Waste | a0l4L0000005itJQAQ | PRO-001096
Sheaf Energy | SHEAF ENERGY LIMITED | Richborough 400kV Substation |  | 0 | 249 | 249 | 2025-04-30 | Consents Approved | Direct Connection | NGET | Energy Storage System | a0l4L0000005ihYQAQ | PRO-001745
Sheilhill Battery Storage | Sheilhill Battery Storage Limited | St Fergus |  | 0 | 100 | 100 | 2033-10-31 | Awaiting Consents | Direct Connection | SHET | Demand;Energy Storage System | a0l4L0000005ivQQAQ | PRO-002149
Sheirdrim Wind Farm | SCOTTISHPOWER RENEWABLES (UK) LIMITED | Sheirdrim 132kV Substation |  | 0 | 84 | 84 | 2032-04-01 | Scoping | Direct Connection | SHET | Wind Onshore | a0l4L0000005icwQAA | PRO-001066
Shepherds Rig Wind Farm | SETT WIND DEVELOPMENT LIMITED | Shepherds Rig Wind Farm 132kV Substation |  | 0 | 84.6 | 84.6 | 2024-07-30 | Scoping | Direct Connection | SPT | Wind Onshore | a0l4L0000005io9QAA | PRO-000511
Sheringham Shoal Offshore Wind Farm | SCIRA OFFSHORE ENERGY LIMITED | Sheringham Shoal 33/132kV Offshore Substations |  | 315 | 0 | 315 |  | Built | Direct Connection | OFTO | Wind Offshore | a0l4L0000005iqAQAQ | PRO-000211
Shipley Road BESS | CSE43 LIMITED | DRAGON GREEN 400kV SUBSTATION |  | 0 | 400 | 400 | 2031-10-21 | Scoping | Direct Connection | NGET | Energy Storage System | a0l4L000002yQZoQAM | PRO-002553
Shoreham | VPI POWER LIMITED | Bolney 400kV Substation | 1 | 40 | 0 | 460 |  | Built | Embedded | NGET | CCGT (Combined Cycle Gas Turbine) | a0l4L0000005iVfQAI | PRO-000192-1
Shoreham | VPI POWER LIMITED | Bolney 400kV Substation | 2 | 0 | -40 | 420 | 2026-10-01 | Under Construction/Commissioning | Embedded | NGET | CCGT (Combined Cycle Gas Turbine) | a0l4L0000005iVfQAI | PRO-000192-2
Shoreham | VPI POWER LIMITED | Bolney 400kV Substation | 3 | 0 | 40 | 460 | 2029-12-31 | Under Construction/Commissioning | Embedded | NGET | CCGT (Combined Cycle Gas Turbine) | a0l4L0000005iVfQAI | PRO-000192-3
Shoreham | VPI POWER LIMITED | Bolney 400kV Substation |  | 420 | 0 | 420 |  | Built | Embedded | NGET | CCGT (Combined Cycle Gas Turbine) | a0l4L0000005iVfQAI | PRO-000192
Shotwick BESS | Shotwick Land Limited | Capenhurst 400kV Substation |  | 0 | 349.99 | 349.99 | 2037-10-30 | Scoping | Direct Connection | NGET | Energy Storage System | a0l8e0000011yOzAAI | PRO-003515
Shropshire Energy Park | LOW CARBON SOLAR PARK 34 LIMITED | Shrewsbury 400kV Substation |  | 0 | 500 | 500 | 2033-10-31 | Scoping | Direct Connection | NGET | Energy Storage System;PV Array (Photo Voltaic/solar) | a0l8e000000TPAhAAO | PRO-003172
Shurton BESS | FIELD DEVCO LTD | West Country Connection Node D 400kV Substation |  | 0 | 200 | 200 | 2037-10-31 | Scoping | Direct Connection | NGET | Energy Storage System | a0l8e000001HxQjAAK | PRO-004248
Siddington BESS Station | IB VOGT UK LTD | Daines 400kV Substation |  | 0 | 240 | 240 | 2037-10-31 | Scoping | Direct Connection | NGET | Energy Storage System | a0l8e000000f5zzAAA | PRO-003942
Sinclair Offshore Wind Farm | SINCLAIR OFFSHORE WIND FARM LIMITED | Peterhead 400kV Substation |  | 0 | 100 | 100 | 2033-10-31 | Scoping | Direct Connection | SHET | Wind Offshore | a0l8e000000ez6zAAA | PRO-003790
Sizewell B | EDF ENERGY NUCLEAR GENERATION LIMITED | Sizewell 132kV Substation |  | 1230 | 0 | 1230 |  | Built | Direct Connection | NGET | Nuclear | a0l4L0000005ioQQAQ | PRO-000144
Sizewell C | Sizewell C Limited | Sizewell 400kV Substation | 1 | 0 | 1670 | 1670 | 2035-07-31 | Awaiting Consents | Direct Connection | NGET | Nuclear | a0l4L0000005ioPQAQ | PRO-000145-1
Sizewell C | Sizewell C Limited | Sizewell 400kV Substation | 2 | 0 | 1670 | 3340 | 2036-07-31 | Awaiting Consents | Direct Connection | NGET | Nuclear | a0l4L0000005ioPQAQ | PRO-000145-2
Sizing John (Rainhill) | SIZING JOHN LIMITED | Rainhill GSP | 1 | 0 | 57 | 57 | 2024-10-31 | Consents Approved | Direct Connection | NGET | Energy Storage System | a0l4L0000005ijxQAA | PRO-001581-1
Sizing John (Rainhill) | SIZING JOHN LIMITED | Rainhill GSP | 2 | 0 | 85.5 | 142.5 | 2026-09-25 | Consents Approved | Direct Connection | NGET | Energy Storage System | a0l4L0000005ijxQAA | PRO-001581-2
Skelton Grange GSP | NORTHERN POWERGRID (YORKSHIRE) PLC | Skelton Grange GSP |  | 0 | 381.7 | 381.7 | 2035-10-24 | Scoping | Direct Connection | NGET | Energy Storage System | a0l8e0000010ww5AAA | PRO-002980
Sleat Hybrid | GALILEO 13 LIMITED | Broadford GSP |  | 0 | 100 | 100 | 2034-10-31 | Scoping | Direct Connection | SHET | Energy Storage System;Wind Onshore | a0l8e000000f7p3AAA | PRO-004014
Slickly Wind Farm | Slickly Wind Farm Limited | Slickly Wind Farm 132kV Substation |  | 0 | 114 | 114 | 2028-10-31 | Scoping | Direct Connection | SHET | Wind Onshore | a0l4L0000005ifvQAA | PRO-001517
Sloy G1 and G4 | SSE GENERATION LIMITED | Sloy GSP |  | 72.5 | 0 | 72.5 |  | Built | Embedded | SHET | Hydro | a0l4L0000005iVbQAI | PRO-000181
Sloy G2 and G3 | SSE GENERATION LIMITED | Sloy GSP |  | 80 | 0 | 80 |  | Built | Direct Connection | SHET | Hydro | a0l4L0000005ipTQAQ | PRO-000182
Smeaton BESS | KONA ASSET 3 LIMITED | Smeaton 400/275kV |  | 0 | 228 | 228 | 2028-06-23 | Scoping | Direct Connection | SPT | Energy Storage System | a0l8e0000010wUMAAY | PRO-002635
Sofia Offshore Wind Farm | SOFIA OFFSHORE WIND FARM LIMITED | Dogger Bank 220kV Offshores | 1 | 0 | 132 | 132 | 2024-09-01 | Consents Approved | Direct Connection | NGET | Wind Offshore | a0l4L0000005imVQAQ | PRO-000404-1
Sofia Offshore Wind Farm | SOFIA OFFSHORE WIND FARM LIMITED | Dogger Bank 220kV Offshores | 2 | 0 | 1188 | 1320 | 2025-04-01 | Scoping | Direct Connection | NGET | Wind Offshore | a0l4L0000005imVQAQ | PRO-000404-2
Solomons Farm BESS | Bluestone Energy Ltd | Kingsnorth GSP |  | 0 | 240 | 240 | 2030-10-31 | Scoping | Embedded | NGET | Energy Storage System | a0l8e000000TPBQAA4 | PRO-003181
Solutia | UK POWER RESERVE LIMITED | Uskmouth 132kV Substation |  | 10 | 0 | 10 |  | Built | Embedded | NGET | CCGT (Combined Cycle Gas Turbine) | a0l4L0000005izhQAA | PRO-000265
Solwaybank | SOLWAYBANK ENERGY LIMITED | Chapelcross 132/33kV |  | 29.9 | 0 | 29.9 |  | Built | Embedded | SPT | Wind Onshore | a0l4L0000005iV4QAI | PRO-000048
Somerford | PD813ETY LTD | Minety 400kV Substation |  | 0 | 47.5 | 47.5 | 2025-06-30 | Consents Approved | Direct Connection | NGET | Energy Storage System;PV Array (Photo Voltaic/solar) | a0l4L0000005ixeQAA | PRO-001631
Somerset Energy Park | LOW CARBON SOLAR PARK 35 LIMITED | Somerset Energy Park Substation |  | 0 | 500 | 500 | 2037-10-31 | Scoping | Direct Connection | NGET | Energy Storage System;PV Array (Photo Voltaic/solar) | a0l8e0000011yGUAAY | PRO-003512
South Brook | DALIA HOLDINGS LTD | Melksham 400kV Substation |  | 0 | 35.5 | 35.5 | 2037-06-28 | Awaiting Consents | Direct Connection | NGET | Energy Storage System;PV Array (Photo Voltaic/solar) | a0l4L0000005iwKQAQ | PRO-002402
South Humber Bank | EP SHB LIMITED | South Humber Bank 400kV Substation |  | 1365 | 0 | 1365 |  | Built | Direct Connection | NGET | CCGT (Combined Cycle Gas Turbine) | a0l4L0000005itwQAA | PRO-000366
South Kyle 2 Wind farm | VATTENFALL WIND POWER LTD | South Kyle 2 132/33kV Substation |  | 0 | 92.4 | 92.4 | 2030-07-31 | Scoping | Direct Connection | SPT | Energy Storage System;Wind Onshore | a0l4L0000005ivbQAA | PRO-001963
South Kyle Wind Farm | SOUTH KYLE WIND FARM LIMITED | New Cumnock 275/132kV |  | 235 | 0 | 235 |  | Built | Direct Connection | SPT | Wind Onshore | a0l4L0000005ioJQAQ | PRO-000137
South Powrie Farm | QAIR RENEWABLES UK LIMITED | Tealing 132kV Substation |  | 0 | 500 | 500 | 2033-10-31 | Scoping | Direct Connection | SHET | Energy Storage System | a0l8e000000ViKAAA0 | PRO-004353
South Street BESS | South Street BESS Limited | Partrick GSP |  | 0 | 63 | 63 | 2031-06-30 | Scoping | Embedded | SPT | Energy Storage System | a0lJ9000000blhxIAA | PRO-004924
Southery | SSE SOUTHERY SOLAR LIMITED | Southery 400kV Substation |  | 0 | 600 | 600 | 2031-10-30 | Scoping | Direct Connection | NGET | Energy Storage System;PV Array (Photo Voltaic/solar) | a0l4L0000005ivgQAA | PRO-002172
Southfields | PD503HAN LTD | Minety 400kV Substation |  | 0 | 47.5 | 47.5 | 2025-06-30 | Awaiting Consents | Direct Connection | NGET | Energy Storage System;PV Array (Photo Voltaic/solar) | a0l4L0000005ixfQAA | PRO-001632
Southfields Farm | PD300RON Ltd | Minety 400kV Substation |  | 0 | 47.5 | 47.5 | 2028-10-31 | Awaiting Consents | Direct Connection | NGET | Energy Storage System | a0l4L0000005iyAQAQ | PRO-001852
Spalding | SPALDING ENERGY COMPANY LTD | Spalding North 400kV Substation |  | 950 | 0 | 950 |  | Built | Direct Connection | NGET | CCGT (Combined Cycle Gas Turbine) | a0l4L0000005iq5QAA | PRO-000206
Spalding Energy Expansion | SPALDING ENERGY EXPANSION LIMITED | Spalding North 400kV Substation | 1 | 299.99 | 0 | 299.99 |  | Built | Direct Connection | NGET | Energy Storage System;OCGT (Open Cycle Gas Turbine) | a0l4L0000005irDQAQ | PRO-000249-1
Spalding Energy Expansion | SPALDING ENERGY EXPANSION LIMITED | Spalding North 400kV Substation | 2 | 0 | 550 | 849.99 | 2030-10-30 | Consents Approved | Direct Connection | NGET | Energy Storage System;OCGT (Open Cycle Gas Turbine) | a0l4L0000005irDQAQ | PRO-000249-2
Spalding PV and BESS Station | ETP UK 1 LTD | Weston Marsh 400kV Substation |  | 0 | 480 | 480 | 2033-07-30 | Scoping | Direct Connection | NGET | Energy Storage System;PV Array (Photo Voltaic/solar) | a0l8e0000010wgUAAQ | PRO-002768
Spennymoor | PIVOTED POWER LLP | Spennymoor 400kV Substation |  | 0 | 49.9 | 49.9 | 2028-10-31 | Awaiting Consents | Direct Connection | NGET | Energy Storage System | a0l4L0000005ieQQAQ | PRO-001138
Spennymoor BESS | CSE27 LIMITED | Spennymoor 400kV Substation |  | 0 | 50 | 50 | 2032-07-30 | Scoping | Direct Connection | NGET | Energy Storage System | a0l4L0000005ib9QAA | PRO-002035
Spennymoor BESS Station | IGP INTERNATIONAL PROSPECTING LIMITED | Spennymoor 400kV Substation |  | 0 | 400 | 400 | 2035-10-30 | Scoping | Direct Connection | NGET | Energy Storage System | a0l8e000000ewj7AAA | PRO-003681
Spennymoor Greener Grid Park | STATKRAFT UK LTD | Spennymoor 400kV Substation | 1 | 0 | 0 | 0 | 2027-10-29 | Scoping | Direct Connection | NGET | Energy Storage System;Reactive Compensation | a0l4L0000005ibFQAQ | PRO-002041-1
Spennymoor Greener Grid Park | STATKRAFT UK LTD | Spennymoor 400kV Substation | 2 | 0 | 500 | 500 | 2035-10-30 | Scoping | Direct Connection | NGET | Energy Storage System;Reactive Compensation | a0l4L0000005ibFQAQ | PRO-002041-2
Spennymoor PV & BESS Sub | O&G Solar (SPV 20) Limited | Spennymoor 400kV Substation |  | 0 | 249.9 | 249.9 | 2035-10-30 | Scoping | Direct Connection | NGET | Energy Storage System;PV Array (Photo Voltaic/solar) | a0l8e0000010x1cAAA | PRO-003049
Spiorad Na Mara Offshore Wind Farm | SPIORAD NA MARA LIMITED | NPI C 220/66KV OFFSHORE SUBSTATION |  | 0 | 740 | 740 | 2030-10-31 | Scoping | Direct Connection | SHET | Wind Offshore | a0l4L0000005iNeQAI | PRO-001642
Spittal BESS | FIELD DEVCO LTD | Spittal 275kV Substation |  | 0 | 200 | 200 | 2030-10-31 | Scoping | Direct Connection | SHET | Energy Storage System | a0l8e000000TPJoAAO | PRO-003255
Spittal BESS Station | IGP ENERGY STORAGE 5 LIMITED | Spittal 400kV |  | 0 | 1000 | 1000 | 2033-10-31 | Scoping | Direct Connection | SHET | Energy Storage System | a0l8e00000120IgAAI | PRO-003618
SPITTAL MAINS BATTERY ENERGY STORAGE | WRE Broomhill Limited | Spittal 275kV Substation |  | 0 | 200 | 200 | 2030-10-31 | Scoping | Direct Connection | SHET | Energy Storage System | a0l4L0000005j8zQAA | PRO-002523
SPR CS1 | SCOTTISHPOWER RENEWABLES (UK) LIMITED | Alverdiscott 400kV Substation |  | 0 | 1000 | 1000 | 2037-10-31 | Scoping | Direct Connection | NGET | Wind Offshore | a0l8e0000011xxKAAQ | PRO-003484
Springfield Solar and Battery | VOLTALIA UK LTD | Branxton 400/132kV |  | 0 | 166.61 | 166.61 | 2031-10-31 | Scoping | Direct Connection | SPT | Energy Storage System;PV Array (Photo Voltaic/solar) | a0l8e0000010wXQAAY | PRO-002664
Springwell | SPRINGWELL ENERGYFARM LIMITED | Navenby 400kV Substation | 1 | 0 | 400 | 400 | 2028-04-01 | Scoping | Direct Connection | NGET | Energy Storage System;PV Array (Photo Voltaic/solar) | a0l4L0000005iPHQAY | PRO-001850-1
Springwell | SPRINGWELL ENERGYFARM LIMITED | Navenby 400kV Substation | 2 | 0 | 400 | 800 | 2030-04-01 | Scoping | Direct Connection | NGET | Energy Storage System;PV Array (Photo Voltaic/solar) | a0l4L0000005iPHQAY | PRO-001850-2
SSE Celtic Sea 1 | SSE RENEWABLES OFFSHORE WINDFARM HOLDINGS LIMITED | Alverdiscott 400kV Substation |  | 0 | 1500 | 1500 | 2036-12-06 | Scoping | Direct Connection | NGET | Wind Offshore | a0l4L0000005iyPQAQ | PRO-002405
SSE Ferrybridge BESS | SSE UTILITY SOLUTIONS LIMITED | Ferrybridge B 132kV Substation |  | 0 | 150 | 150 | 2024-06-28 | Consents Approved | Direct Connection | NGET | Energy Storage System | a0l4L0000005ikAQAQ | PRO-001614
SSE Fiddlers Ferry Battery Energy Storage | SSE FIDDLERS FERRY BATTERY LIMITED | Fiddlers Ferry 275kV Substation |  | 0 | 150 | 150 | 2025-04-30 | Awaiting Consents | Direct Connection | NGET | Energy Storage System | a0l4L0000005ihmQAA | PRO-001762
SSE Offshore 1 | SSE RENEWABLES OFFSHORE WINDFARM HOLDINGS LIMITED | SSE OFFSHORE 1 400/66KV OFFSHORE SUBSTATION |  | 0 | 1320 | 1320 | 2033-10-31 | Scoping | Direct Connection | SPT | Wind Offshore | a0l4L0000005iecQAA | PRO-001488
SSE Offshore 2 | SSE RENEWABLES OFFSHORE WINDFARM HOLDINGS LIMITED | SSE OFFSHORE 2 220/66KV OFFSHORE SUBSTATION |  | 0 | 600 | 600 | 2031-10-31 | Scoping | Direct Connection | SHET | Wind Offshore | a0l4L0000005ieeQAA | PRO-001491
SSE Offshore 3 | SSE RENEWABLES OFFSHORE WINDFARM HOLDINGS LIMITED | SSE Offshore 3 220/66kV Offshore Substation |  | 0 | 600 | 600 | 2033-10-31 | Scoping | Direct Connection | SHET | Wind Offshore | a0l4L0000005iedQAA | PRO-001489
SSE Offshore 4 | SSE RENEWABLES OFFSHORE WINDFARM HOLDINGS LIMITED | Cousland 400kV |  | 0 | 1008 | 1008 | 2033-10-31 | Scoping | Direct Connection | SPT | Wind Offshore | a0l4L0000005iwQQAQ | PRO-002145
SSE Spittal Energy Park | SSE DE SOLAR HOLDCO LIMITED | Spittal 400kV |  | 0 | 600 | 600 | 2033-10-31 | Scoping | Direct Connection | SHET | Energy Storage System;PV Array (Photo Voltaic/solar) | a0l8e000000TPKSAA4 | PRO-003259
St Asaph SSE | SSE DE SOLAR HOLDCO LIMITED | Bodelwyddan 400kV Substation |  | 0 | 600 | 600 | 2037-11-01 | Scoping | Direct Connection | NGET | Energy Storage System;PV Array (Photo Voltaic/solar) | a0l8e000000f40uAAA | PRO-003816
St Dennis Hendra | SAMBAR POWER LIMITED | Indian Queens 400kV Substation |  | 0 | 47.5 | 47.5 | 2024-10-31 | Consents Approved | Direct Connection | NGET | Energy Storage System | a0l4L0000005ivrQAA | PRO-001133
St Fergus | IB VOGT UK LTD | St Fergus |  | 0 | 100 | 100 | 2033-10-31 | Scoping | Direct Connection | SHET | Energy Storage System;PV Array (Photo Voltaic/solar) | a0l8e0000012hvYAAQ | PRO-004557
St Marys Isle Solar Farm | GRUPOTEC SOLAR UK 5 LIMITED | Tongland 132/11kV |  | 0 | 36 | 36 | 2027-08-27 | Scoping | Embedded | SPT | Energy Storage System;PV Array (Photo Voltaic/solar) | a0l8e0000010wiLAAQ | PRO-002789
St. Marys Lane - Upminster BESS | Bluestone Energy Ltd | Warley GSP |  | 0 | 240 | 240 | 2030-10-31 | Scoping | Embedded | NGET | Energy Storage System | a0l8e000000f64bAAA | PRO-003947
STABLE GREEN ENERGY | LH NGET GRID SERVICES LIMITED | Sussex and Romney Connection Node A 400kV Substation |  | 0 | 500 | 500 | 2037-10-31 | Scoping | Direct Connection | NGET | Energy Storage System | a0l8e000001HxRDAA0 | PRO-004254
STALLINGBOROUGH CARBON CAPTURE CCGT | RWE STALLINGBOROUGH LIMITED | Grimsby West 400kV Substation |  | 0 | 906 | 906 | 2035-05-30 | Scoping | Direct Connection | NGET | CCGT (Combined Cycle Gas Turbine);Demand | a0l8e000000f4mvAAA | PRO-003867
Stallingborough PV & BESS Station | IGP INTERNATIONAL PROSPECTING LIMITED | Grimsby West 400kV Substation |  | 0 | 500 | 500 | 2034-10-30 | Scoping | Direct Connection | NGET | Energy Storage System;PV Array (Photo Voltaic/solar) | a0l8e0000010wysAAA | PRO-003021
Stalybridge BESS | CSE32 LIMITED | Stalybridge 275kV Substation |  | 0 | 57 | 57 | 2027-05-31 | Scoping | Direct Connection | NGET | Energy Storage System | a0l4L0000005ibAQAQ | PRO-002036
Stanley Water WTW BESS | Bluestone Energy Ltd | Paisley 132kV Substation |  | 0 | 60 | 60 | 2025-06-30 | Scoping | Embedded | SPT | Energy Storage System | a0l4L0000005iWkQAI | PRO-002414
Statkraft SEWF | STATKRAFT UK LTD | Corriemoillie 2 400/132kV Substation |  | 0 | 100.8 | 100.8 | 2033-10-31 | Scoping | Direct Connection | SHET | Wind Onshore | a0lJ9000000blMrIAI | PRO-004828
Staythorpe | ENSO GREEN HOLDINGS LIMITED | Staythorpe 400kV Substation |  | 0 | 400 | 400 | 2030-10-31 | Scoping | Direct Connection | NGET | Energy Storage System;PV Array (Photo Voltaic/solar) | a0l4L0000005idgQAA | PRO-002083
Staythorpe (BESS and PV) | SSE STAYTHORPE POWER LIMITED | Staythorpe 400kV Substation |  | 0 | 437 | 437 | 2026-05-29 | Awaiting Consents | Direct Connection | NGET | Energy Storage System;PV Array (Photo Voltaic/solar) | a0l4L0000005ixDQAQ | PRO-001615
Staythorpe C | RWE GENERATION UK PLC | Staythorpe 400kv |  | 1752 | 0 | 1752 |  | Built | Direct Connection | NGET | CCGT (Combined Cycle Gas Turbine) | a0l4L0000005imBQAQ | PRO-000057
Steel Point (aka Project Lithium) | Skelmersdale Energy Storage Limited | Washway Farm GSP |  | 49.9 | 0 | 49.9 |  | Built | Embedded | NGET | Energy Storage System | a0l4L0000005iTkQAI | PRO-002057
Stirling BESS | ANESCO LIMITED | Peterhead 400kV Substation |  | 0 | 300 | 300 | 2033-10-31 | Scoping | Direct Connection | SHET | Energy Storage System | a0l8e0000012groAAA | PRO-004466
Stockhills Farm | BSR APPLICATIONS LIMITED | Severn Connection Node A 400kv Substation |  | 0 | 800 | 800 | 2037-10-31 | Scoping | Direct Connection | NGET | Energy Storage System;PV Array (Photo Voltaic/solar);Wind Onshore | a0l8e000001Hy5TAAS | PRO-004323
Stoke Bardolph | Source Galileo Limited | Stoke Bardolph 400kV Substation |  | 0 | 240 | 240 | 2032-10-31 | Scoping | Direct Connection | NGET | Energy Storage System | a0l8e000000f7PNAAY | PRO-004009
Stoke Bardolph | Stoke Bardolph 10 Renewables Limited | Trent Valley South Connection Node D 400kV Substation |  | 0 | 1000 | 1000 | 2034-10-31 | Scoping | Direct Connection | NGET | Energy Storage System;PV Array (Photo Voltaic/solar) | a0l8e000000TPQbAAO | PRO-003405
Stoke Bardolph 400 | ENSO GREEN HOLDINGS LIMITED | Stoke Bardolph 400kV Substation | 1 | 0 | 200 | 200 | 2030-10-31 | Scoping | Direct Connection | NGET | Energy Storage System;PV Array (Photo Voltaic/solar) | a0l4L0000005itiQAA | PRO-002191-1
Stoke Bardolph 400 | ENSO GREEN HOLDINGS LIMITED | Stoke Bardolph 400kV Substation | 2 | 0 | 100 | 300 | 2031-10-31 | Scoping | Direct Connection | NGET | Energy Storage System;PV Array (Photo Voltaic/solar) | a0l4L0000005itiQAA | PRO-002191-2
Stoke Bardolph 400 | ENSO GREEN HOLDINGS LIMITED | Stoke Bardolph 400kV Substation | 3 | 0 | 100 | 400 | 2032-10-31 | Scoping | Direct Connection | NGET | Energy Storage System;PV Array (Photo Voltaic/solar) | a0l4L0000005itiQAA | PRO-002191-3
STOR Field 9 BESS | EKU ENERGY FAUNE PROJECTS (UK) LIMITED | Inverkeithing GSP |  | 0 | 49.9 | 49.9 | 2029-07-30 | Scoping | Embedded | SPT | Energy Storage System | a0l4L0000005j9nQAA | PRO-002528
Stornoway Wind Farm | STORNOWAY WIND FARM LIMITED | Stornoway 132/33kV Substation |  | 0 | 180 | 180 | 2030-10-31 | Consents Approved | Direct Connection | SHET | Wind Onshore | a0l4L0000005ixYQAQ | PRO-000346
Stracathro BESS | OPDE UK LIMITED | Stracathro BESS 275kV Substation |  | 0 | 249 | 249 | 2032-06-30 | Scoping | Direct Connection | SHET | Demand;Energy Storage System | a0l4L0000005ittQAA | PRO-002392
Stranoch Wind Farm | Stranoch Windfarm Limited | Stranoch Wind 132/33kV Substation |  | 0 | 102 | 102 | 2026-10-09 | Consents Approved | Direct Connection | SPT | Wind Onshore | a0l4L0000005inqQAA | PRO-000127
StrataStore - Cheshire Energy Storage Facility | KISTOS ENERGY STORAGE LTD | Gorstage 400kV Substation |  | 0 | 200 | 200 | 2037-11-30 | Scoping | Direct Connection | NGET | Energy Storage System;Reactive Compensation | a0l8e000000f6K5AAI | PRO-003978
Strath Oykel Wind Farm | ENERGYFARM STRATH OYKEL LLP | Shin GSP |  | 0 | 74 | 74 | 2032-10-31 | Awaiting Consents | Embedded | SHET | Energy Storage System;Wind Onshore | a0l8e0000012hwbAAA | PRO-004565
Strath Tirry | Strath Tirry Wind Energy 2021 Ltd | Lairg GSP | 1 | 0 | 20 | 20 | 2025-10-31 | Scoping | Embedded | SHET | Energy Storage System;Wind Onshore | a0l4L0000005iXpQAI | PRO-001363-1
Strath Tirry | Strath Tirry Wind Energy 2021 Ltd | Lairg GSP | 2 | 0 | 14.8 | 34.8 | 2027-09-30 | Scoping | Embedded | SHET | Energy Storage System;Wind Onshore | a0l4L0000005iXpQAI | PRO-001363-2
Strathaven BESS | IGP ENERGY STORAGE 2 LIMITED | Strathaven 400/275kV |  | 0 | 300 | 300 | 2033-10-31 | Scoping | Direct Connection | SPT | Energy Storage System | a0l8e000001HxmCAAS | PRO-004298
Strathrory Wind Farm | ENERGYFARM UK STRATHRORY LLP | Alness GSP |  | 0 | 36 | 36 | 2024-03-31 | Consents Approved | Embedded | SHET | Wind Onshore | a0l4L0000005iUPQAY | PRO-001812
Strathy North Wind | STRATHY WIND FARM LIMITED | Strathy North 132/33kV Substation |  | 67.65 | 0 | 67.65 |  | Built | Direct Connection | SHET | Wind Onshore | a0l4L0000005ihRQAQ | PRO-001553
Strathy South Wind | SSE GENERATION LIMITED | Strathy South 132/33kV Substation |  | 0 | 207.6 | 207.6 | 2027-04-25 | Scoping | Direct Connection | SHET | Wind Onshore | a0l4L0000005ix6QAA | PRO-000183
Strathy Wood | RWE RENEWABLES UK ONSHORE WIND LIMITED | Strathy Wood 132/33kV Substation | 1 | 0 | 54.4 | 54.4 | 2026-09-30 | Consents Approved | Direct Connection | SHET | Wind Onshore | a0l4L0000005ionQAA | PRO-000154-1
Strathy Wood | RWE RENEWABLES UK ONSHORE WIND LIMITED | Strathy Wood 132/33kV Substation | 2 | 0 | 9.1 | 63.5 | 2026-09-30 | Consents Approved | Direct Connection | SHET | Wind Onshore | a0l4L0000005ionQAA | PRO-000154-2
Strichen North BESS | MUIRDEN ENERGY LLP | Strichen GSP |  | 0 | 25 | 25 | 2033-10-31 | Scoping | Direct Connection | SHET | Energy Storage System | a0l8e000001Hr31AAC | PRO-004177
Stronelairg | STRONELAIRG WIND FARM LIMITED | Stronelairg 132/33kV Substation |  | 227.8 | 0 | 227.8 |  | Built | Direct Connection | SHET | Wind Onshore | a0l4L0000005ipUQAQ | PRO-000184
Sudmeadow | VIRIDIS 178 LIMITED | Port Ham 132kV Substation |  | 41.76 | 0 | 41.76 |  | Built | Embedded | NGET | Thermal | a0l4L0000005iVsQAI | PRO-000243
Sulgrave Solar PV | EDF ENERGY RENEWABLES LIMITED | East Claydon GSP (SEPD) |  | 0 | 129.8 | 129.8 | 2026-10-30 | Scoping | Embedded | NGET | PV Array (Photo Voltaic/solar) | a0l4L0000005iXOQAY | PRO-001572
Summerston PV 50MW | Bluestone Energy Ltd | Killermont 132/33kV |  | 0 | 50 | 100 | 2031-06-30 | Scoping | Embedded | SPT | PV Array (Photo Voltaic/solar) | a0l8e000000TPDCAA4 | PRO-003199
Sunbury BESS | SUNBURY BESS LTD | Laleham GSP (SEPD) |  | 0 | 200 | 200 | 2031-02-24 | Scoping | Embedded | NGET | Energy Storage System | a0l4L0000005iQRQAY | PRO-001883
Sundhope Wind Farm | Black Knowe Energy Limited | Sundhope 132kV Substation |  | 0 | 180 | 180 | 2033-05-30 | Scoping | Direct Connection | SPT | Wind Onshore | a0l8e0000010wgPAAQ | PRO-002767
Sundon | SUNDON BATTERY STORAGE LIMITED | Sundon 400kV Substation |  | 0 | 49.5 | 49.5 | 2024-05-01 | Scoping | Direct Connection | NGET | Energy Storage System | a0l4L0000005ifQQAQ | PRO-001132
Sundon | SUNDON GREEN LIMITED | Sundon GSP |  | 0 | 39.9 | 39.9 | 2023-11-10 | Scoping | Direct Connection | NGET | Energy Storage System | a0l4L0000005invQAA | PRO-000473
Sundon BESS | CSE30 LIMITED | Sundon 400kV Substation |  | 0 | 300 | 300 | 2031-10-31 | Scoping | Direct Connection | NGET | Energy Storage System | a0l4L0000005ibDQAQ | PRO-002039
Sundon Farm | 548 UK INVESTMENT HOLDINGS LIMITED | Dunstable 400kV Substation |  | 0 | 200 | 200 | 2032-10-29 | Scoping | Direct Connection | NGET | Energy Storage System;PV Array (Photo Voltaic/solar) | a0l8e0000010wZ7AAI | PRO-002685
Sundon Farm 2 | 548 UK INVESTMENT HOLDINGS LIMITED | Dunstable 400kV Substation |  | 0 | 700 | 700 | 2032-10-29 | Scoping | Direct Connection | NGET | Energy Storage System;PV Array (Photo Voltaic/solar) | a0l8e0000010weTAAQ | PRO-002746
Sundon Pivoted Power | PIVOTED POWER LLP | Sundon 400kV Substation |  | 49.9 | 0 | 49.9 |  | Built | Direct Connection | NGET | Energy Storage System | a0l4L0000005ifXQAQ | PRO-001123
Sundon Storage | STATERA ENERGY LIMITED | Sundon 400kV Substation |  | 0 | 500 | 500 | 2027-10-30 | Scoping | Direct Connection | NGET | Energy Storage System | a0l4L0000005ivxQAA | PRO-001910
Sunnica | SUNNICA LIMITED | Burwell 400kV Substation |  | 0 | 500 | 500 | 2030-10-31 | Awaiting Consents | Direct Connection | NGET | Energy Storage System;PV Array (Photo Voltaic/solar) | a0l4L0000005ilSQAQ | PRO-000393
Sutton Bridge | SUTTON BRIDGE POWER GENERATION | Walpole 400kV Substation |  | 850 | 0 | 850 |  | Built | Direct Connection | NGET | CCGT (Combined Cycle Gas Turbine) | a0l4L0000005iq6QAA | PRO-000207
Sutton Courtenay | TBC PARTNERS LIMITED | Didcot 132kV Substation |  | 0 | 150 | 150 | 2037-10-31 | Scoping | Direct Connection | NGET | Energy Storage System | a0l8e000001HxbWAAS | PRO-004276
Swansea | ENSO GREEN HOLDINGS LIMITED | Swansea North 400kV Substation |  | 0 | 400 | 400 | 2032-10-31 | Scoping | Direct Connection | NGET | Energy Storage System;PV Array (Photo Voltaic/solar) | a0l4L0000005idjQAA | PRO-002086
Swansea Greener Grid Park - Connection 1 | Swansea Grid Solutions Limited | Swansea North 400kV Substation | 1 | 0 | 12 | 12 | 2024-08-31 | Consents Approved | Direct Connection | NGET | Energy Storage System;Reactive Compensation | a0l4L0000005ifaQAA | PRO-001120-1
Swansea Greener Grid Park - Connection 1 | Swansea Grid Solutions Limited | Swansea North 400kV Substation | 2 | 0 | 85 | 97 | 2028-10-31 | Scoping | Direct Connection | NGET | Energy Storage System;Reactive Compensation | a0l4L0000005ifaQAA | PRO-001120-2
Swansea Greener Grid Park - Connection 2 | Swansea Grid Solutions Limited | Swansea North 400kV Substation |  | 0 | 0 | 0 | 2025-07-31 | Scoping | Direct Connection | NGET | Reactive Compensation | a0l4L0000005ibIQAQ | PRO-002044
Swansea North | PIVOTED POWER LLP | Swansea North 400kV Substation |  | 0 | 49.9 | 49.9 | 2026-10-31 | Awaiting Consents | Direct Connection | NGET | Energy Storage System | a0l4L0000005ifbQAA | PRO-001119
Swansea North Green Energy Centre | INNOVA RENEWABLES LIMITED | Swansea North 400kV Substation |  | 0 | 1025 | 1025 | 2028-10-30 | Scoping | Direct Connection | NGET | Energy Storage System;PV Array (Photo Voltaic/solar) | a0l4L0000005iygQAA | PRO-001794
Swansea North-Rhigos Solar& BESS & Wind | TYLER HILL RENEWABLES LIMITED | South Wales West Connection Node A 400kV Substation |  | 0 | 400 | 400 | 2037-10-30 | Scoping | Direct Connection | NGET | Energy Storage System;PV Array (Photo Voltaic/solar);Wind Onshore | a0l8e000001Hoz9AAC | PRO-004099
Tale Lane Solar / A008 Langford | JBM SOLAR PROJECTS 2 LTD | Exeter GSP |  | 0 | 35 | 35 | 2025-04-15 | Scoping | Embedded | NGET | Energy Storage System;PV Array (Photo Voltaic/solar) | a0l8e0000012gsXAAQ | PRO-004476
Talladh a Bheithe | MUIRDEN ENERGY LLP | Rannoch GSP |  | 0 | 20 | 20 | 2035-10-31 | Scoping | Embedded | SHET | Energy Storage System | a0l8e0000012012AAA | PRO-003605
Tangy IV WF | SSE RENEWABLES SERVICES (UK) LIMITED | Tangy IV 132KV Substation |  | 0 | 96 | 96 | 2026-10-31 | Scoping | Direct Connection | SHET | Wind Onshore | a0l4L0000005iz2QAA | PRO-001408
Tarbuckle Hill Wind Farm | ENERGIEKONTOR UK LTD | Cairnford GSP |  | 0 | 39.6 | 39.6 | 2031-10-31 | Scoping | Embedded | SHET | Wind Onshore | a0l8e0000010x1DAAQ | PRO-003045
Tarenni | TARENNI ENERGY PARK LIMITED | Rhigos 400kV Substation |  | 0 | 188 | 188 | 2028-10-01 | Scoping | Direct Connection | NGET | Wind Onshore | a0l4L0000005iNdQAI | PRO-001641
Tarland Battery Storage System | Tarland Limited | Tarland GSP |  | 0 | 20 | 20 | 2026-10-31 | Consents Approved | Embedded | SHET | Energy Storage System | a0l4L0000005iRyQAI | PRO-000922
Taunton | PIVOTED POWER LLP | Taunton 400kV Substation | 1 | 0 | 49.9 | 49.9 | 2031-10-31 | Awaiting Consents | Direct Connection | NGET | Energy Storage System | a0l4L0000005icpQAA | PRO-001073-1
Taunton | PIVOTED POWER LLP | Taunton 400kV Substation | 2 | 0 | 50.1 | 100 | 2037-10-31 | Awaiting Consents | Direct Connection | NGET | Energy Storage System | a0l4L0000005icpQAA | PRO-001073-2
Taylors Lane | UNIPER UK LIMITED | Willesden 132kV Substation |  | 140 | 0 | 140 |  | Built | Embedded | NGET | OCGT (Open Cycle Gas Turbine) | a0l4L0000005iVSQAY | PRO-000149
Tealing BESS (100MW) | GPC 1039 Ltd | Tealing 132kV Substation |  | 0 | 100 | 100 | 2028-10-31 | Scoping | Direct Connection | SHET | Energy Storage System | a0l4L0000005itbQAA | PRO-002436
Tealing Energy Park | Onpath Energy Limited | Tealing 400kV Substation |  | 0 | 1400 | 1400 | 2033-10-31 | Scoping | Direct Connection | SHET | Energy Storage System | a0l8e0000010xh8AAA | PRO-003084
Tealing Solar & Storage | ECODEV GROUP LTD | Tealing IDNO 132/33kV GSP |  | 0 | 80 | 80 | 2026-10-31 | Awaiting Consents | Embedded | SHET | Energy Storage System;PV Array (Photo Voltaic/solar) | a0l4L0000005iU1QAI | PRO-001501
Tees CCPP | SEMBCORP UTILITIES (UK) LIMITED | Greystones A and B 275kV Substations | 1 | 0 | 150 | 150 | 2023-09-30 | Under Construction/Commissioning | Direct Connection | NGET | Energy Storage System;OCGT (Open Cycle Gas Turbine) | a0l4L0000005ibWQAQ | PRO-001048-1
Tees CCPP | SEMBCORP UTILITIES (UK) LIMITED | Greystones A and B 275kV Substations | 2 | 0 | 210 | 360 | 2024-09-30 | Consents Approved | Direct Connection | NGET | Energy Storage System;OCGT (Open Cycle Gas Turbine) | a0l4L0000005ibWQAQ | PRO-001048-2
Tees CCPP | SEMBCORP UTILITIES (UK) LIMITED | Greystones A and B 275kV Substations | 3 | 0 | 340 | 700 | 2026-03-11 | Consents Approved | Direct Connection | NGET | Energy Storage System;OCGT (Open Cycle Gas Turbine) | a0l4L0000005ibWQAQ | PRO-001048-3
Tees CCPP | SEMBCORP UTILITIES (UK) LIMITED | Greystones A and B 275kV Substations | 4 | 0 | 490 | 1190 | 2027-09-30 | Consents Approved | Direct Connection | NGET | Energy Storage System;OCGT (Open Cycle Gas Turbine) | a0l4L0000005ibWQAQ | PRO-001048-4
Tees CCPP | SEMBCORP UTILITIES (UK) LIMITED | Greystones A and B 275kV Substations | 5 | 0 | 275 | 1465 | 2027-09-30 | Consents Approved | Direct Connection | NGET | Energy Storage System;OCGT (Open Cycle Gas Turbine) | a0l4L0000005ibWQAQ | PRO-001048-5
Tees CCPP | SEMBCORP UTILITIES (UK) LIMITED | Greystones A and B 275kV Substations | 6 | 0 | 235 | 1700 | 2030-09-30 | Consents Approved | Direct Connection | NGET | Energy Storage System;OCGT (Open Cycle Gas Turbine) | a0l4L0000005ibWQAQ | PRO-001048-6
Tees Renewable Energy Plant | MGT TEESSIDE LIMITED | Lackenby GSP |  | 285 | 0 | 285 |  | Built | Direct Connection | NGET | Biomass | a0l4L0000005irsQAA | PRO-000278
Teindland Wind Farm | TEINDLAND WIND FARM LIMITED | Blackhillock substation |  | 0 | 112.2 | 112.2 | 2029-09-28 | Scoping | Direct Connection | SHET | Demand;Wind Onshore | a0l4L0000005iNkQAI | PRO-001821
Temple Oaks Renewable Energy Park | RIDGE CLEAN ENERGY LTD | Bicker Fen 132kV |  | 0 | 240 | 240 | 2033-10-30 | Awaiting Consents | Embedded | NGET | Energy Storage System;PV Array (Photo Voltaic/solar) | a0l4L0000005iXjQAI | PRO-002118
Templeton BESS | Fig Power Limited | Lyndhurst 132/33kV | 1 | 0 | 30 | 30 | 2027-10-31 | Scoping | Embedded | SHET | Energy Storage System | a0l8e0000010wQKAAY | PRO-002593-1
Templeton BESS | Fig Power Limited | Lyndhurst 132/33kV | 2 | 0 | 19.9 | 49.9 | 2031-10-31 | Scoping | Embedded | SHET | Energy Storage System | a0l8e0000010wQKAAY | PRO-002593-2
Teviot Wind Farm | TEVIOT WF LIMITED | Teviot 400/132kV Substation |  | 0 | 522.9 | 522.9 | 2033-05-30 | Scoping | Direct Connection | SPT | Wind Onshore | a0l4L0000005iPbQAI | PRO-000855
Tewitt Farm BESS | Apatura Battery Ltd | Leeds North Connection Node D 400kV Substation |  | 0 | 200 | 200 | 2035-10-30 | Scoping | Direct Connection | NGET | Energy Storage System | a0l8e000000f5BdAAI | PRO-003917
TH Bridge Farm | FRV TH Powertek Limited | Imperial Park B 400kV Substation |  | 0 | 400 | 400 | 2037-10-31 | Scoping | Direct Connection | NGET | Energy Storage System | a0l8e000000TPS9AAO | PRO-003425
TH Didcot | FRV TH Powertek Limited | Chiltern Connection Node D 400kV |  | 0 | 200 | 200 | 2037-10-31 | Scoping | Direct Connection | NGET | Energy Storage System | a0l8e000000TPSDAA4 | PRO-003426
TH Knaresborough | FRV TH Powertek Limited | Leeds North Connection Node A 400kV Substation |  | 0 | 200 | 200 | 2036-10-30 | Scoping | Direct Connection | NGET | Energy Storage System | a0l8e000001HpdtAAC | PRO-004131
TH Maes Melin | FRV TH Powertek Limited | South Wales West Connection Node A 400kV Substation |  | 0 | 200 | 200 | 2037-10-31 | Scoping | Direct Connection | NGET | Energy Storage System | a0l8e000000TPS8AAO | PRO-003424
TH Ninfield | FRV TH Powertek Limited | Ninfield GSP |  | 0 | 200 | 200 | 2037-10-31 | Scoping | Direct Connection | NGET | Energy Storage System | a0l8e000001HpCfAAK | PRO-004111
TH Renfrewshire | FRV TH Powertek Limited | TH Renfrwshire 275kV Substation |  | 0 | 250 | 250 | 2033-10-31 | Scoping | Direct Connection | SPT | Energy Storage System | a0l8e000001HrCAAA0 | PRO-004188
TH Stocking Pelham | FRV TH Powertek Limited | West Anglia Connection Node E 400kV Substation |  | 0 | 400 | 400 | 2034-10-31 | Scoping | Direct Connection | NGET | Energy Storage System | a0l8e0000010wiVAAQ | PRO-002791
TH Stow Manor | FRV TH Powertek Limited | Trent Valley South Connection Node B 400kV Substation. |  | 0 | 400 | 400 | 2034-10-30 | Awaiting Consents | Direct Connection | NGET | Energy Storage System | a0l8e0000010xfQAAQ | PRO-003077
TH West Weybridge | FRV TH Powertek Limited | London West Connection Node B 400kV Substation |  | 0 | 200 | 200 | 2037-10-31 | Scoping | Direct Connection | NGET | Energy Storage System | a0l8e0000011ycrAAA | PRO-003531
Thainstone Energy Park | AGILE ENERGY RECOVERY (INVERURIE) LIMITED | Kintore GSP |  | 0 | 40 | 40 | 2023-07-31 | Consents Approved | Embedded | SHET | Waste | a0l4L0000005iU0QAI | PRO-001493
Thanet Offshore Wind Farm | THANET OFFSHORE WIND LIMITED | Thanet 33/132kV Offshore Substation |  | 300 | 0 | 300 |  | Built | Direct Connection | OFTO | Wind Offshore | a0l4L0000005iqBQAQ | PRO-000212
THE CLEAN FUTURE | THE CLEAN FUTURE RENEWABLES LIMITED | Killingholme 400kV Substation |  | 0 | 500 | 500 | 2033-05-31 | Scoping | Direct Connection | NGET | Energy Storage System;PV Array (Photo Voltaic/solar) | a0l4L0000005iaFQAQ | PRO-002019
The Droves (formerly Swaffham PV & BESS) | IGP INTERNATIONAL PROSPECTING LIMITED | Swaffham 400KV Substation |  | 0 | 500 | 500 | 2033-10-30 | Scoping | Direct Connection | NGET | Energy Storage System;PV Array (Photo Voltaic/solar) | a0l8e000000eyK3AAI | PRO-003754
Thetford | EPR THETFORD LIMITED | Bramford 400kV Substation |  | 41 | 0 | 41 |  | Built | Embedded | NGET | Biomass | a0l4L0000005iVpQAI | PRO-000237
Thormanby Solar PV & BESS | BAYWA R.E. UK LIMITED | Thormanby 400kV Substation |  | 0 | 350 | 350 | 2033-10-28 | Awaiting Consents | Direct Connection | NGET | Energy Storage System;PV Array (Photo Voltaic/solar) | a0l4L0000005iuyQAA | PRO-002123
Thorney Edge | ARL Energy Development Limited | Cellarhead 400kV Substation |  | 0 | 300 | 300 | 2037-11-30 | Scoping | Direct Connection | NGET | Energy Storage System | a0l4L0000005iu3QAA | PRO-002327
Thornton | IGP SOLAR 19 LIMITED | Thornton 400kV Substation |  | 0 | 500 | 500 | 2031-10-31 | Scoping | Direct Connection | NGET | Energy Storage System;PV Array (Photo Voltaic/solar) | a0l4L0000005iOrQAI | PRO-001647
Thornton BESS | REWE 9 LIMITED | Thornton 400kV Substation |  | 0 | 200 | 200 | 2035-10-30 | Scoping | Direct Connection | NGET | Energy Storage System | a0l8e000000ewjRAAQ | PRO-003684
Thornton Facility | BALWEN LIMITED | Thornton 400kV Substation | 1 | 0 | 99.98 | 99.98 | 2024-10-25 | Under Construction/Commissioning | Direct Connection | NGET | Energy Storage System;PV Array (Photo Voltaic/solar) | a0l4L0000005iebQAA | PRO-001484-1
Thornton Facility | BALWEN LIMITED | Thornton 400kV Substation | 2 | 0 | 99.98 | 199.96 | 2026-10-23 | Consents Approved | Direct Connection | NGET | Energy Storage System;PV Array (Photo Voltaic/solar) | a0l4L0000005iebQAA | PRO-001484-2
Thornton Facility | BALWEN LIMITED | Thornton 400kV Substation | 3 | 0 | 200 | 399.96 | 2028-10-27 | Consents Approved | Direct Connection | NGET | Energy Storage System;PV Array (Photo Voltaic/solar) | a0l4L0000005iebQAA | PRO-001484-3
Thornton Facility | BALWEN LIMITED | Thornton 400kV Substation | 4 | 0 | 530.03 | 929.99 | 2031-11-28 | Consents Approved | Direct Connection | NGET | Energy Storage System;PV Array (Photo Voltaic/solar) | a0l4L0000005iebQAA | PRO-001484-4
Thornton PV & BESS Sub | O&G Solar (SPV 57) Limited | Thornton B 400kV Substation |  | 0 | 249.9 | 249.9 | 2035-10-26 | Scoping | Direct Connection | NGET | Energy Storage System;PV Array (Photo Voltaic/solar) | a0l8e000001HpemAAC | PRO-004141
Thorpe Marsh 1 (Tertiary) | ENSO GREEN HOLDINGS LIMITED | Thorpe Marsh 400kV Substation | 1 | 0 | 49.9 | 49.9 | 2024-10-31 | Scoping | Direct Connection | NGET | Energy Storage System;PV Array (Photo Voltaic/solar) | a0l4L0000005inyQAA | PRO-000470-1
Thorpe Marsh 1 (Tertiary) | ENSO GREEN HOLDINGS LIMITED | Thorpe Marsh 400kV Substation | 2 | 0 | 7.1 | 57 | 2026-10-31 | Scoping | Direct Connection | NGET | Energy Storage System;PV Array (Photo Voltaic/solar) | a0l4L0000005inyQAA | PRO-000470-2
Thorpe Marsh Energy Park | Thorpe Marsh Green Energy Hub Limited | Thorpe Marsh 400kV Substation |  | 0 | 1400 | 1400 | 2026-10-30 | Scoping | Direct Connection | NGET | Energy Storage System | a0l4L0000005iNOQAY | PRO-001620
Thorpe Marsh Green Energy Centre | INNOVA RENEWABLES LIMITED | Thorpe Marsh 400kV Substation | 1 | 0 | 400 | 400 | 2030-10-30 | Awaiting Consents | Direct Connection | NGET | Energy Storage System;PV Array (Photo Voltaic/solar) | a0l4L0000005igNQAQ | PRO-001724-1
Thorpe Marsh Green Energy Centre | INNOVA RENEWABLES LIMITED | Thorpe Marsh 400kV Substation | 2 | 0 | 625 | 1025 | 2032-08-31 | Awaiting Consents | Direct Connection | NGET | Energy Storage System;PV Array (Photo Voltaic/solar) | a0l4L0000005igNQAQ | PRO-001724-2
Thurcroft BESS | HARMONY ENERGY LIMITED | Thurcroft GSP |  | 0 | 99.9 | 99.9 | 2031-10-31 | Scoping | Direct Connection | NGET | Energy Storage System | a0l4L0000005iwjQAA | PRO-002313
Thurrock Power Station | THURROCK FLEXIBLE GENERATION LIMITED | Tilbury 275kV Substation |  | 0 | 750 | 750 | 2024-11-28 | Scoping | Direct Connection | NGET | Energy Storage System;Gas Reciprocating | a0l4L0000005ivpQAA | PRO-000494
Thurso South BESS | WP Grid Storage 3 Limited | Thurso South 275kV Substation’ |  | 0 | 100 | 100 | 2030-10-31 | Scoping | Direct Connection | SHET | Energy Storage System | a0l8e000000ewOOAAY | PRO-003655
Thurso South Synchronous Compensation | THURSO GRID SERVICES LIMITED | Thurso GSP |  | 0 | 0 | 0 | 2023-10-31 | Consents Approved | Direct Connection | SHET | Reactive Compensation | a0l4L0000005iapQAA | PRO-001415
Tilbury | TILBURY GREEN POWER LIMITED | Tilbury 132kV Substation |  | 43 | 0 | 43 |  | Built | Embedded | NGET | Biomass | a0l4L0000005iVqQAI | PRO-000238
Tillbridge Solar | TILLBRIDGE SOLAR LIMITED | Cottam 400kV Substation |  | 0 | 500 | 500 | 2028-08-27 | Scoping | Direct Connection | NGET | Energy Storage System;PV Array (Photo Voltaic/solar) | a0l4L0000005ifWQAQ | PRO-001126
Tinnisburn Wind Farm | BAYWA R.E. UK LIMITED | Gretna Green 132 kV Substation |  | 0 | 70 | 70 | 2031-10-30 | Scoping | Direct Connection | SPT | Energy Storage System;Wind Onshore | a0l8e000000f7BUAAY | PRO-003997
Toddleburn Wind Farm | SSE TODDLEBURN LIMITED | Toddleburn 33kV |  | 27.6 | 0 | 27.6 |  | Built | Direct Connection | SPT | Wind Onshore | a0l4L0000005ipVQAQ | PRO-000185
Tolkien Solar Farm | Tolkien Solar Farm Limited | Tolkien Farm 132kV Substation |  | 0 | 200 | 200 | 2033-10-31 | Scoping | Direct Connection | SHET | Energy Storage System;PV Array (Photo Voltaic/solar) | a0l4L0000005ikfQAA | PRO-002294
Tollgate 49.5MW BESS | Tollgate Energy Storage Limited | Hatfield 33kV Substation |  | 0 | 49.5 | 49.5 | 2023-01-31 | Consents Approved | Embedded | NGET | Energy Storage System | a0l4L0000005iM3QAI | PRO-002372
Tomchrasky Wind Farm | E Power Limited | Tomchrasky Wind Farm 132kV Substation |  | 0 | 74.4 | 74.4 | 2029-10-31 | Scoping | Direct Connection | SHET | Wind Onshore | a0l4L0000005ixoQAA | PRO-002270
Torfichen Energy Park | Renewable Energy Systems Limited | Torfichen Energy Park 132kV Substation |  | 0 | 150 | 150 | 2030-10-31 | Scoping | Direct Connection | SPT | Energy Storage System;Wind Onshore | a0l8e0000010wRIAAY | PRO-002598
Tormsdale Windfarm | ASUK HOLDCO 1 LIMITED | Mybster 3 132/33kV Substation |  | 0 | 70 | 70 | 2027-06-30 | Scoping | Direct Connection | SHET | Wind Onshore | a0l4L0000005iRQQAY | PRO-001904
Torness | EDF ENERGY NUCLEAR GENERATION LIMITED | Torness 400/132kV |  | 1250 | 0 | 1250 |  | Built | Direct Connection | SPT | Nuclear | a0l4L0000005ioRQAQ | PRO-000146
Torr Achilty (part of the Conon Cascade) | SSE GENERATION LIMITED | Torr Achilty (Conan Cascade Hydro Scheme) |  | 15 | 0 | 15 |  | Built | Embedded | SHET | Hydro | a0l4L0000005iVcQAI | PRO-000186
Torridge Offshore Wind Farm | UK MAINSTREAM RENEWABLE POWER LIMITED | Alverdiscott 400kV Substation |  | 0 | 1500 | 1500 | 2031-10-31 | Scoping | Direct Connection | NGET | Wind Offshore | a0l4L0000005iy6QAA | PRO-001917
Touch Energy Park | Naturalis Energy Developments Ltd | Stirling 132/33kV |  | 0 | 60 | 60 | 2026-09-30 | Scoping | Embedded | SPT | Energy Storage System;Wind Onshore | a0l4L0000005iWXQAY | PRO-001816
Trafalgar Park | VIRIDIS 178 LIMITED | Willington 132kV Substation |  | 14 | 0 | 14 |  | Built | Embedded | NGET | Thermal | a0l4L0000005izfQAA | PRO-000242
Trafford Power | WAINSTONES ENERGY LIMITED | Carrington 400KV Substation | 1 | 0 | 1040 | 1040 | 2025-10-30 | Consents Approved | Direct Connection | NGET | CCGT (Combined Cycle Gas Turbine) | a0l4L0000005iziQAA | PRO-000276-1
Trafford Power | WAINSTONES ENERGY LIMITED | Carrington 400KV Substation | 2 | 0 | 1040 | 2080 | 2036-10-30 | Scoping | Direct Connection | NGET | CCGT (Combined Cycle Gas Turbine) | a0l4L0000005iziQAA | PRO-000276-2
Tralorg Wind Farm | TRALORG WIND FARM LIMITED | Tralorg 33kV |  | 20 | 0 | 20 |  | Built | Direct Connection | SPT | Wind Onshore | a0l4L0000005itAQAQ | PRO-000357
Trawsfynydd B Cwmni Egino | Cwmni Egino | Trawsfynydd 275kV Substation |  | 0 | 940 | 940 | 2037-11-01 | Scoping | Direct Connection | NGET | Nuclear | a0l8e0000012gZAAAY | PRO-004421
Triton Knoll Offshore Wind Farm | TRITON KNOLL OFFSHORE WIND FARM LIMITED | Triton Knoll Offshore Substation |  | 824 | 0 | 824 |  | Built | Direct Connection | NGET | Wind Offshore | a0l4L0000005ipZQAQ | PRO-000193
Troston Wind Farm | TROSTON WINDFARM LIMITED | Troston Wind Farm 132kV Substation |  | 0 | 68 | 68 | 2027-10-31 | Awaiting Consents | Direct Connection | SPT | Wind Onshore | a0l4L0000005iffQAA | PRO-001115
Tulliallan BESS | IGP ENERGY STORAGE 6 LIMITED | Kincardine 275kV |  | 0 | 500 | 500 | 2031-10-31 | Scoping | Direct Connection | SPT | Energy Storage System | a0l8e00000120IhAAI | PRO-003619
Tullo Wind Farm | TULLO WIND FARM LIMITED | Bridge of Dun GSP |  | 17 | 0 | 17 |  | Built | Embedded | SHET | Wind Onshore | a0l4L0000005iVvQAI | PRO-000252
Tullymurdoch Wind Farm | TULLYMURDOCH LIMITED | Coupar Angus GSP |  | 17.5 | 0 | 17.5 |  | Built | Embedded | SHET | Wind Onshore | a0l4L0000005iWLQAY | PRO-000313
Tween Bridge Solar Park | RWE RENEWABLES UK ONSHORE WIND LIMITED | Tween Bridge 400kV | 1 | 0 | 340 | 340 | 2029-10-31 | Scoping | Direct Connection | NGET | Energy Storage System;PV Array (Photo Voltaic/solar) | a0l4L0000005iZUQAY | PRO-001990-1
Tween Bridge Solar Park | RWE RENEWABLES UK ONSHORE WIND LIMITED | Tween Bridge 400kV | 2 | 0 | 250 | 590 | 2032-11-30 | Scoping | Direct Connection | NGET | Energy Storage System;PV Array (Photo Voltaic/solar) | a0l4L0000005iZUQAY | PRO-001990-2
Twentyshilling Wind Farm | TWENTYSHILLING LIMITED | Glenglass 132/33kV |  | 37.8 | 0 | 37.8 |  | Built | Direct Connection | SPT | Wind Onshore | a0l4L0000005iZ7QAI | PRO-001365
Twinshiels (Tullo 2) Wind Farm | TWINSHIELS WIND FARM LTD | Fiddes GSP |  | 25 | 0 | 25 |  | Built | Embedded | SHET | Wind Onshore | a0l4L0000005iQqQAI | PRO-000895
Twyn Hywel Cillfynydd | Twyn Hywel Energy Park Ltd | Cilfynydd 400kV Substation |  | 0 | 160 | 160 | 2026-03-31 | Scoping | Direct Connection | NGET | Wind Onshore | a0l4L0000005izFQAQ | PRO-001497
Tyler Hill Ansty | FRV Tyler Hill BESS 1 Ltd | Warwickshire Connection Node D 132kV Substation |  | 0 | 200 | 200 | 2037-10-30 | Scoping | Embedded | NGET | Energy Storage System | a0l8e0000012i3xAAA | PRO-004603
Tyler Hill Bicker Fen | FRV TH Powertek Limited | Bicker Fen 400kV Substation |  | 0 | 400 | 400 | 2035-05-30 | Scoping | Direct Connection | NGET | Energy Storage System | a0l8e0000012gcNAAQ | PRO-004443
Tyler Hill Iver | FRV TH Powertek Limited | London West Connection Node A 400kV Substation |  | 0 | 199.92 | 199.92 | 2038-10-31 | Awaiting Consents | Direct Connection | NGET | Energy Storage System | a0l8e000001HpeDAAS | PRO-004134
Upper Beoch Windfarm | BROCKWELL ENERGY LIMITED | New Cumnock 275/132kV Substation |  | 0 | 80 | 80 | 2033-10-31 | Scoping | Direct Connection | SPT | Wind Onshore | a0l8e000001HoGMAA0 | PRO-004068
Uskmouth | USKMOUTH ENERGY STORAGE LIMITED | Uskmouth 132kV Substation | 1 | 0 | 230 | 230 | 2024-06-30 | Under Construction/Commissioning | Direct Connection | NGET | Energy Storage System | a0l4L0000005izuQAA | PRO-000220-1
Uskmouth | USKMOUTH ENERGY STORAGE LIMITED | Uskmouth 132kV Substation | 2 | 0 | 119.9 | 349.9 | 2038-10-30 | Scoping | Direct Connection | NGET | Energy Storage System | a0l4L0000005izuQAA | PRO-000220-2
Uskmouth - New Connection | AW1 ENERGY STORAGE LIMITED | Uskmouth 275kV Substation |  | 0 | 120 | 120 | 2026-10-31 | Scoping | Direct Connection | NGET | Energy Storage System | a0l4L0000005iytQAA | PRO-001357
Valorous Offshore Wind Farm | BLUE GEM WIND LIMITED | Pembroke 400kV Substation |  | 0 | 300 | 300 | 2031-10-31 | Scoping | Direct Connection | NGET | Wind Offshore | a0l4L0000005iZlQAI | PRO-001383
Vanguard | NORFOLK VANGUARD WEST LIMITED | Necton 400kV Substation |  | 0 | 1320 | 1320 | 2025-12-01 | Consents Approved | Direct Connection | NGET | Wind Offshore | a0l4L0000005izXQAQ | PRO-000459
Vanguard East | Norfolk Vanguard East Ltd | Necton 400kV Substation | 1 | 0 | 400 | 400 | 2028-04-01 | Scoping | Direct Connection | NGET | Wind Offshore | a0l4L0000005izdQAA | PRO-000580-1
Vanguard East | Norfolk Vanguard East Ltd | Necton 400kV Substation | 2 | 0 | 920 | 1320 | 2028-12-31 | Scoping | Direct Connection | NGET | Wind Offshore | a0l4L0000005izdQAA | PRO-000580-2
Viking Wind Farm | VIKING ENERGY WIND FARM LLP | Kergord GSP |  | 0 | 443 | 443 | 2024-07-01 | Consents Approved | Direct Connection | SHET | Wind Onshore | a0l4L0000005isvQAA | PRO-000338
Vox Charlie | Vox Charlie Ltd | Amersham GSP (EPN) |  | 0 | 125.28 | 125.28 | 2037-10-31 | Scoping | Embedded | NGET | Energy Storage System | a0l8e0000010wOYAAY | PRO-002573
VPI Immingham B OCGT | VPI IMMINGHAM B LIMITED | Humber Refinery 400kV Substation |  | 0 | 299 | 299 | 2026-01-16 | Scoping | Direct Connection | NGET | Gas Reciprocating | a0l4L0000005iPcQAI | PRO-000854
Wakeleys BESS | EPL NEWCO6 LIMITED | Wakeleys 400kV |  | 0 | 480 | 480 | 2033-10-30 | Scoping | Direct Connection | NGET | Energy Storage System;PV Array (Photo Voltaic/solar) | a0l8e000000f5BxAAI | PRO-003921
Walham 700MW BESS | GPC 1154 Ltd | Walham 400kV Substation |  | 0 | 700 | 700 | 2038-10-31 | Scoping | Direct Connection | NGET | Energy Storage System | a0l4L000002yQZZQA2 | PRO-002551
Walham PV & BESS Sub | GLOUCESTER ENERGY PARK LIMITED | Walham 400kV Substation |  | 0 | 249 | 249 | 2033-11-17 | Scoping | Direct Connection | NGET | Energy Storage System;PV Array (Photo Voltaic/solar) | a0l4L0000005j8WQAQ | PRO-002522
Walney 3 Offshore Wind Farm | WALNEY EXTENSION LIMITED | Walney 3 Offshore Substation |  | 330 | 0 | 330 |  | Built | Direct Connection | NGET | Wind Offshore | a0l4L0000005iqlQAA | PRO-000239
Walney 4 Offshore Wind Farm | WALNEY EXTENSION LIMITED | Walney 4 Offshore Substation |  | 330 | 0 | 330 |  | Built | Direct Connection | NGET | Wind Offshore | a0l4L0000005iqmQAA | PRO-000240
Walney I Offshore Wind Farm | WALNEY (UK) OFFSHORE WINDFARMS LIMITED | Walney 1 33/132kV Offshore Substation |  | 182 | 0 | 182 |  | Built | Direct Connection | OFTO | Wind Offshore | a0l4L0000005iqGQAQ | PRO-000221
Walney II Offshore Wind Farm | WALNEY (UK) OFFSHORE WINDFARMS LIMITED | Walney 2 33/132kV Substation |  | 182 | 0 | 182 |  | Built | Direct Connection | OFTO | Wind Offshore | a0l4L0000005iqHQAQ | PRO-000222
Walpole | HOLLYGREEN ENERGYFARM LIMITED | Walpole 400kV Substation |  | 49.9 | 0 | 49.9 |  | Built | Direct Connection | NGET | Energy Storage System | a0l4L0000005ifgQAA | PRO-001114
Walpole 1 (Tertiary) | WALPOLE GREEN LIMITED | Walpole 400kV Substation |  | 0 | 57 | 57 | 2025-07-15 | Scoping | Direct Connection | NGET | Energy Storage System;PV Array (Photo Voltaic/solar) | a0l4L0000005ipkQAA | PRO-000556
Walpole 2 (tertiary) | ENSO GREEN HOLDINGS R LIMITED | Walpole 400kV Substation |  | 0 | 100 | 100 | 2027-10-31 | Scoping | Direct Connection | NGET | Energy Storage System;PV Array (Photo Voltaic/solar) | a0l4L0000005ioVQAQ | PRO-000505
Walpole Flexible Generation | FLEXIBLE GENERATION 1 LTD | Walpole 400kV Substation |  | 0 | 2000 | 2000 | 2033-06-30 | Scoping | Direct Connection | NGET | CCGT (Combined Cycle Gas Turbine);Energy Storage System | a0l4L0000005ikmQAA | PRO-002440
Walpole Grid Services Facility | Conrad (Walpole) Limited | Walpole 400kV Substation |  | 0 | 0 | 0 | 2025-05-30 | Consents Approved | Direct Connection | NGET | Reactive Compensation | a0l8e000000exSnAAI | PRO-003728
Walsoken Battery | Walsoken Limited | North Anglia Connection Node D 132kV Substation |  | 0 | 200 | 200 | 2034-10-31 | Scoping | Embedded | NGET | Energy Storage System | a0l8e0000010wZdAAI | PRO-002690
Waltham Cross BESS | ENSO GREEN HOLDINGS LIMITED | Waltham Cross 400kV Substation |  | 0 | 57 | 57 | 2028-09-29 | Scoping | Direct Connection | NGET | Energy Storage System;PV Array (Photo Voltaic/solar) | a0l4L0000005icCQAQ | PRO-002070
Waltham Cross BESS | SHAW-ENERGI LTD | Waltham Cross 400kV Substation |  | 0 | 300 | 300 | 2033-10-31 | Scoping | Direct Connection | NGET | Energy Storage System | a0l8e000000ewXcAAI | PRO-003665
Waltham Cross Farm | Waltham Cross 2 Renewables Limited | Waltham Cross 400kV Substation |  | 0 | 200 | 200 | 2033-04-04 | Scoping | Direct Connection | NGET | Energy Storage System;PV Array (Photo Voltaic/solar) | a0l8e0000010wZHAAY | PRO-002687
Waltham Cross Farm 2 | Waltham Cross 7 Renewables Limited | Waltham Cross B 400kV Substation |  | 0 | 700 | 700 | 2033-04-04 | Scoping | Direct Connection | NGET | Energy Storage System;PV Array (Photo Voltaic/solar) | a0l8e0000010wedAAA | PRO-002748
Waltham Cross PV & BESS Sub | EPPING ENERGY PARK LIMITED | Waltham Cross B 400kV Substation |  | 0 | 249.9 | 249.9 | 2032-10-31 | Scoping | Direct Connection | NGET | Energy Storage System;PV Array (Photo Voltaic/solar) | a0lJ9000000PERuIAO | PRO-005801
Warley | WARLEY BATTERY STORAGE | Warley 275kV Substation |  | 0 | 57 | 57 | 2027-08-31 | Consents Approved | Direct Connection | NGET | Energy Storage System | a0l4L0000005ifhQAA | PRO-001113
Warley (tertiary) | WARLEY GREEN LIMITED | Warley 275kV Substation | 1 | 0 | 49.9 | 49.9 | 2023-07-31 | Scoping | Direct Connection | NGET | Energy Storage System;PV Array (Photo Voltaic/solar) | a0l4L0000005iplQAA | PRO-000555-1
Warley (tertiary) | WARLEY GREEN LIMITED | Warley 275kV Substation | 2 | 0 | 7.1 | 57 | 2024-06-28 | Scoping | Direct Connection | NGET | Energy Storage System;PV Array (Photo Voltaic/solar) | a0l4L0000005iplQAA | PRO-000555-2
Warley 2 | CSE26 LIMITED | Warley 275kV Substation | 1 | 0 | 150 | 150 | 2029-10-31 | Scoping | Direct Connection | NGET | Energy Storage System | a0l4L0000005iPFQAY | PRO-001848-1
Warley 2 | CSE26 LIMITED | Warley 275kV Substation | 2 | 0 | 50 | 200 | 2033-10-31 | Scoping | Direct Connection | NGET | Energy Storage System | a0l4L0000005iPFQAY | PRO-001848-2
Warley Battery Energy Storage | ABBEY PROPERTIES CAMBRIDGESHIRE LIMITED | Warley 275kV Substation |  | 0 | 200 | 200 | 2029-10-31 | Scoping | Direct Connection | NGET | Energy Storage System | a0l4L0000005iwpQAA | PRO-002321
Warley PV & BESS | O&G Solar (SPV 36) Limited | Warley 275kV Substation |  | 0 | 249.9 | 249.9 | 2031-10-31 | Scoping | Direct Connection | NGET | Energy Storage System | a0l4L000002yQWQQA2 | PRO-002537
Watchman Energy Park | RENEWCO POWER LIMITED | Watchman 132kV Substation |  | 0 | 249.9 | 249.9 | 2036-10-31 | Scoping | Direct Connection | SPT | Energy Storage System;PV Array (Photo Voltaic/solar);Wind Onshore | a0l8e000001HxRXAA0 | PRO-004258
Water Lane | VIRIDIS 178 LIMITED | Exeter GSP |  | 20.88 | 0 | 20.88 |  | Built | Embedded | NGET | CHP (Combined Heat and Power) | a0l4L0000005iVrQAI | PRO-000241
Water Orton | VOLTWISE POWER HOLDINGS LIMITED | Warwickshire Connection Node F 132kV Substation |  | 0 | 150 | 150 | 2037-10-30 | Scoping | Embedded | NGET | Energy Storage System | a0l8e0000012hwWAAQ | PRO-004564
Waternish Wind Farm Substaion | WIND DEVELOPMENT HOLDINGS LIMITED | Waternish Wind Farm 12KV Substation |  | 0 | 81.6 | 81.6 | 2034-04-30 | Scoping | Direct Connection | SHET | Wind Onshore | a0l4L0000005ikeQAA | PRO-002295
Watten Wind Farm | EDF ENERGY RENEWABLES LIMITED | Mybster 3 GSP |  | 0 | 52.8 | 52.8 | 2028-06-30 | Scoping | Direct Connection | SHET | Wind Onshore | a0l4L0000005iYGQAY | PRO-001928
Weaver BESS | EXACT POWER LTD | Frodsham 400kV Substation |  | 0 | 240 | 240 | 2037-11-01 | Scoping | Direct Connection | NGET | Energy Storage System | a0l8e0000010wOPAAY | PRO-002571
Weaver Island 150MW BESS | Bluestone Energy Ltd | Elton (Merseyside 132kV Substation) |  | 0 | 150 | 150 | 2037-10-30 | Scoping | Embedded | NGET | Energy Storage System | a0l8e0000010wbeAAA | PRO-002714
Weirs Drove | EAST ANGLIA GRID STORAGE ONE LIMITED | Burwell Main 400kV Substation | 1 | 49.9 | 0 | 49.9 |  | Built | Embedded | NGET | Energy Storage System | a0l4L0000005iXkQAI | PRO-001655-1
Weirs Drove | EAST ANGLIA GRID STORAGE ONE LIMITED | Burwell Main 400kV Substation | 2 | 0 | 30 | 79.9 | 2028-10-31 | Scoping | Embedded | NGET | Energy Storage System | a0l4L0000005iXkQAI | PRO-001655-2
WELBAR ENERGY STORAGE | WELBAR ENERGY STORAGE LIMITED | Hams Hall 400kV Substation | 1 | 0 | 349.9 | 349.9 | 2026-10-30 | Consents Approved | Direct Connection | NGET | Energy Storage System | a0l4L0000005ieyQAA | PRO-001735-1
WELBAR ENERGY STORAGE | WELBAR ENERGY STORAGE LIMITED | Hams Hall 400kV Substation | 2 | 0 | 50 | 399.9 | 2032-10-31 | Consents Approved | Direct Connection | NGET | Energy Storage System | a0l4L0000005ieyQAA | PRO-001735-2
Well Street Paisley | Gas Generation Property Limited | Elderslie 132/33kV |  | 0 | 49.9 | 49.9 | 2025-05-06 | Scoping | Embedded | SPT | Energy Storage System | a0l4L0000005iWqQAI | PRO-002265
West Andershaw Wind Farm | WEST ANDERSHAW WIND FARM LIMITED | West Andershaw 132kV Substation |  | 0 | 85.8 | 85.8 | 2030-04-30 | Scoping | Direct Connection | SPT | Wind Onshore | a0l8e0000010wPRAAY | PRO-002584
West Botley High Impact Green Energy Hub | TELIS ENERGY UK LIMITED | Botley West 400kV Substation |  | 0 | 100 | 100 | 2037-10-31 | Scoping | Direct Connection | NGET | Demand;Energy Storage System;Nuclear;PV Array (Photo Voltaic/solar);Wind Onshore | a0l8e0000012gbjAAA | PRO-004435
West Burton | ENSO GREEN HOLDINGS A LIMITED | West Burton 132kV Substation |  | 0 | 120 | 120 | 2027-06-30 | Scoping | Direct Connection | NGET | Energy Storage System;PV Array (Photo Voltaic/solar) | a0l4L0000005iYCQAY | PRO-001323
West Burton B | WEST BURTON B LIMITED | West Burton 400kV Substation | 1 | 1333 | 500 | 1833 | 2027-10-30 | Built | Direct Connection | NGET | CCGT (Combined Cycle Gas Turbine);Energy Storage System | a0l4L0000005ilIQAQ | PRO-000369-1
West Burton B | WEST BURTON B LIMITED | West Burton 400kV Substation | 2 | 0 | 48 | 1881 | 2034-10-30 | Built | Direct Connection | NGET | CCGT (Combined Cycle Gas Turbine);Energy Storage System | a0l4L0000005ilIQAQ | PRO-000369-2
West Burton Solar Project | WEST BURTON SOLAR PROJECT LIMITED | West Burton 400kV Substation |  | 0 | 480 | 480 | 2028-11-30 | Scoping | Direct Connection | NGET | Energy Storage System;PV Array (Photo Voltaic/solar) | a0l4L0000005ipfQAA | PRO-000561
West Grimsby Farm | ELGIN ENERGY ES CO LIMITED | Grimsby West GSP |  | 0 | 150 | 150 | 2035-10-31 | Awaiting Consents | Embedded | NGET | PV Array (Photo Voltaic/solar) | a0l8e0000012gbeAAA | PRO-004434
West Haddon | SSE DE SOLAR HOLDCO LIMITED | West Haddon 400kV Substation |  | 0 | 600 | 600 | 2039-10-01 | Scoping | Direct Connection | NGET | Energy Storage System;PV Array (Photo Voltaic/solar) | a0l8e000000f41EAAQ | PRO-003820
West Haddon | West Haddon 10 Renewables Limited | Derbyshire Connection Node A 400kV Substation |  | 0 | 1000 | 1000 | 2037-10-30 | Scoping | Direct Connection | NGET | Demand;PV Array (Photo Voltaic/solar) | a0l8e000000TPRUAA4 | PRO-003417
West Melton PV & BESS Station | IB VOGT UK LTD | Leeds North Connection Node C 400kV Substation |  | 0 | 200 | 200 | 2033-10-31 | Scoping | Direct Connection | NGET | Energy Storage System;PV Array (Photo Voltaic/solar) | a0l8e000001HoBfAAK | PRO-004061
West of Duddon Sands Offshore Wind Farm | MORECAMBE WIND LIMITED | West of Duddon Sands 34/155kV Offshore Substation |  | 382 | 0 | 382 |  | Built | Direct Connection | OFTO | Wind Offshore | a0l4L0000005iq9QAA | PRO-000210
West Oxfordshire Energy Park | LOW CARBON SOLAR PARK 43 LIMITED | Lechlade GSP |  | 0 | 500 | 500 | 2037-10-31 | Scoping | Direct Connection | NGET | Energy Storage System;PV Array (Photo Voltaic/solar) | a0l8e000001Hxm2AAC | PRO-004296
West Saval Battery Storage | West Saval Battery Storage Ltd | West Saval Substation 132 kV |  | 0 | 200 | 200 | 2030-10-31 | Scoping | Direct Connection | SHET | Demand;Energy Storage System | a0l8e0000011yC5AAI | PRO-003510
West Torrisdale | ESB ASSET DEVELOPMENT UK LIMITED | Carradale 1 GSP |  | 0 | 50 | 50 | 2027-04-30 | Scoping | Embedded | SHET | Wind Onshore | a0l4L0000005iT2QAI | PRO-000944
West Weybridge | EL (WEST WEYBRIDGE) LIMITED | West Weybridge 275kV Substation |  | 0 | 57 | 57 | 2027-10-31 | Consents Approved | Direct Connection | NGET | Energy Storage System | a0l8e000001Hy5YAAS | PRO-004324
West Weybridge | West Weybridge 10 Renewables Limited | London West Connection Node B 400kV Substation |  | 0 | 1000 | 1000 | 2038-10-31 | Scoping | Direct Connection | NGET | Energy Storage System;PV Array (Photo Voltaic/solar) | a0l8e000000TPQwAAO | PRO-003410
West Weybridge (Tertiary) | ENSO GREEN HOLDINGS LIMITED | West Weybridge 275kV Substation | 1 | 0 | 49.9 | 49.9 | 2025-10-31 | Scoping | Direct Connection | NGET | Energy Storage System;PV Array (Photo Voltaic/solar) | a0l4L0000005ipoQAA | PRO-000552-1
West Weybridge (Tertiary) | ENSO GREEN HOLDINGS LIMITED | West Weybridge 275kV Substation | 2 | 0 | 7.1 | 57 | 2027-10-31 | Scoping | Direct Connection | NGET | Energy Storage System;PV Array (Photo Voltaic/solar) | a0l4L0000005ipoQAA | PRO-000552-2
Westermost Rough Offshore Wind Farm | WESTERMOST ROUGH LIMITED | Westermost Rough Offshore Substation |  | 206.5 | 0 | 206.5 |  | Built | Direct Connection | OFTO | Wind Offshore | a0l4L0000005iqIQAQ | PRO-000223
Westerton Lane BESS | Apatura Battery Ltd | Busby 275kV |  | 0 | 150 | 150 | 2029-09-17 | Scoping | Direct Connection | SPT | Energy Storage System | a0l8e000000TPLzAAO | PRO-003267
Westfield BESS | BROCKWELL ENERGY LIMITED | Westfield 275/132kV |  | 0 | 350 | 350 | 2031-10-31 | Scoping | Direct Connection | SPT | Energy Storage System | a0l8e000001HrdGAAS | PRO-004210
Wether Hill | SCOTTISHPOWER RENEWABLES (UK) LIMITED | Wether Hill 132/33KV Substation |  | 0 | 66 | 66 | 2031-09-29 | Scoping | Direct Connection | SPT | Wind Onshore | a0l4L0000005ig2QAA | PRO-001527
White Cairns BESS | CBS ENERGY STORAGE ASSETS UK LIMITED | Peterhead 275kV |  | 0 | 400 | 400 | 2033-10-31 | Scoping | Direct Connection | SHET | Energy Storage System | a0l8e000001HrmFAAS | PRO-004219
Whitecraig BESS | Apatura Battery Ltd | Dalkeith 400kV Substation |  | 0 | 200 | 200 | 2031-06-30 | Scoping | Direct Connection | SPT | Energy Storage System | a0l8e000000TPKwAAO | PRO-003265
Whitegate Tertiary Connection | HD144WHI LTD | Whitegate 275kV Substation |  | 0 | 57 | 57 | 2024-06-30 | Consents Approved | Direct Connection | NGET | Energy Storage System | a0l4L0000005io8QAA | PRO-000512
Whitehill Battery Storage | Whitehill Battery Storage Ltd | Easterhouse 275/33kV |  | 0 | 200 | 200 | 2026-10-31 | Awaiting Consents | Direct Connection | SPT | Energy Storage System | a0l4L0000005idpQAA | PRO-002093
WHITEHILL BESS | GPC 1210 Ltd | Whitehill Bess 275/132kV Substation |  | 0 | 500 | 500 | 2029-10-01 | Scoping | Direct Connection | SPT | Energy Storage System | a0l8e0000012jIBAAY | PRO-004639
Whitehill Estate BESS 60MW | GPC 013 LTD | Drumchapel 275/33kV |  | 0 | 60 | 60 | 2028-10-16 | Scoping | Embedded | SPT | Energy Storage System | a0l8e000000TPRoAAO | PRO-003420
Whitehouse BESS station | IGP INTERNATIONAL PROSPECTING LIMITED | Crossaig 132kV Substation |  | 0 | 249 | 249 | 2034-10-31 | Scoping | Direct Connection | SHET | Demand;Energy Storage System | a0l4L0000005iu6QAA | PRO-002237
Whitelaw Brae BESS | BUK23 Limited | Whitelaw Brae B 33kV Substation |  | 0 | 1 | 1 | 2026-07-31 | Scoping | Direct Connection | SPT | Energy Storage System | a0l8e000000TPIWAA4 | PRO-003247
Whitelaw Brae Windfarm | WHITELAW BRAE WINDFARM LIMITED | Whitelaw Brae 'A' and 'B' 33kV Substations |  | 0 | 57 | 57 | 2026-07-31 | Scoping | Direct Connection | SPT | Wind Onshore | a0l4L0000005isxQAA | PRO-000341
Whitelee | SCOTTISHPOWER RENEWABLES (UK) LIMITED | Whitelee 275/33kV | 1 | 305 | 0 | 305 |  | Built | Direct Connection | SPT | Energy Storage System;Wind Onshore | a0l4L0000005imeQAA | PRO-000067-1
Whitelee | SCOTTISHPOWER RENEWABLES (UK) LIMITED | Whitelee 275/33kV | 2 | 0 | 355 | 660 | 2029-06-15 | Scoping | Direct Connection | SPT | Energy Storage System;Wind Onshore | a0l4L0000005imeQAA | PRO-000067-2
Whitelee Extension | SCOTTISHPOWER RENEWABLES (UK) LIMITED | Whitelee Extension 275/33kV |  | 206 | 32 | 238 | 2023-03-31 | Built | Direct Connection | SPT | Energy Storage System;PV Array (Photo Voltaic/solar);Wind Onshore | a0l4L0000005imfQAA | PRO-000068
Whiteleigh Farm | QAIR RENEWABLES UK LIMITED | Pyworthy 400kV Substation |  | 0 | 300 | 300 | 2036-12-06 | Scoping | Direct Connection | NGET | Energy Storage System;PV Array (Photo Voltaic/solar) | a0l4L0000005iMIQAY | PRO-002385
Whiteminhill Renewable Energy Park | VOLTALIA UK LTD | Mark Hill 275/33kV |  | 0 | 220 | 220 | 2036-10-31 | Scoping | Direct Connection | SPT | Energy Storage System;PV Array (Photo Voltaic/solar);Wind Onshore | a0l8e000000ewwdAAA | PRO-003693
Whiteside Hill Wind Farm | WHITESIDE HILL WINDFARM (SCOTLAND) LIMITED | Glenglass 132/33kV |  | 27 | 0 | 27 |  | Built | Direct Connection | SPT | Wind Onshore | a0l4L0000005irLQAQ | PRO-000267
Whitson | PIVOTED POWER LLP | Whitson 275kV Substation |  | 0 | 49.9 | 49.9 | 2026-10-31 | Scoping | Direct Connection | NGET | Energy Storage System | a0l4L0000005ieFQAQ | PRO-001061
Whitson BESS | FIELD DEVCO LTD | Whitson 275kV Substation |  | 0 | 150 | 150 | 2037-10-30 | Scoping | Direct Connection | NGET | Energy Storage System | a0l8e000000f4iOAAQ | PRO-003862
Whitson BESS NP | NORIKER POWER LTD | South Wales East Node A 275kV Substation |  | 0 | 350 | 350 | 2037-10-31 | Scoping | Direct Connection | NGET | Energy Storage System | a0l8e000000TP6fAAG | PRO-003102
Wick Moor Drove | BSR APPLICATIONS LIMITED | West Country Connection Node D 400kV Substation |  | 0 | 500 | 500 | 2037-10-31 | Scoping | Direct Connection | NGET | Energy Storage System;PV Array (Photo Voltaic/solar);Wind Onshore | a0l8e0000012krQAAQ | PRO-004788
Willington | PIVOTED POWER LLP | Willington East 400kV Substation |  | 0 | 57 | 57 | 2026-06-30 | Scoping | Direct Connection | NGET | Energy Storage System | a0l4L0000005islQAA | PRO-000326
Willington | SSE UTILITY SOLUTIONS LIMITED | Willington 400kV Substation |  | 0 | 600 | 600 | 2029-10-30 | Scoping | Direct Connection | NGET | Energy Storage System;PV Array (Photo Voltaic/solar) | a0l4L0000005iuYQAQ | PRO-002257
Willington BESS Station | IB VOGT UK LTD | Willington 400kV Substation |  | 0 | 240 | 240 | 2033-10-31 | Scoping | Direct Connection | NGET | Energy Storage System | a0l8e000000exSiAAI | PRO-003727
Willington East 1 (Tertiary) | ENSO GREEN HOLDINGS LIMITED | Willington East 400kV Substation | 1 | 0 | 49.9 | 49.9 | 2025-06-30 | Scoping | Direct Connection | NGET | Energy Storage System;PV Array (Photo Voltaic/solar) | a0l4L0000005ippQAA | PRO-000551-1
Willington East 1 (Tertiary) | ENSO GREEN HOLDINGS LIMITED | Willington East 400kV Substation | 2 | 0 | 7.1 | 57 | 2027-06-30 | Scoping | Direct Connection | NGET | Energy Storage System;PV Array (Photo Voltaic/solar) | a0l4L0000005ippQAA | PRO-000551-2
Willington East 2 (Tertiary) | ENSO GREEN HOLDINGS LIMITED | Willington East 400kV Substation | 1 | 0 | 49.9 | 49.9 | 2025-10-31 | Scoping | Direct Connection | NGET | Energy Storage System;PV Array (Photo Voltaic/solar) | a0l4L0000005ipsQAA | PRO-000548-1
Willington East 2 (Tertiary) | ENSO GREEN HOLDINGS LIMITED | Willington East 400kV Substation | 2 | 0 | 7.1 | 57 | 2027-10-31 | Scoping | Direct Connection | NGET | Energy Storage System;PV Array (Photo Voltaic/solar) | a0l4L0000005ipsQAA | PRO-000548-2
Willington Energy Park | BROCKWELL STORAGE & SOLAR LIMITED | Willington 400kV Substation |  | 0 | 500 | 500 | 2028-03-30 | Scoping | Direct Connection | NGET | Energy Storage System;PV Array (Photo Voltaic/solar) | a0l4L0000005iYwQAI | PRO-001964
Willington Green Energy Centre | WILLINGTON GREEN ENERGY LIMITED | Willington 400kV Substation | 1 | 0 | 400 | 400 | 2026-10-30 | Scoping | Direct Connection | NGET | Energy Storage System;PV Array (Photo Voltaic/solar);Reactive Compensation | a0l4L0000005ikHQAQ | PRO-001797-1
Willington Green Energy Centre | WILLINGTON GREEN ENERGY LIMITED | Willington 400kV Substation | 2 | 0 | 625 | 1025 | 2029-10-30 | Awaiting Consents | Direct Connection | NGET | Energy Storage System;PV Array (Photo Voltaic/solar);Reactive Compensation | a0l4L0000005ikHQAQ | PRO-001797-2
Willington PV & BESS | WILLINGTON ENERGY PARK LIMITED | Willington East 400kV Substation |  | 0 | 249.9 | 249.9 | 2033-10-31 | Scoping | Direct Connection | NGET | Energy Storage System;PV Array (Photo Voltaic/solar) | a0l8e000001HperAAC | PRO-004142
Wilton | SEMBCORP UTILITIES (UK) LIMITED | Wilton 66kV Substation |  | 141 | 0 | 141 |  | Built | Direct Connection | NGET | CCGT (Combined Cycle Gas Turbine) | a0l4L0000005izeQAA | PRO-000228
Windy Rig Wind Farm | WINDY RIG WIND FARM LIMITED | Blackhill 132/33kV |  | 42.8 | 0 | 42.8 |  | Built | Direct Connection | SPT | Wind Onshore | a0l4L0000005iloQAA | PRO-000374
Windy Standard II (Brockloch Rig) Wind Farm | BROCKLOCH RIG WINDFARM LIMITED | Dun Hill 132/33kV | 1 | 61.5 | 0 | 61.5 |  | Built | Direct Connection | SPT | Wind Onshore | a0l4L0000005iqjQAA | PRO-000233-1
Windy Standard II (Brockloch Rig) Wind Farm | BROCKLOCH RIG WINDFARM LIMITED | Dun Hill 132/33kV | 2 | 0 | 13.5 | 75 | 2024-06-30 | Consents Approved | Direct Connection | SPT | Wind Onshore | a0l4L0000005iqjQAA | PRO-000233-2
Windy Standard III Wind Farm | Windy Standard III Ltd | Dun Hill 132/33kV | 1 | 0 | 43.5 | 43.5 | 2026-06-01 | Awaiting Consents | Direct Connection | SPT | Wind Onshore | a0l4L0000005iteQAA | PRO-000359-1
Windy Standard III Wind Farm | Windy Standard III Ltd | Dun Hill 132/33kV | 2 | 0 | 42 | 85.5 | 2026-06-01 | Awaiting Consents | Direct Connection | SPT | Wind Onshore | a0l4L0000005iteQAA | PRO-000359-2
Windy Standard III Wind Farm | Windy Standard III Ltd | Dun Hill 132/33kV | 3 | 0 | 10.5 | 96 | 2026-06-01 | Awaiting Consents | Direct Connection | SPT | Wind Onshore | a0l4L0000005iteQAA | PRO-000359-3
WindyHill BESS2 Facility | ENERGYGRIDPOWER LTD | Windyhill 275/132kV |  | 0 | 200 | 200 | 2025-07-27 | Scoping | Direct Connection | SPT | Energy Storage System | a0l4L0000005ib7QAA | PRO-002032
WindyHill Energy Storage Facility | ENERGYGRIDPOWER LTD | Windyhill 275/132kV |  | 0 | 200 | 200 | 2025-08-27 | Scoping | Direct Connection | SPT | Energy Storage System | a0l4L0000005iesQAA | PRO-001696
Wishaw Energy Storage Facility | ZENOBE WISHAW LIMITED | Wishaw 400/275kV |  | 49.95 | 0 | 49.95 |  | Built | Direct Connection | SPT | Energy Storage System | a0l4L0000005ixRQAQ | PRO-001433
Woburn Solar Farm | SolarThree Ltd | Dunstable 400kV Substation |  | 0 | 840 | 840 | 2031-10-31 | Scoping | Direct Connection | NGET | PV Array (Photo Voltaic/solar) | a0l8e0000010x0FAAQ | PRO-003033
Womblehill BESS Farm | RE Projects Development Limited | Womblehill BESS Farm 132kV |  | 0 | 200 | 200 | 2029-12-31 | Scoping | Direct Connection | SHET | Energy Storage System | a0l4L0000005itjQAA | PRO-002197
Woodcock Faulds Battery Storage | Woodcock Faulds Battery Storage Limited | Denny North |  | 0 | 200 | 200 | 2029-10-31 | Scoping | Direct Connection | SPT | Demand;Energy Storage System | a0l8e0000010wXLAAY | PRO-002663
Woodcock Hill Wind Farm | ORSTED ONSHORE UK LIMITED | Woodcock Hill WF Substation |  | 0 | 90 | 90 | 2032-10-31 | Scoping | Direct Connection | SHET | Energy Storage System;Wind Onshore | a0l8e000001HxcZAAS | PRO-004282
Worksop BESS | ARM Cedar Limited | Trent Valley South Connection Node B 400kV Substation. |  | 0 | 480 | 480 | 2034-10-30 | Scoping | Direct Connection | NGET | Energy Storage System | a0l8e000000ewOYAAY | PRO-003657
WORSET LANE BESS | FIELD HARTMOOR LTD | Hartmoor 275kV Substation |  | 0 | 200 | 200 | 2026-10-25 | Consents Approved | Direct Connection | NGET | Energy Storage System | a0l8e000000ew2xAAA | PRO-003650
Worset PV & BESS Park | Worcestershire Solar 1 Limited | Hartmoor 275kV Substation |  | 0 | 37.5 | 37.5 | 2024-06-07 | Consents Approved | Direct Connection | NGET | Energy Storage System;PV Array (Photo Voltaic/solar) | a0l4L0000005ieLQAQ | PRO-001055
Wright Street BESS | P3P PARTNERS LLP | Braehead Park 132/33kV |  | 0 | 49.9 | 49.9 | 2025-07-16 | Scoping | Embedded | SPT | Energy Storage System | a0l8e0000010xh3AAA | PRO-003083
Wylfa Substation | ENSO GREEN HOLDINGS LIMITED | Wylfa 132kV Substation |  | 0 | 120 | 120 | 2029-06-30 | Scoping | Direct Connection | NGET | Energy Storage System;PV Array (Photo Voltaic/solar) | a0l4L0000005ioDQAQ | PRO-000506
Wymondley | ENSO GREEN HOLDINGS LIMITED | Wymondley 400kV Substation | 1 | 0 | 200 | 200 | 2031-10-31 | Scoping | Direct Connection | NGET | Energy Storage System;PV Array (Photo Voltaic/solar) | a0l4L0000005iyNQAQ | PRO-002187-1
Wymondley | ENSO GREEN HOLDINGS LIMITED | Wymondley 400kV Substation | 2 | 0 | 100 | 300 | 2032-10-31 | Scoping | Direct Connection | NGET | Energy Storage System;PV Array (Photo Voltaic/solar) | a0l4L0000005iyNQAQ | PRO-002187-2
Wymondley | ENSO GREEN HOLDINGS LIMITED | Wymondley 400kV Substation | 3 | 0 | 100 | 400 | 2033-10-31 | Scoping | Direct Connection | NGET | Energy Storage System;PV Array (Photo Voltaic/solar) | a0l4L0000005iyNQAQ | PRO-002187-3
Wymondley | PIVOTED POWER LLP | Wymondley 400kV Substation |  | 0 | 57 | 57 | 2025-06-30 | Awaiting Consents | Direct Connection | NGET | Energy Storage System | a0l4L0000005iOgQAI | PRO-001245
Wymondley BESS Limited | AGR RENEWABLES LIMITED | Wymondley 400kV Substation |  | 0 | 35.5 | 35.5 | 2034-10-31 | Scoping | Direct Connection | NGET | Energy Storage System | a0l8e0000011y2SAAQ | PRO-003496
Wymondley Farm | Wymondley 10 Renewables Ltd | Wymondley 2 400kV Substation |  | 0 | 1000 | 1000 | 2032-10-30 | Scoping | Direct Connection | NGET | Energy Storage System;PV Array (Photo Voltaic/solar) | a0l4L000002yQZjQAM | PRO-002552
Wymondley GEC (Ethos Green) | WYMONDLEY GREEN ENERGY CENTRE LTD | Wymondley 400kV Substation |  | 0 | 700 | 700 | 2032-10-30 | Awaiting Consents | Direct Connection | NGET | Demand;Energy Storage System;PV Array (Photo Voltaic/solar);Reactive Compensation | a0l8e000000f5Y7AAI | PRO-003934
Wymondley High Impact Green Energy Hub (HIGEH) 1 | TELIS ENERGY UK LIMITED | Wymondley 2 400kV Substation |  | 0 | 1000 | 1000 | 2033-10-31 | Scoping | Direct Connection | NGET | Energy Storage System;PV Array (Photo Voltaic/solar);Reactive Compensation;Wind Onshore | a0l8e0000010wWrAAI | PRO-002659
Wymondley Solar Farm | AGR SOLAR 4 LIMITED | Wymondley 400kV Substation |  | 0 | 49.995 | 49.995 | 2024-06-30 | Consents Approved | Direct Connection | NGET | Energy Storage System;PV Array (Photo Voltaic/solar) | a0l4L0000005igqQAA | PRO-001105
Wyseby Hill Energy Farm | WYSEBYHILL ENERGY FARM LIMITED | Wyseby Hill Energy Farm 400kV Substation |  | 0 | 750 | 750 | 2031-10-31 | Scoping | Direct Connection | SPT | Energy Storage System;PV Array (Photo Voltaic/solar) | a0l4L0000005iQSQAY | PRO-001884
Y Bryn Wind Farm | Y BRYN WIND FARM LIMITED | Margam 275kV Substation |  | 0 | 151.2 | 151.2 | 2029-05-10 | Scoping | Direct Connection | NGET | Wind Onshore | a0l4L0000005ib4QAA | PRO-002029
Yaxley | CONNECTID 2 LIMITED | North Anglia Connection Node E 400kV Substation |  | 0 | 520 | 520 | 2034-10-31 | Scoping | Direct Connection | NGET | Demand;Energy Storage System;PV Array (Photo Voltaic/solar);Reactive Compensation | a0l8e000000TPMiAAO | PRO-003272
Yaxley BESS | FIELD DEVCO LTD | North Anglia Connection Node E 400kV Substation |  | 0 | 200 | 200 | 2034-10-31 | Scoping | Direct Connection | NGET | Energy Storage System | a0l8e000000f6ABAAY | PRO-003964
Yaxley Farm | 548 UK INVESTMENT HOLDINGS LIMITED | Yaxley 400kV Substation |  | 0 | 200 | 200 | 2032-10-31 | Scoping | Direct Connection | NGET | Energy Storage System;PV Array (Photo Voltaic/solar) | a0l8e0000010wZMAAY | PRO-002688
Yaxley GEC (Ethos Green) | YAXLEY GREEN ENERGY CENTRE LTD | Yaxley 400kV Substation |  | 0 | 450 | 450 | 2031-10-31 | Awaiting Consents | Direct Connection | NGET | Demand;Energy Storage System;PV Array (Photo Voltaic/solar);Reactive Compensation | a0l8e000000f5YCAAY | PRO-003935
Zenobe Blackhillock 300 MW | ZENOBE BLACKHILLOCK LIMITED | Blackhillock 275kV Substation | 1 | 0 | 200 | 200 | 2024-02-01 | Consents Approved | Direct Connection | SHET | Energy Storage System | a0l4L0000005iNTQAY | PRO-001624-1
Zenobe Blackhillock 300 MW | ZENOBE BLACKHILLOCK LIMITED | Blackhillock 275kV Substation | 2 | 0 | 100 | 300 | 2026-04-01 | Consents Approved | Direct Connection | SHET | Energy Storage System | a0l4L0000005iNTQAY | PRO-001624-2
Zenobe Butler's Wood BESS | ZENOBE ENERGY LIMITED | Butlers Wood 400kV Substation |  | 0 | 330 | 330 | 2037-10-31 | Scoping | Direct Connection | NGET | Energy Storage System | a0l8e000001Hod1AAC | PRO-004085
Zenobe Coalburn Battery Storage | Zenobe Coalburn Limited | Coalburn 400kV Substation |  | 0 | 200 | 200 | 2026-06-30 | Scoping | Direct Connection | SPT | Energy Storage System | a0l4L0000005j1WQAQ | PRO-001780
Zenobe Eccles Battery Storage | Zenobe Eccles Limited | Eccles 132/33kV |  | 0 | 400 | 400 | 2026-04-30 | Scoping | Direct Connection | SPT | Energy Storage System | a0l4L0000005ij4QAA | PRO-001779
Zenobe Energy Kilmarnock South | Zenobe Kilmarnock South Limited | Kilmarnock South 400kV Substation |  | 0 | 300 | 300 | 2025-08-29 | Scoping | Direct Connection | SPT | Energy Storage System | a0l4L0000005ieoQAA | PRO-001687
Zenobe Hartmoor BESS | ZENOBE ENERGY LIMITED | Hartmoor 275kV Substation |  | 0 | 300 | 300 | 2035-10-30 | Scoping | Direct Connection | NGET | Energy Storage System | a0l8e000000ewx2AAA | PRO-003696
Zenobe Hawthorn Pit BESS | ZENOBE ENERGY LIMITED | Hawthorn Pit 400kV Substation |  | 0 | 300 | 300 | 2037-10-31 | Scoping | Direct Connection | NGET | Energy Storage System | a0l8e000001Hod6AAC | PRO-004086
Zenobe Little Horsted BESS | ZENOBE ENERGY LIMITED | Little Horsted 400kV Substation |  | 0 | 300 | 300 | 2037-10-31 | Scoping | Direct Connection | NGET | Energy Storage System | a0l8e000000f8PiAAI | PRO-004032
Zenobe Necton BESS | ZENOBE ENERGY LIMITED | Necton 400kV Substation |  | 0 | 300 | 300 | 2034-10-31 | Scoping | Direct Connection | NGET | Energy Storage System | a0l8e000000TPQMAA4 | PRO-003402
Zenobe New Deer Battery Storage | ZENOBE ENERGY LIMITED | New Deer 400kV Substation |  | 0 | 200 | 200 | 2029-10-31 | Scoping | Direct Connection | SHET | Energy Storage System | a0l4L0000005ij3QAA | PRO-001778
Zenobe Norton | ZENOBE ENERGY LIMITED | Norton 400kV Substation |  | 0 | 150 | 150 | 2031-10-31 | Awaiting Consents | Direct Connection | NGET | Energy Storage System | a0l4L0000005iy8QAA | PRO-001691
Zenobe Spennymoor BESS | ZENOBE ENERGY LIMITED | Spennymoor 400kV Substation |  | 0 | 300 | 300 | 2034-10-30 | Scoping | Direct Connection | NGET | Energy Storage System | a0l8e000000ewwYAAQ | PRO-003692
Zenobe Stalybridge Project | ZENOBE ENERGY LIMITED | Stalybridge 275kV Substation |  | 0 | 150 | 150 | 2026-09-30 | Scoping | Direct Connection | NGET | Energy Storage System | a0l4L0000005iuVQAQ | PRO-001940
Zenobe Yaxley BESS | ZENOBE ENERGY LIMITED | North Anglia Connection Node E 400kV Substation |  | 0 | 300 | 300 | 2034-10-31 | Scoping | Direct Connection | NGET | Energy Storage System | a0l8e000001HodGAAS | PRO-004088