## Cover
NESO Clean Power 2030 Data Workbook
About
This workbook contains all the graphs and associated data for our Clean Power 2030 report and annexes.
For questions regarding this data set, please contact us at: box.cleanpower2030@nationalenergyso.com
Version History
Date | Version | Notes
2024-11-05 | 1 | Initial release
2025-03-10 | 2 | LDES storage capacity values corrected in ES1 due to an initial typographical error in the report and data workbook.
Legal Notice
This supplemental document, "Clean Power 2030 Data Workbook", forms part of the Clean Power 2030 report. For the purposes of this report, the terms “NESO”, “we”, “our”, “us” etc. are used to refer to National Energy System Operator Limited (company number 11014226). NESO has prepared this report pursuant to its statutory duties in good faith, and has endeavoured to prepare the report in a manner which is, as far as reasonably possible, objective, using information collected and compiled from users of the gas and electricity systems in Great Britain, together with its own forecasts of the future development of those systems. While NESO has not sought to mislead any person as to the contents of this report and whilst such contents represent its best view as at the time of publication, readers of this document should not place any reliance in law on the contents of this report. The contents of this report must be considered as illustrative only and no warranty can be or is made as to the accuracy and completeness of such contents, nor shall anything within this report constitute an offer capable of acceptance or form the basis of any contract. Other than in the event of fraudulent misstatement or fraudulent misrepresentation, NESO does not accept any responsibility for any use which is made of the information contained within this report.

## Contents
Contents Page
Location | Figure Number | Sheet Title | Sheet Name
Report | Figure 1 | CP.01: Clean sources are already reducing the share of fossil fuel generation | CP.01
| Figure 2 | CP.02: Demand flexibility at peak in our Further Flex & Renewables Pathway | CP.02
| Figure 3 | CP.03: Changes in consumer electricity demand from 2023 to 2030 | CP.03
| Figure 4 (Batteries) | CP.04: Scale up needed in technologies (offshore wind, onshore wind, solar, and batteries) | CP.04
| Figure 5 (Batteries) | CP.05: Connection queue versus pathway capacity for offshore wind, onshore wind, solar and batteries | CP.05
| Figure 6 | CP.06: Increase in electricity supply to 2030 and generation mix for a clean British power system in 2030 | CP.06
| Figure 7 | CP.07: CfD Auction Rounds (AR) – historic and against pathway range | CP.07
| Figure 8 (Onshore wind) | CP.04: Scale up needed in technologies (offshore wind, onshore wind, solar, and batteries) | CP.04
| Figure 9 (Solar) | CP.04: Scale up needed in technologies (offshore wind, onshore wind, solar, and batteries) | CP.04
| Figure 10 | CP.08 Network constraint heat maps | CP.08
| Figure 11 | N1: Networks infrastucture data | N1
| Figure 12 | CP.09: Network outages in plan and available capacity across ten major boundaries for 2025-2031 outage planning years | CP.09
| Figure 13 | CP.10: Connections queue against clean power pathways | CP.10
| Figure 14 | CP.11: Spatial capacity maps | CP.11
| Figure 15 | CP.06: Increase in electricity supply to 2030 and generation mix for a clean British power system in 2030 | CP.06
| Figure 16 | CP.12: 7-day hourly profiles - 2023 Modelled, 2030 Further Flex and Renewables, and 2030 New Dispatch | CP.12
| Figure 17 | CP.12: 7-day hourly profiles - 2023 Modelled, 2030 Further Flex and Renewables, and 2030 New Dispatch | CP.12
| Figure 18 | CP.12: 7-day hourly profiles - 2023 Modelled, 2030 Further Flex and Renewables, and 2030 New Dispatch | CP.12
| Figure 19 | CP.13: Average annual investment system costs in clean power pathways 2025-2030 | CP.13
| Figure 20 | CP.14: 2030 Annuitised system costs per useful unit of electricity with sensitivities | CP.14
| Figure 21 | CP.15: Percentage of annual operating hours where gas-fired generation is used | CP.15
| Figure 22 | CP.16: Split of imported and domestic fuel for generation | CP.16
Annex 1 | Figure 1 | CP.03: Changes in consumer electricity demand from 2023 to 2030 | CP.03
| Figure 2 | CP.02: Demand flexibility at peak in our Further Flex & Renewables Pathway | CP.02
| Figure 3 (2030 Further Flex and Renewables) | CP.12: 7-day hourly profiles - 2023 Modelled, 2030 Further Flex and Renewables, and 2030 New Dispatch | CP.12
| Figure 4 | CP.05: Connection queue versus pathway capacity for offshore wind, onshore wind, solar and batteries | CP.05
| Figure 5 | CP.06: Increase in electricity supply to 2030 and generation mix for a clean British power system in 2030 | CP.06
| Figure 6 | CP.17: Capacity mixes for 2023 and 2030 with percentage of distributed connected capacity | CP.17
| Figure 7 (Offshore Wind) | CP.05: Connection queue versus pathway capacity for offshore wind, onshore wind, solar and batteries | CP.05
| Figure 8 (Onshore Wind) | CP.05: Connection queue versus pathway capacity for offshore wind, onshore wind, solar and batteries | CP.05
| Figure 9 (Solar) | CP.05: Connection queue versus pathway capacity for offshore wind, onshore wind, solar and batteries | CP.05
Annex 2 | Figure 1 | CP.08 Network constraint heat maps | CP.08
| Figure 2 | CP.18: Bid offer volumes: Volume of generation re-dispatched under each pathway | CP.18
| Figure 3 (Map & data) | N1: Networks infrastucture data | N1
| Figure 4 | CP.08 Network constraint heat maps | CP.08
| Figure 5 | CP.19: South East Gas Transmission Pressure | CP.19
| Figure 6 | CP.20: South West Gas Transmission Pressure | CP.20
| Figure 7 (2030 queue) | CP.10: Connections queue against clean power pathways | CP.10
| Figure 8 (2035 queue) | CP.10: Connections queue against clean power pathways | CP.10
| Figure 9 | CP.11: Spatial capacity maps | CP.11
| Figure 10 | CP.09: Network outages in plan and available capacity across ten major boundaries for 2025-2031 outage planning years | CP.09
| Figure 11 (maps) | CP.09: Network outages in plan and available capacity across ten major boundaries for 2025-2031 outage planning years | CP.09
Annex 3 | Figure 1 (SCL map) | CP.21: Additional short circuit level requirements for system strength and additional reactive power requirements | CP.21
| Figure 2 (Voltage map) | CP.21: Additional short circuit level requirements for system strength and additional reactive power requirements | CP.21
Annex 4 | Figure 1 | CP.22: Gas price assumptions | CP.22
| Figure 2 | CP.23: Emissions from unabated gas and residual emissions from CCS (excluding ACT, EfW and CHP) | CP.23
| Figure 3 | CP.24: 2030 Carbon emissions by technology | CP.24
| Figure 4 | CP.25: AR6 Strike Price vs SRMC/LRMC of gas assets in 2030 | CP.25
| Figure 5 | CP.26: Offshore wind CfD strike price sensitivity - 2030 | CP.26
| Figure 6 | CP.27: Average technology investment cost 2025-2030 | CP.27
| Figure 7 | CP.28: Energy flow 2030 | CP.28
| Figure 8 | CP.29: Import and export prices in 2030 | CP.29
| Figure 9 | CP.30: Net Interconnector import vs export in 2030 | CP.30
| Figure 10 | CP.31: 2030 Annuitised network and constraint costs | CP.31
| Figure 11 | CP.32: Price duration curve 2030 | CP.32
Supplementary Figures |  | CP.33: Flexibility Sources | CP.33
Data Tables |  | ED1: Electricity demand | ED1
|  | ES1: Electricity supply | ES1
|  | ES2: European electricity supply | ES2
|  | ES5: Generation Spatial data | ES5
|  | N1: Networks infrastucture data | N1
|  | N2: Redispatch data | N2
|  | C1: Connections data | C1
|  | G1: Gas Networks data | G1
|  | NA1: Network access data | NA1
|  | EC1: Comparison of cost changes from today to the New Dispatch pathway in 2030 | EC1
|  | EC2: List of economics tables from annex | EC2

## CP.01
CP.01: Clean sources are already reducing the share of fossil fuel generation
Return to: Main Menu
| Technology | Unit | 2000 | 2001 | 2002 | 2003 | 2004 | 2005 | 2006 | 2007 | 2008 | 2009 | 2010 | 2011 | 2012 | 2013 | 2014 | 2015 | 2016 | 2017 | 2018 | 2019 | 2020 | 2021 | 2022 | 2023
| Coal | GWh | 119950 | 131461 | 124279 | 138305 | 131788 | 134637 | 148850 | 135944 | 124381 | 103038 | 107594 | 108442 | 142792 | 130258 | 100239 | 75878 | 30669 | 22530 | 16831 | 6917 | 5700 | 6785 | 5943 | 3775
| Gas | GWh | 148077 | 141905 | 152277 | 148881 | 157064 | 152642 | 140828 | 165793 | 176219 | 166499 | 175653 | 146499 | 100170 | 95843 | 100892 | 99875 | 143356 | 136746 | 131490 | 133089 | 111894 | 122836 | 125105 | 101659
| Oil | GWh | 6524 | 5253 | 4799 | 4594 | 4644 | 5338 | 6173 | 5048 | 6709 | 5995 | 4805 | 3119 | 2891 | 2066 | 1920 | 2037 | 1890 | 1614 | 1573 | 1988 | 1431 | 1962 | 2830 | 1875
| Nuclear | GWh | 85063 | 90093 | 87848 | 88686 | 79999 | 81618 | 75451 | 63028 | 52486 | 69098 | 62140 | 68980 | 70405 | 70607 | 63748 | 70345 | 71726 | 70336 | 65064 | 56184 | 50239 | 46104 | 47400 | 40596
| Hydro | GWh | 5086 | 4055 | 4787 | 3228 | 4844 | 4922 | 4593 | 5077 | 5145 | 5231 | 3591 | 5692 | 5310 | 4701 | 5888 | 6297 | 5370 | 5882 | 5443 | 5933 | 6878 | 5418 | 5661 | 5538
| Onshore wind | GWh | 945 | 960 | 1251 | 1276 | 1736 | 2501 | 3574 | 4491 | 5788 | 7529 | 7226 | 10814 | 12244 | 16925 | 18555 | 22852 | 20754 | 28725 | 30382 | 31860 | 34873 | 29327 | 35430 | 32648
| Offshore wind | GWh | 1 | 5 | 5 | 10 | 199 | 403 | 651 | 783 | 1335 | 1754 | 3060 | 5149 | 7603 | 11472 | 13405 | 17423 | 16406 | 20916 | 26525 | 31975 | 40750 | 35597 | 45113 | 49660
| Solar | GWh | 1 | 2 | 3 | 3 | 4 | 8 | 11 | 14 | 17 | 20 | 40 | 244 | 1354 | 2010 | 4054 | 7533 | 10395 | 11457 | 12668 | 12418 | 12547 | 12128 | 13339 | 13884
| Other | GWh | 8729 | 8631 | 9344 | 10491 | 11002 | 13361 | 13299 | 12792 | 12723 | 13871 | 14808 | 16137 | 18139 | 21497 | 26512 | 33895 | 35639 | 37117 | 41240 | 44973 | 44303 | 45735 | 41905 | 40205
| Energy storage | GWh | 2694 | 2422 | 2652 | 2734 | 2649 | 2930 | 3853 | 3859 | 4089 | 3685 | 3150 | 2906 | 2966 | 2904 | 2883 | 2739 | 2959 | 2872 | 2534 | 1838 | 1680 | 1987 | 2185 | 2841
| Total | GWh | 377070 | 384787 | 387245 | 398208 | 393929 | 398360 | 397283 | 396829 | 388892 | 376720 | 382067 | 367982 | 363874 | 358283 | 338096 | 338874 | 339164 | 338195 | 333750 | 327175 | 310295 | 307879 | 324911 | 292681
Notes:
This data is published under the Open Government License from Dukes 5.6.
Data is for United Kingdom, all other analysis is for Great Britain

## CP.02
CP.02: Demand flexibility at peak in our Further Flex & Renewables Pathway
Return to: Main Menu
|  | Look ups |  |  | Further Flex and Renewables
|  | Component | Component 2 | Unit | 2023 | 2024 | 2025 | 2026 | 2027 | 2028 | 2029 | 2030 | 2050
| Residential appliance DSR | Residential DSR impact at peak |  | GW | 0.44495 | 0.3 | 0.3965 | 0.50115 | 0.88429 | 1.1896 | 2.5434 | 2.6866 | 6.3738
| I&C DSR | I&C DSR impact at peak |  | GW | 0.8 | 0.8 | 1.06 | 1.331 | 1.331 | 1.422 | 1.913 | 2.03 | 3.613
| Smart charging | Smart charging impact at peak |  | GW | 0.45554 | 0.79639 | 1.1353 | 1.4963 | 2.1808 | 2.81 | 3.4848 | 4.4617 | 16.1747
| V2G | V2G potential at peak |  | GW | 0 | 0 | 0.030114 | 0.070307 | 0.14949 | 0.29414 | 0.53172 | 0.93588 | 32.471
| Hybrid heat pump | Residential peak reduction - hybrid heat pump flex | Non-residential peak reduction - hybrid heat pump flex | GW | 0.01 | 0.016 | 0.022 | 0.028 | 0.036 | 0.047 | 0.062 | 0.079 | 0.386
| Thermal storage | Residential peak reduction - thermal storage flex | Non-residential peak reduction - thermal storage flex | GW | 0.029 | 0.077 | 0.114 | 0.157 | 0.213 | 0.278 | 0.35 | 0.432 | 2.995
| District heating | Residential peak reduction - thermal storage and district heating flex | Non-residential peak reduction - thermal storage and district heating flex | GW | 0.719 | 0.87 | 1.006 | 1.024 | 1.039 | 1.052 | 1.064 | 1.074 | 3.591
| Total demand side flexibility |  |  | GW | 2.4585 | 2.8594 | 3.7639 | 4.6078 | 5.8335 | 7.0928 | 9.949 | 11.6992 | 65.6045
Notes:
Demand side flexibility show excludes storage heaters that shift around 4GW

## CP.03
CP.03: Changes in consumer electricity demand from 2023 to 2030
Return to: Main Menu
Table for figure creation
|  |  |  | Further Flex and Renewables | [8 empty] | 2023 | Residential reduction | I&C growth | Transport growth | 2030 | 2050
|  | Unit | Lookup Unit | 2023 | 2024 | 2025 | 2026 | 2027 | 2028 | 2029 | 2030 | 2050
| Total Industrial and Commercial | TWh | GWh | 153.8965 | 155.7202 | 157.7834 | 162.1539 | 166.7151 | 172.1022 | 175.3944 | 179.0107 | 248.0579 | 153.8965 |  | 25.1142
| Total Residential | TWh | GWh | 99.569 | 94.851 | 91.341 | 87.482 | 84.614 | 82.443 | 80.972 | 79.977 | 118.088 | 99.569 | 19.592
| Total Road Transport | TWh | GWh | 4.591 | 6.371 | 8.559 | 11.257 | 14.483 | 18.336 | 22.838 | 28.231 | 121.582 | 4.591 |  |  | 23.64
| Total | TWh |  | 258.0565 | 256.9422 | 257.6834 | 260.8929 | 265.8121 | 272.8812 | 279.2044 | 287.2187 | 487.7279 |  | 238.4645 | 238.4645 | 263.5787 | 287.2187 | 487.7279
| Peak demand | GW | GW | 57.552 | 57.38 | 57.699 | 58.198 | 59.09 | 59.968 | 61.194 | 62.357 | 108.533 | 57.552 |  |  |  | 62.357 | 108.533
Notes:
Peak demand is Average Cold Spell (ACS) peak demand
Peak demand is after smart charging and heat flexibility that occur daily, but does not include V2G and DSR that are less frequently used in the modelling

## CP.04
CP.04: Scale up needed in technologies (offshore wind, onshore wind, solar, and batteries)
Return to: Main Menu
Historical and required average annual build rates
| Offshore wind | Technology | Pathway Lookup | Units | Existing capacity | By 2030 | 2030 rate | 2010 | 2011 | 2012 | 2013 | 2014 | 2015 | 2016 | 2017 | 2018 | 2019 | 2020 | 2021 | 2022 | 2023 | 2024 | 2025 | 2026 | 2027 | 2028 | 2029 | 2030 | Multiplier | Multiplier Graph label
|  | Solar - Existing |  | GW |  |  |  | 0.06855 | 0.90518 | 0.75326 | 1.1838 | 2.5908 | 4.0732 | 2.3128 | 0.846 | 0.29904 | 0.28577 | 0.40171 | 0.40421 | 0.74181 | 1.3453
|  | Solar - Further Flex and Renewables | Further Flex and Renewables | GW | 15.1362 | 47.354 | 4.6025 | 2023: 1.3453; 2024: 4.6025; 2025: 4.6025; 2026: 4.6025; 2027: 4.6025; 2028: 4.6025; 2029: 4.6025; 2030: 4.6025 | 2.6717 | 3
|  | Solar - New Dispatch | New Dispatch | GW | 15.1362 | 47.3518 | 4.6022 | 2023: 1.3453; 2024: 4.6022; 2025: 4.6022; 2026: 4.6022; 2027: 4.6022; 2028: 4.6022; 2029: 4.6022; 2030: 4.6022 | 2.6715 | 3
|  | Solar - Baseline |  | GW |  |  |  | 2012: 1.7227; 2013: 1.7227; 2014: 1.7227; 2015: 1.7227; 2016: 1.7227; 2017: 1.7227; 2018: 1.7227
|  | Batteries - Existing |  | GW |  |  |  | 0 | 0 | 0 | 0 | 0 | 0 | 0.027 | 0.169 | 0.644 | 0.06 | 0.2 | 0.5 | 1.18 | 1.9
|  | Batteries - Further Flex and Renewables | Further Flex and Renewables | GW | 4.6765 | 27.3834 | 3.2439 | 2023: 1.9; 2024: 3.2439; 2025: 3.2439; 2026: 3.2439; 2027: 3.2439; 2028: 3.2439; 2029: 3.2439; 2030: 3.2439 | 4.2238 | 4
|  | Batteries - New Dispatch | New Dispatch | GW | 4.6765 | 22.6254 | 2.5641 | 2023: 1.9; 2024: 2.5641; 2025: 2.5641; 2026: 2.5641; 2027: 2.5641; 2028: 2.5641; 2029: 2.5641; 2030: 2.5641 | 3.3387 | 3
|  | Batteries - Baseline |  | GW |  |  |  | 2019: 0.768; 2020: 0.768; 2021: 0.768; 2022: 0.768; 2023: 0.768
|  | Onshore wind - Existing |  | GW |  |  |  | 0.61141 | 0.67825 | 1.2769 | 1.5513 | 0.98633 | 0.63958 | 1.6203 | 1.7646 | 0.82797 | 0.57369 | 0.07627 | 0.41768 | 0.34105 | 0.58406
|  | Onshore wind - Further Flex and Renewables | Further Flex and Renewables | GW | 13.6949 | 27.3264 | 1.9473 | 2023: 0.58406; 2024: 1.9473; 2025: 1.9473; 2026: 1.9473; 2027: 1.9473; 2028: 1.9473; 2029: 1.9473; 2030: 1.9473 | 1.6859 | 2
|  | Onshore wind - New Dispatch | New Dispatch | GW | 13.6949 | 27.329 | 1.9477 | 2023: 0.58406; 2024: 1.9477; 2025: 1.9477; 2026: 1.9477; 2027: 1.9477; 2028: 1.9477; 2029: 1.9477; 2030: 1.9477 | 1.6862 | 2
| Onshore wind | Onshore wind - Baseline |  | GW |  |  |  | 2012: 1.1551; 2013: 1.1551; 2014: 1.1551; 2015: 1.1551; 2016: 1.1551; 2017: 1.1551; 2018: 1.1551; 2019: 1.1551
|  | Offshore wind - Existing |  | GW |  |  |  | 0.39025 | 0.4968 | 1.1572 | 0.7005 | 0.80535 | 0.5921 | 0.2 | 1.6945 | 1.1926 | 1.7076 | 0.49475 | 0.87263 | 2.672 | 0.8176
|  | Offshore wind - Further Flex and Renewables | Further Flex and Renewables | GW | 14.7165 | 50.6491 | 5.1332 | 2023: 0.8176; 2024: 5.1332; 2025: 5.1332; 2026: 5.1332; 2027: 5.1332; 2028: 5.1332; 2029: 5.1332; 2030: 5.1332 | 4.51 | 5
|  | Offshore wind - New Dispatch | New Dispatch | GW | 14.7165 | 43.1191 | 4.0575 | 2023: 0.8176; 2024: 4.0575; 2025: 4.0575; 2026: 4.0575; 2027: 4.0575; 2028: 4.0575; 2029: 4.0575; 2030: 4.0575 | 3.5649 | 4
|  | Offshore wind - Baseline |  | GW |  |  |  | 2015: 1.1382; 2016: 1.1382; 2017: 1.1382; 2018: 1.1382; 2019: 1.1382; 2020: 1.1382; 2021: 1.1382; 2022: 1.1382; 2023: 1.1382
Cumulative installed capacity by year
|  | Technology |  | Units |  |  | 2009 | 2010 | 2011 | 2012 | 2013 | 2014 | 2015 | 2016 | 2017 | 2018 | 2019 | 2020 | 2021 | 2022 | 2023
|  | Onshore wind |  | GW |  |  | 3.4684 | 4.0798 | 4.758 | 6.035 | 7.5863 | 8.5726 | 9.2122 | 10.8325 | 12.5971 | 13.4251 | 13.9988 | 14.0751 | 14.4928 | 14.8338 | 15.4179
|  | Offshore wind |  | GW |  |  | 0.9512 | 1.3415 | 1.8382 | 2.9954 | 3.6959 | 4.5013 | 5.0934 | 5.2934 | 6.9879 | 8.1805 | 9.8881 | 10.3829 | 11.2555 | 13.9275 | 14.7451
| Solar | Solar |  | GW |  |  | 0.0265 | 0.09505 | 1.0002 | 1.7535 | 2.9373 | 5.5281 | 9.6012 | 11.914 | 12.76 | 13.0591 | 13.3448 | 13.7465 | 14.1508 | 14.8926 | 16.2379
|  | Batteries |  | GW |  |  | 0 | 0 | 0 | 0 | 0 | 0 | 0 | 0.027 | 0.196 | 0.84 | 0.9 | 1.1 | 1.6 | 2.78 | 4.68
Notes:
Historical data is published under the Open Government License from DUKES 6.2.
Batteries data is from FES
Batteries
5x
2x
3x
4x

## CP.05
CP.05: Connection queue versus pathway capacity for offshore wind, onshore wind, solar and batteries
Return to: Main Menu
| Offshore wind | Technology | Segment label | Segment lookup | Units | Built | By 2030 | Total
|  | Solar PV | Queue | Queue | MW | 15136.19 | 52468.24 | 67604.43
|  | Solar PV | Further Flex and Renewables | Further Flex and Renewables | MW |  | 47353.98
|  | Solar PV | New Dispatch | New Dispatch | MW |  | 47351.8231
|  | Onshore wind | Queue | Queue | MW | 13694.94 | 17861.73 | 31556.67
|  | Onshore wind | Further Flex and Renewables | Further Flex and Renewables | MW |  | 27326.37
|  | Onshore wind | New Dispatch | New Dispatch | MW |  | 27328.9959
|  | Offshore wind | Queue | Queue | MW | 14716.5 | 39124.25 | 53840.75
|  | Offshore wind | Further Flex and Renewables | Further Flex and Renewables | MW |  | 50649.09
|  | Offshore wind | New Dispatch | New Dispatch | MW |  | 43119.09
|  | Battery | Queue | Queue | MW | 4676.45 | 59041.089 | 63717.539
|  | Battery | Further Flex and Renewables | Further Flex and Renewables | MW |  | 27383.45
| Onshore wind | Battery | New Dispatch | New Dispatch | MW |  | 22625.37
Solar
Batteries

## CP.06
CP.06: Increase in electricity supply to 2030 and generation mix for a clean British power system in 2030
Return to: Main Menu
Table for figure creation
| Changes in generation requirements from 2023 to 2030 | [6 empty] | Lookup Unit | 2023 | 2030 |  | Low carbon | Fossil | Imports | Retirements | Storage & Flex losses | Demand Growth | Efficiency | Further Flex and Renewables | New Dispatch
|  |  | Unit | Component | Component 2 | Component 3 | Component 4 |  |  | Further Flex and Renewables | New Dispatch
|  | Biomass | TWh | Biomass | CCS Biomass |  |  | Generation (GWh) | 23 | 15.1089 | 15.4236 | 23 |  |  | 7.8911
|  | Other renewables | TWh | Hydro | Marine | Other renewables |  | Generation (GWh) | 12 | 8.5831 | 8.2547 | 12 |  |  | 3.4169
|  | Solar | TWh | Solar PV |  |  |  | Generation (GWh) | 14 | 44.6906 | 44.6225 | 14 | [6 empty] | 30.6906 | 30.6225
|  | Onshore wind | TWh | Onshore Wind |  |  |  | Generation (GWh) | 33 | 57.7584 | 58.394 | 33 | [6 empty] | 24.7584 | 25.394
|  | Offshore wind | TWh | Offshore Wind |  |  |  | Generation (GWh) | 50 | 186.6654 | 166.6182 | 50 | [6 empty] | 136.6654 | 116.6182
|  | Nuclear | TWh | Nuclear - Large |  |  |  | Generation (GWh) | 41 | 25.3232 | 29.1546 | 41 |  |  | 15.6768
|  | Low carbon dispatchable power | TWh | CCS Gas | Hydrogen | Hydrogen CHP |  | Generation (GWh) | 0 | 0.3384 | 11.2426 | 0 | [6 empty] | 0.3384 | 11.2426
|  | Gas | TWh | CCGT | OCGT | Gas Reciprocating Engines | Gas | Generation (GWh) | 84 | 15.0584 | 14.4819 |  | 84
|  | Other fossil | TWh | Coal | Fuel Oil | Diesel |  | Generation (GWh) | 6 | 0.00107 | 0.001 |  | 6
|  | Interconnector | TWh | Interconnectors |  |  |  | Netflows (GWh) | 23 | -36.0099 | -35.4254 |  |  | 23
|  | Total Generation | TWh | [5 empty] | 263 | 353.5276 | 348.1931 | [7 empty] | 36.0099 | 35.4254
[19 empty] | 15.0584 | 14.4819
|  | Notes: | [15 empty] | 19.592
|  | 2023 values here are using modelled dispatch data to align technology groupings with 2030 data | [14 empty] | 48.7542
|  | CHP and Energy from Waste not included | [13 empty] | 9.21
|  | Retirements show the net decrease from a generation category and may not represent the full amount of retirements | [14 empty] | 14.8626
[13 empty] | 173 | 263 | 146.0152 | 286 | 295.21 | 339.2348 | 146.0152 | 146.0152
Generation mix for a clean British power system in 2030
2023
2030

## CP.07
CP.07: CfD Auction Rounds (AR) – historic and against pathway range
Return to: Main Menu
| GW | Contracted Delivery Year (at time of auction)
|  | 2017/8 | 18/9 | 19/20 | 20/1 | 21/2 | 22/3 | 23/4 | 24/5 | 25/6 | 26/7 | 27/8 | 28/9 | 29/30 | 30/1
| AR1 | 0.1785 | 0.71575 | 0.26775
| AR2 |  |  |  |  | 0.215 | 0.9065 | 1.1985 | 0.876
| AR3 | [6 empty] | 0.312 | 1.2135 | 1.5953 | 1.1453
| AR4 | [9 empty] | 4.1401 | 1.4431 | 1.4431
| AR6 | [11 empty] | 3.7631
| Future Rounds (min.) | [10 empty] | 1.9414 | 0 | 3.3845 | 3.3845
| Future Rounds (min to max difference) | [10 empty] | 3.0892 | 1.2675 | 3.0892 | 3.0892
Notes:
Delivery Years are Financial, not Calendar years
Sources:
https://www.gov.uk/government/publications/contracts-for-difference-cfd-allocation-round-one-outcome
https://www.gov.uk/government/publications/contracts-for-difference-cfd-second-allocation-round-results
https://www.gov.uk/government/publications/contracts-for-difference-cfd-allocation-round-3-results
https://www.gov.uk/government/publications/contracts-for-difference-cfd-allocation-round-4-results
https://www.gov.uk/government/publications/contracts-for-difference-cfd-allocation-round-5-results
https://www.gov.uk/government/publications/contracts-for-difference-cfd-allocation-round-6-results (note: AR6 capacity does not include Permitted Reduction to avoid double counting)

## CP.08
CP.08 Network constraint heat maps
Return to: Main Menu
| Constraints in 2030 with the network we have today in 2024 i.e. no additional network is built | Notes:
| Further Flex and Renewables - Bid Volume (TWh) in 2030 | Model results come from redispatch runs for different network configurations
Contains bid volumes of clean power sources constrained by scenario
Values presented in Total TWh
|  | Network Scenario | CP Scenario | Zone | Total TWh
|  | Network capacity we have today | Further Flex and Renewables | 1 | 8.9363
|  | Network capacity we have today | Further Flex and Renewables | 2 | 2.0005
|  | Network capacity we have today | Further Flex and Renewables | 3 | 2.281
|  | Network capacity we have today | Further Flex and Renewables | 4 | 7.8506
|  | Network capacity we have today | Further Flex and Renewables | 5 | 0.77453
|  | Network capacity we have today | Further Flex and Renewables | 6 | 0.51344
|  | Network capacity we have today | Further Flex and Renewables | 7 | 2.7963
|  | Network capacity we have today | Further Flex and Renewables | 8 | 0.19993
|  | Network capacity we have today | Further Flex and Renewables | 9 | 0.027927
| New Dispatch - Bid Volume (TWh) in 2030 | Network capacity we have today | Further Flex and Renewables | 10 | 0.29869
|  | Network capacity we have today | Further Flex and Renewables | 11 | 0.094088
|  | Network capacity we have today | Further Flex and Renewables | 12 | 34.489
|  | Network capacity we have today | Further Flex and Renewables | 13 | 0.1902
|  | Network capacity we have today | Further Flex and Renewables | 14 | 0.19757
|  | Network capacity we have today | Further Flex and Renewables | 15 | 1.2698
|  | Network capacity we have today | Further Flex and Renewables | 16 | 0.11276
|  | Network capacity we have today | Further Flex and Renewables | 17 | 0.52338
|  | Network capacity we have today | New Dispatch | 1 | 7.1851
|  | Network capacity we have today | New Dispatch | 2 | 1.6488
|  | Network capacity we have today | New Dispatch | 3 | 1.9375
|  | Network capacity we have today | New Dispatch | 4 | 6.3763
|  | Network capacity we have today | New Dispatch | 5 | 0.77756
| Constraints in 2030 with the network we have in 2030 | Network capacity we have today | New Dispatch | 6 | 0.60601
| Further Flex and Renewables - Bid Volume (TWh) in 2030 | Network capacity we have today | New Dispatch | 7 | 3.2755
|  | Network capacity we have today | New Dispatch | 8 | 0.31348
|  | Network capacity we have today | New Dispatch | 9 | 0.025692
|  | Network capacity we have today | New Dispatch | 10 | 0.31488
|  | Network capacity we have today | New Dispatch | 11 | 0.089176
|  | Network capacity we have today | New Dispatch | 12 | 27.333
|  | Network capacity we have today | New Dispatch | 13 | 0.072856
|  | Network capacity we have today | New Dispatch | 14 | 0.17134
|  | Network capacity we have today | New Dispatch | 15 | 0.80469
|  | Network capacity we have today | New Dispatch | 16 | 0.10766
|  | Network capacity we have today | New Dispatch | 17 | 0.56081
|  | Network capacity we are recommending for CP30 | Further Flex and Renewables | 1 | 4.271
|  | Network capacity we are recommending for CP30 | Further Flex and Renewables | 2 | 1.3966
|  | Network capacity we are recommending for CP30 | Further Flex and Renewables | 3 | 1.4915
| New Dispatch - Bid Volume (TWh) in 2030 | Network capacity we are recommending for CP30 | Further Flex and Renewables | 4 | 6.5093
|  | Network capacity we are recommending for CP30 | Further Flex and Renewables | 5 | 1.3288
|  | Network capacity we are recommending for CP30 | Further Flex and Renewables | 6 | 0.75448
|  | Network capacity we are recommending for CP30 | Further Flex and Renewables | 7 | 2.2675
|  | Network capacity we are recommending for CP30 | Further Flex and Renewables | 8 | 2.7347
|  | Network capacity we are recommending for CP30 | Further Flex and Renewables | 9 | 0.0615
|  | Network capacity we are recommending for CP30 | Further Flex and Renewables | 10 | 0.51685
|  | Network capacity we are recommending for CP30 | Further Flex and Renewables | 11 | 0.16844
|  | Network capacity we are recommending for CP30 | Further Flex and Renewables | 12 | 2.3641
|  | Network capacity we are recommending for CP30 | Further Flex and Renewables | 13 | 0.16403
|  | Network capacity we are recommending for CP30 | Further Flex and Renewables | 14 | 0.2655
|  | Network capacity we are recommending for CP30 | Further Flex and Renewables | 15 | 0.43921
|  | Network capacity we are recommending for CP30 | Further Flex and Renewables | 16 | 0.20014
|  | Network capacity we are recommending for CP30 | Further Flex and Renewables | 17 | 0.74891
|  | Network capacity we are recommending for CP30 | New Dispatch | 1 | 2.5631
|  | Network capacity we are recommending for CP30 | New Dispatch | 2 | 0.99078
|  | Network capacity we are recommending for CP30 | New Dispatch | 3 | 1.2368
|  | Network capacity we are recommending for CP30 | New Dispatch | 4 | 3.5497
|  | Network capacity we are recommending for CP30 | New Dispatch | 5 | 1.3966
|  | Network capacity we are recommending for CP30 | New Dispatch | 6 | 0.90271
|  | Network capacity we are recommending for CP30 | New Dispatch | 7 | 2.4543
|  | Network capacity we are recommending for CP30 | New Dispatch | 8 | 2.6526
|  | Network capacity we are recommending for CP30 | New Dispatch | 9 | 0.041154
|  | Network capacity we are recommending for CP30 | New Dispatch | 10 | 0.47201
|  | Network capacity we are recommending for CP30 | New Dispatch | 11 | 0.15086
|  | Network capacity we are recommending for CP30 | New Dispatch | 12 | 2.4116
|  | Network capacity we are recommending for CP30 | New Dispatch | 13 | 0.10279
|  | Network capacity we are recommending for CP30 | New Dispatch | 14 | 0.27192
|  | Network capacity we are recommending for CP30 | New Dispatch | 15 | 0.35852
|  | Network capacity we are recommending for CP30 | New Dispatch | 16 | 0.21699
|  | Network capacity we are recommending for CP30 | New Dispatch | 17 | 0.54295

## CP.09
CP.09: Network outages in plan and available capacity across ten major boundaries for 2025-2031 outage planning years
Return to: Main Menu
Submitted System Access Requests without assumed increase as of Oct 2024:
Source: NA1 Tab
Available capacity across ten major boundaries for 2025-2031 outage planning years:
Source: NA1 Tab
Source: NA1 Tab

## CP.10
CP.10: Connections queue against clean power pathways
Return to: Main Menu
| Queue to 2030 compared to CP30 targets | Full Queue |  |  |  | Queue |  | 2030 |  | 2035
|  |  | Unit | Lookup Unit | Current Built Capacity | Queue to 2030 (including current built capacity) | Queue to 2035 (including current built capacity) | Further Flex and Renewables | New Dispatch | Further Flex and Renewables | New Dispatch
|  | Storage | GW | Capacity (MW) | 7.4287 | 72.3575 | 133.5468 | 35.2416 | 27.1993 | 39.4212 | 39.4212
|  | Solar | GW | Capacity (MW) | 15.1362 | 67.6044 | 162.0565 | 47.354 | 47.3518 | 69.1885 | 69.1885
|  | Onshore Wind | GW | Capacity (MW) | 13.6949 | 31.5567 | 50.1512 | 27.3264 | 27.329 | 31.2474 | 31.2474
|  | Offshore Wind | GW | Capacity (MW) | 14.7165 | 53.8407 | 105.3628 | 50.6491 | 43.1191 | 88.5712 | 88.5712
|  | Fossil Fuel | GW | Capacity (MW) | 47.31 | 66.5328 | 92.0998 | 35 | 35 | 0 | 0
|  | Nuclear | GW | Capacity (MW) | 6.075 | 10.535 | 12.205 | 3.515 | 4.13 | 5 | 5
|  | Interconnectors | GW | Capacity (MW) | 8.4 | 28.33 | 31.33 | 12.45 | 12.45 | 23.65 | 23.65
Queue to 2035 compared to CP targets for 2035

## CP.11
CP.11: Spatial capacity maps
Return to: Main Menu
Notes: | Data for these plots are in ES5
Zones represent extent of the electricity network and are not clipped to national or political boundaries. Region names are a guide.
|  | Further Flex and Renewables | Further Flex and Renewables | Further Flex and Renewables | Further Flex and Renewables | Further Flex and Renewables
|  | Batteries | Storage | Solar | Onshore Wind | Offshore Wind
|  | New Dispatch | New Dispatch | New Dispatch | New Dispatch | New Dispatch
|  | Batteries | Storage | Solar | Onshore Wind | Offshore Wind
|  | Further Flex and Renewables | Further Flex and Renewables | Further Flex and Renewables | Further Flex and Renewables | Further Flex and Renewables
|  | Batteries | Storage | Solar | Onshore Wind | Offshore Wind
|  | New Dispatch | New Dispatch | New Dispatch | New Dispatch | New Dispatch
|  | Batteries | Storage | Solar | Onshore Wind | Offshore Wind

## CP.12
CP.12: 7-day hourly profiles - 2023 Modelled, 2030 Further Flex and Renewables, and 2030 New Dispatch
Return to: Main Menu
| Modelled 7-day hourly generation profile in 2030 for Further Flex and Renewables | [13 empty] | Modelled 7-day hourly generation profile in 2030 for New Dispatch | [12 empty] | Historical 7-day hourly generation profile in 2023
|  |  |  | Further Flex and Renewables | [24 empty] | New Dispatch | [23 empty] | 2023 historical data
|  |  |  | Model data | [5 empty] | Model data | [5 empty] | Model data | [5 empty] | Model data | [6 empty] | Model data | [5 empty] | Model data | [5 empty] | Model data | [5 empty] | Model data | [5 empty] | Historical data | [5 empty] | Historical data | [5 empty] | Historical data | [5 empty] | Historical data
|  |  |  | Winter dispatch | [5 empty] | Spring dispatch | [5 empty] | Summer dispatch | [5 empty] | Autumn dispatch | [6 empty] | Winter dispatch | [5 empty] | Spring dispatch | [5 empty] | Summer dispatch | [5 empty] | Autumn dispatch | [5 empty] | Winter dispatch | [5 empty] | Spring dispatch | [5 empty] | Summer dispatch | [5 empty] | Autumn dispatch
|  |  |  | Hour | Firm (MW) | Weather-dependent (MW) | Dispatchable (MW) | Gas (MW) | Flexibility (MW) | Hour | Firm (MW) | Weather-dependent (MW) | Dispatchable (MW) | Gas (MW) | Flexibility (MW) | Hour | Firm (MW) | Weather-dependent (MW) | Dispatchable (MW) | Gas (MW) | Flexibility (MW) | Hour | Firm (MW) | Weather-dependent (MW) | Dispatchable (MW) | Gas (MW) | Flexibility (MW) |  | Hour | Firm (MW) | Weather-dependent (MW) | Dispatchable (MW) | Gas (MW) | Flexibility (MW) | Hour | Firm (MW) | Weather-dependent (MW) | Dispatchable (MW) | Gas (MW) | Flexibility (MW) | Hour | Firm (MW) | Weather-dependent (MW) | Dispatchable (MW) | Gas (MW) | Flexibility (MW) | Hour | Firm (MW) | Weather-dependent (MW) | Dispatchable (MW) | Gas (MW) | Flexibility (MW) | Hour | Firm (MW) | Weather-dependent (MW) | Dispatchable (MW) | Gas (MW) | Flexibility (MW) | Hour | Firm (MW) | Weather-dependent (MW) | Dispatchable (MW) | Gas (MW) | Flexibility (MW) | Hour | Firm (MW) | Weather-dependent (MW) | Dispatchable (MW) | Gas (MW) | Flexibility (MW) | Hour | Firm (MW) | Weather-dependent (MW) | Dispatchable (MW) | Gas (MW) | Flexibility (MW)
|  | Monday | 0h | 816 | 5176.33 | 58122.71 | 542.46 | 0 | 0 | 1992 | 5305.46 | 49989.44 | 5852.36 | 0 | 0 | 5016 | 5224.97 | 27450.85 | 2111.62 | 0 | 7570.32 | 6528 | 5446.27 | 41691.81 | 2201.73 | 0 | 0 |  | 816 | 5172.65 | 55321.14 | 992.46 | 0 | 905.82 | 1992 | 5858.96 | 46613.13 | 5848.35 | 0 | 6310.1 | 5016 | 6007.1 | 26081.84 | 3979.11 | 0 | 7360.34 | 6528 | 5366.77 | 37906.73 | 3852.33 | 0 | 4990.77 | 816 | 5662 | 6128 | 2260.5 | 6392.5 | 0 | 1992 | 4835.5 | 13499 | 711 | 3325 | 0 | 5016 | 2978.5 | 6735 | 879.5 | 5094.5 | 0 | 6528 | 6530 | 1104.5 | 1627 | 9653.5 | 0
|  |  |  | 817 | 5062.52 | 54826.45 | 1918.45 | 0 | 0 | 1993 | 4731.56 | 49913.32 | 1026.46 | 0 | 4394.22 | 5017 | 5828.2 | 27568.57 | 5463.71 | 0 | 2397.27 | 6529 | 5178.85 | 39795.27 | 2646.46 | 0 | 1277.65 |  | 817 | 5062.49 | 48539.61 | 5183.16 | 0 | 10851.27 | 1993 | 5307.39 | 45788.24 | 3622.75 | 0 | 8380.87 | 5017 | 6443.2 | 25873.02 | 5748.36 | 0 | 390.17 | 6529 | 5343.68 | 36316.69 | 4585.51 | 0 | 7421.27 | 817 | 5603 | 5768 | 2094 | 5241.5 | 0 | 1993 | 4776.5 | 13245.5 | 698.5 | 3323.5 | 0 | 5017 | 3076 | 6557 | 875 | 4933 | 0 | 6529 | 6389.5 | 963.5 | 1663.5 | 9527 | 0
|  |  |  | 818 | 5080.6 | 56690.05 | 1391.72 | 0 | 0 | 1994 | 4674.56 | 48131.15 | 2766.36 | 0 | 0 | 5018 | 5821.36 | 26143.58 | 4642.78 | 0 | 1448.1 | 6530 | 5067.46 | 38611.96 | 2460.86 | 0 | 0 |  | 818 | 5080.6 | 50338.71 | 4386.46 | 0 | 9132.59 | 1994 | 5263.86 | 44169.27 | 2783.79 | 0 | 9066.17 | 5018 | 6436.36 | 24633.27 | 5122.05 | 0 | 442.82 | 6530 | 5283.21 | 35259.1 | 3643.32 | 0 | 6164.08 | 818 | 5871 | 5627.5 | 2084 | 5238 | 0 | 1994 | 4752 | 12971 | 691.5 | 3361.5 | 0 | 5018 | 3109.5 | 6795 | 658.5 | 4598 | 0 | 6530 | 6391.5 | 1337 | 1698.5 | 8993.5 | 0
|  |  |  | 819 | 5073.36 | 58101.77 | 1781.73 | 0 | 0 | 1995 | 4588.6 | 46887.99 | 2703.73 | 0 | 0 | 5019 | 5782.63 | 24444.78 | 4575.16 | 0 | 1653.77 | 6531 | 5319.55 | 36826.88 | 4191.59 | 0 | 0 |  | 819 | 5073.36 | 51622.74 | 3037.09 | 0 | 9891.95 | 1995 | 5176.83 | 43092.54 | 5065.01 | 0 | 6191.16 | 5019 | 6397.63 | 23141.77 | 4477.49 | 0 | 416.28 | 6531 | 4643.37 | 33955.59 | 4544.36 | 0 | 5502.56 | 819 | 5697 | 5589.5 | 2077.5 | 5024.5 | 0 | 1995 | 4786 | 12906 | 688.5 | 3342 | 0 | 5019 | 3134 | 6960 | 479 | 5062.5 | 0 | 6531 | 6298.5 | 1798 | 1702 | 8665 | 0
|  |  |  | 820 | 5069.73 | 58145.96 | 1753.01 | 0 | 0 | 1996 | 4583.86 | 46565.17 | 1797.49 | 0 | 520.12 | 5020 | 5782.63 | 23039.49 | 4943.16 | 0 | 1339.78 | 6532 | 5298.91 | 35683.22 | 4368.93 | 0 | 0 |  | 820 | 5069.73 | 51630.76 | 3042.35 | 0 | 9428.4 | 1996 | 5173.41 | 42838.12 | 2947.32 | 0 | 7448.46 | 5020 | 6397.63 | 21915.3 | 4449.53 | 0 | 477.45 | 6532 | 4646.29 | 33008.88 | 2564.93 | 0 | 6778.09 | 820 | 5557 | 5636.5 | 2066.5 | 4508 | 0 | 1996 | 4793.5 | 12586 | 694 | 3330 | 0 | 5020 | 3112.5 | 7689.5 | 472 | 4716.5 | 0 | 6532 | 6152.5 | 2275 | 1707.5 | 8564.5 | 0
|  |  |  | 821 | 5062.49 | 58321.01 | 1134.62 | 0 | 0 | 1997 | 4582.81 | 46105.71 | 1780.24 | 0 | 223.1 | 5021 | 5782.63 | 22438.62 | 4673.16 | 0 | 1117.25 | 6533 | 5320.7 | 35729.07 | 1142.36 | 0 | 1223.29 |  | 821 | 5062.49 | 51658.94 | 2848.32 | 0 | 9564.5 | 1997 | 5166.4 | 42606.17 | 4273.19 | 0 | 6749.27 | 5021 | 6397.63 | 21352.87 | 3953.05 | 0 | 472.73 | 6533 | 4837.97 | 32658.15 | 3936.7 | 0 | 5364.07 | 821 | 5493 | 5613.5 | 1614 | 4602.5 | 0 | 1997 | 4850.5 | 12919.5 | 716 | 3324.5 | 0 | 5021 | 2982 | 7811.5 | 477 | 4303.5 | 0 | 6533 | 5901 | 3065.5 | 1696 | 8767 | 0
|  |  |  | 822 | 5062.49 | 57515.11 | 1275.86 | 0 | 0 | 1998 | 4800.4 | 45815.69 | 2816.46 | 0 | 0 | 5022 | 5861.69 | 25775.49 | 3147.26 | 0 | 196.18 | 6534 | 5173.45 | 35360.24 | 1409.29 | 0 | 1130.47 |  | 822 | 5062.49 | 52091.95 | 2631.55 | 0 | 9165.75 | 1998 | 5362.42 | 43066.44 | 3589.26 | 0 | 7363.85 | 5022 | 6476.69 | 24501.81 | 3194.46 | 0 | 468.09 | 6534 | 4642.87 | 33030 | 2444.45 | 0 | 6213.45 | 822 | 5451 | 5963.5 | 1354.5 | 4022 | 0 | 1998 | 4894 | 13071.5 | 716 | 3361 | 0 | 5022 | 2942 | 7889.5 | 468.5 | 4200.5 | 0 | 6534 | 6284 | 3418.5 | 1738.5 | 9571 | 0
|  |  |  | 823 | 5062.51 | 57127.85 | 1272.29 | 0 | 0 | 1999 | 4711.48 | 48438.43 | 918.89 | 0 | 786.32 | 5023 | 5379.17 | 32544.81 | 542.46 | 0 | 0 | 6535 | 5134.02 | 37759.28 | 1246.84 | 0 | 0 |  | 823 | 5062.49 | 51720.13 | 2601.58 | 0 | 9688.73 | 1999 | 5270.08 | 45515.95 | 2447.45 | 0 | 7511.02 | 5023 | 5810.13 | 31560.11 | 1146.06 | 0 | 401.96 | 6535 | 4599.42 | 34538.55 | 1805.02 | 0 | 6381.5 | 823 | 5558 | 5830 | 1424.5 | 4462.5 | 0 | 1999 | 4925.5 | 12426 | 723 | 3181 | 0 | 5023 | 2890.5 | 8279.5 | 468.5 | 4175.5 | 0 | 6535 | 6737.5 | 5019.5 | 2075 | 10146 | 0
|  |  |  | 824 | 5083.04 | 56592.06 | 1096.85 | 0 | 0 | 2000 | 4668.43 | 51804.16 | 680.89 | 0 | 0 | 5024 | 5180.17 | 39072.53 | 542.46 | 0 | 0 | 6536 | 5047.57 | 40760.91 | 941.68 | 0 | 0 |  | 824 | 5083.04 | 51223.07 | 2549.12 | 0 | 7854.14 | 2000 | 5221.93 | 47923.6 | 1083.28 | 0 | 5440.03 | 5024 | 5777.84 | 38213.25 | 992.46 | 0 | 317.17 | 6536 | 4517.53 | 38038.74 | 1794.32 | 0 | 3875.37 | 824 | 5745.5 | 6126.5 | 1457 | 6498.5 | 0 | 2000 | 4899.5 | 11856 | 721.5 | 2790.5 | 0 | 5024 | 2886 | 9058.5 | 466.5 | 3830 | 0 | 6536 | 6982 | 6166 | 2274 | 10726 | 0
|  |  |  | 825 | 5074.82 | 56915.8 | 1090.46 | 0 | 0 | 2001 | 4582.33 | 53216.23 | 1091.99 | 0 | 0 | 5025 | 5151.55 | 42191.47 | 542.46 | 0 | 0 | 6537 | 5031.66 | 43857.12 | 1187.89 | 0 | 0 |  | 825 | 5074.82 | 51291.55 | 2572.62 | 0 | 8364.39 | 2001 | 5135.83 | 49154.87 | 1321.1 | 0 | 5681.84 | 5025 | 5766.55 | 42356.17 | 992.46 | 0 | 305.53 | 6537 | 4517.37 | 42634.72 | 1987.37 | 0 | 4773.02 | 825 | 6167.5 | 6221 | 1450 | 8151 | 0 | 2001 | 4934 | 11529.5 | 1038 | 2060 | 0 | 5025 | 2877.5 | 9439.5 | 467.5 | 3703.5 | 0 | 6537 | 7182.5 | 7190 | 2244 | 10571.5 | 0
|  |  |  | 826 | 5070.71 | 57344.39 | 1067.41 | 0 | 0 | 2002 | 4582.33 | 55197.15 | 785.22 | 0 | 0 | 5026 | 5189.45 | 43520.4 | 542.46 | 0 | 0 | 6538 | 5026.44 | 47529.08 | 1061.93 | 0 | 0 |  | 826 | 5070.71 | 51617.56 | 2529.43 | 0 | 8932.36 | 2002 | 5135.83 | 52747.98 | 1825.61 | 0 | 4238.46 | 5026 | 5743.96 | 44557.76 | 992.46 | 0 | 283.31 | 6538 | 4515.23 | 46188.42 | 1788.5 | 0 | 3146.04 | 826 | 6598 | 6444.5 | 1443 | 8767.5 | 0 | 2002 | 4914 | 11099.5 | 1283 | 1942 | 0 | 5026 | 2901.5 | 9272 | 469.5 | 3673.5 | 0 | 6538 | 6783 | 8017.5 | 1989 | 10437 | 0
|  |  |  | 827 | 5062.49 | 58091.86 | 1159.36 | 0 | 0 | 2003 | 4582.33 | 54060.83 | 888.11 | 0 | 0 | 5027 | 5164.22 | 46670.9 | 542.46 | 0 | 0 | 6539 | 5185.03 | 48620.65 | 1362.38 | 0 | 0 |  | 827 | 5062.49 | 51885.33 | 2618.06 | 0 | 9039.18 | 2003 | 5135.83 | 53167.49 | 1299.32 | 0 | 5060.57 | 5027 | 5743.96 | 47616.1 | 992.46 | 0 | 269.14 | 6539 | 4663.42 | 46330.62 | 1719.18 | 0 | 3616.81 | 827 | 6604 | 6580.5 | 1451 | 9440.5 | 0 | 2003 | 4968.5 | 10224 | 1775.5 | 2068 | 0 | 5027 | 3067.5 | 8605.5 | 469.5 | 3167 | 0 | 6539 | 6522 | 8701.5 | 1196 | 10160 | 0
|  |  |  | 828 | 5062.49 | 59331.4 | 1370.03 | 0 | 0 | 2004 | 4749.01 | 55388.62 | 1283.89 | 0 | 0 | 5028 | 5128.96 | 49254.03 | 542.46 | 0 | 0 | 6540 | 5139.5 | 48112.23 | 792.18 | 0 | 0 |  | 828 | 5062.49 | 52114.06 | 2611.92 | 0 | 9460.16 | 2004 | 5302.51 | 51894.53 | 1344.55 | 0 | 6516.32 | 5028 | 5743.96 | 50194.98 | 992.46 | 0 | 266.12 | 6540 | 4600 | 47660.41 | 1505.02 | 0 | 3427.58 | 828 | 6609.5 | 7209.5 | 1450 | 9289.5 | 0 | 2004 | 4836.5 | 9726.5 | 1699.5 | 2017.5 | 0 | 5028 | 3250.5 | 8864 | 471.5 | 3644 | 0 | 6540 | 5818 | 9453 | 1055.5 | 8662.5 | 0
|  |  |  | 829 | 5062.49 | 59345.35 | 1680.26 | 0 | 0 | 2005 | 4682.34 | 58987.82 | 1507.89 | 0 | 0 | 5029 | 5256.43 | 51479.37 | 542.46 | 0 | 0 | 6541 | 5077.77 | 51602.59 | 981.9 | 0 | 0 |  | 829 | 5062.49 | 52130.11 | 2608.8 | 0 | 10226.88 | 2005 | 5235.84 | 54267.93 | 1341.39 | 0 | 6199.64 | 5029 | 5840.79 | 50744.95 | 992.46 | 0 | 272.65 | 6541 | 4595.14 | 47712.01 | 1517.96 | 0 | 4503.05 | 829 | 6507.5 | 7658.5 | 1448 | 9139 | 0 | 2005 | 4881 | 9390 | 1793.5 | 2270 | 0 | 5029 | 3461 | 9210 | 691 | 4688.5 | 0 | 6541 | 5493 | 9754.5 | 878 | 5673 | 0
|  |  |  | 830 | 5080.49 | 59133.82 | 1401.44 | 0 | 0 | 2006 | 4666.34 | 56473.09 | 1630.18 | 0 | 0 | 5030 | 5237.96 | 50168.31 | 542.46 | 0 | 0 | 6542 | 5015.92 | 47508.74 | 839.44 | 0 | 0 |  | 830 | 5080.02 | 52014.45 | 2843.93 | 0 | 10266.91 | 2006 | 5219.84 | 53356.16 | 1537.4 | 0 | 6381.09 | 5030 | 5802.06 | 49345.45 | 992.46 | 0 | 266.94 | 6542 | 4618.9 | 44536.9 | 1324.85 | 0 | 4228.75 | 830 | 6285.5 | 8048.5 | 1455.5 | 9106.5 | 0 | 2006 | 4885 | 8525.5 | 2141.5 | 3402 | 0 | 5030 | 3519 | 9532.5 | 915.5 | 5214 | 0 | 6542 | 5339 | 10117 | 863 | 4085 | 0
|  |  |  | 831 | 5075.01 | 58675.31 | 1688.96 | 0 | 0 | 2007 | 4582.33 | 54708.84 | 2432.16 | 0 | 0 | 5031 | 5202.37 | 48523.96 | 542.46 | 0 | 0 | 6543 | 5016.46 | 44866.85 | 568.26 | 0 | 0 |  | 831 | 5075.01 | 51734.49 | 3591.89 | 0 | 10417.7 | 2007 | 5135.83 | 51344.86 | 2972.03 | 0 | 6189.91 | 5031 | 5782.69 | 48192.39 | 992.46 | 0 | 268.93 | 6543 | 4515.39 | 45500.72 | 1342.32 | 0 | 4679.26 | 831 | 6256.5 | 8532.5 | 1434.5 | 8815.5 | 0 | 2007 | 5001 | 6761 | 2780.5 | 5928 | 0 | 5031 | 3631 | 9222 | 979 | 5554 | 0 | 6543 | 5300 | 10480.5 | 858 | 3894 | 0
|  |  |  | 832 | 5070 | 58398.27 | 1907.32 | 0 | 0 | 2008 | 4632.75 | 51985.88 | 3713.71 | 0 | 0 | 5032 | 5172.79 | 46152.67 | 542.46 | 0 | 0 | 6544 | 5046.12 | 42279.71 | 2605.91 | 0 | 0 |  | 832 | 5070 | 51643.39 | 3019.39 | 0 | 11204.56 | 2008 | 5195.41 | 49844.4 | 4158.61 | 0 | 6557.51 | 5032 | 5743.96 | 44346.14 | 992.46 | 0 | 278.11 | 6544 | 4550.86 | 41461.96 | 1954.92 | 0 | 5293.19 | 832 | 6301.5 | 9298 | 1446.5 | 8954.5 | 0 | 2008 | 5346.5 | 5985 | 2524.5 | 9970.5 | 0 | 5032 | 3496 | 9245.5 | 955.5 | 5748.5 | 0 | 6544 | 4904 | 9252.5 | 786.5 | 3532 | 0
|  |  |  | 833 | 5067.5 | 58129.39 | 2849.31 | 0 | 0 | 2009 | 4919.47 | 48352.51 | 4726.99 | 0 | 0 | 5033 | 5304.23 | 40993.67 | 542.46 | 0 | 0 | 6545 | 5454.26 | 40232.13 | 2112.42 | 0 | 319.91 |  | 833 | 5067.5 | 51551.44 | 4812.92 | 0 | 10032.47 | 2009 | 5221.56 | 47303.32 | 4331.89 | 0 | 6226.41 | 5033 | 5743.96 | 39075.63 | 992.46 | 0 | 291.86 | 6545 | 4799.53 | 38007.25 | 3496.85 | 0 | 6266.7 | 833 | 6364 | 9297 | 1449 | 9925 | 0 | 2009 | 5987 | 4449 | 3263.5 | 12348.5 | 0 | 5033 | 3463.5 | 9371 | 1155.5 | 4442 | 0 | 6545 | 5276.5 | 9868 | 857.5 | 3851.5 | 0
|  |  |  | 834 | 5062.49 | 58201.31 | 2611.07 | 0 | 0 | 2010 | 5799.54 | 45518.89 | 4224.55 | 0 | 3928.78 | 5034 | 5366.79 | 34982.41 | 632.46 | 0 | 1309.89 | 6546 | 4025.11 | 40680.01 | 3591.13 | 0 | 0 |  | 834 | 5062.49 | 51637.55 | 4284.2 | 0 | 11622.03 | 2010 | 5964.68 | 44936.79 | 4461.37 | 0 | 6182.55 | 5034 | 5904.61 | 33368.3 | 2952.79 | 0 | 1544.86 | 6546 | 3450.08 | 37540.67 | 3804.47 | 0 | 7896.17 | 834 | 6323 | 10080.5 | 1524.5 | 11019.5 | 0 | 2010 | 6548.5 | 3654.5 | 3470 | 12716.5 | 0 | 5034 | 3389 | 9782.5 | 907 | 3630 | 0 | 6546 | 5361.5 | 9425 | 861.5 | 3871.5 | 0
|  |  |  | 835 | 5152.78 | 58201.09 | 2774.94 | 0 | 0 | 2011 | 5864.95 | 45346.5 | 4936.65 | 0 | 3106.52 | 5035 | 5324.79 | 31879.02 | 722.46 | 0 | 5700.45 | 6547 | 4083.55 | 41772.11 | 3386.34 | 0 | 428.66 |  | 835 | 5503.63 | 51638.5 | 4669.15 | 0 | 12190.21 | 2011 | 6905.56 | 43427.51 | 4274.46 | 0 | 7288.54 | 5035 | 6054.36 | 30019.72 | 4121.39 | 0 | 4907.98 | 6547 | 3598.2 | 38909.47 | 3814.12 | 0 | 8045.64 | 835 | 6664 | 10324 | 2025.5 | 11490.5 | 0 | 2011 | 6271.5 | 3529 | 3203.5 | 12317 | 0 | 5035 | 3380.5 | 9892.5 | 885.5 | 4465 | 0 | 6547 | 5348.5 | 9670.5 | 860.5 | 3898.5 | 0
|  |  |  | 836 | 5142.42 | 58025.73 | 2839.22 | 0 | 0 | 2012 | 5812.48 | 44480.29 | 4414.08 | 0 | 5972.94 | 5036 | 5539.51 | 30229.56 | 902.46 | 0 | 7000.94 | 6548 | 3998.38 | 43304.39 | 3534.28 | 0 | 0 |  | 836 | 5164.26 | 51517.64 | 4906.13 | 0 | 13071.22 | 2012 | 6699.91 | 42699.27 | 4369.06 | 0 | 9141.13 | 5036 | 6215.93 | 28129.6 | 2697.61 | 0 | 8331.83 | 6548 | 3285.67 | 39634.94 | 3715.29 | 0 | 8174.02 | 836 | 6373.5 | 10225 | 2100.5 | 11057 | 0 | 2012 | 5716.5 | 3235.5 | 2419 | 12095.5 | 0 | 5036 | 3358 | 9991.5 | 883 | 4719 | 0 | 6548 | 5336 | 10093.5 | 851.5 | 3960 | 0
|  |  |  | 837 | 5346.51 | 57766.68 | 3122.08 | 0 | 0 | 2013 | 6229.82 | 43550.86 | 5079.6 | 0 | 5646.85 | 5037 | 5258.33 | 30333.3 | 624.43 | 0 | 8109.26 | 6549 | 3820.27 | 43735.87 | 3659.72 | 0 | 0 |  | 837 | 5529.18 | 51338.93 | 4758.35 | 0 | 12690.13 | 2013 | 6745.16 | 41578.1 | 5038.41 | 0 | 10402.95 | 5037 | 5915.34 | 28171.71 | 3625.87 | 0 | 7519.45 | 6549 | 3442.82 | 39919.08 | 3584.36 | 0 | 8356.85 | 837 | 6288 | 9507 | 2056 | 9483 | 0 | 2013 | 5298.5 | 2750 | 2100 | 10821.5 | 0 | 5037 | 3493.5 | 10043.5 | 907 | 4679.5 | 0 | 6549 | 5350 | 9880 | 1286 | 4742.5 | 0
|  |  |  | 838 | 5550.32 | 57537.57 | 2556.37 | 0 | 0 | 2014 | 6282.84 | 42055.28 | 4834.65 | 0 | 7355.31 | 5038 | 5344.14 | 30495.62 | 732.36 | 0 | 7700.24 | 6550 | 3969.26 | 43402.36 | 3642.3 | 0 | 0 |  | 838 | 5281.34 | 51127.17 | 5652.48 | 0 | 10664.07 | 2014 | 6784.9 | 40193.93 | 4648.36 | 0 | 10864.8 | 5038 | 6004.76 | 28290.37 | 2689.61 | 0 | 8304.7 | 6550 | 3467.87 | 39705.73 | 4071.8 | 0 | 6780.16 | 838 | 6116 | 9742 | 2068.5 | 7318 | 0 | 2014 | 5232.5 | 2610 | 2077 | 8509 | 0 | 5038 | 3459 | 10299 | 906 | 4679.5 | 0 | 6550 | 5423.5 | 10307 | 1508.5 | 4297 | 0
|  |  |  | 839 | 5570.34 | 57699.94 | 3032.08 | 0 | 0 | 2015 | 6475.51 | 40894.3 | 5582.36 | 0 | 3803.29 | 5039 | 5429.65 | 29417.52 | 1114.05 | 0 | 8222.72 | 6551 | 4044.92 | 43822.53 | 4000.46 | 0 | 0 |  | 839 | 5378.65 | 51162.53 | 5991.25 | 0 | 8388.49 | 2015 | 7100 | 38925.03 | 5426.65 | 0 | 10950.78 | 5039 | 6243.46 | 27278.03 | 2600.75 | 0 | 9108.79 | 6551 | 3695.75 | 39641.52 | 3534.17 | 0 | 7572.46 | 839 | 5566.5 | 9718 | 2075.5 | 5456 | 0 | 2015 | 5197.5 | 2876.5 | 1929.5 | 6552 | 0 | 5039 | 3451.5 | 10682 | 909.5 | 4617 | 0 | 6551 | 5553.5 | 10826.5 | 1414.5 | 3549.5 | 0
|  | Tuesday | 24h | 840 | 5399.3 | 57968.74 | 2646.37 | 0 | 0 | 2016 | 6371.41 | 39690.67 | 5030.36 | 0 | 2909.89 | 5040 | 5220.09 | 27651.25 | 1457.57 | 0 | 9456.7 | 6552 | 4137.15 | 42877.44 | 3753.15 | 0 | 0 |  | 840 | 5368.73 | 51331.26 | 6108.36 | 0 | 6422.18 | 2016 | 7001.38 | 37776.16 | 4580.27 | 0 | 8454.94 | 5040 | 6083.38 | 25624.41 | 3558.72 | 0 | 8172.79 | 6552 | 3577.19 | 38933.82 | 4571.03 | 0 | 5420.87 | 840 | 5516 | 9827 | 1701.5 | 3712.5 | 0 | 2016 | 5114 | 3786.5 | 1951 | 5654 | 0 | 5040 | 3448.5 | 11203.5 | 888.5 | 4299 | 0 | 6552 | 5475 | 11039.5 | 1396.5 | 3322.5 | 0
|  |  |  | 841 | 5062.49 | 50099.27 | 2846.34 | 0 | 607.06 | 2017 | 6562.38 | 40648.83 | 2425.16 | 0 | 2431.84 | 5041 | 5856.14 | 26108.69 | 3096.36 | 0 | 33.6 | 6553 | 4051.65 | 41582.17 | 1478.89 | 0 | 0 |  | 841 | 5062.49 | 48608.37 | 2056.92 | 0 | 14552.64 | 2017 | 8098.1 | 37871.4 | 2403.76 | 0 | 4863.35 | 5041 | 6471.14 | 24092.18 | 4546.36 | 0 | 299.08 | 6553 | 3602.36 | 37822.06 | 2252.97 | 0 | 6346.76 | 841 | 5518.5 | 10210 | 1287.5 | 3060 | 0 | 2017 | 5080.5 | 4142 | 1763 | 5637 | 0 | 5041 | 3472 | 11345.5 | 887 | 4300.5 | 0 | 6553 | 5512.5 | 11199.5 | 1389.5 | 3184 | 0
|  |  |  | 842 | 5062.49 | 50522.73 | 3700.95 | 0 | 0 | 2018 | 6520.76 | 39154.65 | 1402.26 | 0 | 0 | 5042 | 5640.23 | 24960.91 | 1647.84 | 0 | 0 | 6554 | 4078.17 | 40487.15 | 789.49 | 0 | 0 |  | 842 | 5062.49 | 49077.04 | 2190.95 | 0 | 12170.28 | 2018 | 8145.57 | 36560.77 | 1628.76 | 0 | 2361.82 | 5042 | 6334.39 | 22985.74 | 3890.47 | 0 | 383.72 | 6554 | 3567.19 | 36703.28 | 1204.58 | 0 | 6196.98 | 842 | 5531 | 10246 | 1416 | 3192 | 0 | 2018 | 4870 | 4853.5 | 1923 | 5905.5 | 0 | 5042 | 3453.5 | 11474 | 881 | 4202 | 0 | 6554 | 5574.5 | 10342.5 | 1388.5 | 3772.5 | 0
|  |  |  | 843 | 5089.33 | 50658.17 | 2453.91 | 0 | 0 | 2019 | 6291.74 | 37917.31 | 991.26 | 0 | 1813.42 | 5043 | 5690.9 | 24587.38 | 1893.39 | 0 | 0 | 6555 | 3934.3 | 39197.54 | 546.46 | 0 | 291.12 |  | 843 | 5089.33 | 50410.52 | 2169.46 | 0 | 10832.83 | 2019 | 8422.77 | 35407.34 | 2556.79 | 0 | 1266.34 | 5043 | 5905.21 | 22570.47 | 3211.13 | 0 | 413.29 | 6555 | 3498.72 | 35964.3 | 2200.17 | 0 | 5377.32 | 843 | 5568 | 9323.5 | 1503.5 | 3602.5 | 0 | 2019 | 4751.5 | 5256.5 | 1922.5 | 6264 | 0 | 5043 | 3424 | 11907 | 605.5 | 4175 | 0 | 6555 | 5550.5 | 9562 | 1660 | 4528 | 0
|  |  |  | 844 | 5078.59 | 50451.28 | 2656.93 | 0 | 0 | 2020 | 6001.46 | 37768.63 | 1085.26 | 0 | 0 | 5044 | 5288.28 | 24332.68 | 564.96 | 0 | 0 | 6556 | 3999.99 | 38953.23 | 967.22 | 0 | 0 |  | 844 | 5078.59 | 50405.95 | 2582.54 | 0 | 10104.29 | 2020 | 8191.88 | 35283.63 | 1435 | 0 | 1766.17 | 5044 | 5901.89 | 22247.02 | 3013.91 | 0 | 426.4 | 6556 | 3529.9 | 35472.48 | 2474.46 | 0 | 5407.62 | 844 | 5522.5 | 9756.5 | 1873.5 | 3217 | 0 | 2020 | 4754 | 5919.5 | 1926 | 6098 | 0 | 5044 | 3443.5 | 12932.5 | 482 | 4191 | 0 | 6556 | 5459.5 | 9222.5 | 1594 | 4443.5 | 0
|  |  |  | 845 | 5073.23 | 50666.52 | 2713.91 | 0 | 0 | 2021 | 5858.7 | 37775.64 | 1222.06 | 0 | 0 | 5045 | 5290.28 | 24563.58 | 609.96 | 0 | 283.84 | 6557 | 3936.13 | 38621.07 | 1182.07 | 0 | 0 |  | 845 | 5073.23 | 50336.14 | 2718.15 | 0 | 9743.48 | 2021 | 8407.99 | 35270.83 | 1306.26 | 0 | 1244.79 | 5045 | 5884.87 | 22401.68 | 1207.91 | 0 | 460.58 | 6557 | 3524.71 | 35625.5 | 1612.17 | 0 | 6098.22 | 845 | 5513 | 10137.5 | 1773 | 3083.5 | 0 | 2021 | 4818 | 6357 | 1920 | 5829 | 0 | 5045 | 3526.5 | 13045 | 487 | 4185 | 0 | 6557 | 5440 | 9040 | 1397 | 5480.5 | 0
|  |  |  | 846 | 5062.49 | 50448.35 | 2701.87 | 0 | 0 | 2022 | 6040.28 | 37839.37 | 923.76 | 0 | 3439.86 | 5046 | 5251.96 | 26548.17 | 542.46 | 0 | 25.11 | 6558 | 4260.87 | 40481.09 | 403.74 | 0 | 0 |  | 846 | 5062.49 | 50184.03 | 2886.16 | 0 | 9881.78 | 2022 | 8383.11 | 35335.23 | 1933.23 | 0 | 4927.98 | 5046 | 5867.62 | 24200.3 | 1261.53 | 0 | 469.62 | 6558 | 3714.52 | 36812.14 | 1369.62 | 0 | 5699.42 | 846 | 5511.5 | 9592.5 | 1412 | 3085 | 0 | 2022 | 4802 | 7087 | 1769.5 | 5036 | 0 | 5046 | 3572 | 12312 | 489.5 | 4717 | 0 | 6558 | 5623.5 | 8642.5 | 1410 | 7724 | 0
|  |  |  | 847 | 5062.49 | 49973.06 | 3088.5 | 0 | 0 | 2023 | 5883.48 | 39318.26 | 1267.46 | 0 | 3754.77 | 5047 | 5251.96 | 31019.54 | 542.46 | 0 | 32.86 | 6559 | 4099.25 | 42181.55 | 2434.81 | 0 | 0 |  | 847 | 5062.49 | 49827.13 | 2921.75 | 0 | 11059.27 | 2023 | 7952.59 | 36721.45 | 2722.85 | 0 | 4403.24 | 5047 | 5866.96 | 28711.72 | 992.46 | 0 | 403.51 | 6559 | 3657.15 | 38737.88 | 1540.46 | 0 | 5678.57 | 847 | 5600.5 | 8696.5 | 1818.5 | 3546 | 0 | 2023 | 4809 | 7470 | 1938 | 4756.5 | 0 | 5047 | 3635 | 12250.5 | 484.5 | 4608.5 | 0 | 6559 | 6146.5 | 7892 | 1985 | 10981 | 0
|  |  |  | 848 | 5062.49 | 50655.26 | 2551.37 | 0 | 0 | 2024 | 5263.65 | 44600.78 | 811.26 | 0 | 611.73 | 5048 | 5348.79 | 37730.33 | 542.46 | 0 | 0 | 6560 | 4054.33 | 45141.56 | 1265.96 | 0 | 0 |  | 848 | 5062.49 | 49088.65 | 2939.03 | 0 | 10722.64 | 2024 | 6107.04 | 42040.17 | 1261.26 | 0 | 3107.11 | 5048 | 5963.79 | 35573.5 | 992.46 | 0 | 319 | 6560 | 3594.95 | 42396.93 | 1406.62 | 0 | 4018.63 | 848 | 5651.5 | 8334 | 2078 | 4149 | 0 | 2024 | 4944.5 | 7343.5 | 1935.5 | 5423 | 0 | 5048 | 3506.5 | 12180.5 | 462.5 | 4034.5 | 0 | 6560 | 6991.5 | 6865 | 2784.5 | 12388 | 0
|  |  |  | 849 | 5093.3 | 52647.72 | 2839.22 | 0 | 0 | 2025 | 4993.44 | 52294.64 | 811.26 | 0 | 0 | 5049 | 5310.06 | 43128.88 | 542.46 | 0 | 0 | 6561 | 3931.84 | 49588.68 | 923.46 | 0 | 0 |  | 849 | 5093.3 | 49026.13 | 3296.99 | 0 | 11561.4 | 2025 | 5672.11 | 49950.96 | 1261.26 | 0 | 3033.7 | 5049 | 5925.06 | 40885.84 | 992.46 | 0 | 307.37 | 6561 | 3482.86 | 47703.9 | 1603.88 | 0 | 4328.68 | 849 | 5628.5 | 9277.5 | 1643 | 4020.5 | 0 | 2025 | 5117 | 6884 | 2002.5 | 6097 | 0 | 5049 | 3517.5 | 11647.5 | 480.5 | 3759 | 0 | 6561 | 7686.5 | 6260 | 2727.5 | 12431.5 | 0
|  |  |  | 850 | 5254.56 | 53640.08 | 2909.81 | 0 | 0 | 2026 | 5113.23 | 56096.07 | 811.26 | 0 | 0 | 5050 | 5290.69 | 46083.89 | 542.46 | 0 | 0 | 6562 | 4014.48 | 54439.89 | 1992.93 | 0 | 0 |  | 850 | 5308.53 | 50587.09 | 3296.99 | 0 | 8573.2 | 2026 | 5657.18 | 53790.95 | 1261.26 | 0 | 2168.49 | 5050 | 5905.69 | 43843.94 | 992.46 | 0 | 285.16 | 6562 | 3480.71 | 52723.37 | 1814.46 | 0 | 3263.86 | 850 | 5716 | 8477.5 | 1680.5 | 5023 | 0 | 2026 | 5385.5 | 7146.5 | 2115 | 6479 | 0 | 5050 | 3599 | 10165 | 626.5 | 4316 | 0 | 6562 | 7135.5 | 6347.5 | 2247 | 12227.5 | 0
|  |  |  | 851 | 5402.92 | 53969.26 | 3380.46 | 0 | 0 | 2027 | 4930.76 | 58553.9 | 811.26 | 0 | 0 | 5051 | 5251.96 | 46203.31 | 542.46 | 0 | 0 | 6563 | 3879.07 | 55860.28 | 1668.17 | 0 | 0 |  | 851 | 5387.2 | 52033.44 | 3386.99 | 0 | 8106.12 | 2027 | 5585.16 | 56271.3 | 1261.26 | 0 | 1910.98 | 5051 | 5866.96 | 44085.02 | 992.46 | 0 | 270.94 | 6563 | 3508.98 | 55440.58 | 1537.71 | 0 | 2666.21 | 851 | 5727 | 7238 | 1959.5 | 6339.5 | 0 | 2027 | 5413 | 7368.5 | 2223 | 6625.5 | 0 | 5051 | 3363.5 | 9055 | 684.5 | 5097 | 0 | 6563 | 6289 | 6188.5 | 2264.5 | 11831.5 | 0
|  |  |  | 852 | 5587.43 | 55423.12 | 2357.74 | 0 | 0 | 2028 | 5053.77 | 59982.28 | 811.26 | 0 | 0 | 5052 | 5251.96 | 44550.58 | 542.46 | 0 | 0 | 6564 | 4180.88 | 56272.7 | 775.39 | 0 | 0 |  | 852 | 5587.43 | 51391.91 | 3946.66 | 0 | 6354.49 | 2028 | 5668.15 | 57656.14 | 1261.26 | 0 | 1855.35 | 5052 | 5866.96 | 42582.45 | 992.46 | 0 | 267.65 | 6564 | 3688.36 | 54943.99 | 2136.17 | 0 | 2134.08 | 852 | 5908 | 6837.5 | 2083 | 6629 | 0 | 2028 | 5171.5 | 7101 | 2523 | 6819.5 | 0 | 5052 | 3569.5 | 8392 | 958 | 5105.5 | 0 | 6564 | 5918.5 | 5483 | 2025 | 11743 | 0
|  |  |  | 853 | 5587.43 | 56276.73 | 3844.75 | 0 | 0 | 2029 | 5206.24 | 58708.61 | 811.26 | 0 | 0 | 5053 | 5251.96 | 43183.54 | 542.46 | 0 | 0 | 6565 | 4175.5 | 51788.19 | 2228.75 | 0 | 0 |  | 853 | 5587.43 | 54838.02 | 2317.32 | 0 | 5876.87 | 2029 | 5942.17 | 56325.79 | 1261.26 | 0 | 1793.21 | 5053 | 5866.96 | 41298.3 | 992.46 | 0 | 274.18 | 6565 | 3628.74 | 52142.13 | 1223.68 | 0 | 3967.51 | 853 | 5977.5 | 7077.5 | 2282 | 6570.5 | 0 | 2029 | 4965.5 | 7307.5 | 2159.5 | 7798 | 0 | 5053 | 3638 | 8167.5 | 927.5 | 5533 | 0 | 6565 | 5627 | 5132 | 1895.5 | 10451.5 | 0
|  |  |  | 854 | 5587.43 | 53439.45 | 4157.27 | 0 | 0 | 2030 | 5127.81 | 56522.66 | 811.26 | 0 | 0 | 5054 | 5333.86 | 40965.97 | 542.46 | 0 | 0 | 6566 | 3832.55 | 52313.71 | 1199.89 | 0 | 0 |  | 854 | 5587.43 | 52033.67 | 3146.99 | 0 | 5311.09 | 2030 | 5925.76 | 54123.8 | 1261.26 | 0 | 1895.55 | 5054 | 5948.86 | 39007.61 | 992.46 | 0 | 268.5 | 6566 | 3588.15 | 48622.1 | 1848.8 | 0 | 4181.56 | 854 | 6120.5 | 6863.5 | 2256.5 | 6943 | 0 | 2030 | 5233 | 7889 | 1933 | 8602 | 0 | 5054 | 3656.5 | 8207.5 | 1134 | 5453 | 0 | 6566 | 5403 | 4810.5 | 1752.5 | 9127 | 0
|  |  |  | 855 | 5684.33 | 51199.3 | 4335.88 | 0 | 0 | 2031 | 5376.52 | 52669.48 | 811.26 | 0 | 0 | 5055 | 5310.46 | 37407.68 | 542.46 | 0 | 0 | 6567 | 3869.02 | 47251.23 | 1827.76 | 0 | 0 |  | 855 | 5684.33 | 50527.22 | 3562.24 | 0 | 4564.39 | 2031 | 6322.52 | 50267.18 | 1261.26 | 0 | 1884.6 | 5055 | 5925.46 | 35376.39 | 992.46 | 0 | 270.45 | 6567 | 3520.3 | 45246.56 | 3297.89 | 0 | 4269.91 | 855 | 6386 | 6771.5 | 2093.5 | 7215.5 | 0 | 2031 | 5627 | 8186 | 2255 | 9635.5 | 0 | 5055 | 3783.5 | 7441.5 | 1365 | 6108.5 | 0 | 6567 | 5122.5 | 4196 | 1948 | 9143 | 0
|  |  |  | 856 | 5656.65 | 49739.89 | 4270.1 | 0 | 88.61 | 2032 | 7257.73 | 46819.44 | 811.26 | 0 | 912.04 | 5056 | 5287.06 | 33564.94 | 542.46 | 0 | 0 | 6568 | 4051.04 | 45221.18 | 4074.39 | 0 | 0 |  | 856 | 5656.65 | 48035.6 | 3599.89 | 0 | 5762.55 | 2032 | 6991.46 | 44426.56 | 1261.26 | 0 | 2090.71 | 5056 | 5902.06 | 31505.66 | 992.46 | 0 | 279.64 | 6568 | 3519.36 | 42131.94 | 3655.3 | 0 | 4347.94 | 856 | 6293.5 | 6941 | 2119.5 | 8954 | 0 | 2032 | 5529.5 | 8535 | 2966.5 | 10001 | 0 | 5056 | 3556.5 | 7451.5 | 1425.5 | 5804.5 | 0 | 6568 | 5107.5 | 3847.5 | 1943.5 | 9128 | 0
|  |  |  | 857 | 5616.42 | 47557.95 | 4788.42 | 0 | 1642.09 | 2033 | 8997.29 | 40305.68 | 2832.32 | 0 | 5235.34 | 5057 | 5462.27 | 29129.54 | 542.46 | 0 | 293.66 | 6569 | 4028.34 | 41784.87 | 3855.59 | 0 | 1965 |  | 857 | 5616.42 | 45900.6 | 3599.89 | 0 | 7502.46 | 2033 | 9890.23 | 38027 | 4411.35 | 0 | 4451.8 | 5057 | 6421.03 | 26898.59 | 1874.46 | 0 | 293.66 | 6569 | 3521.33 | 40237.71 | 4648.46 | 0 | 4993.62 | 857 | 6318.5 | 6987 | 2221 | 12276.5 | 0 | 2033 | 5756 | 7983.5 | 2936 | 10787 | 0 | 5057 | 3292.5 | 8210 | 1193.5 | 4644.5 | 0 | 6569 | 5062.5 | 3671 | 1910 | 8652.5 | 0
|  |  |  | 858 | 5590.14 | 48187.89 | 5065.8 | 0 | 806.62 | 2034 | 9442.4 | 35571.38 | 3373.95 | 0 | 9941.78 | 5058 | 5782.63 | 24457.87 | 3105.67 | 0 | 3814.96 | 6570 | 4151.7 | 43500.21 | 4828.36 | 0 | 0 |  | 858 | 5602.58 | 46896.47 | 4676.41 | 0 | 5681.83 | 2034 | 10292.41 | 33373.99 | 5386.04 | 0 | 9507.95 | 5058 | 6397.63 | 22167.05 | 3366.27 | 0 | 3916.2 | 6570 | 3738.75 | 39920.19 | 5565.28 | 0 | 5768.37 | 858 | 7570 | 6660.5 | 2721.5 | 14924.5 | 0 | 2034 | 5892 | 8230 | 2281 | 10801 | 0 | 5058 | 3247 | 8079.5 | 1177 | 4328 | 0 | 6570 | 5038 | 3388.5 | 1917 | 9366.5 | 0
|  |  |  | 859 | 5574.89 | 49481.74 | 4403.03 | 0 | 2716.44 | 2035 | 9823.02 | 34353.96 | 4499.48 | 0 | 11095.81 | 5059 | 5782.63 | 21034.61 | 3512.36 | 0 | 7505.36 | 6571 | 4134.75 | 44692.8 | 4844.34 | 0 | 0 |  | 859 | 5574.89 | 46780.44 | 3072.36 | 0 | 10476.1 | 2035 | 10525.12 | 32171.55 | 6439.27 | 0 | 11171.82 | 5059 | 6397.63 | 18860 | 4582.66 | 0 | 7663.74 | 6571 | 3653.65 | 42403.11 | 4827.99 | 0 | 5635.54 | 859 | 7846.5 | 6443.5 | 3104 | 15661.5 | 0 | 2035 | 5647 | 7673.5 | 2349.5 | 10316.5 | 0 | 5059 | 3249 | 7719.5 | 1177.5 | 4640.5 | 0 | 6571 | 5023.5 | 3183.5 | 1971 | 10243 | 0
|  |  |  | 860 | 5574.89 | 49433.14 | 4451.5 | 0 | 4247.59 | 2036 | 9868.51 | 34998.84 | 5263.34 | 0 | 11268.57 | 5060 | 5782.63 | 18446.46 | 3565.46 | 0 | 9596.27 | 6572 | 4100.63 | 46261.77 | 4050.31 | 0 | 0 |  | 860 | 5574.89 | 46472.16 | 5376.36 | 0 | 7501.36 | 2036 | 10500.4 | 32703.39 | 6214.33 | 0 | 8696.23 | 5060 | 6397.63 | 16507.3 | 4685.46 | 0 | 8904.08 | 6572 | 3609.54 | 42770.92 | 5209.5 | 0 | 5356.93 | 860 | 7458.5 | 5618.5 | 2782 | 15467.5 | 0 | 2036 | 5113 | 7758 | 1881 | 9360.5 | 0 | 5060 | 3202.5 | 7445.5 | 1176.5 | 5026.5 | 0 | 6572 | 5257 | 3300 | 2003 | 12028.5 | 0
|  |  |  | 861 | 5574.89 | 48590.94 | 5485.79 | 0 | 2843.84 | 2037 | 9843.8 | 34525.31 | 3658.01 | 0 | 12557.43 | 5061 | 5894.06 | 18410.79 | 4028.36 | 0 | 9257.28 | 6573 | 3915.42 | 47088.44 | 3804.36 | 0 | 0 |  | 861 | 5574.89 | 45529.45 | 4838.17 | 0 | 8971.45 | 2037 | 10458.8 | 32108.06 | 6236.18 | 0 | 9455.34 | 5061 | 6509.06 | 16672.13 | 3928.36 | 0 | 8497.65 | 6573 | 3499.71 | 43624.01 | 4348.68 | 0 | 4941.04 | 861 | 7038 | 4346.5 | 2362.5 | 14759 | 0 | 2037 | 5163 | 6798 | 1760.5 | 7455.5 | 0 | 5061 | 3161.5 | 7865.5 | 1178 | 4598.5 | 0 | 6573 | 5907 | 3454.5 | 2305.5 | 13894.5 | 0
|  |  |  | 862 | 5746.41 | 47985.04 | 4738.36 | 0 | 2807.04 | 2038 | 9823 | 33464.54 | 4710.52 | 0 | 11553.59 | 5062 | 5849.49 | 18696.64 | 2168.55 | 0 | 9647.19 | 6574 | 3991.13 | 48549.65 | 2960.76 | 0 | 0 |  | 862 | 5746.41 | 44989.04 | 5180.65 | 0 | 7668.38 | 2038 | 10438 | 31013.54 | 4937.15 | 0 | 12294.15 | 5062 | 6464.49 | 17117.15 | 4136.59 | 0 | 8218.58 | 6574 | 3500.3 | 45382.86 | 4053.98 | 0 | 4209.2 | 862 | 6723 | 4232.5 | 2192 | 13130.5 | 0 | 2038 | 5007 | 6182 | 1742 | 6271.5 | 0 | 5062 | 3173.5 | 8088 | 1180.5 | 4576.5 | 0 | 6574 | 6101 | 3341.5 | 2477 | 15053 | 0
|  |  |  | 863 | 5689.24 | 48052.96 | 5711.02 | 0 | 0 | 2039 | 9781.4 | 31955.5 | 3713.97 | 0 | 11913.79 | 5063 | 5827.2 | 19000.1 | 4208.32 | 0 | 7424.42 | 6575 | 3793.92 | 48764.18 | 4948.36 | 0 | 0 |  | 863 | 5689.24 | 44707.7 | 4916.46 | 0 | 5799.33 | 2039 | 10396.4 | 29578.58 | 4515.05 | 0 | 8728.63 | 5063 | 6442.2 | 17559.03 | 5114.36 | 0 | 6359.32 | 6575 | 3495.5 | 45162.37 | 3733.32 | 0 | 2802.07 | 863 | 6184.5 | 4274 | 2221 | 11112 | 0 | 2039 | 5150.5 | 6615.5 | 1317 | 5203.5 | 0 | 5063 | 3199 | 7878 | 1278 | 4842.5 | 0 | 6575 | 6013 | 3428 | 2202.5 | 15334.5 | 0
|  | Wednesday | 48h | 864 | 5574.89 | 49305.08 | 4130.93 | 0 | 0 | 2040 | 9781.4 | 30386.88 | 2326.97 | 0 | 9732.08 | 5064 | 5782.63 | 19138.37 | 2488.83 | 0 | 6002.43 | 6576 | 4162.77 | 48233.77 | 4134.7 | 0 | 0 |  | 864 | 5574.89 | 45433.9 | 2702.46 | 0 | 6115.57 | 2040 | 10396.4 | 28169.51 | 6256.46 | 0 | 3318.5 | 5064 | 6397.63 | 17736.65 | 3611.14 | 0 | 4634.91 | 6576 | 3688.08 | 44917.44 | 3565.61 | 0 | 1414.88 | 864 | 5523 | 4661 | 2063 | 8608.5 | 0 | 2040 | 5164.5 | 6867 | 1462 | 4974 | 0 | 5064 | 3434 | 8532.5 | 1537.5 | 4941.5 | 0 | 6576 | 5753 | 3525.5 | 2106.5 | 14854 | 0
|  |  |  | 865 | 5278.09 | 48784.81 | 3439.43 | 0 | 863.37 | 2041 | 9781.4 | 28708.92 | 6500.17 | 0 | 0 | 5065 | 7545.35 | 18887.47 | 6691.18 | 0 | 0 | 6577 | 3901.95 | 47518.02 | 366.46 | 0 | 0 |  | 865 | 5588.9 | 45548.17 | 3297.76 | 0 | 8842.24 | 2041 | 10280.38 | 26692.27 | 7383.43 | 0 | 692.38 | 5065 | 8160.35 | 17469.77 | 9038.18 | 0 | 299.08 | 6577 | 3528.43 | 44472.25 | 1333.19 | 0 | 7117.12 | 865 | 5663.5 | 4629 | 2043.5 | 6636.5 | 0 | 2041 | 5039 | 6862.5 | 1482.5 | 4971.5 | 0 | 5065 | 3587 | 9186 | 1780.5 | 5877 | 0 | 6577 | 5676.5 | 3853 | 2090 | 14464 | 0
|  |  |  | 866 | 5302.18 | 49294.86 | 585.32 | 0 | 2021.26 | 2042 | 9892.21 | 27278 | 4781.92 | 0 | 0 | 5066 | 8153.06 | 18366.55 | 3847.85 | 0 | 177.52 | 6578 | 3918.38 | 47130.09 | 402.6 | 0 | 0 |  | 866 | 5285.06 | 46265.64 | 3326.93 | 0 | 6612.8 | 2042 | 10556.35 | 25392.76 | 4943.52 | 0 | 661.11 | 5066 | 8759.31 | 16957.31 | 7486.93 | 0 | 383.72 | 6578 | 3248.12 | 44057.95 | 1266.46 | 0 | 5595.44 | 866 | 5786 | 4498.5 | 2039 | 7333 | 0 | 2042 | 5082.5 | 7017.5 | 1278 | 5062.5 | 0 | 5066 | 3527 | 9803 | 1770 | 6385.5 | 0 | 6578 | 5513.5 | 3911 | 2103.5 | 14777.5 | 0
|  |  |  | 867 | 5650.97 | 50495.85 | 2172.65 | 0 | 0 | 2043 | 9677.96 | 26724.28 | 4124.32 | 0 | 0 | 5067 | 8525.34 | 17977.32 | 3893.44 | 0 | 0 | 6579 | 4034.11 | 46622.32 | 372.07 | 0 | 0 |  | 867 | 5287.07 | 46726.98 | 3460.98 | 0 | 5166.93 | 2043 | 10042.89 | 24902.18 | 4845.42 | 0 | 664.77 | 5067 | 9153.92 | 16552.49 | 7186.31 | 0 | 413.29 | 6579 | 3146.95 | 43474.72 | 2046.88 | 0 | 4447.05 | 867 | 5722.5 | 4219 | 2044.5 | 7078 | 0 | 2043 | 4973 | 6647.5 | 1407 | 6260 | 0 | 5067 | 3700 | 9129 | 2224 | 6973.5 | 0 | 6579 | 5675.5 | 3999.5 | 2123 | 15172.5 | 0
|  |  |  | 868 | 5563.45 | 52306.36 | 1040.95 | 0 | 0 | 2044 | 9155.36 | 26964.17 | 4151.99 | 0 | 0 | 5068 | 8690.11 | 17273.33 | 3893.44 | 0 | 68.57 | 6580 | 3847.87 | 46169.7 | 437.99 | 0 | 0 |  | 868 | 5551.16 | 48044.15 | 4018.46 | 0 | 4829.8 | 2044 | 10217.16 | 25138.27 | 4845.42 | 0 | 712.31 | 5068 | 9261.21 | 15891.42 | 7397.89 | 0 | 426.71 | 6580 | 3231.59 | 42898.98 | 1853.1 | 0 | 4366.59 | 868 | 5721 | 4097.5 | 2084.5 | 7003 | 0 | 2044 | 5313 | 6137.5 | 2177.5 | 9891.5 | 0 | 5068 | 3577 | 9419.5 | 2124.5 | 7022.5 | 0 | 6580 | 5787.5 | 3799.5 | 2283.5 | 15290.5 | 0
|  |  |  | 869 | 5300.67 | 52956.23 | 688.91 | 0 | 0 | 2045 | 9164.47 | 27329.52 | 4075.12 | 0 | 0 | 5069 | 8727.82 | 16476.59 | 3880.03 | 0 | 181.87 | 6581 | 3822.83 | 46045.69 | 1210.51 | 0 | 0 |  | 869 | 5288.15 | 48299.84 | 2442.46 | 0 | 5294.16 | 2045 | 9802.93 | 25459.79 | 5175.36 | 0 | 1031.58 | 5069 | 9122.38 | 15143.95 | 6840.06 | 0 | 460.62 | 6581 | 3293.39 | 42614.41 | 2016.46 | 0 | 4303.61 | 869 | 5706.5 | 4092 | 2082.5 | 7030 | 0 | 2045 | 5815.5 | 6332.5 | 2569.5 | 14260.5 | 0 | 5069 | 3452 | 9569 | 2089 | 7032.5 | 0 | 6581 | 5736 | 3740 | 2426 | 15597 | 0
|  |  |  | 870 | 5379.46 | 54273.78 | 1063.43 | 0 | 0 | 2046 | 9255.19 | 28174.72 | 4151.25 | 0 | 0 | 5070 | 8368.09 | 17268.89 | 3742.03 | 0 | 25.36 | 6582 | 4103.41 | 46206.69 | 704.82 | 0 | 0 |  | 870 | 5429.47 | 49299.76 | 2448.11 | 0 | 4840.28 | 2046 | 9701.4 | 26194.33 | 5747.21 | 0 | 1481.13 | 5070 | 9085.49 | 16060.34 | 6547.26 | 0 | 469.65 | 6582 | 3409.12 | 42632.95 | 1560.36 | 0 | 4629.75 | 870 | 5648.5 | 4344 | 2094 | 7941.5 | 0 | 2046 | 6107 | 6249 | 2465.5 | 16213.5 | 0 | 5070 | 3535 | 9578 | 2117.5 | 7295.5 | 0 | 6582 | 5983.5 | 3657 | 2444 | 16199.5 | 0
|  |  |  | 871 | 5502.18 | 53748.69 | 1572.36 | 0 | 0 | 2047 | 8427.34 | 30597.29 | 4019.18 | 0 | 706.93 | 5071 | 8292.37 | 20999.76 | 3742.03 | 0 | 25.56 | 6583 | 4055.26 | 46442.33 | 1092.75 | 0 | 0 |  | 871 | 6107.35 | 48895.23 | 2601.32 | 0 | 5170.87 | 2047 | 9042.34 | 28431.81 | 4844.68 | 0 | 2478.94 | 5071 | 8907.37 | 19878.01 | 4571.03 | 0 | 403.79 | 6583 | 3441.31 | 42978.86 | 1904.46 | 0 | 5057.67 | 871 | 5591.5 | 4719 | 2079 | 11542.5 | 0 | 2047 | 5712 | 5534.5 | 2163 | 16462.5 | 0 | 5071 | 3388 | 10701.5 | 2079 | 6948 | 0 | 6583 | 6487.5 | 3675.5 | 3118 | 16664.5 | 0
|  |  |  | 872 | 5274.12 | 52999.54 | 1132.61 | 0 | 0 | 2048 | 8607.4 | 35517.03 | 4019.18 | 0 | 2093.84 | 5072 | 7247.99 | 26209.03 | 542.46 | 0 | 0 | 6584 | 3337.31 | 47351.74 | 1040.53 | 0 | 0 |  | 872 | 6043.35 | 48450.48 | 2082.46 | 0 | 5080.96 | 2048 | 9125.39 | 33242.96 | 4844.68 | 0 | 3086.08 | 5072 | 6710.02 | 25239.6 | 992.46 | 0 | 319 | 6584 | 3312.58 | 44049.01 | 1853.89 | 0 | 4574.11 | 872 | 5835 | 5199.5 | 2119.5 | 16346 | 0 | 2048 | 5307.5 | 4833.5 | 1982.5 | 16093 | 0 | 5072 | 3140.5 | 10508 | 2069.5 | 6907.5 | 0 | 6584 | 7136.5 | 3406 | 3358.5 | 17346 | 0
|  |  |  | 873 | 5499.97 | 55608.1 | 1746.17 | 0 | 0 | 2049 | 8119.03 | 42850.8 | 4019.18 | 0 | 0 | 5073 | 6941.93 | 29317.52 | 542.46 | 0 | 0 | 6585 | 3431.9 | 49281.9 | 1747.07 | 0 | 0 |  | 873 | 6117.74 | 51513.97 | 2266.46 | 0 | 7411.51 | 2049 | 8756.31 | 40573.04 | 3434.68 | 0 | 3010.53 | 5073 | 6510.1 | 28599.38 | 992.46 | 0 | 307.64 | 6585 | 3382.41 | 46379.43 | 3260.7 | 0 | 5257.59 | 873 | 6315.5 | 5434.5 | 2415.5 | 17715.5 | 0 | 2049 | 5025 | 4279.5 | 1892.5 | 15233 | 0 | 5073 | 3054 | 10422.5 | 1787.5 | 6402.5 | 0 | 6585 | 7016 | 3910 | 3385 | 16828 | 0
|  |  |  | 874 | 5772.55 | 56931.65 | 1029.91 | 0 | 229.09 | 2050 | 8002.95 | 47439.77 | 4019.18 | 0 | 0 | 5074 | 5789 | 30726.34 | 542.46 | 0 | 0 | 6586 | 3369.76 | 51933.89 | 1955.44 | 0 | 0 |  | 874 | 6277.48 | 55320.03 | 3316.93 | 0 | 5877.57 | 2050 | 8601.27 | 45117.74 | 3434.68 | 0 | 2111.69 | 5074 | 6387.11 | 30112.75 | 992.46 | 0 | 285.16 | 6586 | 3316.95 | 49419.1 | 1640.36 | 0 | 6453.54 | 874 | 6111 | 5598.5 | 2153 | 18170 | 0 | 2050 | 4896.5 | 3357.5 | 1875 | 14965.5 | 0 | 5074 | 3192.5 | 10366.5 | 1657 | 6425 | 0 | 6586 | 6195 | 4447 | 3051.5 | 16455.5 | 0
|  |  |  | 875 | 5679.72 | 61856.58 | 2072.03 | 0 | 0 | 2051 | 7925.6 | 48497.8 | 4064.18 | 0 | 0 | 5075 | 5825.96 | 32008.79 | 542.46 | 0 | 0 | 6587 | 3431.22 | 53217.33 | 1190.44 | 0 | 0 |  | 875 | 6231.51 | 58420.5 | 3124.46 | 0 | 7103.09 | 2051 | 8529.24 | 46227.05 | 3479.68 | 0 | 1874.87 | 5075 | 6380.96 | 31404.46 | 992.46 | 0 | 270.97 | 6587 | 3327.23 | 51086.53 | 1840.46 | 0 | 3209.56 | 875 | 5940.5 | 5889 | 2079.5 | 17629 | 0 | 2051 | 4742.5 | 2969 | 2079 | 14318.5 | 0 | 5075 | 3365 | 10242.5 | 1606.5 | 7075.5 | 0 | 6587 | 5870.5 | 5533.5 | 2542.5 | 15368 | 0
|  |  |  | 876 | 5683.14 | 64158.8 | 1881.85 | 0 | 0 | 2052 | 8005.54 | 48357.26 | 4064.18 | 0 | 0 | 5076 | 5839.86 | 32828.76 | 542.46 | 0 | 0 | 6588 | 3630.98 | 54291.98 | 690.17 | 0 | 0 |  | 876 | 6137.49 | 61877.99 | 2366.36 | 0 | 4853.9 | 2052 | 8529.24 | 46194.28 | 3479.68 | 0 | 1816.8 | 5076 | 6394.86 | 32242.16 | 992.46 | 0 | 267.68 | 6588 | 3560.04 | 52577.33 | 1840.06 | 0 | 2830.54 | 876 | 5802.5 | 6872.5 | 2077 | 16711 | 0 | 2052 | 4694 | 2587.5 | 1904.5 | 14173 | 0 | 5076 | 3529 | 9911.5 | 1884 | 8139.5 | 0 | 6588 | 5288.5 | 6064.5 | 2362 | 13952 | 0
|  |  |  | 877 | 5600.65 | 61099.66 | 1682.75 | 0 | 0 | 2053 | 8037.8 | 47165.62 | 4064.18 | 0 | 0 | 5077 | 6047.93 | 30622.17 | 542.46 | 0 | 0 | 6589 | 3556.49 | 54744.43 | 1013.84 | 0 | 0 |  | 877 | 5971.42 | 61308.96 | 3176.58 | 0 | 4499.45 | 2053 | 8529.24 | 45108.35 | 3479.68 | 0 | 1915.97 | 5077 | 6560.02 | 29772.93 | 992.46 | 0 | 274.48 | 6589 | 3488.96 | 53400.59 | 1821.17 | 0 | 3656.62 | 877 | 5760 | 7666 | 2074 | 16386.5 | 0 | 2053 | 4770 | 2462 | 1798 | 13918.5 | 0 | 5077 | 3829 | 9600.5 | 2238.5 | 7924.5 | 0 | 6589 | 5118 | 7433 | 1783.5 | 8523 | 0
|  |  |  | 878 | 5633.16 | 60220.14 | 2028.29 | 0 | 0 | 2054 | 8182.46 | 45227.57 | 4064.18 | 0 | 0 | 5078 | 6593.87 | 26982.38 | 542.46 | 0 | 0 | 6590 | 3518.7 | 53250.47 | 1655.37 | 0 | 0 |  | 878 | 6101.3 | 60699.68 | 2968.17 | 0 | 4792.93 | 2054 | 8753.66 | 43265.34 | 3479.68 | 0 | 1892.72 | 5078 | 6768.09 | 25686.22 | 992.46 | 0 | 268.78 | 6590 | 3584.32 | 51651.31 | 2209.26 | 0 | 4040.61 | 878 | 5854 | 7683 | 2087 | 16499.5 | 0 | 2054 | 4961 | 2365 | 2072.5 | 14629 | 0 | 5078 | 3910.5 | 9281.5 | 2264.5 | 7964.5 | 0 | 6590 | 5053.5 | 8101 | 1043.5 | 4405.5 | 0
|  |  |  | 879 | 5636.39 | 59046.51 | 1756.38 | 0 | 0 | 2055 | 8532.52 | 40399.39 | 4064.18 | 0 | 0 | 5079 | 7510.22 | 26418.77 | 542.46 | 0 | 0 | 6591 | 3407.12 | 49889.74 | 3529.46 | 0 | 0 |  | 879 | 6189.89 | 58126.18 | 2510.17 | 0 | 5569.15 | 2055 | 8857.48 | 38468.13 | 4889.68 | 0 | 1871.82 | 5079 | 7854.2 | 24880.95 | 992.46 | 0 | 270.49 | 6591 | 3402.55 | 47674.52 | 2817.89 | 0 | 4606.01 | 879 | 5878.5 | 7673 | 2092 | 16933.5 | 0 | 2055 | 5177.5 | 2115 | 2760 | 16582 | 0 | 5079 | 3757 | 8819 | 2191 | 8013 | 0 | 6591 | 5072.5 | 8064.5 | 1031 | 3835 | 0
|  |  |  | 880 | 5781.8 | 57558.63 | 3401.98 | 0 | 0 | 2056 | 8497.46 | 35864.87 | 4095.46 | 0 | 79.31 | 5080 | 8383.36 | 25131.89 | 3676.65 | 0 | 279.64 | 6592 | 3486.76 | 46778.87 | 4037.7 | 0 | 0 |  | 880 | 6351.26 | 54936.14 | 2704.46 | 0 | 5436.91 | 2056 | 9112.46 | 34028.83 | 4920.96 | 0 | 2076.61 | 5080 | 9317.82 | 23593 | 4763.03 | 0 | 377.15 | 6592 | 3521.33 | 43886.11 | 3910.71 | 0 | 4767.36 | 880 | 6063 | 6880.5 | 2104 | 18513.5 | 0 | 2056 | 5586 | 1924.5 | 3828 | 18255 | 0 | 5080 | 3629.5 | 8331 | 2114.5 | 7960 | 0 | 6592 | 5089.5 | 8743.5 | 1035 | 3760 | 0
|  |  |  | 881 | 5731.47 | 56032.27 | 3901.24 | 0 | 0 | 2057 | 9781.4 | 30243.55 | 4465.36 | 0 | 2637.79 | 5081 | 8920.04 | 23168.91 | 3742.03 | 0 | 810.74 | 6593 | 3496.45 | 44966.06 | 4655.95 | 0 | 0 |  | 881 | 6286.71 | 51794.31 | 3482.46 | 0 | 5669.86 | 2057 | 10396.4 | 28517.1 | 4920.96 | 0 | 2679.27 | 5081 | 9463.8 | 21634.8 | 6256.57 | 0 | 2883.84 | 6593 | 3521.33 | 41751.23 | 3592.75 | 0 | 7629.7 | 881 | 6214.5 | 6188.5 | 2296 | 19351.5 | 0 | 2057 | 6124 | 1746 | 3995 | 18999 | 0 | 5081 | 3352.5 | 9214 | 1340 | 5973 | 0 | 6593 | 5069 | 9120.5 | 1031 | 3902.5 | 0
|  |  |  | 882 | 5700.94 | 55154.39 | 4163.63 | 0 | 0 | 2058 | 9781.4 | 26083.81 | 5273.46 | 0 | 7314.97 | 5082 | 8939.64 | 21690.25 | 7467.93 | 0 | 2365.06 | 6594 | 3599.02 | 45158.69 | 4218.17 | 0 | 678.43 |  | 882 | 6254.44 | 51968.13 | 3500.43 | 0 | 5526.34 | 2058 | 10396.4 | 24478.76 | 6976.71 | 0 | 6002.26 | 5082 | 9541.59 | 19999.55 | 7353.03 | 0 | 5413.12 | 6594 | 3690.83 | 41509.7 | 4446.01 | 0 | 7856.54 | 882 | 7110.5 | 5866.5 | 3406.5 | 19229 | 0 | 2058 | 6056.5 | 1795.5 | 3802 | 18768.5 | 0 | 5082 | 3241.5 | 8868 | 1307 | 4264.5 | 0 | 6594 | 5063 | 9566.5 | 1031.5 | 4458 | 0
|  |  |  | 883 | 5636.39 | 54236.91 | 4491.43 | 0 | 1354.43 | 2059 | 9781.4 | 25036.69 | 7374.7 | 0 | 8096.63 | 5083 | 8910.14 | 21693.92 | 7467.93 | 0 | 3719.95 | 6595 | 3596.53 | 46096.86 | 4667.06 | 0 | 411.01 |  | 883 | 6205.16 | 51258.34 | 3561.95 | 0 | 7939.46 | 2059 | 10396.4 | 23508.05 | 6952.86 | 0 | 7663.77 | 5083 | 9515.98 | 19882.75 | 7726.93 | 0 | 6299.63 | 6595 | 3642.4 | 42472.9 | 4998.53 | 0 | 7985.48 | 883 | 7263.5 | 5372.5 | 3944.5 | 20347.5 | 0 | 2059 | 5302.5 | 2395.5 | 2504 | 18167 | 0 | 5083 | 3273.5 | 9154 | 1250.5 | 4362 | 0 | 6595 | 5141.5 | 9517 | 1030.5 | 4518.5 | 0
|  |  |  | 884 | 5636.39 | 53246.84 | 4497.37 | 0 | 4381.37 | 2060 | 9947.35 | 25044.04 | 5799.06 | 0 | 8887.34 | 5084 | 8910.14 | 23726.8 | 7467.93 | 0 | 1427.09 | 6596 | 3541.58 | 46805.79 | 4827.37 | 0 | 0 |  | 884 | 6251.39 | 50234.84 | 3989.52 | 0 | 9019.09 | 2060 | 10562.35 | 23551.43 | 7571.82 | 0 | 7942.47 | 5084 | 9443.11 | 21751.25 | 6642.86 | 0 | 6561.18 | 6596 | 3593.97 | 42857.49 | 4554.8 | 0 | 8883.11 | 884 | 6810 | 5389 | 3322 | 20316.5 | 0 | 2060 | 4969 | 2834.5 | 1907 | 16727 | 0 | 5084 | 3229.5 | 9201 | 1165 | 4621.5 | 0 | 6596 | 5203 | 9604 | 1040 | 4336 | 0
|  |  |  | 885 | 5636.39 | 52019.63 | 4870.47 | 0 | 5142.25 | 2061 | 9880.97 | 24604.88 | 5751.46 | 0 | 9964.45 | 5085 | 8788.91 | 27234.62 | 3742.03 | 0 | 1615.27 | 6597 | 3548.28 | 45952.25 | 4293.5 | 0 | 0 |  | 885 | 6251.39 | 48946.21 | 4652.36 | 0 | 9751.63 | 2061 | 10495.97 | 23174.39 | 6502.86 | 0 | 9557.95 | 5085 | 9293.53 | 25078.96 | 5571.03 | 0 | 2821.63 | 6597 | 3569.76 | 42947.73 | 4382.36 | 0 | 7824.93 | 885 | 6506 | 5598 | 2272.5 | 20126.5 | 0 | 2061 | 4705 | 3434 | 1884 | 12220.5 | 0 | 5085 | 3247 | 8979.5 | 1168 | 4386 | 0 | 6597 | 5376.5 | 11261.5 | 1058 | 3994 | 0
|  |  |  | 886 | 5797.76 | 50868.03 | 5391.09 | 0 | 3300.82 | 2062 | 9847.78 | 24435.62 | 8034.54 | 0 | 8678.9 | 5086 | 8527.49 | 28880.32 | 3749.59 | 0 | 551.55 | 6598 | 3469.62 | 46568.81 | 4552.46 | 0 | 0 |  | 886 | 6412.76 | 47769.05 | 4599.32 | 0 | 9745.72 | 2062 | 10462.78 | 23050.74 | 5952.48 | 0 | 9921.84 | 5086 | 9152.85 | 26724.11 | 5321.21 | 0 | 674.01 | 6598 | 3521.33 | 42556.85 | 4340.49 | 0 | 6053.4 | 886 | 6000 | 6053 | 2315.5 | 19176.5 | 0 | 2062 | 4630.5 | 4571.5 | 1947.5 | 7723.5 | 0 | 5086 | 3264.5 | 9067 | 1168.5 | 4468 | 0 | 6598 | 5907 | 11509 | 1187 | 4977 | 0
|  |  |  | 887 | 5733.21 | 49870.43 | 4788.29 | 0 | 959.16 | 2063 | 9781.4 | 24513.75 | 7033.82 | 0 | 4429.81 | 5087 | 8468.28 | 29734.01 | 3745.32 | 0 | 246.2 | 6599 | 3452.76 | 46487.22 | 4262.42 | 0 | 0 |  | 887 | 6348.21 | 46809.02 | 5012.36 | 0 | 6810.7 | 2063 | 10396.4 | 23118.05 | 7855.74 | 0 | 3811.95 | 5087 | 9083.28 | 27638.68 | 4574.32 | 0 | 246.2 | 6599 | 3521.33 | 42562.44 | 5239.34 | 0 | 4013.91 | 887 | 5774.5 | 6453.5 | 2095.5 | 16672 | 0 | 2063 | 4557.5 | 5611 | 1876.5 | 7093.5 | 0 | 5087 | 3260.5 | 9114 | 1393 | 4473.5 | 0 | 6599 | 5677 | 12604.5 | 1212 | 4127 | 0
|  | Thursday | 72h | 888 | 5700.94 | 48544.24 | 5090.97 | 0 | 0 | 2064 | 9781.4 | 24348.32 | 4927.18 | 0 | 2815.65 | 5088 | 8438.68 | 29901.96 | 3745.32 | 0 | 237.19 | 6600 | 3461.62 | 45461.09 | 4417.22 | 0 | 0 |  | 888 | 6315.94 | 45660.11 | 4155.22 | 0 | 6282.62 | 2064 | 10396.4 | 22966.61 | 5452.15 | 0 | 2176.09 | 5088 | 9053.68 | 27801.61 | 2466.46 | 0 | 237.19 | 6600 | 3521.33 | 41602.5 | 4534.56 | 0 | 3308.81 | 888 | 5693 | 6270 | 2091.5 | 14465.5 | 0 | 2064 | 4558.5 | 6508.5 | 1848 | 7762.5 | 0 | 5088 | 3337.5 | 9355 | 1596 | 4933.5 | 0 | 6600 | 5178.5 | 13984.5 | 893.5 | 2649.5 | 0
|  |  |  | 889 | 7691.07 | 50868.4 | 4041.55 | 0 | 0 | 2065 | 9684.45 | 23422.95 | 4095.46 | 5218.69 | 0 | 5089 | 6682.79 | 29906.08 | 5427.16 | 0 | 5.29 | 6601 | 3616.36 | 44921.52 | 464.92 | 0 | 2200.09 |  | 889 | 8306.07 | 46994.24 | 4460.55 | 0 | 633.82 | 2065 | 10299.45 | 22108.46 | 4920.96 | 5088.96 | 688.3 | 5089 | 8313.61 | 27726.18 | 5356.36 | 0 | 293.91 | 6601 | 3230.47 | 40977.1 | 1268.79 | 0 | 6301.43 | 889 | 5674 | 5584.5 | 2084 | 13289 | 0 | 2065 | 4561.5 | 7187.5 | 1960.5 | 7246.5 | 0 | 5089 | 3405 | 9783.5 | 1891.5 | 6685 | 0 | 6601 | 5050 | 13800 | 774.5 | 2618 | 0
|  |  |  | 890 | 8358.78 | 49019.78 | 4171.37 | 0 | 0 | 2066 | 9802.55 | 22269.73 | 4095.46 | 2180.01 | 0 | 5090 | 6304.42 | 28868.94 | 4275.29 | 0 | 0 | 6602 | 3225.72 | 44534.22 | 909.99 | 0 | 0 |  | 890 | 8973.78 | 45352.69 | 4590.37 | 0 | 606.94 | 2066 | 10460.82 | 21018.02 | 4920.96 | 2018.39 | 657.78 | 5090 | 8284.05 | 26735.62 | 4716.19 | 0 | 378.59 | 6602 | 3128.85 | 40936.19 | 1273.48 | 0 | 5045.74 | 890 | 5727.5 | 5099 | 2072.5 | 12955 | 0 | 2066 | 4565 | 7689.5 | 1948 | 6905.5 | 0 | 5090 | 3413 | 9624.5 | 2227.5 | 8634 | 0 | 6602 | 5014 | 13922.5 | 748 | 2539 | 0
|  |  |  | 891 | 8666.71 | 47265.16 | 4212.11 | 0 | 0 | 2067 | 9717.72 | 21657.59 | 4095.46 | 1332.6 | 0 | 5091 | 6181.07 | 27474.34 | 4714.19 | 0 | 0 | 6603 | 3288.08 | 44520.07 | 1313.33 | 0 | 0 |  | 891 | 9281.71 | 43761.84 | 4631.11 | 0 | 614.53 | 2067 | 10286.67 | 20410.05 | 4920.96 | 1266.32 | 661.05 | 5091 | 7960.18 | 25394.38 | 4168.97 | 0 | 408.12 | 6603 | 3138.84 | 40061.64 | 1798.72 | 0 | 4522.84 | 891 | 5688.5 | 4641.5 | 2053 | 12667 | 0 | 2067 | 4581 | 8123 | 1979.5 | 7308.5 | 0 | 5091 | 3408.5 | 9483.5 | 2106.5 | 8493.5 | 0 | 6603 | 4986.5 | 14657 | 734.5 | 2873 | 0
|  |  |  | 892 | 9000.77 | 45385.52 | 4212.11 | 0 | 0 | 2068 | 9276.62 | 21858.79 | 4095.46 | 626.91 | 0 | 5092 | 6375.55 | 26234.68 | 4321.37 | 0 | 124.93 | 6604 | 3101.22 | 43922.28 | 366.46 | 0 | 0 |  | 892 | 9615.77 | 42006.3 | 4631.11 | 0 | 640.58 | 2068 | 9691.79 | 20567.98 | 4920.96 | 655.16 | 708.61 | 5092 | 7958.2 | 24207.82 | 4741.43 | 0 | 421.54 | 6604 | 3018.65 | 39643.88 | 1506.83 | 0 | 3673.94 | 892 | 5726.5 | 4240.5 | 2057.5 | 12677.5 | 0 | 2068 | 4754.5 | 8972.5 | 1969 | 8783.5 | 0 | 5092 | 3338 | 8940 | 1976.5 | 8183.5 | 0 | 6604 | 4950 | 14967.5 | 731 | 2929.5 | 0
|  |  |  | 893 | 9020.26 | 43422.09 | 4212.11 | 0 | 0 | 2069 | 8583.75 | 22745.41 | 3967.02 | 0 | 0 | 5093 | 6220.36 | 25780.36 | 3959.4 | 0 | 77.86 | 6605 | 3295.31 | 42957.69 | 476.07 | 0 | 0 |  | 893 | 9635.26 | 40175.39 | 4631.11 | 0 | 947.86 | 2069 | 8975.87 | 21393.26 | 4920.96 | 0 | 1025.88 | 5093 | 7656.94 | 23804.12 | 3832.46 | 0 | 454.82 | 6605 | 3225.97 | 39321.59 | 1281.08 | 0 | 3196.66 | 893 | 5734 | 3721 | 2058.5 | 12983 | 0 | 2069 | 5105.5 | 10264.5 | 2267 | 11131 | 0 | 5093 | 3275.5 | 8131 | 1817 | 8132.5 | 0 | 6605 | 4961 | 15230.5 | 735 | 2582 | 0
|  |  |  | 894 | 9039.74 | 41162.34 | 4212.11 | 0 | 0 | 2070 | 8408.77 | 24204.75 | 3965.81 | 0 | 0 | 5094 | 5841.84 | 28177.38 | 3147.26 | 0 | 0 | 6606 | 3339.52 | 42854.31 | 752.18 | 0 | 0 |  | 894 | 9654.74 | 38132.79 | 4631.11 | 0 | 1194.91 | 2070 | 8945.39 | 22728.23 | 4920.96 | 0 | 1472.69 | 5094 | 6907.85 | 26001.02 | 3194.46 | 0 | 463.55 | 6606 | 3021.8 | 38653.4 | 1957.31 | 0 | 3751.06 | 894 | 5902.5 | 2889 | 2164.5 | 14197 | 0 | 2070 | 5461 | 10306 | 2221.5 | 11925 | 0 | 5094 | 3221 | 7051 | 2044 | 8446 | 0 | 6606 | 5109.5 | 15412 | 799 | 3069 | 0
|  |  |  | 895 | 9036.37 | 38265.81 | 4212.11 | 0 | 0 | 2071 | 8330.39 | 27902.26 | 3964.95 | 0 | 673.98 | 5095 | 5682.56 | 32679.64 | 2878.46 | 0 | 0 | 6607 | 3568.7 | 42693.67 | 2199.39 | 0 | 0 |  | 895 | 9651.37 | 35495.12 | 5305.98 | 0 | 1972.44 | 2071 | 8945.39 | 26160.23 | 4920.1 | 0 | 2462.45 | 5095 | 6397.63 | 30590.92 | 3194.46 | 0 | 397.06 | 6607 | 3314.46 | 38658.39 | 1630.75 | 0 | 4262.45 | 895 | 6683.5 | 2014 | 2463 | 16402.5 | 0 | 2071 | 5157 | 10754.5 | 2074.5 | 11820.5 | 0 | 5095 | 3195 | 6374 | 2061.5 | 8505.5 | 0 | 6607 | 5219.5 | 15086 | 1328.5 | 4450 | 0
|  |  |  | 896 | 8995.86 | 35508.08 | 4212.11 | 0 | 959.36 | 2072 | 8166.65 | 34945.68 | 3964.95 | 0 | 2051.23 | 5096 | 5371.78 | 39267.87 | 1541.93 | 0 | 0 | 6608 | 3485.01 | 43148.62 | 1363.46 | 0 | 0 |  | 896 | 9610.86 | 33008.8 | 4791.05 | 0 | 2589.03 | 2072 | 8812.21 | 33056.76 | 4923.6 | 0 | 3064.77 | 5096 | 5840.49 | 36960.48 | 1715.75 | 0 | 799.93 | 6608 | 3616.07 | 39209.66 | 2261.02 | 0 | 2151.82 | 896 | 6914 | 1795 | 2692.5 | 19802.5 | 0 | 2072 | 4838 | 11697 | 2191 | 11740.5 | 0 | 5096 | 3228 | 5842.5 | 2113.5 | 8470.5 | 0 | 6608 | 5595.5 | 14508.5 | 1675.5 | 5993 | 0
|  |  |  | 897 | 8995.86 | 34947.59 | 4344.11 | 3345.9 | 1298.45 | 2073 | 7911.4 | 43843.05 | 3964.95 | 0 | 633.96 | 5097 | 5135.61 | 47696.25 | 546.35 | 0 | 0 | 6609 | 3533.09 | 46425.81 | 1460.88 | 0 | 0 |  | 897 | 9610.86 | 32630.74 | 6173.11 | 1919.04 | 2517.77 | 2073 | 8526.4 | 41968.66 | 4923.6 | 0 | 2895.82 | 5097 | 5750.61 | 45145.65 | 992.46 | 0 | 1309.69 | 6609 | 3588.63 | 42231.42 | 1743.55 | 0 | 4428.21 | 897 | 7390.5 | 1781 | 2816 | 20999 | 0 | 2073 | 4675 | 12302 | 2091.5 | 11557 | 0 | 5097 | 3253.5 | 4637 | 2120.5 | 9547 | 0 | 6609 | 5917.5 | 13625 | 1794 | 7071.5 | 0
|  |  |  | 898 | 8995.86 | 34558.93 | 4344.11 | 2783.91 | 251.78 | 2074 | 7880.03 | 47959.83 | 3964.95 | 0 | 0 | 5098 | 5283.63 | 53807.94 | 542.46 | 0 | 0 | 6610 | 3482.34 | 48186.94 | 931.36 | 0 | 0 |  | 898 | 9610.86 | 32481.82 | 6173.11 | 2468.64 | 2153.7 | 2074 | 8495.03 | 46115.8 | 4923.6 | 0 | 2301.89 | 5098 | 5898.63 | 50865.33 | 992.46 | 0 | 966.35 | 6610 | 3508.99 | 45130.48 | 1743.79 | 0 | 4171.25 | 898 | 7205.5 | 1785 | 2739.5 | 21206 | 0 | 2074 | 4737.5 | 12088 | 2253 | 11060.5 | 0 | 5098 | 3430 | 3461 | 2076 | 10971 | 0 | 6610 | 5502 | 13515 | 1699.5 | 6347.5 | 0
|  |  |  | 899 | 9200.73 | 33775.77 | 4344.11 | 1005.79 | 0 | 2075 | 7817.29 | 49583.47 | 3964.95 | 0 | 0 | 5099 | 5224.42 | 58629.34 | 542.46 | 0 | 0 | 6611 | 3472.89 | 48433.17 | 786.41 | 0 | 0 |  | 899 | 9815.73 | 31893.82 | 6173.11 | 749.46 | 1922.29 | 2075 | 8432.29 | 47829.56 | 4923.6 | 0 | 1823.58 | 5099 | 5839.42 | 55561.62 | 992.46 | 0 | 862.21 | 6611 | 3497.58 | 46795.27 | 2141.71 | 0 | 3448.21 | 899 | 6800 | 1761 | 2560 | 20689.5 | 0 | 2075 | 4474.5 | 11738 | 2219 | 10893 | 0 | 5099 | 3833.5 | 2395 | 2377.5 | 12351.5 | 0 | 6611 | 5116.5 | 13868 | 1324.5 | 5071.5 | 0
|  |  |  | 900 | 9118.78 | 31667.41 | 4344.11 | 2985.31 | 167.98 | 2076 | 7817.29 | 48258.22 | 3964.95 | 0 | 0 | 5100 | 5194.82 | 59883.81 | 542.46 | 0 | 0 | 6612 | 3511.63 | 47651.88 | 370.51 | 0 | 0 |  | 900 | 9733.78 | 30052.61 | 6173.11 | 2302.65 | 1841.39 | 2076 | 8432.29 | 46650.49 | 4923.6 | 0 | 1816.96 | 5100 | 5809.82 | 57932.82 | 992.46 | 0 | 1197.48 | 6612 | 3508.67 | 44816.42 | 2589.76 | 0 | 3599.41 | 900 | 6141.5 | 1510.5 | 2241 | 20417 | 0 | 2076 | 4452 | 11691.5 | 1843.5 | 10774.5 | 0 | 5100 | 4503.5 | 1869.5 | 2804.5 | 12694.5 | 0 | 6612 | 5058 | 13828 | 883 | 4124.5 | 0
|  |  |  | 901 | 9077.81 | 28924.87 | 4344.11 | 5223.11 | 65.39 | 2077 | 7817.29 | 46235.11 | 3964.95 | 0 | 0 | 5101 | 5135.61 | 59889.64 | 542.46 | 0 | 0 | 6613 | 3637.69 | 46617.77 | 2302.55 | 0 | 0 |  | 901 | 9692.81 | 27498.37 | 6173.11 | 3938.54 | 1864.8 | 2077 | 8432.29 | 44871.86 | 4923.6 | 0 | 1905 | 5101 | 5750.61 | 57823.33 | 992.46 | 0 | 1028.64 | 6613 | 3696.56 | 44657.24 | 2210.73 | 0 | 3759.89 | 901 | 5782.5 | 1494.5 | 2148.5 | 19760 | 0 | 2077 | 4442 | 11228.5 | 1845 | 10976 | 0 | 5101 | 4529.5 | 1818.5 | 2748 | 12903.5 | 0 | 6613 | 5025.5 | 13533 | 845 | 3879.5 | 0
|  |  |  | 902 | 8995.86 | 25900.15 | 4344.11 | 11091 | 822.16 | 2078 | 8448.53 | 43038.1 | 3964.95 | 0 | 0 | 5102 | 5123.07 | 59434.96 | 542.46 | 0 | 0 | 6614 | 3587.53 | 47256.65 | 2777.16 | 0 | 0 |  | 902 | 9610.86 | 24551.88 | 6173.11 | 10074.31 | 1846.49 | 2078 | 8627.79 | 41616.3 | 5805.6 | 0 | 1889.56 | 5102 | 5738.07 | 56355.57 | 992.46 | 0 | 1043.51 | 6614 | 3618.02 | 44726.44 | 3053.35 | 0 | 2841.27 | 902 | 5786 | 1572.5 | 2078 | 18975 | 0 | 2078 | 4604.5 | 10221 | 2221 | 11821 | 0 | 5102 | 4441.5 | 1767.5 | 2703 | 12758.5 | 0 | 6614 | 4977 | 12765.5 | 924 | 3949 | 0
|  |  |  | 903 | 8995.86 | 22510.58 | 7159.97 | 9638.26 | 3752.03 | 2079 | 8419.2 | 39196.44 | 3964.95 | 0 | 0 | 5103 | 5123.07 | 56127.64 | 549.34 | 0 | 0 | 6615 | 3573.22 | 46856.83 | 2022.56 | 0 | 0 |  | 903 | 9610.86 | 21206.2 | 7676.64 | 10903.35 | 3213.99 | 2079 | 8840.18 | 37591.72 | 5923.6 | 0 | 1859.32 | 5103 | 5738.07 | 52610.19 | 992.46 | 0 | 1178.71 | 6615 | 3579.13 | 45202.81 | 2272.23 | 0 | 3103.66 | 903 | 5781.5 | 1699 | 2078 | 19018 | 0 | 2079 | 4929 | 10253.5 | 2987.5 | 12584 | 0 | 5103 | 4251.5 | 2089 | 2296 | 12492 | 0 | 6615 | 4901.5 | 12677.5 | 931.5 | 4108 | 0
|  |  |  | 904 | 8995.86 | 19848.23 | 6459.64 | 12091.4 | 4198.3 | 2080 | 8359.06 | 33570.42 | 3964.95 | 0 | 51.4 | 5104 | 5257.41 | 50494.05 | 542.46 | 0 | 0 | 6616 | 3503.87 | 48785.57 | 2845.75 | 0 | 0 |  | 904 | 9610.86 | 18603.28 | 7387.47 | 12913 | 3656.38 | 2080 | 8974.06 | 31720.72 | 5923.6 | 0 | 2062.65 | 5104 | 5872.41 | 47065.7 | 992.46 | 0 | 1373.53 | 6616 | 3498.27 | 45958.63 | 1604.2 | 0 | 3269.66 | 904 | 5799 | 1833.5 | 2528.5 | 19036.5 | 0 | 2080 | 5319 | 10654.5 | 3756 | 13344.5 | 0 | 5104 | 3819.5 | 2333 | 2103 | 12343 | 0 | 6616 | 4905 | 12687.5 | 937.5 | 3919.5 | 0
|  |  |  | 905 | 9200.73 | 18858.27 | 7250.89 | 13713 | 6758.97 | 2081 | 9653.91 | 27328.65 | 4226.6 | 10950.21 | 1648.23 | 5105 | 5238.81 | 43850.5 | 777.17 | 0 | 1592.47 | 6617 | 3512.27 | 47952.51 | 2969.66 | 0 | 0 |  | 905 | 9815.73 | 17607.66 | 6173.11 | 14706.99 | 4500.14 | 2081 | 10268.91 | 25514.79 | 6055.6 | 10440.96 | 2593.15 | 5105 | 5860.79 | 40726.04 | 2301.93 | 0 | 2125.32 | 6617 | 3512.27 | 44371.5 | 3616.46 | 0 | 2846.76 | 905 | 6708 | 2609 | 2928.5 | 20339 | 0 | 2081 | 5318 | 10870 | 3502.5 | 13517 | 0 | 5105 | 3548.5 | 2218.5 | 1660 | 10467 | 0 | 6617 | 4906.5 | 12238 | 961 | 3647.5 | 0
|  |  |  | 906 | 9118.78 | 19129.46 | 4644.11 | 13713 | 10814.33 | 2082 | 9728.91 | 22423.39 | 4226.6 | 15178.45 | 2212.79 | 5106 | 5210.99 | 38239.16 | 2132.9 | 0 | 5429.3 | 6618 | 3512.27 | 47166.74 | 3525.83 | 0 | 0 |  | 906 | 9808.78 | 17848.91 | 7216.61 | 14859.39 | 6924.82 | 2082 | 10343.91 | 20820.53 | 6055.6 | 14305.93 | 2971.35 | 5106 | 5966.59 | 35343.21 | 2330.03 | 0 | 6654.26 | 6618 | 3512.27 | 42863.54 | 3632.95 | 0 | 4866.41 | 906 | 7354.5 | 3260.5 | 3533.5 | 20897.5 | 0 | 2082 | 5029 | 10536 | 2567 | 13547.5 | 0 | 5106 | 3292 | 3350.5 | 1340.5 | 6832.5 | 0 | 6618 | 4884.5 | 11569 | 962.5 | 3776 | 0
|  |  |  | 907 | 9152.81 | 19116.11 | 6285.64 | 15975 | 9501.13 | 2083 | 9728.91 | 21423.99 | 4920.68 | 15826.07 | 1785.43 | 5107 | 5175.86 | 36801.27 | 2512.64 | 0 | 6082.78 | 6619 | 3706.2 | 46673.83 | 2809.23 | 0 | 3388.63 |  | 907 | 9767.81 | 17823.98 | 7776.25 | 16504.18 | 7456.73 | 2083 | 10343.91 | 19896.86 | 6603.6 | 15854.11 | 2865.36 | 5107 | 5821.58 | 33913.07 | 3075.86 | 0 | 7423.99 | 6619 | 3706.2 | 43267.88 | 3251.09 | 0 | 5821.6 | 907 | 7966 | 3544.5 | 3826 | 21117.5 | 0 | 2083 | 4585.5 | 10202 | 2046.5 | 12886 | 0 | 5107 | 3279.5 | 4517 | 1566 | 5294.5 | 0 | 6619 | 4914 | 11679 | 964 | 3678 | 0
|  |  |  | 908 | 8995.86 | 18931.01 | 8410.65 | 15152.51 | 10071.9 | 2084 | 9838.72 | 21551.04 | 4710.6 | 16325.63 | 2225.8 | 5108 | 5157.65 | 36698.49 | 2998.93 | 0 | 4792.97 | 6620 | 3632.14 | 46678.67 | 2665.84 | 0 | 3193.62 |  | 908 | 9685.86 | 17648.18 | 7657.01 | 16184.95 | 7982.43 | 2084 | 10453.72 | 20068.06 | 6233.28 | 16189.33 | 2994.89 | 5108 | 5837.38 | 33923.04 | 3414.62 | 0 | 6367.74 | 6620 | 3632.14 | 43215.05 | 3768.3 | 0 | 5333.27 | 908 | 7492 | 3837.5 | 3612 | 21024.5 | 0 | 2084 | 4414.5 | 9505.5 | 2000 | 10357 | 0 | 5108 | 3235.5 | 5107.5 | 1905 | 4851.5 | 0 | 6620 | 4939 | 11342.5 | 1201 | 5505.5 | 0
|  |  |  | 909 | 9006.5 | 18730.08 | 5712.01 | 15250 | 10774.58 | 2085 | 9807.35 | 20795.1 | 5798.5 | 16367.62 | 2814.34 | 5109 | 5187.01 | 38114.14 | 2116.05 | 0 | 3156.3 | 6621 | 3601.78 | 46518.04 | 3887.46 | 0 | 0 |  | 909 | 9685.86 | 17503.05 | 7236.79 | 15324.73 | 7182.33 | 2085 | 10422.35 | 19418.3 | 7366.98 | 16120.97 | 3217.6 | 5109 | 5787.25 | 35273.95 | 2637.01 | 0 | 5112.17 | 6621 | 3601.78 | 42926.96 | 3659.09 | 0 | 5006.84 | 909 | 7065.5 | 4008.5 | 2660.5 | 20292 | 0 | 2085 | 4339 | 9539 | 1910 | 6938.5 | 0 | 5109 | 3224.5 | 6023 | 1939 | 4786.5 | 0 | 6621 | 5451 | 11726.5 | 2011.5 | 7122.5 | 0
|  |  |  | 910 | 8995.86 | 17960.83 | 8466.73 | 14525 | 6900.11 | 2086 | 9775.97 | 19786.11 | 6298.37 | 16506.3 | 2780.84 | 5110 | 5258.94 | 39124.24 | 1259.16 | 0 | 3476.44 | 6622 | 3521.87 | 44652.13 | 3253.32 | 0 | 53.67 |  | 910 | 9610.86 | 16834.65 | 8099.11 | 14085.34 | 5035.12 | 2086 | 10390.97 | 18522.46 | 7849.97 | 15813 | 3212.49 | 5110 | 5860.1 | 36263.78 | 2481.58 | 0 | 3985.3 | 6622 | 3521.87 | 41037.28 | 3986.41 | 0 | 4846.59 | 910 | 6427 | 4010.5 | 2258.5 | 19459 | 0 | 2086 | 4291.5 | 9252.5 | 1720 | 5229.5 | 0 | 5110 | 3263.5 | 7398 | 1866.5 | 4711.5 | 0 | 6622 | 5578 | 12791 | 2202 | 6464.5 | 0
|  |  |  | 911 | 9195.64 | 17535.49 | 5406.13 | 13319.97 | 5993.85 | 2087 | 9760.28 | 18930.25 | 4226.6 | 16184.31 | 1090.26 | 5111 | 5349.33 | 39124.28 | 1822.34 | 0 | 2053.12 | 6623 | 3521.87 | 42003.9 | 3726.46 | 0 | 0 |  | 911 | 9810.64 | 16435.03 | 7152.74 | 13714.41 | 4103.05 | 2087 | 10375.28 | 17759.39 | 6265.6 | 14671.87 | 1441.63 | 5111 | 5943.83 | 36333.92 | 1448.57 | 0 | 5275.63 | 6623 | 3521.87 | 38515.57 | 4473.4 | 0 | 3944.06 | 911 | 5987 | 4431.5 | 2127 | 18451 | 0 | 2087 | 4282.5 | 8771 | 1999 | 4998 | 0 | 5111 | 3280.5 | 7968.5 | 1849.5 | 4748 | 0 | 6623 | 5296 | 13480.5 | 2306 | 5082 | 0
|  | Friday | 96h | 912 | 9115.73 | 18036.44 | 4869.15 | 12024.61 | 4225.89 | 2088 | 9653.91 | 18202.19 | 4226.6 | 10704.97 | 456.62 | 5112 | 5234.02 | 37709.54 | 1408.33 | 0 | 2634.56 | 6624 | 3521.87 | 39072.02 | 4075.46 | 0 | 0 |  | 912 | 9730.73 | 16826.48 | 6173.11 | 11850.51 | 3057.84 | 2088 | 10268.91 | 17094.17 | 5155.6 | 10243.74 | 737.59 | 5112 | 5848.08 | 35073.37 | 2354.46 | 0 | 2886.2 | 6624 | 3521.87 | 35820.37 | 4913.48 | 0 | 3530.99 | 912 | 5580.5 | 4876.5 | 2075.5 | 15748 | 0 | 2088 | 4267.5 | 8459.5 | 2001 | 5379.5 | 0 | 5112 | 3324 | 8287 | 1732.5 | 5059.5 | 0 | 6624 | 5133.5 | 14017.5 | 2254.5 | 4163.5 | 0
|  |  |  | 913 | 9150.77 | 19269.94 | 4344.11 | 20596 | 0 | 2089 | 9753.91 | 17700.77 | 3957.8 | 15605.06 | 0 | 5113 | 5711.72 | 35845.14 | 4084.36 | 0 | 486.55 | 6625 | 3778.13 | 38240.97 | 92.46 | 0 | 0 |  | 913 | 9765.77 | 17786.3 | 6173.11 | 20596 | 658.07 | 2089 | 10368.91 | 16618.64 | 5155.6 | 13540.99 | 682.69 | 5113 | 6296.91 | 33963.73 | 5113.65 | 0 | 892.03 | 6625 | 3778.13 | 35170.34 | 992.46 | 0 | 215.04 | 913 | 5320.5 | 5090.5 | 2062.5 | 12828 | 0 | 2089 | 4264 | 7609.5 | 2013.5 | 5678.5 | 0 | 5113 | 3454.5 | 8623.5 | 1838.5 | 5524 | 0 | 6625 | 5017 | 14432 | 1951.5 | 2672.5 | 0
|  |  |  | 914 | 9070.86 | 20692.39 | 4344.11 | 18019 | 0 | 2090 | 9584.64 | 17311.91 | 3957.8 | 12288.5 | 0 | 5114 | 5646.19 | 33744.86 | 4829.55 | 0 | 0 | 6626 | 3700.22 | 35758.98 | 92.46 | 0 | 0 |  | 914 | 9685.86 | 18886.51 | 6173.11 | 17334.46 | 629.12 | 2090 | 10184.31 | 16259.37 | 5155.6 | 10010.02 | 652.53 | 5114 | 6219.01 | 32029.08 | 3892.46 | 0 | 433.72 | 6626 | 3700.22 | 32935.16 | 992.46 | 0 | 280.93 | 914 | 5551.5 | 5614 | 2057 | 12432.5 | 0 | 2090 | 4172.5 | 7039 | 2001.5 | 5799.5 | 0 | 5114 | 3587 | 9731 | 2107 | 5745 | 0 | 6626 | 4997.5 | 14381.5 | 1406.5 | 2159.5 | 0
|  |  |  | 915 | 8995.86 | 22532.76 | 4344.11 | 15442.62 | 0 | 2091 | 8689.97 | 17172.63 | 3957.8 | 11470.82 | 0 | 5115 | 5612.19 | 31402.49 | 4434.01 | 0 | 0 | 6627 | 3661.27 | 35132.02 | 92.46 | 0 | 0 |  | 915 | 9685.86 | 20381.96 | 6173.11 | 14913.03 | 636.59 | 2091 | 10106.87 | 16138 | 5155.6 | 9339 | 655.91 | 5115 | 6219.01 | 30596.84 | 4461.59 | 0 | 558.58 | 6627 | 3661.27 | 32603.16 | 992.46 | 0 | 283.67 | 915 | 5571 | 5952.5 | 2045 | 12046 | 0 | 2091 | 4177 | 6650.5 | 1902.5 | 6812 | 0 | 5115 | 3436.5 | 10103.5 | 1848 | 5676.5 | 0 | 6627 | 5005.5 | 14142 | 1352.5 | 2016 | 0
|  |  |  | 916 | 8995.86 | 25103.91 | 4344.11 | 12863.18 | 0 | 2092 | 8293.92 | 17155.96 | 3957.8 | 10166.79 | 0 | 5116 | 5424.36 | 29762.08 | 3041.32 | 0 | 1425.68 | 6628 | 3583.37 | 34110.18 | 92.46 | 0 | 0 |  | 916 | 9610.86 | 22538.46 | 6173.11 | 12707 | 663.12 | 2092 | 8908.92 | 16100.95 | 5155.6 | 9236.82 | 703.12 | 5116 | 6219.01 | 28806.86 | 4536.36 | 0 | 610.4 | 6628 | 3583.37 | 31733.9 | 992.46 | 0 | 302.88 | 916 | 5602.5 | 6314 | 2055 | 11657.5 | 0 | 2092 | 4391 | 7117 | 1998.5 | 9298 | 0 | 5116 | 3401 | 10173 | 1786 | 5089 | 0 | 6628 | 4982 | 14158.5 | 1680.5 | 2206.5 | 0
|  |  |  | 917 | 9197.53 | 28144.35 | 4344.11 | 8781.44 | 0 | 2093 | 8267.7 | 16914.08 | 3957.8 | 9339 | 0 | 5117 | 5626.56 | 28282.18 | 3460.81 | 0 | 1116.19 | 6629 | 3583.37 | 33902.11 | 92.46 | 0 | 0 |  | 917 | 9809.03 | 25118.67 | 6173.11 | 8978.67 | 984.06 | 2093 | 8882.7 | 15830.95 | 5155.6 | 8965.42 | 1017.31 | 5117 | 6408.81 | 26938.9 | 4712.36 | 0 | 1293.3 | 6629 | 3583.37 | 31473.41 | 992.46 | 0 | 390.4 | 917 | 5609.5 | 6487.5 | 2048.5 | 11443.5 | 0 | 2093 | 4686.5 | 7434.5 | 2220.5 | 12536 | 0 | 5117 | 3380 | 10096.5 | 1690 | 5241 | 0 | 6629 | 5096.5 | 13557.5 | 2420.5 | 3361 | 0
|  |  |  | 918 | 9084.8 | 28275.16 | 4344.11 | 8459 | 0 | 2094 | 9288.22 | 16541.88 | 3957.8 | 10092.88 | 0 | 5118 | 5436.23 | 29797.94 | 3328.46 | 0 | 0 | 6630 | 3583.37 | 33592.48 | 92.46 | 0 | 490.86 |  | 918 | 9713.95 | 25081.19 | 6173.11 | 8811.37 | 1242.62 | 2094 | 9114.7 | 15446.66 | 5155.6 | 8897 | 1459.46 | 5118 | 6332.89 | 28388.2 | 3964.49 | 0 | 608.25 | 6630 | 3583.37 | 31216.64 | 992.46 | 0 | 501.19 | 918 | 5585 | 6758 | 2055.5 | 11909.5 | 0 | 2094 | 4899.5 | 7307 | 2137 | 13856.5 | 0 | 5118 | 3399.5 | 9569 | 1979 | 5575.5 | 0 | 6630 | 5324 | 12966 | 2916.5 | 5449 | 0
|  |  |  | 919 | 9093.53 | 27572.38 | 4344.11 | 8611.53 | 0 | 2095 | 9049.02 | 18437.9 | 3322.8 | 8949.02 | 627.3 | 5119 | 5260.01 | 34255.61 | 1811.6 | 0 | 0 | 6631 | 3884.27 | 33040.64 | 92.46 | 0 | 498.2 |  | 919 | 9680.05 | 24315.08 | 6173.11 | 9453.32 | 2060.61 | 2095 | 8919.98 | 17275.13 | 4520.6 | 8897 | 2437.93 | 5119 | 6013.45 | 33819.76 | 1855.35 | 0 | 653.56 | 6631 | 3768.27 | 30791.09 | 992.46 | 0 | 498.2 | 919 | 5476 | 7212 | 2060 | 13757.5 | 0 | 2095 | 4631 | 8276 | 1945 | 13212.5 | 0 | 5119 | 3276 | 9619.5 | 1997 | 5326.5 | 0 | 6631 | 5297.5 | 12841 | 3113.5 | 9347.5 | 0
|  |  |  | 920 | 8952.36 | 26503.9 | 4344.11 | 6960.95 | 0 | 2096 | 8152.2 | 24305.74 | 3190.8 | 712.81 | 1988.46 | 5120 | 5142.07 | 41384.91 | 1304.46 | 0 | 0 | 6632 | 3694.31 | 34765.25 | 92.46 | 0 | 433.58 |  | 920 | 9577 | 23331.65 | 6173.11 | 7679.58 | 2712.49 | 2096 | 8522.85 | 23106.08 | 4388.6 | 344.03 | 3033.39 | 5120 | 5712.23 | 41610.7 | 1317.67 | 0 | 1513.03 | 6632 | 3694.31 | 32633.95 | 992.46 | 0 | 433.58 | 920 | 6092 | 7839 | 2056 | 16932.5 | 0 | 2096 | 4552 | 9297 | 1999 | 13025.5 | 0 | 5120 | 3246.5 | 9087 | 2079.5 | 5264.5 | 0 | 6632 | 5766 | 12823 | 3149 | 11769.5 | 0
|  |  |  | 921 | 9008.4 | 27403.16 | 4344.11 | 11969.21 | 200.54 | 2097 | 7825.2 | 32438.62 | 3190.8 | 0 | 1842.22 | 5121 | 5142.94 | 47500.43 | 975.44 | 0 | 0 | 6633 | 3657.33 | 39049.9 | 92.46 | 0 | 0 |  | 921 | 9623.4 | 24250.06 | 6173.11 | 12625.33 | 2638.03 | 2097 | 8440.2 | 31577.16 | 4388.6 | 0 | 2939.69 | 5121 | 5694.99 | 47937.18 | 1056.75 | 0 | 1738.44 | 6633 | 3657.33 | 37098.23 | 992.46 | 0 | 414.2 | 921 | 6519.5 | 8464.5 | 2050.5 | 18109.5 | 0 | 2097 | 4161.5 | 9828 | 1977.5 | 13240.5 | 0 | 5121 | 3219.5 | 8744 | 2105 | 5512.5 | 0 | 6633 | 6006.5 | 13155 | 3094.5 | 11990 | 0
|  |  |  | 922 | 9083.4 | 28778.42 | 4382.11 | 15687.76 | 0 | 2098 | 7775.98 | 37047.05 | 3190.8 | 0 | 579.68 | 5122 | 5141.49 | 50369.6 | 542.46 | 0 | 0 | 6634 | 3551.42 | 47431.71 | 92.46 | 0 | 0 |  | 922 | 9698.4 | 25786.71 | 6211.11 | 15731.22 | 2256.57 | 2098 | 8390.98 | 36341.05 | 4388.6 | 0 | 2355.53 | 5122 | 5694.99 | 50802.16 | 992.46 | 0 | 1548.11 | 6634 | 3538.94 | 45682.54 | 992.46 | 0 | 348.45 | 922 | 6298.5 | 9265.5 | 2061 | 17717 | 0 | 2098 | 3975.5 | 10664 | 1975.5 | 12109.5 | 0 | 5122 | 3328.5 | 8790 | 2000.5 | 5646 | 0 | 6634 | 5441.5 | 13006 | 2826.5 | 11400.5 | 0
|  |  |  | 923 | 9331.3 | 30259.71 | 3747.11 | 15537 | 0 | 2099 | 7751.37 | 39585.77 | 3190.8 | 0 | 0 | 5123 | 5326.39 | 53178.01 | 542.46 | 0 | 0 | 6635 | 3515.45 | 53352.78 | 92.46 | 0 | 0 |  | 923 | 9946.3 | 27525.13 | 5576.11 | 15537 | 2014.11 | 2099 | 8366.37 | 39011.47 | 4388.6 | 0 | 1850.18 | 5123 | 5879.89 | 53675.59 | 992.46 | 0 | 977.89 | 6635 | 3504.65 | 51697.66 | 992.46 | 0 | 303.9 | 923 | 6116 | 9759.5 | 2067.5 | 16403.5 | 0 | 2099 | 3973 | 12204.5 | 1981.5 | 10586 | 0 | 5123 | 3563 | 8171.5 | 1887 | 6832.5 | 0 | 6635 | 5125 | 12863 | 2604.5 | 10272 | 0
|  |  |  | 924 | 9207.14 | 31567.37 | 3747.11 | 14489.51 | 0 | 2100 | 7702.15 | 40020.6 | 3190.8 | 0 | 0 | 5124 | 5252.43 | 54214.77 | 542.46 | 0 | 0 | 6636 | 3519.29 | 55103.69 | 92.46 | 0 | 0 |  | 924 | 9822.14 | 29148.4 | 5576.11 | 13345 | 1929.4 | 2100 | 8317.15 | 39386.35 | 4388.6 | 0 | 1820.75 | 5124 | 5805.93 | 54604.16 | 992.46 | 0 | 847.55 | 6636 | 3506.66 | 53397.71 | 992.46 | 0 | 292.05 | 924 | 5966 | 10927 | 2072.5 | 13754 | 0 | 2100 | 3953 | 13145 | 1970 | 9617 | 0 | 5124 | 4146 | 8346.5 | 1533.5 | 7157.5 | 0 | 6636 | 5076.5 | 12486.5 | 2384.5 | 7722.5 | 0
|  |  |  | 925 | 9107.56 | 31721.68 | 3747.11 | 12444.22 | 0 | 2101 | 7702.15 | 39542.27 | 3186.53 | 0 | 0 | 5125 | 5215.45 | 54370.93 | 542.46 | 0 | 0 | 6637 | 3706.03 | 54870.42 | 92.46 | 0 | 0 |  | 925 | 9721.67 | 29631.41 | 5576.11 | 9799.34 | 1953.62 | 2101 | 8317.15 | 38774.31 | 4384.33 | 0 | 1813.21 | 5125 | 5768.95 | 54695.46 | 992.46 | 0 | 1192.34 | 6637 | 3696.25 | 52978.09 | 992.46 | 0 | 297.3 | 925 | 5894.5 | 11105 | 2071.5 | 11616.5 | 0 | 2101 | 4050 | 14257.5 | 1870.5 | 8979.5 | 0 | 5125 | 4327.5 | 7582.5 | 1804.5 | 7897.5 | 0 | 6637 | 5085 | 12106 | 2169 | 4503 | 0
|  |  |  | 926 | 9083.4 | 29126.22 | 3747.11 | 15852.96 | 0 | 2102 | 7702.15 | 37980.4 | 3241.73 | 0 | 0 | 5126 | 5141.49 | 54763.76 | 542.46 | 0 | 0 | 6638 | 3644.27 | 53180.37 | 7.32 | 0 | 0 |  | 926 | 9673.4 | 27319.12 | 5576.11 | 13127.39 | 1934.8 | 2102 | 8317.15 | 37098.74 | 4439.53 | 0 | 1870.08 | 5126 | 5694.99 | 54780.95 | 992.46 | 0 | 1684.83 | 6638 | 3614.14 | 51095.91 | 907.32 | 0 | 301.58 | 926 | 5803.5 | 11261.5 | 2069.5 | 10775.5 | 0 | 2102 | 4290 | 14763.5 | 1614.5 | 8959 | 0 | 5126 | 3916.5 | 8099.5 | 1783 | 7585.5 | 0 | 6638 | 5031.5 | 11737 | 1686 | 3772.5 | 0
|  |  |  | 927 | 9083.4 | 24143.36 | 3747.11 | 20158 | 0 | 2103 | 8167.01 | 34123.28 | 3276.26 | 2010.03 | 0 | 5127 | 5141.49 | 52806.13 | 542.46 | 0 | 0 | 6639 | 3715.4 | 48735.09 | 7.32 | 0 | 0 |  | 927 | 9698.4 | 22585.56 | 5576.11 | 15640.91 | 1902.03 | 2103 | 8699.95 | 33061.94 | 4474.06 | 1340.64 | 1840.22 | 5127 | 5694.99 | 52185.61 | 992.46 | 0 | 998.21 | 6639 | 3641.4 | 46515.93 | 907.32 | 0 | 310.42 | 927 | 5715.5 | 11865.5 | 2070 | 11193 | 0 | 2103 | 4447.5 | 14373 | 2214.5 | 9432 | 0 | 5127 | 3739 | 8819 | 1187 | 7241.5 | 0 | 6639 | 5052.5 | 11431.5 | 2021 | 3542.5 | 0
|  |  |  | 928 | 9083.4 | 19208.29 | 3747.11 | 20158 | 1274.45 | 2104 | 8160.44 | 29581.65 | 3276.26 | 5650.58 | 8.68 | 5128 | 5141.49 | 48920.12 | 542.46 | 0 | 0 | 6640 | 4018.8 | 41122.98 | 314.18 | 0 | 1398 |  | 928 | 9698.4 | 17739.93 | 5576.11 | 20158 | 1991.04 | 2104 | 8695.68 | 28403.38 | 4474.06 | 5095.81 | 2041.29 | 5128 | 5694.99 | 48586.61 | 992.46 | 0 | 1537.57 | 6640 | 3673.37 | 38859.96 | 907.32 | 0 | 380.82 | 928 | 5855 | 12425.5 | 2134 | 12697 | 0 | 2104 | 4728 | 14095.5 | 2635 | 10273 | 0 | 5128 | 3600.5 | 9681.5 | 1153 | 6042.5 | 0 | 6640 | 4943 | 11062 | 1771 | 3626 | 0
|  |  |  | 929 | 9274.21 | 15204.99 | 3747.11 | 24839.76 | 2116.44 | 2105 | 8887.03 | 24116.97 | 3408.26 | 9934.23 | 1074.72 | 5129 | 5403.93 | 44257.29 | 542.46 | 0 | 0 | 6641 | 4409.37 | 34312.38 | 2426.67 | 0 | 3737.68 |  | 929 | 9889.21 | 13893.67 | 5576.11 | 21082.78 | 2854.55 | 2105 | 10150.51 | 22911.03 | 4606.06 | 8690.54 | 2566.26 | 5129 | 5905.02 | 43268.48 | 992.46 | 0 | 823.97 | 6641 | 4993 | 31947.28 | 3947.48 | 0 | 2411.92 | 929 | 6137 | 12708 | 2597 | 15428.5 | 0 | 2105 | 4779.5 | 14195.5 | 2545.5 | 10288 | 0 | 5129 | 3406.5 | 10036 | 1126 | 4278 | 0 | 6641 | 4932.5 | 10379 | 1407.5 | 3659 | 0
|  |  |  | 930 | 9219.69 | 13946.62 | 3747.11 | 25661 | 2427.26 | 2106 | 9590.72 | 20049.37 | 3463.46 | 13670.34 | 1923.57 | 5130 | 5490.23 | 40154.66 | 1910.36 | 0 | 2700.95 | 6642 | 4541.2 | 31711.5 | 2496.67 | 0 | 7252.79 |  | 930 | 9834.69 | 12820.95 | 5576.11 | 26006 | 3431.07 | 2106 | 10284.31 | 18945.44 | 4661.26 | 12765.18 | 2896.49 | 5130 | 6106.36 | 37374.53 | 2404.15 | 0 | 4747.88 | 6642 | 5469.45 | 29214.63 | 4687.78 | 0 | 5281.89 | 930 | 6396 | 13072 | 3200 | 16449.5 | 0 | 2106 | 4570 | 13979 | 1858 | 9391 | 0 | 5130 | 3297 | 9921 | 580.5 | 3770 | 0 | 6642 | 5018.5 | 9330 | 1448 | 3973.5 | 0
|  |  |  | 931 | 9165.17 | 12621.96 | 3747.11 | 25661 | 2848.67 | 2107 | 9669.31 | 19239.68 | 3473.45 | 18225.36 | 1749.93 | 5131 | 5433.39 | 37486.64 | 3707.34 | 0 | 1618.97 | 6643 | 4773.02 | 31637.83 | 3040.57 | 0 | 8902.54 |  | 931 | 9780.17 | 11632.76 | 5576.11 | 26006 | 6382.88 | 2107 | 10284.31 | 18224.2 | 4671.25 | 17325.53 | 2696.76 | 5131 | 5881.48 | 34650.27 | 3631.02 | 0 | 6678.67 | 6643 | 5835.17 | 28989.38 | 4615.83 | 0 | 7138.86 | 931 | 6682.5 | 13687 | 3359 | 16661.5 | 0 | 2107 | 4528.5 | 13459 | 1736 | 7569.5 | 0 | 5131 | 3296 | 9617 | 464 | 4445 | 0 | 6643 | 5077.5 | 8015.5 | 1994.5 | 5436 | 0
|  |  |  | 932 | 9137.92 | 10920.58 | 3747.11 | 25661 | 6281.97 | 2108 | 9669.31 | 19253.71 | 3473.45 | 18188.67 | 1729 | 5132 | 5488.86 | 36224.23 | 4462.54 | 0 | 1850.76 | 6644 | 4852.05 | 30970.43 | 3242.88 | 0 | 9910.75 |  | 932 | 9752.92 | 10076.23 | 5576.11 | 26006 | 5849.75 | 2108 | 10284.31 | 18273.34 | 4671.25 | 17286.83 | 2619.72 | 5132 | 5843.59 | 33356.17 | 3772.46 | 0 | 6862.96 | 6644 | 5960.89 | 28248.53 | 4589.72 | 0 | 8291.96 | 932 | 6092 | 13868 | 2931.5 | 16336.5 | 0 | 2108 | 4421 | 12935 | 1422 | 5858 | 0 | 5132 | 3215 | 9305.5 | 462.5 | 5028.5 | 0 | 6644 | 5068.5 | 7308.5 | 2075.5 | 9278 | 0
|  |  |  | 933 | 9083.4 | 9486.34 | 3747.11 | 25661 | 6605.26 | 2109 | 9777 | 17872.16 | 3473.45 | 18699 | 4457.27 | 5133 | 5377.59 | 37177.51 | 3404.46 | 0 | 2919.89 | 6645 | 4744.52 | 29919.66 | 2659.77 | 0 | 9800.84 |  | 933 | 9698.4 | 8731.48 | 5576.11 | 26006 | 3550.2 | 2109 | 10392 | 16984.65 | 4671.25 | 18699 | 3955.19 | 5133 | 5959.07 | 34287.67 | 3916.47 | 0 | 5977.02 | 6645 | 5981.45 | 27253.58 | 3296.18 | 0 | 9250.69 | 933 | 5832.5 | 13627.5 | 2231 | 14753 | 0 | 2109 | 4371.5 | 11979 | 1229 | 4230 | 0 | 5133 | 3196 | 9066 | 461 | 4639 | 0 | 6645 | 5327 | 6834.5 | 2270 | 13689 | 0
|  |  |  | 934 | 9083.4 | 7938.66 | 3747.11 | 25661 | 5898.3 | 2110 | 9733.92 | 15862.29 | 3473.45 | 18699 | 4813.32 | 5134 | 5348.41 | 38518.9 | 2794.46 | 0 | 1739.37 | 6646 | 4724.8 | 28172.61 | 2740.62 | 0 | 9947.63 |  | 934 | 9698.4 | 7287.91 | 5576.11 | 26006 | 3989.5 | 2110 | 10348.92 | 15130.25 | 4671.25 | 18699 | 4196.4 | 5134 | 5821.13 | 35561.39 | 3828.81 | 0 | 4912.36 | 6646 | 5978.62 | 25664.04 | 4120.2 | 0 | 8534.92 | 934 | 5678.5 | 13316 | 2087 | 12314 | 0 | 2110 | 4366 | 11276 | 800.5 | 3351 | 0 | 5134 | 3195.5 | 8882.5 | 467.5 | 4510 | 0 | 6646 | 5658.5 | 7328.5 | 2487 | 13710 | 0
|  |  |  | 935 | 9108.4 | 6498.27 | 3747.11 | 25661 | 2446 | 2111 | 9712.38 | 13913.32 | 3473.45 | 18699 | 1840.15 | 5135 | 5675.79 | 39018.66 | 3492.36 | 0 | 0 | 6647 | 4745.36 | 25920.55 | 2538.74 | 0 | 9796.81 |  | 935 | 9723.4 | 5966.14 | 5576.11 | 22551.41 | 2762.5 | 2111 | 10327.38 | 13320.21 | 4671.25 | 18699 | 1235.28 | 5135 | 6196.91 | 35848.65 | 3498.86 | 0 | 4159.05 | 6647 | 5929.28 | 23641.21 | 4166.61 | 0 | 7379.35 | 935 | 5388.5 | 12839 | 2087.5 | 9671.5 | 0 | 2111 | 4372 | 10821 | 801 | 3325 | 0 | 5135 | 3280 | 8846.5 | 460 | 5031.5 | 0 | 6647 | 5282 | 6704 | 2323 | 13350 | 0
|  | Saturday | 120h | 936 | 9339.68 | 5486.49 | 3747.11 | 20636.95 | 2157.8 | 2112 | 9669.31 | 12456.34 | 3473.45 | 17633.75 | 476.75 | 5136 | 5404.54 | 38496.27 | 1466.46 | 0 | 1273.88 | 6648 | 4805.36 | 23136.78 | 2512.95 | 0 | 8515.47 |  | 936 | 9954.68 | 5047.83 | 5576.11 | 20158 | 874.19 | 2112 | 10284.31 | 11977.38 | 4671.25 | 16195.8 | 730.16 | 5136 | 5945.98 | 35471.05 | 2861.27 | 0 | 3521.74 | 6648 | 5919.57 | 21140.85 | 4237.03 | 0 | 6462.65 | 936 | 5370.5 | 12258 | 2070.5 | 7509 | 0 | 2112 | 4393 | 10496.5 | 814 | 3746 | 0 | 5136 | 3322 | 8371 | 491.5 | 5274.5 | 0 | 6648 | 5136.5 | 6820 | 2434.5 | 12528.5 | 0
|  |  |  | 937 | 9247.17 | 4874.48 | 3747.11 | 25650 | 0 | 2113 | 9475.31 | 11633.09 | 5164.18 | 18699 | 0 | 5137 | 5672.62 | 35692.86 | 4944.36 | 0 | 0 | 6649 | 5810.57 | 20530.73 | 1954.51 | 0 | 10.12 |  | 937 | 9862.17 | 4510.17 | 5576.11 | 25995 | 643.52 | 2113 | 10059.73 | 11255.01 | 7401.21 | 16228.25 | 678.55 | 5137 | 6298.92 | 34146.98 | 5534.36 | 0 | 1997.22 | 6649 | 6345.16 | 18809.54 | 3233.51 | 0 | 247.13 | 937 | 5148.5 | 11775.5 | 1956.5 | 6105 | 0 | 2113 | 4363 | 10208 | 816 | 3638 | 0 | 5137 | 3472 | 8784.5 | 618.5 | 5681.5 | 0 | 6649 | 5072.5 | 7357 | 2420 | 11223.5 | 0
|  |  |  | 938 | 9200.91 | 4552.05 | 3747.11 | 25661 | 0 | 2114 | 9127 | 11403.99 | 4321.95 | 17933.3 | 0 | 5138 | 5445.88 | 34176.16 | 3190.36 | 0 | 886.85 | 6650 | 6425.29 | 18343.5 | 2084.33 | 0 | 0 |  | 938 | 9815.91 | 4243.89 | 5576.11 | 26006 | 615.79 | 2114 | 9887.24 | 11078.32 | 5926.22 | 16294 | 648.81 | 5138 | 6173.21 | 32691.84 | 4947.74 | 0 | 2056.97 | 6650 | 6709.74 | 16859.94 | 3363.33 | 0 | 310.86 | 938 | 5311.5 | 11215 | 1982.5 | 6312.5 | 0 | 2114 | 4355 | 10405 | 796 | 3308 | 0 | 5138 | 3783.5 | 9284 | 1350 | 6083.5 | 0 | 6650 | 5029.5 | 8237 | 2395.5 | 10105 | 0
|  |  |  | 939 | 9075.76 | 4544.12 | 3747.11 | 25661 | 0 | 2115 | 9029.96 | 11911.3 | 3858.04 | 17537.21 | 0 | 5139 | 5355.23 | 33315.43 | 5008.41 | 0 | 0 | 6651 | 6516.33 | 16568.85 | 2125.34 | 0 | 0 |  | 939 | 9723.4 | 4292.26 | 5576.11 | 26006 | 623.04 | 2115 | 10056.76 | 11592.63 | 4921.15 | 16077.14 | 651.81 | 5139 | 5733.56 | 32209.91 | 5744.36 | 0 | 1346.74 | 6651 | 6713.22 | 15265.39 | 3404.34 | 0 | 313.77 | 939 | 5480.5 | 10816 | 1983.5 | 6451 | 0 | 2115 | 4343.5 | 10220 | 797.5 | 3295 | 0 | 5139 | 3900.5 | 9392.5 | 1540 | 5770 | 0 | 6651 | 5024.5 | 9313.5 | 2355.5 | 9820.5 | 0
|  |  |  | 940 | 9047.38 | 4414.61 | 3747.11 | 25661 | 0 | 2116 | 9117.5 | 12657.41 | 3604.28 | 15803.55 | 0 | 5140 | 5381.62 | 32518.58 | 4208.74 | 0 | 0 | 6652 | 6570.24 | 15061.63 | 2125.34 | 0 | 0 |  | 940 | 9677.54 | 4208.32 | 5576.11 | 26006 | 649.44 | 2116 | 9977.08 | 12303.39 | 4670.98 | 14164.47 | 699.65 | 5140 | 5950.45 | 31729.72 | 3814.41 | 0 | 1785.09 | 6652 | 6707.13 | 13900.09 | 3404.34 | 0 | 335.95 | 940 | 5541 | 10227.5 | 1986.5 | 6421.5 | 0 | 2116 | 4402 | 9891 | 1010 | 4014.5 | 0 | 5140 | 3675 | 9324 | 1340 | 5504 | 0 | 6652 | 5058 | 10121.5 | 2438 | 9203 | 0
|  |  |  | 941 | 8733.04 | 3975.66 | 3747.11 | 25661 | 0 | 2117 | 8952.91 | 13464.74 | 3473.18 | 14440.96 | 0 | 5141 | 5435.76 | 33633.43 | 3195.45 | 0 | 0 | 6653 | 6563.86 | 13954.72 | 2125.34 | 0 | 435.11 |  | 941 | 9424.43 | 3798.17 | 5576.11 | 26006 | 962.13 | 2117 | 9807.19 | 13047.64 | 4670.98 | 12794.97 | 1010.85 | 5141 | 5908.22 | 32859.52 | 2688.39 | 0 | 1883.21 | 6653 | 6640.75 | 12895.75 | 3404.34 | 0 | 444.92 | 941 | 5369 | 9913 | 1991 | 6322 | 0 | 2117 | 4465.5 | 10367.5 | 1448 | 6972.5 | 0 | 5141 | 3502.5 | 8726 | 1402 | 5296 | 0 | 6653 | 4897 | 10720 | 2485 | 9484.5 | 0
|  |  |  | 942 | 9356.3 | 3800.88 | 3747.11 | 25661 | 0 | 2118 | 8854.91 | 14242.1 | 3473.18 | 13081.54 | 0 | 5142 | 5376.64 | 37196.54 | 1532.46 | 0 | 0 | 6654 | 6623.86 | 13078.87 | 2176.44 | 0 | 594.81 |  | 942 | 9930.12 | 3640.83 | 5576.11 | 26006 | 1213.89 | 2118 | 9479.84 | 13764.63 | 4670.98 | 11802.18 | 1449.49 | 5142 | 5915.52 | 35387.39 | 1393.16 | 0 | 3156.72 | 6654 | 6640.75 | 12094.43 | 3455.44 | 0 | 594.81 | 942 | 5307.5 | 9656 | 2028 | 7275.5 | 0 | 2118 | 4851 | 10042.5 | 1888.5 | 9352.5 | 0 | 5142 | 3678 | 8243 | 1225 | 5211.5 | 0 | 6654 | 4975 | 11412.5 | 2769 | 10801.5 | 0
|  |  |  | 943 | 9257.14 | 3784.95 | 3747.11 | 25661 | 0 | 2119 | 8066.58 | 17823.89 | 3341.18 | 8020.02 | 588.23 | 5143 | 5273.81 | 45005.1 | 1181.39 | 0 | 0 | 6655 | 6640.75 | 12486.83 | 2176.44 | 1124.1 | 629.17 |  | 943 | 9872.14 | 3637.01 | 5576.11 | 26006 | 2007.24 | 2119 | 8535.51 | 17154.39 | 4538.98 | 6799 | 2419.59 | 5143 | 5827.31 | 42140.4 | 1655.03 | 0 | 4034.82 | 6655 | 6640.75 | 11561.42 | 3455.44 | 768.26 | 629.17 | 943 | 5825.5 | 9567 | 2082 | 10197 | 0 | 2119 | 5190.5 | 9877.5 | 1972 | 9270.5 | 0 | 5143 | 3596.5 | 8107.5 | 854 | 5684 | 0 | 6655 | 5113.5 | 12311.5 | 2622.5 | 11725.5 | 0
|  |  |  | 944 | 9207.56 | 3782.87 | 3747.11 | 25661 | 1204.56 | 2120 | 7686.85 | 25643.47 | 3341.18 | 0 | 1941.61 | 5144 | 5211.49 | 52243.64 | 869.66 | 0 | 0 | 6656 | 6797.61 | 16495.21 | 2176.44 | 0 | 563.49 |  | 944 | 9781.71 | 3619.93 | 5576.11 | 26006 | 2638.12 | 2120 | 8301.85 | 24855.8 | 4538.98 | 0 | 3009.97 | 5144 | 5764.99 | 47556.54 | 1174.17 | 0 | 3142.75 | 6656 | 6797.61 | 15540.57 | 3455.44 | 0 | 563.49 | 944 | 6465.5 | 9297.5 | 2267.5 | 14551 | 0 | 2120 | 5009 | 10034 | 1749.5 | 9076 | 0 | 5144 | 3715 | 7779.5 | 882 | 5543 | 0 | 6656 | 5310 | 12713.5 | 2465.5 | 12369.5 | 0
|  |  |  | 945 | 9108.4 | 5381.35 | 3747.11 | 26006 | 1062.86 | 2121 | 7758.43 | 32179.01 | 3341.18 | 0 | 745.79 | 5145 | 5141.49 | 57409.04 | 634.68 | 0 | 0 | 6657 | 6734.86 | 22872.13 | 2176.44 | 0 | 461.5 |  | 945 | 9723.4 | 5271.39 | 5576.11 | 26006 | 2565.26 | 2121 | 8373.43 | 31491.34 | 4538.98 | 0 | 2939.86 | 5145 | 5694.99 | 50162.59 | 1227.32 | 0 | 4540.68 | 6657 | 6734.86 | 22115.87 | 3455.44 | 0 | 538.56 | 945 | 7149 | 9772 | 2474.5 | 14989 | 0 | 2121 | 5038 | 10406 | 1374 | 7990.5 | 0 | 5145 | 3450 | 7183 | 1000 | 6034.5 | 0 | 6657 | 5364 | 13757 | 2258.5 | 11932.5 | 0
|  |  |  | 946 | 9108.4 | 7819.67 | 3747.11 | 26006 | 1542.2 | 2122 | 7737.43 | 36190.48 | 3341.18 | 0 | 0 | 5146 | 5141.49 | 59521.59 | 654.88 | 0 | 0 | 6658 | 6691.68 | 28924.6 | 2176.44 | 0 | 71.71 |  | 946 | 9723.4 | 7776.59 | 5576.11 | 26006 | 2194.59 | 2122 | 8352.43 | 35657.61 | 4538.98 | 0 | 2273.83 | 5146 | 5694.99 | 55786.62 | 1168.25 | 0 | 2958.09 | 6658 | 6702.13 | 28248.24 | 3455.44 | 0 | 453.31 | 946 | 6944.5 | 9206.5 | 2465 | 15088.5 | 0 | 2122 | 4904.5 | 10729 | 1246.5 | 6864.5 | 0 | 5146 | 3351 | 7321.5 | 818 | 6825 | 0 | 6658 | 5234 | 14479.5 | 1958.5 | 10503 | 0
|  |  |  | 947 | 9108.4 | 10936.26 | 3747.11 | 26006 | 0 | 2123 | 7716.42 | 36964.99 | 3341.18 | 0 | 0 | 5147 | 5141.49 | 58145.1 | 690.81 | 0 | 0 | 6659 | 6570.63 | 33394.81 | 2176.44 | 0 | 0 |  | 947 | 9723.4 | 11028.84 | 5576.11 | 26006 | 1958.66 | 2123 | 8331.42 | 36606.1 | 4538.98 | 0 | 1886.45 | 5147 | 5694.99 | 55954.28 | 1188.26 | 0 | 2867.74 | 6659 | 6562 | 32637.2 | 3455.44 | 0 | 395.57 | 947 | 6485.5 | 9101.5 | 1929 | 15045.5 | 0 | 2123 | 4804.5 | 11096.5 | 1178 | 5868 | 0 | 5147 | 3566 | 7648.5 | 808 | 8354 | 0 | 6659 | 5101 | 14760 | 1912.5 | 8189.5 | 0
|  |  |  | 948 | 9318.25 | 12604.75 | 3747.11 | 26006 | 0 | 2124 | 7705.92 | 36132.08 | 3341.18 | 0 | 0 | 5148 | 5308.17 | 59194.79 | 672.79 | 0 | 0 | 6660 | 6572.41 | 34474.7 | 2176.44 | 0 | 0 |  | 948 | 9994.34 | 12537.18 | 5576.11 | 26006 | 1876.41 | 2124 | 8320.92 | 35694.91 | 4538.98 | 0 | 1830.89 | 5148 | 5861.67 | 53928.46 | 1074.42 | 0 | 4255.18 | 6660 | 6561.98 | 33691.89 | 3455.44 | 0 | 380.15 | 948 | 6176 | 9761 | 1979 | 14172 | 0 | 2124 | 4750 | 10788.5 | 1146.5 | 5260 | 0 | 5148 | 3617.5 | 7378 | 796 | 9607 | 0 | 6660 | 5063 | 14441 | 2131 | 5737 | 0
|  |  |  | 949 | 9270.97 | 12708.63 | 3715.83 | 26006 | 0 | 2125 | 7684.92 | 35072.56 | 3341.18 | 0 | 0 | 5149 | 5241.5 | 57756.74 | 650.82 | 0 | 0 | 6661 | 6569.07 | 32726.19 | 2176.44 | 0 | 0 |  | 949 | 9885.97 | 12576.86 | 5544.83 | 26006 | 1900.22 | 2125 | 8299.92 | 34545.81 | 4538.98 | 0 | 1871.04 | 5149 | 5795 | 53107.63 | 1165.91 | 0 | 3804.17 | 6661 | 6619.05 | 31902.51 | 3455.44 | 0 | 386.27 | 949 | 5976 | 10478 | 1972.5 | 13231 | 0 | 2125 | 4684 | 9852 | 1298.5 | 5539.5 | 0 | 5149 | 3936.5 | 7416 | 807 | 9731.5 | 0 | 6661 | 4866 | 13811 | 1199 | 4430 | 0
|  |  |  | 950 | 9119.82 | 10816.97 | 3715.83 | 26006 | 0 | 2126 | 7684.92 | 33174.55 | 3341.18 | 0 | 0 | 5150 | 5208.16 | 56996.83 | 732.81 | 0 | 0 | 6662 | 6755.51 | 28080.17 | 2261.58 | 0 | 0 |  | 950 | 9734.82 | 10595.67 | 5544.83 | 26006 | 1881.72 | 2126 | 8299.92 | 32449.29 | 4538.98 | 0 | 1855.92 | 5150 | 5761.66 | 51657.8 | 1212.94 | 0 | 3422.14 | 6662 | 6780.57 | 27228.51 | 3540.58 | 0 | 391.19 | 950 | 6026 | 10409 | 2087 | 13323.5 | 0 | 2126 | 4677.5 | 9622.5 | 1431 | 6838 | 0 | 5150 | 3852.5 | 7328 | 809.5 | 9811 | 0 | 6662 | 4864.5 | 13302 | 1015 | 3992 | 0
|  |  |  | 951 | 9011.44 | 8425.37 | 3716.1 | 26006 | 1058.53 | 2127 | 7684.92 | 29687.57 | 3341.18 | 0 | 0 | 5151 | 5141.49 | 56232.93 | 696.57 | 0 | 0 | 6663 | 6741.25 | 23488.27 | 2261.58 | 0 | 403.32 |  | 951 | 9626.44 | 8131.01 | 5545.1 | 26006 | 1850.02 | 2127 | 8299.92 | 28865.81 | 4538.98 | 0 | 1825.92 | 5151 | 5694.99 | 51201.63 | 1029.63 | 0 | 3764.48 | 6663 | 6756.01 | 22397.66 | 3540.58 | 0 | 403.32 | 951 | 6105.5 | 9805 | 2064.5 | 13802.5 | 0 | 2127 | 4854.5 | 9523 | 2146 | 8202 | 0 | 5151 | 3621 | 7273.5 | 864.5 | 9984.5 | 0 | 6663 | 4833 | 13147.5 | 1015 | 3736.5 | 0
|  |  |  | 952 | 9788.43 | 5613.47 | 3081.1 | 26006 | 1196.16 | 2128 | 8067.47 | 25171.66 | 3341.18 | 4762.48 | 0 | 5152 | 5141.49 | 54978.29 | 733.25 | 0 | 0 | 6664 | 6710.77 | 18133.51 | 2896.58 | 3484.99 | 494.98 |  | 952 | 9626.44 | 5180.67 | 5545.1 | 26006 | 1936.29 | 2128 | 8808.43 | 24146.48 | 4538.98 | 3848.89 | 2025.37 | 5152 | 5694.99 | 51610.64 | 1014.35 | 0 | 2676.15 | 6664 | 6767.84 | 16806.05 | 5164.11 | 2221.8 | 739.99 | 952 | 6133.5 | 9117.5 | 2147.5 | 14655 | 0 | 2128 | 5024.5 | 9198 | 2704.5 | 10122.5 | 0 | 5152 | 3586.5 | 7271 | 1244 | 9375.5 | 0 | 6664 | 4874.5 | 12764.5 | 1027 | 3633.5 | 0
|  |  |  | 953 | 12193.33 | 4628.36 | 3081.1 | 27186 | 3149.26 | 2129 | 9283.36 | 18593.81 | 3473.18 | 9742.62 | 1047.65 | 5153 | 5141.49 | 49971.3 | 808.26 | 0 | 0 | 6665 | 6609.63 | 13293.72 | 3199.68 | 8453 | 906.68 |  | 953 | 11987.34 | 4042.38 | 5545.1 | 26603.25 | 2900.45 | 2129 | 8864.96 | 17485.31 | 4670.98 | 9785.21 | 2625.73 | 5153 | 5694.99 | 45197.04 | 1424.62 | 0 | 4118.55 | 6665 | 6666.7 | 11793 | 7005.31 | 5953.66 | 1314.53 | 953 | 6068 | 9592 | 2762 | 15806 | 0 | 2129 | 5252.5 | 8633.5 | 2796 | 11425 | 0 | 5153 | 3519 | 7227 | 1445.5 | 8400 | 0 | 6665 | 4884 | 12334.5 | 1022.5 | 3554 | 0
|  |  |  | 954 | 12598.62 | 5811.39 | 3081.1 | 27186 | 6510.44 | 2130 | 9396.53 | 13201.1 | 5001.25 | 13421.23 | 2036.28 | 5154 | 5754.84 | 42418.3 | 3548.95 | 0 | 0 | 6666 | 6609.63 | 12395.43 | 4764.27 | 8453 | 1434.28 |  | 954 | 13057.62 | 5039.51 | 5545.1 | 27186 | 5214.16 | 2130 | 9797.1 | 12220.69 | 5965.98 | 13005.54 | 3042.58 | 5154 | 6237.13 | 41532.26 | 2675.81 | 0 | 2195.52 | 6666 | 6666.7 | 10811.5 | 7409.67 | 7470 | 1787.04 | 954 | 6819 | 8785 | 3196.5 | 17523.5 | 0 | 2130 | 5598 | 7299 | 2116.5 | 12820.5 | 0 | 5154 | 3441.5 | 7145.5 | 1447 | 6983 | 0 | 6666 | 4860.5 | 12023.5 | 1027.5 | 3561.5 | 0
|  |  |  | 955 | 12348.9 | 7367.52 | 3081.1 | 27186 | 6598.24 | 2131 | 9390.07 | 11038.72 | 4763.93 | 16038.05 | 1972.02 | 5155 | 5566.49 | 37539.08 | 3326.44 | 0 | 4737.05 | 6667 | 6609.63 | 15651.72 | 2896.58 | 8453 | 1684.4 |  | 955 | 12915.21 | 6381.85 | 5545.1 | 27186 | 5711.55 | 2131 | 10185.68 | 10259.31 | 6186.93 | 14309.14 | 3289.28 | 5155 | 6197.58 | 35911.14 | 5100.46 | 0 | 4850.56 | 6667 | 6666.7 | 13687.34 | 6166.57 | 8354 | 1031.01 | 955 | 7624.5 | 8563 | 3837.5 | 17378.5 | 0 | 2131 | 5166 | 7392.5 | 1570 | 12097 | 0 | 5155 | 3325 | 6883 | 1449.5 | 7004.5 | 0 | 6667 | 4846 | 12053 | 1020.5 | 3547 | 0
|  |  |  | 956 | 11469.07 | 9266.81 | 3081.1 | 25196 | 1617 | 2132 | 9224.32 | 11139.78 | 4761.11 | 16776.28 | 1986.5 | 5156 | 5732.68 | 35037.67 | 4664.46 | 0 | 3276.17 | 6668 | 6757.65 | 18545.41 | 2896.58 | 7845.58 | 575.7 |  | 956 | 10278.56 | 8028.31 | 5545.1 | 25196 | 2160.04 | 2132 | 9849.78 | 10418.18 | 6230.62 | 15130.87 | 3361.52 | 5156 | 6313.71 | 32908.78 | 4442.36 | 0 | 7974.94 | 6668 | 6814.72 | 16249.83 | 6049.69 | 6170 | 1163.84 | 956 | 7211 | 7851 | 3311.5 | 16991.5 | 0 | 2132 | 4772 | 8012 | 1206 | 9375 | 0 | 5156 | 3168 | 7010.5 | 1441.5 | 6907 | 0 | 6668 | 4929 | 13035 | 1111 | 3814.5 | 0
|  |  |  | 957 | 9011.44 | 11318.29 | 3081.1 | 25196 | 1383.08 | 2133 | 9422.22 | 11347.63 | 5543.22 | 17207.01 | 1567.38 | 5157 | 5640.35 | 34441.72 | 4623.68 | 0 | 3423.46 | 6669 | 6698.44 | 20975.43 | 2896.58 | 4582.53 | 494.6 |  | 957 | 9626.44 | 9806.19 | 5545.1 | 25196 | 1978.38 | 2133 | 9866.78 | 10627.96 | 6621.74 | 15744.3 | 3157.61 | 5157 | 6210.43 | 32441.96 | 4212.41 | 0 | 8432.03 | 6669 | 6755.51 | 18385.37 | 4275.48 | 5785.95 | 507.69 | 957 | 6357.5 | 7468 | 2684.5 | 16769 | 0 | 2133 | 4718 | 9377.5 | 1132 | 5160 | 0 | 5157 | 3188.5 | 7037 | 1391 | 6394.5 | 0 | 6669 | 5154 | 13876.5 | 1357 | 4672.5 | 0
|  |  |  | 958 | 9011.44 | 13069.61 | 3081.1 | 25196 | 0 | 2134 | 9710.73 | 11735.22 | 4940.56 | 17412.98 | 1816.01 | 5158 | 5663.67 | 33689.57 | 4434.59 | 0 | 4518.44 | 6670 | 6668.84 | 23108.9 | 2896.58 | 1206.39 | 378.39 |  | 958 | 9626.44 | 11307.82 | 5545.1 | 25196 | 1716.77 | 2134 | 10040.56 | 10967.66 | 6483.98 | 15423.51 | 3612.73 | 5158 | 6193.5 | 31586.99 | 5200.36 | 0 | 8155.11 | 6670 | 6725.91 | 20319.12 | 4175.58 | 2204.39 | 695.16 | 958 | 5847.5 | 7812.5 | 2493.5 | 15746 | 0 | 2134 | 4674 | 9182.5 | 1026 | 3337 | 0 | 5158 | 3197 | 7061 | 1424.5 | 6217.5 | 0 | 6670 | 5535.5 | 14188.5 | 1807 | 4588.5 | 0
|  |  |  | 959 | 9011.44 | 14784.55 | 3081.1 | 25196 | 0.76 | 2135 | 9414.02 | 12077.8 | 3769.08 | 16291.03 | 1537.69 | 5159 | 5658.8 | 33107.81 | 4325.73 | 0 | 4622.77 | 6671 | 6609.63 | 23968.11 | 2896.58 | 0 | 223.52 |  | 959 | 9553.53 | 12767.48 | 5545.1 | 25196 | 1131.18 | 2135 | 10183.38 | 11237.83 | 5079.99 | 14690.11 | 2609.24 | 5159 | 6149.55 | 31217.74 | 4374.36 | 0 | 7441.41 | 6671 | 6666.7 | 21134.84 | 4175.58 | 0 | 223.52 | 959 | 5483 | 8447 | 2298 | 14080 | 0 | 2135 | 4667 | 8381.5 | 1050 | 3324 | 0 | 5159 | 3281 | 6784 | 1440 | 6743.5 | 0 | 6671 | 5335 | 14328.5 | 2168.5 | 4133.5 | 0
|  | Sunday | 144h | 960 | 8734.4 | 16583.65 | 3081.1 | 23716.79 | 0 | 2136 | 9250.36 | 12062.05 | 3450.72 | 14631.19 | 464.33 | 5160 | 5913.72 | 31911.7 | 4847 | 0 | 2364.15 | 6672 | 6609.63 | 24919.36 | 2896.58 | 0 | 169.23 |  | 960 | 9349.4 | 14296.32 | 5545.1 | 22925.11 | 701.41 | 2136 | 10118.31 | 11172.63 | 4771.74 | 13197.99 | 1235.57 | 5160 | 6457.79 | 30064.15 | 4017.32 | 0 | 9341.18 | 6672 | 6666.7 | 22061.64 | 4175.58 | 0 | 169.23 | 960 | 5355.5 | 8769 | 2133 | 10746 | 0 | 2136 | 4663 | 8710.5 | 1234 | 3396 | 0 | 5160 | 3294 | 6669 | 1447.5 | 8130 | 0 | 6672 | 5101.5 | 14356.5 | 1801 | 3605.5 | 0
|  |  |  | 961 | 9060.18 | 18306.88 | 7089 | 8459 | 1347.74 | 2137 | 9006.23 | 11596.75 | 7122.17 | 8032 | 0 | 5161 | 5880.48 | 33023.49 | 542.46 | 0 | 1280.96 | 6673 | 6609.63 | 25979.35 | 7936.48 | 0 | 14.53 |  | 961 | 9675.18 | 15751.22 | 7657 | 8459 | 3361.57 | 2137 | 9723.67 | 10701.15 | 7866.74 | 7322.2 | 679.46 | 5161 | 6616.42 | 29885.68 | 3444.46 | 0 | 1434.17 | 6673 | 6666.7 | 23076.26 | 8963.48 | 0 | 305.57 | 961 | 5120.5 | 9488.5 | 1940.5 | 7877.5 | 0 | 2137 | 4638.5 | 8961.5 | 993.5 | 3179 | 0 | 5161 | 3624 | 6365.5 | 1451 | 10228.5 | 0 | 6673 | 5011 | 14358.5 | 1682.5 | 2367 | 0
|  |  |  | 962 | 9010.6 | 20234.79 | 7089 | 3871.52 | 0 | 2138 | 8695.64 | 10754.87 | 5035.63 | 8032 | 0 | 5162 | 5785.43 | 31206.15 | 542.46 | 0 | 141.08 | 6674 | 6749.07 | 26389.12 | 5736.62 | 0 | 0 |  | 962 | 9625.6 | 17385.82 | 7657 | 4193.77 | 600.99 | 2138 | 9347.61 | 9888.83 | 6303.7 | 7486.72 | 649.59 | 5162 | 6676.79 | 28258.32 | 2850.65 | 0 | 817.24 | 6674 | 6806.14 | 23478.66 | 6984.16 | 0 | 365.99 | 962 | 5135 | 9640.5 | 1911.5 | 8024.5 | 0 | 2138 | 4637 | 8783.5 | 1031.5 | 3196.5 | 0 | 5162 | 3869 | 5624.5 | 1797.5 | 11137 | 0 | 6674 | 5012.5 | 14087 | 1390 | 2069 | 0
|  |  |  | 963 | 8911.44 | 22249.93 | 6935.72 | 0 | 0 | 2139 | 8713.28 | 9901.82 | 6732.91 | 6750.78 | 0 | 5163 | 5715.19 | 29779.71 | 542.46 | 0 | 130.64 | 6675 | 6693.29 | 25746.75 | 4766.58 | 0 | 0 |  | 963 | 9526.44 | 19145.11 | 7503.72 | 0 | 608.59 | 2139 | 9525.55 | 9076.95 | 5737.02 | 7391.03 | 653.34 | 5163 | 6028.62 | 26999.88 | 2476.37 | 0 | 995.22 | 6675 | 6750.36 | 22907.8 | 7190 | 0 | 369.37 | 963 | 5136 | 9764.5 | 1959 | 8640.5 | 0 | 2139 | 4641 | 9151 | 1149 | 3273 | 0 | 5163 | 3848 | 5563.5 | 1857.5 | 11433 | 0 | 6675 | 4967 | 14008.5 | 1227.5 | 2513 | 0
|  |  |  | 964 | 8895.44 | 24946.19 | 5719.47 | 0 | 0 | 2140 | 9097.23 | 9357.85 | 4456.19 | 7556.88 | 0 | 5164 | 5710.8 | 28427.04 | 542.46 | 0 | 438.99 | 6676 | 6665.41 | 25037.25 | 3673.21 | 0 | 0 |  | 964 | 9510.44 | 21588.74 | 6287.47 | 0 | 634.36 | 2140 | 9911.61 | 8581.24 | 5258.91 | 6675.38 | 700.4 | 5164 | 6153.54 | 25795.64 | 2266.46 | 0 | 1061.77 | 6676 | 6722.48 | 22253.14 | 5722.03 | 0 | 396.44 | 964 | 5193 | 9654.5 | 1967.5 | 8519.5 | 0 | 2140 | 4645 | 9285 | 1438.5 | 4393.5 | 0 | 5164 | 3778 | 5054.5 | 1796 | 11803.5 | 0 | 6676 | 4963 | 13571 | 1158 | 2601.5 | 0
|  |  |  | 965 | 8895.44 | 28693.07 | 5465.1 | 0 | 0 | 2141 | 9086.63 | 9215.66 | 5640.56 | 6529.04 | 0 | 5165 | 5674.07 | 27228.41 | 542.46 | 0 | 815.97 | 6677 | 6609.63 | 24571.3 | 3802 | 0 | 154.49 |  | 965 | 9510.44 | 25085.95 | 6033.1 | 0 | 937.76 | 2141 | 9678.7 | 8461.46 | 7298.57 | 4477.73 | 1013 | 5165 | 6092.82 | 24723.58 | 2789.47 | 0 | 797.18 | 6677 | 6666.7 | 21821.93 | 5517.51 | 0 | 545.09 | 965 | 5263 | 9028 | 1961 | 9097 | 0 | 2141 | 4707.5 | 9888.5 | 2019.5 | 8193 | 0 | 5165 | 3549.5 | 4506 | 1453.5 | 11880 | 0 | 6677 | 5090.5 | 12495.5 | 1680.5 | 3075.5 | 0
|  |  |  | 966 | 9083.64 | 33283.26 | 5465.1 | 0 | 0 | 2142 | 9128.8 | 9466.65 | 4176.87 | 6465.93 | 0 | 5166 | 5714.38 | 27592.96 | 542.46 | 0 | 152.67 | 6678 | 6609.63 | 24409.95 | 4819.18 | 0 | 308.27 |  | 966 | 9775.53 | 29426.82 | 6033.1 | 0 | 1181.54 | 2142 | 9575.51 | 8699.31 | 6675.44 | 4264.5 | 1452.47 | 5166 | 6061.14 | 25207.85 | 2257.81 | 0 | 885.57 | 6678 | 6666.7 | 21757.26 | 6880.14 | 0 | 767.57 | 966 | 5320.5 | 9378 | 1999 | 9420.5 | 0 | 2142 | 4844 | 9531 | 2409 | 12059.5 | 0 | 5166 | 3273.5 | 4350 | 1449 | 11343.5 | 0 | 6678 | 5058.5 | 11987 | 2725.5 | 5806 | 0
|  |  |  | 967 | 7539.11 | 38431.39 | 3340.67 | 0 | 0 | 2143 | 9016.75 | 14828.73 | 3318.72 | 3001.36 | 919.74 | 5167 | 5372.18 | 31801.58 | 542.46 | 0 | 0 | 6679 | 6609.63 | 25473.67 | 4928.89 | 0 | 692.54 |  | 967 | 9297.23 | 34301.43 | 5712.48 | 0 | 1947.66 | 2143 | 9718.47 | 13864.03 | 4539.84 | 1984.85 | 2425.42 | 5167 | 5367.44 | 29586.11 | 992.46 | 0 | 381.38 | 6679 | 6666.7 | 22819.36 | 5449.93 | 0 | 869.77 | 967 | 5381 | 9665 | 2043.5 | 10962 | 0 | 2143 | 4963 | 8656 | 2510 | 12635 | 0 | 5167 | 3236.5 | 3752 | 1439.5 | 11449 | 0 | 6679 | 5388.5 | 11439 | 2847 | 8943 | 0
|  |  |  | 968 | 5328.74 | 40997.86 | 2361.74 | 0 | 0 | 2144 | 7715.46 | 23374.84 | 3318.72 | 0 | 1955.99 | 5168 | 5299.19 | 39916.92 | 542.46 | 0 | 0 | 6680 | 6740.75 | 31305.15 | 2855.58 | 0 | 0 |  | 968 | 6153.44 | 37777.45 | 2612.46 | 0 | 4793.14 | 2144 | 8363.17 | 22410.75 | 4539.84 | 0 | 3017.16 | 5168 | 5299.19 | 37943.75 | 992.46 | 0 | 326.83 | 6680 | 5783.42 | 28756.9 | 1005.87 | 0 | 802.51 | 968 | 6478 | 9516.5 | 2218 | 13442 | 0 | 2144 | 5206 | 8019.5 | 2427.5 | 13314.5 | 0 | 5168 | 3231 | 3195.5 | 1475 | 11213 | 0 | 6680 | 6040 | 11075.5 | 2799.5 | 9592.5 | 0
|  |  |  | 969 | 5219.8 | 45603.56 | 3025.06 | 0 | 0 | 2145 | 7715.46 | 30398.98 | 3272.23 | 0 | 1826.89 | 5169 | 5271.31 | 45942.16 | 542.46 | 0 | 0 | 6681 | 6613.81 | 38348.8 | 105.87 | 0 | 0 |  | 969 | 5778.01 | 42120.78 | 2436.95 | 0 | 4506.36 | 2145 | 8330.46 | 29559.2 | 4493.35 | 0 | 2947.37 | 5169 | 5271.31 | 43893.72 | 992.46 | 0 | 333.22 | 6681 | 5358.69 | 35909 | 992.46 | 0 | 767.78 | 969 | 6981 | 10177 | 2303.5 | 13967 | 0 | 2145 | 5233.5 | 7455 | 2195.5 | 13518.5 | 0 | 5169 | 3226 | 3207 | 1453 | 11099 | 0 | 6681 | 6208.5 | 11255.5 | 2789.5 | 9220.5 | 0
|  |  |  | 970 | 5339.26 | 51098.88 | 742.44 | 0 | 0 | 2146 | 7766.51 | 34670.27 | 3272.23 | 0 | 0 | 5170 | 5233.53 | 49733.97 | 542.46 | 0 | 0 | 6682 | 5571.98 | 44472.83 | 92.46 | 0 | 0 |  | 970 | 5881.45 | 46431.44 | 2472.46 | 0 | 3552.56 | 2146 | 8381.51 | 33918.68 | 4493.35 | 0 | 2344.05 | 5170 | 5233.53 | 47784.28 | 992.46 | 0 | 303.69 | 6682 | 4187.25 | 42073.61 | 992.46 | 0 | 646.05 | 970 | 6372 | 11454 | 2151 | 13819.5 | 0 | 2146 | 5177 | 7052 | 2159 | 13370.5 | 0 | 5170 | 3348 | 2700 | 1475 | 12122 | 0 | 6682 | 5600.5 | 11452 | 2509 | 8943 | 0
|  |  |  | 971 | 5208.57 | 53823.89 | 543.36 | 0 | 0 | 2147 | 7751.92 | 37383.96 | 3272.23 | 0 | 0 | 5171 | 5258.61 | 51955.06 | 542.46 | 0 | 0 | 6683 | 5517.69 | 49154.81 | 92.46 | 0 | 0 |  | 971 | 5864.58 | 50716.36 | 1992.46 | 0 | 3438.79 | 2147 | 8366.92 | 36737.88 | 4493.35 | 0 | 1976.34 | 5171 | 5258.61 | 50201.41 | 992.46 | 0 | 278.27 | 6683 | 4057.91 | 46621.88 | 992.46 | 0 | 563.39 | 971 | 5985 | 12364.5 | 2071.5 | 13526 | 0 | 2147 | 4959.5 | 6632 | 2030.5 | 13295.5 | 0 | 5171 | 3829.5 | 2128.5 | 1565.5 | 13068.5 | 0 | 6683 | 5201.5 | 11575 | 2227 | 7736.5 | 0
|  |  |  | 972 | 5413.66 | 57123.67 | 542.46 | 0 | 0 | 2148 | 7737.34 | 38344.01 | 3272.23 | 0 | 0 | 5172 | 5258.61 | 53560.7 | 542.46 | 0 | 0 | 6684 | 5517.69 | 51366.1 | 92.46 | 0 | 0 |  | 972 | 6069.86 | 52296.22 | 2604.46 | 0 | 2533.48 | 2148 | 8352.34 | 37709.86 | 5285.35 | 0 | 1728.72 | 5172 | 5258.61 | 51894.81 | 992.46 | 0 | 274.78 | 6684 | 4057.35 | 48665.86 | 992.46 | 0 | 541.67 | 972 | 5732.5 | 13306.5 | 2043 | 12244 | 0 | 2148 | 4763.5 | 6723 | 2126.5 | 11568 | 0 | 5172 | 4517 | 1595.5 | 1848.5 | 13619.5 | 0 | 6684 | 5084.5 | 12105.5 | 1438 | 5120 | 0
|  |  |  | 973 | 5318.94 | 55844.17 | 1154.46 | 0 | 0 | 2149 | 7730.05 | 37882.14 | 3272.23 | 0 | 0 | 5173 | 5489.89 | 53477.95 | 542.46 | 0 | 0 | 6685 | 5517.06 | 51257.14 | 92.46 | 0 | 0 |  | 973 | 6015.91 | 51197.78 | 2993.18 | 0 | 3658.72 | 2149 | 8345.05 | 37231.65 | 5268.91 | 0 | 1801.72 | 5173 | 5489.89 | 51912.15 | 992.46 | 0 | 279.33 | 6685 | 4117.91 | 48445.01 | 992.46 | 0 | 549.65 | 973 | 5445.5 | 14081.5 | 2105.5 | 10630.5 | 0 | 2149 | 4649.5 | 6806.5 | 2066.5 | 10842 | 0 | 5173 | 4857 | 1327.5 | 1848 | 13753 | 0 | 6685 | 5013.5 | 12492.5 | 1010.5 | 3479.5 | 0
|  |  |  | 974 | 5283.91 | 55838.81 | 675.22 | 0 | 0 | 2150 | 7800.06 | 35470.21 | 3272.23 | 0 | 0 | 5174 | 5397.38 | 49460.31 | 542.46 | 0 | 0 | 6686 | 5641.23 | 48913.49 | 92.46 | 0 | 0 |  | 974 | 5967.14 | 51173.44 | 2268.35 | 0 | 4494.83 | 2150 | 8415.06 | 34742.02 | 5393.35 | 0 | 1860.25 | 5174 | 5397.38 | 48083.38 | 992.46 | 0 | 272.46 | 6686 | 4403.98 | 45851.54 | 992.46 | 0 | 555.91 | 974 | 5310 | 14237.5 | 2111 | 10040 | 0 | 2150 | 4678.5 | 7452.5 | 2247.5 | 10733 | 0 | 5174 | 5023.5 | 922 | 1847.5 | 13772 | 0 | 6686 | 4978.5 | 12429 | 999 | 3457.5 | 0
|  |  |  | 975 | 5285.7 | 56368.51 | 921.47 | 0 | 0 | 2151 | 7800.06 | 31266.86 | 3272.23 | 0 | 0 | 5175 | 5351.12 | 44462.4 | 542.46 | 0 | 0 | 6687 | 5688.88 | 43642.42 | 133.47 | 0 | 0 |  | 975 | 5967.51 | 52120.93 | 2868.42 | 0 | 3314.59 | 2151 | 8415.06 | 30379.57 | 5393.35 | 0 | 1830.67 | 5175 | 5351.12 | 43111.66 | 992.46 | 0 | 269.18 | 6687 | 4564.97 | 40400.17 | 992.46 | 0 | 573.54 | 975 | 5197 | 14415.5 | 2039.5 | 9932 | 0 | 2151 | 4909 | 7857 | 2640 | 11381.5 | 0 | 5175 | 4844 | 680 | 1815.5 | 13719 | 0 | 6687 | 5015.5 | 12162.5 | 1007 | 3408.5 | 0
|  |  |  | 976 | 5237.94 | 55181.07 | 985.58 | 0 | 0 | 2152 | 7800.06 | 25262.77 | 3272.23 | 0 | 0 | 5176 | 5258.61 | 37451.35 | 542.46 | 0 | 0 | 6688 | 6419.76 | 36354.05 | 434.77 | 0 | 0 |  | 976 | 5867.63 | 51808.04 | 2051.49 | 0 | 4266.9 | 2152 | 8415.06 | 24289.69 | 5393.35 | 0 | 2030.41 | 5176 | 5357.09 | 36043.53 | 992.46 | 0 | 280.46 | 6688 | 5329.62 | 33106.79 | 992.46 | 0 | 705.24 | 976 | 5256.5 | 14534.5 | 2050.5 | 10380 | 0 | 2152 | 5069 | 7850.5 | 2893.5 | 12219 | 0 | 5176 | 4416.5 | 577.5 | 1735.5 | 13641 | 0 | 6688 | 4995 | 11825 | 1019 | 3403.5 | 0
|  |  |  | 977 | 5209.86 | 57197.11 | 591.87 | 0 | 0 | 2153 | 8646.58 | 19231.54 | 3272.23 | 1233.34 | 1342.47 | 5177 | 5712.77 | 30509.29 | 542.46 | 0 | 783.97 | 6689 | 6609.63 | 29955.48 | 2855.31 | 0 | 887.9 |  | 977 | 5792.58 | 52190.4 | 2153.77 | 0 | 3769.83 | 2153 | 9043.07 | 18232.81 | 5393.35 | 0 | 2574.17 | 5177 | 6307.88 | 29202.38 | 1867.25 | 0 | 315.69 | 6689 | 6366.99 | 26778.91 | 2592.45 | 0 | 2075.73 | 977 | 5536 | 14842 | 2291 | 11393 | 0 | 2153 | 5135 | 8472 | 2767 | 11281.5 | 0 | 5177 | 4137.5 | 464.5 | 1456.5 | 13216 | 0 | 6689 | 4992 | 11007.5 | 1033.5 | 3322.5 | 0
|  |  |  | 978 | 5179.47 | 56265.97 | 833.64 | 0 | 0 | 2154 | 8825.13 | 16191.31 | 3272.23 | 3687.16 | 2681.47 | 5178 | 5782.63 | 25115.33 | 2543.23 | 0 | 4834.52 | 6690 | 6609.63 | 28196.44 | 3790.08 | 0 | 2807.35 |  | 978 | 5845.03 | 51591.02 | 2724.46 | 0 | 4404.16 | 2154 | 9326.68 | 15190.99 | 7123.35 | 406.23 | 3783.79 | 5178 | 7238.49 | 24119.36 | 3614.01 | 0 | 3303.84 | 6690 | 6622.72 | 25240.25 | 2882.41 | 0 | 6225.6 | 978 | 5856.5 | 14868 | 2513 | 12864.5 | 0 | 2154 | 5022.5 | 9065.5 | 2396 | 10493 | 0 | 5178 | 3679 | 319 | 1463.5 | 12610 | 0 | 6690 | 5051 | 10860.5 | 903.5 | 3229.5 | 0
|  |  |  | 979 | 5463.75 | 56670.18 | 1675.77 | 0 | 0 | 2155 | 8414.49 | 17079.03 | 3907.23 | 3148.53 | 2720.47 | 5179 | 6036.19 | 21739.5 | 4206.46 | 0 | 7569.88 | 6691 | 6609.63 | 29767.63 | 4122.47 | 0 | 2842.23 |  | 979 | 6019 | 53375.38 | 2724.46 | 0 | 4748.68 | 2155 | 9741.71 | 16029.55 | 6028.35 | 662.34 | 3863.87 | 5179 | 7841.14 | 21066.34 | 3878.59 | 0 | 6765.96 | 6691 | 6666.7 | 26864.38 | 3146.28 | 0 | 6072.51 | 979 | 6071 | 14932 | 2987.5 | 12765 | 0 | 2155 | 4807.5 | 9322 | 2022.5 | 9057 | 0 | 5179 | 3309.5 | 435 | 1446.5 | 11591.5 | 0 | 6691 | 4916.5 | 11206.5 | 712 | 3204.5 | 0
|  |  |  | 980 | 5374.93 | 56614.06 | 1598.86 | 0 | 1259.7 | 2156 | 8258.93 | 19296.99 | 3907.23 | 1912.58 | 2655.73 | 5180 | 5934.77 | 20485.25 | 4065.02 | 0 | 9146.17 | 6692 | 6700.38 | 31534.51 | 3671.44 | 0 | 2281.16 |  | 980 | 5883.76 | 53341.92 | 2724.46 | 0 | 5434.21 | 2156 | 8909.66 | 18124.2 | 6028.35 | 630.53 | 3605.11 | 5180 | 7904.88 | 20018.55 | 4875.44 | 0 | 6832.34 | 6692 | 6757.45 | 28528.23 | 2625.05 | 0 | 5026.4 | 980 | 5660 | 14478 | 2574.5 | 12891 | 0 | 2156 | 4736.5 | 9198 | 1946.5 | 6615.5 | 0 | 5180 | 3285.5 | 690 | 1443 | 10674 | 0 | 6692 | 5016.5 | 10686.5 | 732.5 | 3319 | 0
|  |  |  | 981 | 5306.67 | 57966.14 | 1107.18 | 0 | 0 | 2157 | 8225.99 | 20662.01 | 3905.48 | 1788.01 | 1397.72 | 5181 | 5884.05 | 19741.67 | 3773.03 | 0 | 10183 | 6693 | 6674.45 | 31593.64 | 2855.31 | 0 | 2443.66 |  | 981 | 5873.73 | 53136.18 | 2921.75 | 0 | 4788.82 | 2157 | 8866.59 | 19356.74 | 6026.6 | 585.9 | 2592.31 | 5181 | 7914.16 | 19346.09 | 4661.21 | 0 | 7660.27 | 6693 | 6731.52 | 28594.62 | 2639.56 | 0 | 4515.15 | 981 | 5397.5 | 14283.5 | 2010.5 | 12011.5 | 0 | 2157 | 4655 | 9213.5 | 1825 | 4183.5 | 0 | 5181 | 3244 | 1098.5 | 1443.5 | 10050.5 | 0 | 6693 | 5159 | 10908.5 | 731.5 | 3388 | 0
|  |  |  | 982 | 5220.04 | 56204.97 | 662.46 | 0 | 0 | 2158 | 7939.72 | 21779.98 | 3905.48 | 997.04 | 312.81 | 5182 | 5782.63 | 18892.95 | 3819.5 | 0 | 11270.04 | 6694 | 6648.52 | 31084.3 | 2855.31 | 0 | 1808.54 |  | 982 | 5737.06 | 52720.74 | 2269.54 | 0 | 4283.49 | 2158 | 8793.16 | 20345.28 | 6026.6 | 0 | 2030.12 | 5182 | 7872.74 | 18565.69 | 3927.62 | 0 | 9399.09 | 6694 | 6705.59 | 28132.69 | 3360.22 | 0 | 2765.13 | 982 | 5172 | 13916 | 2099 | 9957 | 0 | 2158 | 4573 | 9110 | 1166 | 3640.5 | 0 | 5182 | 3221 | 1674.5 | 1447.5 | 9815 | 0 | 6694 | 5429 | 10781.5 | 618.5 | 3534.5 | 0
|  |  |  | 983 | 5194.96 | 55061.92 | 872.46 | 0 | 0 | 2159 | 7926.45 | 22201.83 | 3905.48 | 0 | 0 | 5183 | 5782.63 | 17836.07 | 4104.98 | 0 | 11578.57 | 6695 | 6635.56 | 30394.12 | 2855.31 | 0 | 334.82 |  | 983 | 5761.96 | 50427.22 | 2604.65 | 0 | 2366.04 | 2159 | 8709.26 | 20666.84 | 6026.6 | 0 | 1228.92 | 5183 | 7872.74 | 17560.73 | 4075.84 | 0 | 9792.94 | 6695 | 6692.63 | 27474.72 | 2878.55 | 0 | 1762.7 | 983 | 5208.5 | 13115 | 2050.5 | 7986 | 0 | 2159 | 4568 | 8963 | 1424 | 3653 | 0 | 5183 | 3286.5 | 2254 | 1448.5 | 9750 | 0 | 6695 | 5228 | 11383.5 | 419 | 3070 | 0
|  |  |  | 984 | 5328.13 | 53856.76 | 662.46 | 0 | 0 | 2160 | 7913.75 | 21954.04 | 3905.48 | 0 | 14.26 | 5184 | 5782.63 | 17172.81 | 3815.79 | 0 | 11024.61 | 6696 | 6609.63 | 29932.49 | 3305.31 | 0 | 235.52 |  | 984 | 5747.88 | 50530.37 | 2070.11 | 0 | 1211.35 | 2160 | 8556.95 | 20367.27 | 6026.6 | 0 | 726.36 | 5184 | 7872.74 | 16975.3 | 4558.33 | 0 | 8389.48 | 6696 | 6546.19 | 26985.04 | 1977.87 | 0 | 235.52 | 984 | 5110.5 | 13187.5 | 1830.5 | 4872.5 | 0 | 2160 | 4578 | 9154.5 | 1974.5 | 3909 | 0 | 5184 | 3306.5 | 3294.5 | 1441.5 | 9240 | 0 | 6696 | 5003 | 11038 | 434 | 2814.5 | 0
Winter
Spring
Summer
Autumn
Winter
Spring
Summer
Autumn
Source: Elexon. Note: Firm includes coal, nuclear, hydro, CHP and waste. Weather-dependent includes wind. Dispatchable includes biomass, pumped hydro. Flexibility is not identified in the historical data. Wind and solar generation are underestimated because they exclude embedded generation and wind farms which do not have operational meters.
Source: NESO. Note: Firm includes nuclear, hydro, CHP and waste. Weather-dependent includes onshore wind, offshore wind and solar. Dispatchable includes biomass, pumped hydro, gas with CCS and hydrogen to power. Flexibility includes batteries and residential flexibility. Chart only shows when flexibility is discharging, not charging.
Source: NESO. Note: Firm includes nuclear, hydro, CHP and waste. Weather-dependent includes onshore wind, offshore wind and solar. Dispatchable includes biomass, pumped hydro, gas with CCS and hydrogen to power. Flexibility includes batteries and residential flexibility. Chart only shows when flexibility is discharging, not charging.
Winter
Spring
Summer
Autumn

## CP.13
CP.13: Average annual investment system costs in clean power pathways 2025-2030
Return to: Main Menu
|  | Further Flex and Renewables | New Dispatch
| Transmission network CAPEX | 4.6835 | 4.6835
| Hydrogen infrastructure | 0.0040833 | 0.0040833
| Distribution network CAPEX | 3.3863 | 3.3863
| Offshore network CAPEX | 6.3139 | 4.9534
| Generation CAPEX | 33.9982 | 30.9087
Notes:
| Average investment 2020- 2024 | £11bn
Avg investment 2020-2024 £11bn

## CP.14
CP.14: 2030 Annuitised system costs per useful unit of electricity with sensitivities
Return to: Main Menu
|  | Counterfactual | New Dispatch | Further Flex and Renewables
| Capacity (CAPEX & OPEX) | 52.66 | 80.55 | 85.95
| Fuel | 18.78 | 14.4 | 11.2
| Carbon | 19.17 | 6.04 | 7.66
| Constraints | 9.85 | 9.93 | 12.08
| Net import/export | 3.12 | -2.48 | -2.24
| Network (CAPEX & OPEX) | 14.67 | 17.11 | 18.01
| Total | 118.25 | 125.55 | 132.66
| Min Sensitivity | 108.9331 | 120.1828 | 125.4002
| Max Sensitivity | 155.3716 | 142.9747 | 147.235
MOE
-£4/MWh
MOE
-£9/MWh
MOE
-£10/MWh

## CP.15
CP.15: Percentage of annual operating hours where gas-fired generation is used
Return to: Main Menu
|  |  | 2023 - Historical | Counterfactual | Further Flex and Renewables | New Dispatch
|  | Unabated gas | 100% | 57.67% | 15.14% | 16.16%
|  | CCS gas | 0% | 0% | 0% | 30.86%
Baringa internal link: | X:\Client projects - Restricted\ESO Clean Power 2030\Results_extraction_FES_CP30_v1.1_20092024_v3.xlsx

## CP.16
CP.16: Split of imported and domestic fuel for generation
Return to: Main Menu
|  | 2023 - Historical | Counterfactual | Further Flex and Renewables | New Dispatch
| Domestic | 50.08% | 67.65% | 81.1% | 77.44%
| Imported (excl. nuclear) | 35.95% | 24.61% | 12.63% | 14.97%
| Imported (nuclear) | 13.97% | 7.737% | 6.266% | 7.592%
| Notes: | Imported electricity considered as imported fuel (alongside gas, biomass and nuclear). All renewables considered indigenous
| Sources: | PLEXOS outputs for CP 2030 scenario generation
NESO online dashboard for 2023 annual fuel mix
FES 24 workbook for import dependency of gas in 2023 and 2030 (f)
| Baringa internal link: | Baringa internal assumptions for share of biomass and nuclear import dependency
DESNZ data for share of coal import dependency (small share of generation in 2023)

## CP.17
CP.17: Capacity mixes for 2023 and 2030 with percentage of distributed connected capacity
Return to: Main Menu
|  | Unit | Lookup Unit | 2023 | 2030
|  |  |  | Installed | Further Flex and Renewables | New Dispatch
| Offshore Wind | GW | Capacity (MW) | 14.7165 | 50.6491 | 43.1191
| Onshore Wind | GW | Capacity (MW) | 13.6949 | 27.3264 | 27.329
| Solar | GW | Capacity (MW) | 15.1362 | 47.354 | 47.3518
| Nuclear | GW | Capacity (MW) | 6.075 | 3.515 | 4.13
| Battery | GW | Capacity (MW) | 4.6765 | 27.3834 | 22.6254
| LDES | GW | Capacity (MW) | 2.7523 | 7.8582 | 4.5739
| Interconnectors | GW | Capacity (MW) | 8.4 | 12.45 | 12.45
| Other Renewables | GW |  | 4.7425 | 5.7042 | 5.7042
| Low carbon dispatchable | GW |  | 0 | 0.2761 | 2.6861
| Biomass & BECCS | GW |  | 4.3284 | 3.9941 | 3.8091
| Fossil fuel | GW |  | 41.2269 | 35.1658 | 35.1658
Other renewables is made up of:
| Waste | GW | Capacity (MW) | 1.7546 | 2.4811 | 2.4811
| Hydro | GW | Capacity (MW) | 1.8672 | 1.8973 | 1.8973
| Marine | GW | Capacity (MW) | 0.048758 | 0.25436 | 0.25436
| Other renewables | GW | Capacity (MW) | 1.072 | 1.0715 | 1.0715
Low carbon dispatchable power is made up of:
| CCS Gas | GW | Capacity (MW) | 0 | 0 | 1.41
| Hydrogen | GW | Capacity (MW) | 0 | 0.2761 | 1.2761
Biomass and BECCS power is made up of:
| Biomass | GW | Capacity (MW) | 4.3284 | 3.5441 | 2.9091
| CCS Biomass | GW | Capacity (MW) | 0 | 0.45 | 0.9
Fossil fuel is made up of:
| Gas | GW | Capacity (MW) | 37.4201 | 35 | 35
| Coal | GW | Capacity (MW) | 1.988 | 0 | 0
| Other thermal | GW | Capacity (MW) | 1.8188 | 0.1658 | 0.1658
| ACS peak demand | GW | GW | 57.552 | 62.357 | 62.357
| Transmission |  |  | 79.9324 | 152.4369 | 141.4573
| Distributed |  |  | 35.8168 | 69.2394 | 67.487
| Proportion decentralised |  |  | 30.94% | 31.23% | 32.3%
Notes
Gas includes gas CHP
Storage excludes vehicle-to-grid

## CP.18
CP.18: Bid offer volumes: Volume of generation re-dispatched under each pathway
Return to: Main Menu
| GWh | 2024 |  | Further Flex and Renewables |  | New Dispatch
|  | Offers | Bids | Offers | Bids | Offers | Bids
| IC | 729.6 | 2378 | 13833.4326 | 1525.8872 | 13080.03 | 1519.462
| Unabated Gas | 11837.5 | 3159.9 | 4106.0084 | 115.0193 | 3234.872 | 21.4496
| Wind | 42.8 | 6833.8 | 1180.0516 | 18031.0646 | 552.0736 | 14141.99
| Other | 2275.8 | 2902 | 4203.4964 | 2240.2655 | 2854.157 | 2911.044
| Total | 14885.5 | 15273.6 | 23323 | 21912.2 | 19721.1 | 18593.9
Notes
Contains bid and offer volumes of generator types for the network scenario recommended in CP 2030
Model results come from redispatch runs for different clean power scenarios
Values presented in GWh

## CP.19
CP.19: South East Gas Transmission Pressure
Return to: Main Menu
| Parameter | 1\06:00 | 1\07:00 | 1\08:00 | 1\09:00 | 1\10:00 | 1\11:00 | 1\12:00 | 1\13:00 | 1\14:00 | 1\15:00 | 1\16:00 | 1\17:00 | 1\18:00 | 1\19:00 | 1\20:00 | 1\21:00 | 1\22:00 | 1\23:00 | 2\00:00 | 2\01:00 | 2\02:00 | 2\03:00 | 2\04:00 | 2\05:00 | 2\06:00 | 2\07:00 | 2\08:00 | 2\09:00 | 2\10:00 | 2\11:00 | 2\12:00 | 2\13:00 | 2\14:00 | 2\15:00 | 2\16:00 | 2\17:00 | 2\18:00 | 2\19:00 | 2\20:00 | 2\21:00 | 2\22:00 | 2\23:00 | 3\00:00 | 3\01:00 | 3\02:00 | 3\03:00 | 3\04:00 | 3\05:00 | 3\06:00
| Pressure (Intact Network) | 54 | 53 | 53 | 52 | 52 | 52 | 51 | 51 | 51 | 51 | 51 | 51 | 48 | 46 | 45 | 44 | 44 | 46 | 48 | 50 | 51 | 52 | 53 | 54 | 54 | 53 | 53 | 52 | 52 | 52 | 51 | 51 | 51 | 51 | 51 | 51 | 48 | 46 | 44 | 43 | 44 | 45 | 48 | 50 | 51 | 52 | 53 | 54 | 54
| Average Linepack Pressure (High Resilience) | 50 | 49 | 48 | 48 | 48 | 48 | 47 | 47 | 47 | 47 | 46 | 46 | 43 | 41 | 39 | 37 | 38 | 39 | 42 | 44 | 46 | 47 | 49 | 50 | 50 | 49 | 49 | 48 | 48 | 48 | 48 | 47 | 47 | 47 | 47 | 46 | 44 | 41 | 39 | 37 | 38 | 39 | 42 | 44 | 46 | 48 | 49 | 50 | 50
| High Linepack Pressure (High Resilience) | 52 | 51 | 51 | 51 | 50 | 50 | 50 | 50 | 50 | 50 | 49 | 49 | 47 | 44 | 43 | 41 | 41 | 42 | 44 | 46 | 48 | 50 | 51 | 53 | 53 | 52 | 51 | 51 | 51 | 50 | 50 | 50 | 50 | 50 | 49 | 49 | 47 | 44 | 43 | 41 | 41 | 42 | 44 | 46 | 48 | 50 | 51 | 52 | 52
| Contractual Obligation | 45 | 38 | 38 | 38 | 38 | 38 | 38 | 38 | 38 | 38 | 38 | 38 | 38 | 38 | 38 | 38 | 38 | 38 | 38 | 38 | 38 | 38 | 38 | 38 | 45 | 38 | 38 | 38 | 38 | 38 | 38 | 38 | 38 | 38 | 38 | 38 | 38 | 38 | 38 | 38 | 38 | 38 | 38 | 38 | 38 | 38 | 38 | 38 | 45
| Minimum Pressure Cover | 4.5 | 4.5 | 4.5 | 4.5 | 4.5 | 4.5 | 4.5 | 4.5 | 4.5 | 4.5 | 4.5 | 4.5 | 4.5 | 4.5 | 4.5 | 4.5 | 4.5 | 4.5 | 4.5 | 4.5 | 4.5 | 4.5 | 4.5 | 4.5 | 4.5 | 4.5 | 4.5 | 4.5 | 4.5 | 4.5 | 4.5 | 4.5 | 4.5 | 4.5 | 4.5 | 4.5 | 4.5 | 4.5 | 4.5 | 4.5 | 4.5 | 4.5 | 4.5 | 4.5 | 4.5 | 4.5 | 4.5 | 4.5 | 4.5
Note
2030 Holistic Transition winter scenario high winter average weather
Analysis in 1 hour ramp rate

## CP.20
CP.20: South West Gas Transmission Pressure
Return to: Main Menu
|  | 1\06:00 | 1\07:00 | 1\08:00 | 1\09:00 | 1\10:00 | 1\11:00 | 1\12:00 | 1\13:00 | 1\14:00 | 1\15:00 | 1\16:00 | 1\17:00 | 1\18:00 | 1\19:00 | 1\20:00 | 1\21:00 | 1\22:00 | 1\23:00 | 2\00:00 | 2\01:00 | 2\02:00 | 2\03:00 | 2\04:00 | 2\05:00 | 2\06:00 | 2\07:00 | 2\08:00 | 2\09:00 | 2\10:00 | 2\11:00 | 2\12:00 | 2\13:00 | 2\14:00 | 2\15:00 | 2\16:00 | 2\17:00 | 2\18:00 | 2\19:00 | 2\20:00 | 2\21:00 | 2\22:00 | 2\23:00 | 3\00:00 | 3\01:00 | 3\02:00 | 3\03:00 | 3\04:00 | 3\05:00 | 3\06:00
| Pressure (1 Hour Ramp Rate) | 52.23 | 53 | 53.36 | 53.43 | 53.34 | 53.38 | 53.59 | 53.79 | 53.7 | 53.26 | 52.16 | 50.51 | 48.7 | 46.89 | 45.2 | 43.82 | 42.96 | 42.76 | 43.36 | 44.46 | 45.87 | 47.47 | 49.2 | 50.96 | 52.38 | 53.13 | 53.47 | 53.52 | 53.42 | 53.45 | 53.65 | 53.83 | 53.73 | 53.28 | 52.19 | 50.53 | 48.72 | 46.91 | 45.21 | 43.83 | 42.98 | 42.77 | 43.37 | 44.47 | 45.88 | 47.49 | 49.22 | 50.97 | 52.39
| Pressure (2 Hour Ramp Rate) | 53.01 | 53.47 | 53.62 | 53.59 | 53.45 | 53.42 | 53.52 | 53.6 | 53.4 | 53.01 | 52.48 | 51.46 | 50.23 | 49.15 | 47.93 | 46.81 | 46.47 | 46.59 | 46.92 | 47.47 | 48.26 | 49.17 | 50.19 | 51.74 | 53.02 | 53.47 | 53.62 | 53.6 | 53.46 | 53.42 | 53.53 | 53.61 | 53.41 | 53.03 | 52.5 | 51.48 | 50.25 | 49.17 | 47.95 | 46.84 | 46.49 | 46.61 | 46.94 | 47.49 | 48.28 | 49.19 | 50.22 | 51.76 | 53.04
| Pressure (4 Hour Ramp Rate) | 54.66 | 54.52 | 54.8 | 55.01 | 55.03 | 55.13 | 55.38 | 55.62 | 55.62 | 54.96 | 53.75 | 52.51 | 51.42 | 50.45 | 49.55 | 48.84 | 48.92 | 49.47 | 50.17 | 50.93 | 51.71 | 52.55 | 53.48 | 54.42 | 54.67 | 54.53 | 54.81 | 55.02 | 55.04 | 55.14 | 55.38 | 55.62 | 55.62 | 54.96 | 53.76 | 52.52 | 51.42 | 50.45 | 49.55 | 48.85 | 48.93 | 49.48 | 50.18 | 50.94 | 51.72 | 52.56 | 53.5 | 54.43 | 54.68
| Contractual Obligation | 38.8 | 31 | 31 | 31 | 31 | 31 | 31 | 31 | 31 | 31 | 31 | 31 | 31 | 31 | 31 | 31 | 31 | 31 | 31 | 31 | 31 | 31 | 31 | 31 | 38.8 | 31 | 31 | 31 | 31 | 31 | 31 | 31 | 31 | 31 | 31 | 31 | 31 | 31 | 31 | 31 | 31 | 31 | 31 | 31 | 31 | 31 | 31 | 31 | 38.8
| Minimum pressure cover | 4.1 | 4.1 | 4.1 | 4.1 | 4.1 | 4.1 | 4.1 | 4.1 | 4.1 | 4.1 | 4.1 | 4.1 | 4.1 | 4.1 | 4.1 | 4.1 | 4.1 | 4.1 | 4.1 | 4.1 | 4.1 | 4.1 | 4.1 | 4.1 | 4.1 | 4.1 | 4.1 | 4.1 | 4.1 | 4.1 | 4.1 | 4.1 | 4.1 | 4.1 | 4.1 | 4.1 | 4.1 | 4.1 | 4.1 | 4.1 | 4.1 | 4.1 | 4.1 | 4.1 | 4.1 | 4.1 | 4.1 | 4.1 | 4.1
Note
2030 Holistic Transition equivalent Peak Day scenario worse case weather
Analysis in 1, 2 and 4 hour ramp rate

## CP.21
CP.21: Additional short circuit level requirements for system strength and additional reactive power requirements
Return to: Main Menu
| Region ID | Region name | Voltage absorption [Mvar] | Voltage injection [Mvar] | SCL (MVA)
| 1 | North Scotland | 1-200 | 0 | 10001-15000
| 2 | South Scotland | 0 | 0 | 100-1000
| 3 | NE England | 0 | 0 | 1001-5000
| 5 | East Midlands | 1-200 | 501-1100 | 5001-10000
| 4 | NW England | 801-1300 | 1101-1200 | 0
West Midlands
| 9 | East England | 201-400 | 1201-1300 | 0
| 10 | Greater London | 1-200 | 1-500 | 0
| 7 | South Wales | 801-1300 | 0 | 5001-10000
West England
| 8 | SW England | 1-200 | 0 | 1001-5000
| 11 | SE England | 0 | 0 | 1001-5000

## CP.22
CP.22: Gas price assumptions
Return to: Main Menu
|  | Year |  | 2019 | 2020 | 2021 | 2022 | 2023 | 2024 | 2025 | 2026 | 2027 | 2028 | 2029 | 2030
|  | Historic values | p/therm | 2019: 34.69; 2020: 24.92; 2021: 115.83; 2022: 203.56; 2023: 98.87
|  | Clean pathways assumption | p/therm | 2030: 100.6819
|  | Raised gas price sensitivity | p/therm | 2030: 289.793
|  | DESNZ low | p/therm |  |  |  |  | 101.4103 | 57.3634 | 51.2173 | 46.0956 | 45.0713 | 44.0469 | 43.0226 | 41.9982
Baringa internal link: | Gas price assumptions.xlsx | Reduced price sensitivity & DESNZ central | p/therm |  |  |  |  | 101.4103 | 70.6799 | 76.826 | 72.7286 | 72.7286 | 71.7043 | 71.7043 | 71.7043
|  | DESNZ high | p/therm |  |  |  |  | 101.4103 | 89.1182 | 115.7512 | 115.7512 | 114.7269 | 114.7269 | 114.7269 | 113.7025

## CP.23
CP.23: Emissions from unabated gas and residual emissions from CCS (excluding ACT, EfW and CHP)
Return to: Main Menu
|  |  | 2023 - Historical | Counterfactual | Further Flex and Renewables | New Dispatch
|  |  | MtCO2/year | MtCO2/year | MtCO2/year | MtCO2/year
|  | Gross emissions | 36.666 | 21.71 | 5.2 | 5.35
2023 - Historical
|  | Carbon Budget 6 - Balanced Pathway | 15.9 | 15.9 | 15.9 | 15.9
Notes: | Excluding emissions from combined heat and power and from waste to energy and before removal of emissions from BECCS. This aligns to the CCC’s emissions accounting, which attributes these emissions to the industry and waste sectors respectively and identifies removals separately. In international emissions reporting, removals are attributed to the sector where they occur, with the net figure reported.

## CP.24
CP.24: 2030 Carbon emissions by technology
Return to: Main Menu
|  | Counterfactual | Further Flex and Renewables | New Dispatch
|  | MtCO2/year | MtCO2/year | MtCO2/year
| ACT | 1.9 | 2.15 | 2.02
| Biomass | 0 | 0 | 0
| Unabated Gas | 21.54 | 5.17 | 5.251
| CCS Gas | 0 | 0 | 0.072406
| GT | 0.15 | 0.02 | 0.022191
| Oil | 0 | 0 | 0
| Waste | 4.88 | 3.22 | 3.2
| ACT CHP | 1.36 | 1.47 | 1.47
| Biomass CHP | 0 | 0 | 0
| Gas CHP | 7.33 | 7.21 | 7.21
| CCS Biomass | 0 | -3.44 | -6.87
| Total | 37.16 | 15.8 | 12.3756

## CP.25
CP.25: AR6 Strike Price vs SRMC/LRMC of gas assets in 2030
Return to: Main Menu
Notes: |  | Comparison between AR6 strike prices of wind and solar with the SRMC of gas technologies. For CCS gas, we include the levelised CAPEX (with assumed load factor of 50%) because those plants will be new build, so the long-run marginal cost is a more comparable metric to the renewable strike price.
Additional notes: |  | Gas SRMC is calculated based on FES HT carbon price plus additional £25/tCO2 carbon price premium. CCS gas also includes cost of CO2 transport and storage (T&S) where we apply our central estimate of £18/tCO2 compared to the high case estimate of £79/tCO2 that isn’t shown here and could add over £30/MWh to the SRMC shown on chart.
|  |  |  | Low gas price sensitivities |  |  |  | Central gas price |  |  |  | High gas price
| Onshore Wind | Offshore Wind | Solar | CCGT - Max | CCGT - Min | CCS Gas | Gas Recip. Engines | CCGT - Max | CCGT - Min | CCS Gas | Gas Recip. Engines | CCGT - Max | CCGT - Min | CCS Gas | Gas Recip. Engines
| £/MWh | £/MWh | £/MWh | £/MWh | £/MWh | £/MWh | £/MWh | £/MWh | £/MWh | £/MWh | £/MWh | £/MWh | £/MWh | £/MWh | £/MWh
AR6 Strike Price | 71.9918 | 83.2643 | 70.8178
Fuel cost |  |  |  | 58.2439 | 42.1368 | 52.0593 | 69.9063 | 81.7818 | 59.1653 | 73.0978 | 98.1572 | 235.3928 | 170.2958 | 210.3978 | 282.5263
Emission cost |  |  |  | 71.3834 | 51.6426 | 1.9141 | 85.6768 | 71.3834 | 51.6426 | 1.9141 | 85.6768 | 71.3834 | 51.6426 | 1.9141 | 85.6768
CO2 T&S |  |  |  | 0 | 0 | 7.8476 | 0 | 0 | 0 | 7.8476 | 0 | 0 | 0 | 7.8476 | 0
Other VOM |  |  |  | 1.364 | 1.364 | 1.364 | 1.364 | 1.364 | 1.364 | 1.364 | 1.364 | 1.364 | 1.364 | 1.364 | 1.364
Levelised CAPEX |  |  |  | 0 | 0 | 64.891 | 0 | 0 | 0 | 64.891 | 0 | 0 | 0 | 64.891 | 0
157
95
149
155
128
112
308
286
370
72
83
71
Raised gas price
Reduced gas price
Today's price
223
131
185

## CP.26
CP.26: Offshore wind CfD strike price sensitivity - 2030
Return to: Main Menu
|  | BAU: AR-weighted price | Individual bid prices | Buy all-in-one at max bid | Buy all-in-one at max bid +25% capex
|  | £/MWh | £/MWh | £/MWh | £/MWh
| CfD Top-up on consumer bills | 37.38 | 34.94 | 44.55 | 52.42
| Weighted Average Offshore Wind Strike Price | 85.9 | 81 | 100.4 | 116.2

## CP.27
CP.27: Average technology investment cost 2025-2030
Return to: Main Menu
Notes: | Emitting dispatchable capacity: Biomass, Gas CHP, GT, GT CHP, Steam oil Low-carbon dispatchable capacity: Waste, Waste CHP, Hydrogen CHP, Biomass, Biomass CHP, CCGT H2, CCS gas
|  | Category | Further Flex and Renewables | New Dispatch
|  | Emitting dispatchable capacity | 0.59 | 0.59
|  | Nuclear capacity | 1.63 | 1.63
|  | Low-carbon flex capacity | 5.27 | 4.69
|  | Low-carbon dispatchable capacity | 2.3 | 3.21
|  | Solar | 3.56 | 3.56
|  | Offshore Wind | 15.85 | 12.44
|  | Onshore Wind | 4.57 | 4.57
|  | Tidal | 0.23 | 0.23

## CP.28
CP.28: Energy flow 2030
Return to: Main Menu
|  | Counterfactual | Further Flex and Renewables | New Dispatch
|  | TWh | TWh | TWh
| Customer load | 283.45 | 288.69 | 288.69
| Network losses | 25.99 | 26.47 | 26.47
| Net export | -2.68 | 41.27 | 37.23
| Storage round-trip efficiency losses | 1.8 | 13.52 | 8.44
| Renewable curtailment (market) | 2 | 22 | 18
| Electrolysis load | 1.48 | 14.22 | 12.7
+30%
+25%

## CP.29
CP.29: Import and export prices in 2030
Return to: Main Menu
Notes: | Volume weighted average wind/solar strike price is calculated based on the estimated generation in 2030
|  |  | Counterfactual | Further Flex and Renewables | New Dispatch
|  |  | £/MWh | £/MWh | £/MWh
|  | Average import price | 91.51 | 89.43 | 91.45
Baringa internal link: | X:\Client projects - Restricted\ESO Clean Power 2030\Results_extraction_FES_CP30_v1.1_20092024_v3.xlsx | Average export price | 69.19 | 40.09 | 48.05
|  | Volume weighted average wind/solar strike price | 79 | 79 | 79
£79/MWh volume weighted average strike price

## CP.30
CP.30: Net Interconnector import vs export in 2030
Return to: Main Menu
Notes: | (+) means net import; (-) means net export
|  |  | Counterfactual | Further Flex and Renewables | New Dispatch
|  | Net exchange | 2.68 | -41.27 | -37.23
|  | Imports | 31.79 | 19.49 | 20.46
|  | Exports | -29.11 | -60.77 | -57.68
Baringa internal link: | X:\Client projects - Restricted\ESO Clean Power 2030\Results_extraction_FES_CP30_v1.1_20092024_v3.xlsx

## CP.31
CP.31: 2030 Annuitised network and constraint costs
Return to: Main Menu
|  | Counterfactual | Further Flex and Renewables | New Dispatch
| Transmission network CAPEX (annuitized) | 1.3556 | 1.3698 | 1.3698
| Offshore network CAPEX (annuitized) | 0.54438 | 1.4773 | 1.159
| Hydrogen infrastructure CAPEX (annuitized) | 0 | 0.0026951 | 0.0026951
| CO2 Transport and Storage | 0 | 0.064601 | 0.17285
| Constraint Costs | 2.8273 | 3.6818 | 3.0125

## CP.32
CP.32: Price duration curve 2030
Return to: Main Menu
Notes: | It shows the distribution of price over a year of all the pathways.
|  | % hours of year | 2023 Actual | Counterfactual | Further Flex and Renewables | New Dispatch
Baringa internal link: | X:\Client projects - Restricted\ESO Clean Power 2030\Results_extraction_FES_CP30_v1.1_20092024_v3.xlsx | 0% | 291.19 | 236.89 | 202.35 | 202.35
|  | 1% | 212.2623 | 184.1963 | 177.28 | 177.0748
|  | 2% | 197.9574 | 163.92 | 163.4288 | 163.52
|  | 3% | 189.1253 | 156.971 | 152.22 | 152.22
|  | 4% | 183.0976 | 147.83 | 150.99 | 150.99
|  | 5% | 178.285 | 144.26 | 148.076 | 148.6
|  | 6% | 173.3844 | 141.99 | 147.5374 | 147.83
|  | 7% | 169.2987 | 141.99 | 146.83 | 146.83
|  | 8% | 165.54 | 140.76 | 145.65 | 145.65
|  | 9% | 162.3738 | 140.76 | 144.8161 | 144.719
|  | 10% | 159.464 | 140.76 | 142.35 | 142.59
|  | 11% | 157.0451 | 139.2 | 138.46 | 139.9593
|  | 12% | 154.5868 | 137.6 | 137.07 | 137.19
|  | 13% | 152.65 | 137.6 | 133.98 | 135.5359
|  | 14% | 150.5374 | 137.6 | 132.34 | 133.56
|  | 15% | 148.319 | 136.97 | 131.35 | 132.34
|  | 16% | 146.5156 | 136.6876 | 129.89 | 131.63
|  | 17% | 144.7697 | 135.79 | 127.97 | 130.25
|  | 18% | 143.3138 | 134.18 | 126.53 | 127.92
|  | 19% | 141.6779 | 132.73 | 125.31 | 126.9
|  | 20% | 140.132 | 131.18 | 123.92 | 125.31
|  | 21% | 138.6322 | 128.23 | 123.41 | 124.82
|  | 22% | 137.3406 | 128.23 | 123.35 | 123.8264
|  | 23% | 135.9943 | 126.97 | 122.5226 | 123.41
|  | 24% | 134.7384 | 126.97 | 121.26 | 122.97
|  | 25% | 133.4875 | 126.3425 | 120.55 | 122.19
|  | 26% | 131.91 | 124.89 | 119.2256 | 121.4
|  | 27% | 130.3828 | 124.8 | 117.53 | 121.07
|  | 28% | 129.15 | 123.75 | 116.9672 | 119.9028
|  | 29% | 127.7067 | 123.7 | 115.5841 | 118.04
|  | 30% | 126.553 | 122.48 | 115.23 | 116.692
|  | 31% | 125.2184 | 122.48 | 114.67 | 115.03
|  | 32% | 123.9324 | 121.4 | 113.2936 | 114.42
|  | 33% | 122.7653 | 121.4 | 111.46 | 113.47
|  | 34% | 121.2388 | 121.4 | 110.31 | 112.1516
|  | 35% | 120.0935 | 120.39 | 108.621 | 111.3175
|  | 36% | 118.938 | 120.39 | 104.7 | 109.652
|  | 37% | 117.5251 | 119.67 | 102.6988 | 106.9685
|  | 38% | 116.3058 | 119.67 | 100.488 | 104.15
|  | 39% | 115.3499 | 119.17 | 97.3995 | 102.37
|  | 40% | 114.24 | 118.4 | 93.14 | 100.068
|  | 41% | 113.2381 | 118.07 | 91.11 | 97.1962
|  | 42% | 112.2866 | 118.07 | 89.7228 | 94.7
|  | 43% | 111.2689 | 117.71 | 88.06 | 92.9898
|  | 44% | 110.3804 | 117.71 | 86.74 | 91.53
|  | 45% | 109.489 | 117.7 | 86.74 | 89.6815
|  | 46% | 108.66 | 117.7 | 86.74 | 87.96
|  | 47% | 107.7427 | 117.7 | 86.5742 | 86.74
|  | 48% | 107.0468 | 117.42 | 84.96 | 86.74
|  | 49% | 106.1236 | 117.11 | 84.77 | 86.74
|  | 50% | 105.235 | 116.99 | 84.07 | 85.57
|  | 51% | 104.4591 | 116.0296 | 82.4462 | 84.77
|  | 52% | 103.69 | 115.53 | 81.02 | 84.77
|  | 53% | 102.94 | 115.45 | 78.15 | 83.54
|  | 54% | 102.28 | 115.1762 | 74.7648 | 81.84
|  | 55% | 101.521 | 114.96 | 72.74 | 80.48
|  | 56% | 100.71 | 114.9408 | 71.7248 | 79.5
|  | 57% | 99.9437 | 113.9 | 68.57 | 76.48
|  | 58% | 99.0978 | 113.9 | 63.78 | 72.8184
|  | 59% | 98.4219 | 113.55 | 60.72 | 70.7271
|  | 60% | 97.68 | 113.55 | 59.34 | 66.356
|  | 61% | 97.0102 | 113.55 | 57.64 | 62.3494
|  | 62% | 96.2642 | 113.55 | 54.248 | 59.88
|  | 63% | 95.5383 | 112.9906 | 46.6219 | 58.06
|  | 64% | 94.88 | 111.94 | 41.6 | 58.06
|  | 65% | 94.0595 | 109.1135 | 37.8 | 54.56
|  | 66% | 93.27 | 105.663 | 30.32 | 52.09
|  | 67% | 92.65 | 103.95 | 19.61 | 48.671
|  | 68% | 91.9376 | 100.9852 | 14.65 | 41.67
|  | 69% | 91.2329 | 97.69 | 3.4 | 39.44
|  | 70% | 90.42 | 95.15 | 0.01 | 32.25
|  | 71% | 89.66 | 93.02 | 0 | 27.15
|  | 72% | 88.85 | 90.3 | 0 | 15.36
|  | 73% | 88.0786 | 88.88 | 0 | 5.56
|  | 74% | 87.22 | 86.74 | 0 | 0.01
|  | 75% | 86.56 | 85.88 | 0 | 0
|  | 76% | 85.6 | 84.3752 | 0 | 0
|  | 77% | 84.6614 | 82.0818 | 0 | 0
|  | 78% | 83.7296 | 79.48 | 0 | 0
|  | 79% | 82.7939 | 75.58 | 0 | 0
|  | 80% | 81.74 | 71.14 | 0 | 0
|  | 81% | 80.71 | 61.9037 | 0 | 0
|  | 82% | 79.3362 | 60.9 | 0 | 0
|  | 83% | 78.2 | 56.34 | 0 | 0
|  | 84% | 76.7344 | 49.2224 | 0 | 0
|  | 85% | 75.6185 | 42.81 | 0 | 0
|  | 86% | 74.3126 | 39.7 | 0 | 0
|  | 87% | 72.5934 | 39.4135 | 0 | 0
|  | 88% | 70.5024 | 22.5708 | 0 | 0
|  | 89% | 68.4194 | 15.36 | 0 | 0
|  | 90% | 66.039 | 14.54 | 0 | 0
|  | 91% | 62.1231 | 9.4771 | 0 | 0
|  | 92% | 57.68 | 0.01 | 0 | 0
|  | 93% | 52.0895 | 0 | 0 | 0
|  | 94% | 45.97 | 0 | 0 | 0
|  | 95% | 36.2355 | 0 | 0 | 0
|  | 96% | 27.1248 | 0 | 0 | 0
|  | 97% | 15.9254 | 0 | 0 | 0
|  | 98% | 2.8718 | 0 | 0 | 0
|  | 99% | -0.01 | 0 | -52.65 | 0
|  | 100% | -62.82 | 0 | -52.65 | -52.65
Steam Oil / Diesel Reciprocating Engine
Gas Reciprocating Engine
CCGT / OCGT / CCS Biomass
Unabated Biomass
Waste
Nuclear
Solar / Wind

## CP.33
CP.33: Flexibility Sources
Return to: Main Menu
| Flexible capacity in Further Flex and Renewables pathway (+ve is upward, -ve is downward) | [9 empty] | 2030 Capacities in Further Flex and Renewables Pathway
Further Flex and Renewables
[11 empty] | Upward Capacity (GW) |  | Downward Capacity (GW) |  | Storage Potential
|  |  |  | Potential technologies providing requirements | [6 empty] | Capacity Gen up +ve values | Capacity Dem down +ve values | Capacity Gen down -ve values | Capacity Dem up -ve values
|  |  |  | Frequency Response | Frequency Reserve | Within Day Flexibility |  |  |  |  | Capacity (MW) | Capacity (MW) | Capacity (MW) | Capacity (MW) | Storage Capacity (GWh)
|  | Category |  | Technically capable | Technically capable | Technically capable | Component | Component 2 | Subtract component | Subtract component 2 | GW | GW | GW | GW | GWh
|  | Demand | DSR I&C |  | ü | ü | I&C DSR impact at peak |  |  |  |  | 2.03 |  | -0.5
|  |  | DSR residential |  | ü | ü | Residential DSR impact at peak |  |  |  |  | 2.6866 |  | -1.2
|  |  | Smart Charging at peak | ü | ü | ü | Smart charging impact at peak |  |  |  |  | 4.4617 |  | -7.5
|  |  | V2G at peak | ü | ü | ü | V2G potential at peak |  |  |  |  | 0.93588 |  | 0
|  |  | V2G maximum | ü | ü | ü | V2G maximum potential |  |  |  |  | 1.8722 |  | 0
|  |  | Storage heaters |  | ü | ü | Residential peak reduction - storage heater flex | Non-residential peak reduction - storage heater flex |  |  |  | 4.124 |  | 0
|  |  | Hybrid heat pumps |  | ü | ü | Residential peak reduction - hybrid heat pump flex | Non-residential peak reduction - hybrid heat pump flex |  |  |  | 0.079 |  | 0
|  |  | Thermal storage |  | ü | ü | Residential peak reduction - thermal storage flex | Non-residential peak reduction - thermal storage flex |  |  |  | 0.432 |  | -0.3
|  |  | District heating |  | ü | ü | Residential peak reduction - thermal storage and district heating flex | Non-residential peak reduction - thermal storage and district heating flex | Residential peak reduction - thermal storage flex | Non-residential peak reduction - thermal storage flex |  | 1.074 |  | -1.1
|  |  | Electrolysers |  | ü | ü | Grid-connected electrolysis capacity (installed electric capacity) |  |  |  |  | 3.6531 |  | -3.6531
|  | Supply | Battery | ü | ü | ü | Battery |  |  |  | 27.3834 | 27.3834 | -27.3834 | -27.3834 | 0.048858
|  |  | Hydrogen generation | ü | ü | ü | Hydrogen |  |  |  | 0.2761 |  | -0.2761
|  |  | CCS Gas |  |  |  | CCS Gas |  |  |  | 0 |  | 0
|  |  | Biomass | ü | ü | ü | Biomass |  |  |  | 3.5441 |  | -3.5441
|  |  | CCS Biomass | ü | ü | ü | CCS Biomass |  |  |  | 0.45 |  | -0.45
|  |  | Interconnectors |  | ü | ü | Interconnectors |  |  |  | 12.45 | 12.45 | -12.45 | -12.45
|  |  | Wind | ü | ü | ü | Offshore Wind | Onshore wind |  |  | 77.9755 |  | -77.9755
|  |  | Gas generation* |  |  |  | Gas |  |  |  | 35 |  | -35
Notes:
Gas generation can provide flexibility however it has been omitted as it is not a clean power compliant technology but will be required to meet severe security of supply needs e.g. winter peak demand instead of within-day flexibility need
Demand turn up values calculated for 2030 operability analysis only

## Data Tables ->
Data Tables Contents
| Data Table | Sheet
Data Tables | ED1: Electricity demand | ED1
| ES1: Electricity supply | ES1
| ES2: European electricity supply | ES2
| ES5: Generation Spatial data | ES5
| N1: Networks infrastucture data | N1
| N2: Redispatch data | N2
| C1: Connections data | C1
| G1: Gas Networks data | G1
| NA1: Network access data | NA1
| EC1: Comparison of cost changes from today to the New Dispatch pathway in 2030 | EC1
| EC2: List of economics tables from annex | EC2

## ED1
ED1: Electricity demand
Return to: Main Menu
| Data item | Unit | Pathway | Fuel | Annual/ Peak/ Flex | 2023 | 2024 | 2025 | 2026 | 2027 | 2028 | 2029 | 2030 | 2050
| Commercial District Heat Flex | GWh | Further Flex and Renewables | Electricity | Annual | 59.5665 | 109.8654 | 143.9465 | 177.4878 | 211.8244 | 249.083 | 295.6292 | 342.0639 | 2790.487
| Commercial District Heat NonFlex | GWh | Further Flex and Renewables | Electricity | Annual | 112.8623 | 155.4864 | 196.8034 | 238.4242 | 278.6118 | 314.8518 | 340.8553 | 365.2595 | 1856.5521
| Commercial Heat Pump Flex | GWh | Further Flex and Renewables | Electricity | Annual | 418.4396 | 653.8002 | 844.4398 | 1064.9057 | 1389.7516 | 1766.8666 | 2240.9252 | 2777.5799 | 13210.2497
| Commercial Heat Pump NonFlex | GWh | Further Flex and Renewables | Electricity | Annual | 792.8295 | 925.2872 | 1154.5165 | 1430.5168 | 1827.9342 | 2233.3966 | 2583.748 | 2965.9297 | 8788.9734
| Residential District Heat Flex | GWh | Further Flex and Renewables | Electricity | Annual | 594.9453 | 796.9891 | 832.6156 | 862.0448 | 893.6829 | 935.5946 | 1006.6565 | 1071.8587 | 8631.5118
| Residential District Heat NonFlex | GWh | Further Flex and Renewables | Electricity | Annual | 1127.2602 | 1127.9345 | 1138.3504 | 1158.0083 | 1175.4572 | 1182.6325 | 1160.6575 | 1144.5423 | 5742.6717
| Residential Heat Pump Flex | GWh | Further Flex and Renewables | Electricity | Annual | 575.4687 | 786.9902 | 969.2606 | 1154.7872 | 1463.5438 | 1905.1043 | 2578.0704 | 3451.7104 | 28309.4097
| Residential Heat Pump NonFlex | GWh | Further Flex and Renewables | Electricity | Annual | 1090.3572 | 1113.7836 | 1325.1712 | 1551.2571 | 1924.9928 | 2408.1351 | 2972.4706 | 3685.7736 | 18834.6665
| GB Total System Demand - Minus electrolysis | GWh | Further Flex and Renewables | Electricity | Annual | 284309.5492 | 282459.2195 | 282924.45 | 286411.8571 | 291754.0573 | 299361.2052 | 306355.4492 | 315162.7497 | 535367.865
| Total Industrial and Commercial | GWh | Further Flex and Renewables | Electricity | Annual | 153896.5492 | 155720.2195 | 157783.45 | 162153.8571 | 166715.0573 | 172102.2052 | 175394.4492 | 179010.7497 | 248057.865
| Total Residential | GWh | Further Flex and Renewables | Electricity | Annual | 99569 | 94851 | 91341 | 87482 | 84614 | 82443 | 80972 | 79977 | 118088
| Total Road Transport | GWh | Further Flex and Renewables | Electricity | Annual | 4591 | 6371 | 8559 | 11257 | 14483 | 18336 | 22838 | 28231 | 121582
| GBFES Peak Customer Demand: Total Consumption plus Losses | GW | Further Flex and Renewables | Electricity | Peak | 57.552 | 57.38 | 57.699 | 58.198 | 59.09 | 59.968 | 61.194 | 62.357 | 108.533
| Residential DSR impact at peak | GW | Further Flex and Renewables | Electricity | Flex | -0.44495 | -0.3 | -0.3965 | -0.50115 | -0.88429 | -1.1896 | -2.5434 | -2.6866 | -6.3738
| I&C DSR impact at peak | GW | Further Flex and Renewables | Electricity | Flex | -0.8 | -0.8 | -1.06 | -1.331 | -1.331 | -1.422 | -1.913 | -2.03 | -3.613
| Total consumer DSR impact at peak (residential and I&C) | GW | Further Flex and Renewables | Electricity | Flex | -1.2449 | -1.1 | -1.4565 | -1.8322 | -2.2153 | -2.6116 | -4.4564 | -4.7166 | -9.9868
| Smart charging impact at peak | GW | Further Flex and Renewables | Electricity | Flex | -0.45554 | -0.79639 | -1.1353 | -1.4963 | -2.1808 | -2.81 | -3.4848 | -4.4617 | -16.1747
| V2G potential at peak | GW | Further Flex and Renewables | Electricity | Flex | 0 | 0 | -0.030114 | -0.070307 | -0.14949 | -0.29414 | -0.53172 | -0.93588 | -32.471
| V2G maximum potential | GW | Further Flex and Renewables | Electricity | Flex | 0 | 0 | -0.060241 | -0.14064 | -0.29904 | -0.58841 | -1.0637 | -1.8722 | -64.956
| Residential peak reduction - storage heater flex | GW | Further Flex and Renewables | Electricity | Flex | -4.755 | -5.243 | -5.041 | -4.842 | -4.656 | -4.466 | -4.269 | -4.108 | -5.326
| Residential peak reduction - hybrid heat pump flex | GW | Further Flex and Renewables | Electricity | Flex | -0.004 | -0.008 | -0.013 | -0.017 | -0.023 | -0.033 | -0.046 | -0.061 | -0.296
| Residential peak reduction - thermal storage and district heating flex | GW | Further Flex and Renewables | Electricity | Flex | -0.651 | -0.805 | -0.919 | -0.942 | -0.973 | -1.01 | -1.054 | -1.105 | -5.177
| Residential peak reduction - thermal storage flex | GW | Further Flex and Renewables | Electricity | Flex | -0.014 | -0.05 | -0.068 | -0.103 | -0.144 | -0.192 | -0.246 | -0.307 | -2.537
| Non-residential peak reduction - storage heater flex | GW | Further Flex and Renewables | Electricity | Flex | -0.038 | -0.036 | -0.036 | -0.035 | -0.034 | -0.017 | 0 | -0.016 | -0.357
| Non-residential peak reduction - hybrid heat pump flex | GW | Further Flex and Renewables | Electricity | Flex | -0.006 | -0.008 | -0.009 | -0.011 | -0.013 | -0.014 | -0.016 | -0.018 | -0.09
| Non-residential peak reduction - thermal storage flex | GW | Further Flex and Renewables | Electricity | Flex | -0.015 | -0.027 | -0.046 | -0.054 | -0.069 | -0.086 | -0.104 | -0.125 | -0.458
| Non-residential peak reduction - thermal storage and district heating flex | GW | Further Flex and Renewables | Electricity | Flex | -0.097 | -0.142 | -0.201 | -0.239 | -0.279 | -0.32 | -0.36 | -0.401 | -1.409
| Grid-connected electrolysis capacity (installed electric capacity) | GW | Further Flex and Renewables | Electricity | Flex | 0.013042 | 0.01622 | 0.23528 | 0.31004 | 0.59546 | 1.1949 | 1.1903 | 3.6531 | 33.5346
| Residential DSR impact at peak | GW | New Dispatch | Electricity | Flex | -0.44495 | -0.3 | -0.3965 | -0.50115 | -0.88429 | -1.1896 | -1.6029 | -1.9761 | -6.3738
| I&C DSR impact at peak | GW | New Dispatch | Electricity | Flex | -0.8 | -0.8 | -1.06 | -1.331 | -1.331 | -1.422 | -1.411 | -1.392 | -3.613
| Total consumer DSR impact at peak (residential and I&C) | GW | New Dispatch | Electricity | Flex | -1.2449 | -1.1 | -1.4565 | -1.8322 | -2.2153 | -2.6116 | -3.0139 | -3.3681 | -9.9868
| GBFES Peak Customer Demand: Total Consumption plus Losses | GW | New Dispatch | Electricity | Peak | 57.552 | 57.38 | 57.699 | 58.198 | 59.09 | 59.968 | 61.194 | 62.357 | 108.533

## ES1
ES1: Electricity supply
Return to: Main Menu
Notes: | Demand max (MW) excludes electrolysis demand
| Carbon intensity represent the case where no generation output is adjusted to overcome network or operability constraints. The real world values will be higher. |  |  |  | Data table includes multiple variables as indicated in "Variable" column.
If a row is zero for any pathway it has been omitted.
The 2023 generation figures are sourced from the NESO dashboard.
The 2023 demand value is weather corrected and includes underlying demand.
The gas generation subtype includes CCGTs, OCGTs, and reciprocating engines.
|  | Connection | Pathway | Variable | Category | Type | SubType | 2023 | 2024 | 2025 | 2026 | 2027 | 2028 | 2029 | 2030 | 2035 | 2036 | 2037 | 2038 | 2039 | 2040 | 2041 | 2042 | 2043 | 2044 | 2045 | 2046 | 2047 | 2048 | 2049 | 2050
|  | Transmission | Further Flex and Renewables | Generation (GWh) | Renewable | Biomass | Biomass | 2023: 10908.3869; 2030: 9529.93
|  | Transmission | Further Flex and Renewables | Generation (GWh) | Renewable | Biomass | Biomass CHP | 2023: 49.7835; 2030: 84.02
|  | Transmission | Further Flex and Renewables | Generation (GWh) | Low Carbon | CCS | CCS Biomass | 2030: 3444.75
|  | Transmission | Further Flex and Renewables | Generation (GWh) | Low Carbon | CCS | CCS Gas
|  | Transmission | Further Flex and Renewables | Generation (GWh) | Thermal | Coal | Coal | 2023: 2760; 2030: 0
|  | Transmission | Further Flex and Renewables | Generation (GWh) | Thermal | Other Thermal | Fuel Oil | 2023: 216.3722; 2030: 1.07
|  | Transmission | Further Flex and Renewables | Generation (GWh) | Renewable | Hydro | Hydro | 2023: 685.9397; 2030: 751.1
|  | Transmission | Further Flex and Renewables | Generation (GWh) | Thermal | Low Carbon | Hydrogen
|  | Transmission | Further Flex and Renewables | Generation (GWh) | Low Carbon | Nuclear | Nuclear - Large | 2023: 38300; 2030: 25323.21
|  | Transmission | Further Flex and Renewables | Generation (GWh) | Low Carbon | Nuclear | Nuclear - SMR | 2030: 0
|  | Transmission | Further Flex and Renewables | Generation (GWh) | Renewable | Offshore Wind | Offshore Wind | 2023: 45478.8975; 2030: 184441.95
|  | Transmission | Further Flex and Renewables | Generation (GWh) | Renewable | Onshore Wind | Onshore Wind | 2023: 18392.9086; 2030: 44458.85
|  | Transmission | Further Flex and Renewables | Generation (GWh) | Renewable | Solar | Solar PV | 2023: 60.4496; 2030: 5234.97
|  | Transmission | Further Flex and Renewables | Generation (GWh) | Renewable | Marine | Marine | 2023: 22.7112; 2030: 113.49
|  | Transmission | Further Flex and Renewables | Generation (GWh) | Renewable | Waste | Waste | 2023: 31.2512; 2030: 1153.08
|  | Both | Further Flex and Renewables | Generation (GWh) | Thermal | Gas | Gas | 2023: 72150; 2030: 15058.42
|  | Both | Further Flex and Renewables | Generation (GWh) | Thermal | Gas | Gas CHP | 2023: 14300; 2030: 11782.46
|  | Transmission | Further Flex and Renewables | Capacity (MW) | Renewable | Biomass | Biomass | 2023: 3403; 2024: 3403; 2025: 3403; 2026: 3403; 2027: 3403; 2028: 3403; 2029: 3360; 2030: 2725; 2035: 1905
|  | Transmission | Further Flex and Renewables | Capacity (MW) | Renewable | Biomass | Biomass CHP | 2023: 105; 2024: 105; 2025: 105; 2026: 105; 2027: 105; 2028: 105; 2029: 105; 2030: 105; 2035: 85
|  | Both | Further Flex and Renewables | Capacity (MW) | Thermal | Gas | Gas | 2023: 33507.3; 2024: 36603.9; 2025: 37594.42; 2026: 40105.34; 2027: 40165.14; 2028: 40173.14; 2029: 38128.44; 2030: 31253.35
|  | Both | Further Flex and Renewables | Capacity (MW) | Thermal | Gas | Gas CHP | 2023: 3912.83; 2024: 4007.9041; 2025: 3978.7283; 2026: 3949.5524; 2027: 3915.3765; 2028: 3847.07; 2029: 3847.07; 2030: 3746.65
|  | Transmission | Further Flex and Renewables | Capacity (MW) | Low Carbon | CCS | CCS Biomass | 2030: 450; 2035: 2400
|  | Transmission | Further Flex and Renewables | Capacity (MW) | Low Carbon | CCS | CCS Gas | 2035: 3310
|  | Transmission | Further Flex and Renewables | Capacity (MW) | Thermal | Coal | Coal | 2023: 1988; 2024: 1988; 2025: 0; 2026: 0; 2027: 0; 2028: 0; 2029: 0; 2030: 0; 2035: 0
|  | Distributed | Further Flex and Renewables | Capacity (MW) | Thermal | Other Thermal | Diesel | 2023: 1295.3; 2024: 742.9; 2025: 391.4; 2026: 0; 2027: 0; 2028: 0; 2029: 0; 2030: 0; 2035: 0
|  | Transmission | Further Flex and Renewables | Capacity (MW) | Thermal | Other Thermal | Fuel Oil | 2023: 517.8; 2024: 517.8; 2025: 517.8; 2026: 517.8; 2027: 198.8; 2028: 198.8; 2029: 165.8; 2030: 165.8; 2035: 165.8
|  | Transmission | Further Flex and Renewables | Capacity (MW) | Renewable | Hydro | Hydro | 2023: 1347.6; 2024: 1354.06; 2025: 1354.06; 2026: 1354.06; 2027: 1354.06; 2028: 1354.06; 2029: 1354.06; 2030: 1354.06; 2035: 1354.06
|  | Transmission | Further Flex and Renewables | Capacity (MW) | Thermal | Hydrogen | Hydrogen | 2035: 1100
|  | Transmission | Further Flex and Renewables | Capacity (MW) | Low Carbon | Nuclear | Nuclear - Large | 2023: 6075; 2024: 6075; 2025: 6075; 2026: 6075; 2027: 3710; 2028: 3710; 2029: 1845; 2030: 3515; 2035: 4570
|  | Transmission | Further Flex and Renewables | Capacity (MW) | Low Carbon | Nuclear | Nuclear - SMR | 2023: 0; 2024: 0; 2025: 0; 2026: 0; 2027: 0; 2028: 0; 2029: 0; 2030: 0; 2035: 430
|  | Transmission | Further Flex and Renewables | Capacity (MW) | Renewable | Offshore Wind | Offshore Wind | 2023: 14035.3; 2024: 17675.3; 2025: 22463.3; 2026: 26413.3; 2027: 28013.3; 2028: 37174.3; 2029: 42823.3; 2030: 49909.5; 2035: 87831.5
|  | Transmission | Further Flex and Renewables | Capacity (MW) | Renewable | Onshore Wind | Onshore Wind | 2023: 7959.25; 2024: 9265.38; 2025: 10599.28; 2026: 12577.65; 2027: 14329.95; 2028: 17279.85; 2029: 18609.95; 2030: 19504.95; 2035: 20782.35
|  | Transmission | Further Flex and Renewables | Capacity (MW) | Renewable | Solar | Solar PV | 2023: 59.8; 2024: 579.695; 2025: 775.495; 2026: 970.795; 2027: 1562.27; 2028: 2642.17; 2029: 3134.26; 2030: 4644.45; 2035: 17284.45
|  | Transmission | Further Flex and Renewables | Capacity (MW) | Renewable | Marine | Marine | 2023: 14.9; 2024: 14.9; 2025: 14.9; 2026: 14.9; 2027: 28; 2028: 68; 2029: 68; 2030: 68; 2035: 68
|  | Transmission | Further Flex and Renewables | Capacity (MW) | Renewable | Waste | Waste | 2023: 36; 2024: 202; 2025: 242; 2026: 242; 2027: 242; 2028: 242; 2029: 242; 2030: 242; 2035: 242
|  | Transmission | Further Flex and Renewables | Capacity (MW) | Storage | Storage | LDES | 2023: 2744; 2024: 2564; 2025: 2894; 2026: 2894; 2027: 2894; 2028: 2894; 2029: 4316; 2030: 7450; 2035: 9749.7
|  | Transmission | Further Flex and Renewables | Storage Capacity (GWh) | Storage | Storage | LDES | 2023: 28.004; 2024: 26.924; 2025: 28.9022; 2026: 28.9022; 2027: 28.9022; 2028: 28.9022; 2029: 50.6482; 2030: 96.9882; 2035: 116.7112; 2037: 76.8135
|  | Distributed | Further Flex and Renewables | Generation (GWh) | Renewable | Other Renewables | Other Renewables | 2023: 799.9846; 2030: 4688.93
|  | Distributed | Further Flex and Renewables | Generation (GWh) | Thermal | Other Thermal | Fuel Oil | 2023: 0; 2030: 0
|  | Distributed | Further Flex and Renewables | Generation (GWh) | Renewable | Waste | Waste CHP | 2023: 184.9568; 2030: 4537.11
|  | Distributed | Further Flex and Renewables | Generation (GWh) | Thermal | Hydrogen | Hydrogen CHP | 2030: 214.89
|  | Distributed | Further Flex and Renewables | Generation (GWh) | Renewable | Biomass | Biomass | 2023: 2151.6787; 2030: 2134.2182
|  | Distributed | Further Flex and Renewables | Generation (GWh) | Renewable | Biomass | Biomass CHP | 2023: 250.1509; 2030: 406.9118
|  | Distributed | Further Flex and Renewables | Generation (GWh) | Thermal | Other Thermal | Diesel | 2023: 13.6432; 2030: 0
|  | Distributed | Further Flex and Renewables | Generation (GWh) | Renewable | Waste | Waste | 2023: 1323.7921; 2030: 7133.84
|  | Distributed | Further Flex and Renewables | Generation (GWh) | Renewable | Solar | Solar PV | 2023: 13339.5504; 2030: 39455.65
|  | Distributed | Further Flex and Renewables | Generation (GWh) | Renewable | Offshore Wind | Offshore Wind | 2023: 2101.1025; 2030: 2223.49
|  | Distributed | Further Flex and Renewables | Generation (GWh) | Renewable | Onshore Wind | Onshore Wind | 2023: 13007.0914; 2030: 13299.6
|  | Distributed | Further Flex and Renewables | Generation (GWh) | Renewable | Hydro | Hydro | 2023: 2489.7413; 2030: 2739.46
|  | Distributed | Further Flex and Renewables | Generation (GWh) | Renewable | Marine | Marine | 2023: 51.6078; 2030: 290.1
|  | Distributed | Further Flex and Renewables | Generation (GWh) | Thermal | Low Carbon | Hydrogen | 2030: 123.51
|  | Distributed | Further Flex and Renewables | Capacity (MW) | Renewable | Other Renewables | Other Renewables | 2023: 1071.986; 2024: 1125.098; 2025: 1148.2; 2026: 1179.966; 2027: 1214.177; 2028: 1241.088; 2029: 1078.08; 2030: 1071.47; 2035: 1318.316
|  | Distributed | Further Flex and Renewables | Capacity (MW) | Thermal | Other Thermal | Fuel Oil | 2023: 5.7; 2024: 5.7; 2025: 0; 2026: 0; 2027: 0; 2028: 0; 2029: 0; 2030: 0; 2035: 0
|  | Distributed | Further Flex and Renewables | Capacity (MW) | Renewable | Waste | Waste CHP | 2023: 142.01; 2024: 187.2274; 2025: 232.4448; 2026: 277.6622; 2027: 322.8796; 2028: 368.097; 2029: 558.07; 2030: 612.54; 2035: 403.4517
|  | Distributed | Further Flex and Renewables | Capacity (MW) | Thermal | Hydrogen | Hydrogen CHP | 2029: 53.47; 2030: 146.45; 2035: 996.8803
|  | Distributed | Further Flex and Renewables | Capacity (MW) | Renewable | Biomass | Biomass | 2023: 734.991; 2024: 734.991; 2025: 734.991; 2026: 734.991; 2027: 734.991; 2028: 649.7862; 2029: 649.7862; 2030: 599.751; 2035: 437.171
|  | Distributed | Further Flex and Renewables | Capacity (MW) | Renewable | Biomass | Biomass CHP | 2023: 85.45; 2024: 89.6318; 2025: 93.8085; 2026: 97.9819; 2027: 102.1531; 2028: 106.225; 2029: 110.2938; 2030: 114.349; 2035: 134.6256
|  | Distributed | Further Flex and Renewables | Capacity (MW) | Renewable | Waste | Waste | 2023: 1576.579; 2024: 1585.6225; 2025: 1594.666; 2026: 1603.7094; 2027: 1612.7529; 2028: 1621.7964; 2029: 1630.84; 2030: 1626.57; 2035: 1473.3233
|  | Distributed | Further Flex and Renewables | Capacity (MW) | Renewable | Solar | Solar PV | 2023: 15076.39; 2024: 17996.0204; 2025: 21017.1307; 2026: 23987.5011; 2027: 26957.8715; 2028: 29928.2418; 2029: 37917.9; 2030: 42709.53; 2035: 51904.0544
|  | Distributed | Further Flex and Renewables | Capacity (MW) | Renewable | Offshore Wind | Offshore Wind | 2023: 681.2; 2024: 681.2; 2025: 739.59; 2026: 739.59; 2027: 739.59; 2028: 739.59; 2029: 739.59; 2030: 739.59; 2035: 739.7
|  | Distributed | Further Flex and Renewables | Capacity (MW) | Renewable | Onshore Wind | Onshore Wind | 2023: 5735.69; 2024: 5961.46; 2025: 6197.56; 2026: 6468.55; 2027: 6757.39; 2028: 7092.96; 2029: 7385.7; 2030: 7821.42; 2035: 10465.06
|  | Distributed | Further Flex and Renewables | Capacity (MW) | Renewable | Hydro | Hydro | 2023: 519.56; 2024: 522.94; 2025: 526.32; 2026: 529.7; 2027: 533.08; 2028: 536.46; 2029: 539.82; 2030: 543.22; 2035: 560.36
|  | Distributed | Further Flex and Renewables | Capacity (MW) | Renewable | Marine | Marine | 2023: 33.858; 2024: 43.858; 2025: 58.858; 2026: 87.358; 2027: 121.358; 2028: 141.358; 2029: 166.36; 2030: 186.36; 2035: 271.358
|  | Distributed | Further Flex and Renewables | Capacity (MW) | Thermal | Hydrogen | Hydrogen | 2030: 129.65; 2035: 1822.3033
|  | Distributed | Further Flex and Renewables | Capacity (MW) | Storage | Storage | LDES | 2023: 8.29; 2024: 8.29; 2025: 8.29; 2026: 8.29; 2027: 8.29; 2028: 8.29; 2029: 208.29; 2030: 408.19; 2035: 708.19
|  | Distributed | Further Flex and Renewables | Storage Capacity (GWh) | Storage | Storage | LDES | 2023: 0.03647; 2024: 0.03647; 2025: 0.03647; 2026: 0.03647; 2027: 0.03647; 2028: 0.03647; 2029: 0.83647; 2030: 1.94; 2035: 3.1365; 2037: 210.4072
|  | Transmission | Further Flex and Renewables | Export (GWh) | Interconnectors | Interconnectors | Interconnectors | 2023: 10110; 2030: 57606.3
|  | Transmission | Further Flex and Renewables | Import (GWh) | Interconnectors | Interconnectors | Interconnectors | 2023: 33420; 2030: 21596.39
|  | Transmission | Further Flex and Renewables | Netflows (GWh) | Interconnectors | Interconnectors | Interconnectors | 2023: 23310; 2030: -36009.91
|  | Transmission | Further Flex and Renewables | Capacity (MW) | Interconnectors | Interconnectors | Interconnectors | 2023: 8400; 2024: 10300; 2025: 10300; 2026: 10300; 2027: 10300; 2028: 11700; 2029: 11700; 2030: 12450; 2035: 23650
|  | Both | Further Flex and Renewables | Consumption (GWh) | Storage | Storage Consumption (GWh) | LDES | 2030: 14848.69
|  | Both | Further Flex and Renewables | Generation (GWh) | Storage | Storage | LDES | 2023: 1463.7353; 2030: 10441.51
|  | Both | Further Flex and Renewables | Generation (GWh) | Storage | Storage | Battery | 2023: 196.2647; 2030: 17945.71
|  | Both | Further Flex and Renewables | Consumption (GWh) | Storage | Storage Consumption (GWh) | Battery | 2030: 25660.29
|  | Both | Further Flex and Renewables | Storage Capacity (GWh) | Storage | Storage | Battery | 2023: 5.7874; 2024: 11.4534; 2025: 23.7007; 2026: 33.5722; 2027: 40.2859; 2028: 45.0815; 2029: 48.1573; 2030: 48.8576; 2035: 51.8484
|  | Both | Further Flex and Renewables | Capacity (MW) | Storage | Storage | Battery | 2023: 4676.45; 2024: 7958.305; 2025: 14883.965; 2026: 19405.075; 2027: 22901.165; 2028: 25255.377; 2029: 26700; 2030: 27383.45; 2035: 28963.33
|  | Both | Further Flex and Renewables | Demand Reduction (GWh) | Demand | DSR | DSR | 2030: 337.87
|  | Both | Further Flex and Renewables | Available DSR (MW) | Demand | DSR | DSR | 2023: 1570; 2024: 1100; 2025: 1456.9991; 2026: 1832.0943; 2027: 2215.7422; 2028: 2611.1663; 2029: 4456.2; 2030: 4716.92
|  | Both | Further Flex and Renewables | Electrolysis Demand (GWh) | Demand |  |  | 2030: 14862.61
|  | Both | Further Flex and Renewables | Demand Total (GWh) - Excluding Electrolysis | Demand |  |  | 2023: 284309.5492; 2030: 315161.95
|  | Both | Further Flex and Renewables | Demand (MW) | Demand | Demand (MW) - Excluding Electrolysis |  | 2030: 56284.67
|  | Both | Further Flex and Renewables | CO2 Emissions (Mt) | CO2 | CO2 |  | 2030: 1.7533
|  | Both | Further Flex and Renewables | CO2 Emissions without BECCS (Mt) | CO2 | CO2 |  | 2030: 5.1968
|  | Both | Further Flex and Renewables | CO2 Intensity of Generation (gCO2/kWh) | CO2 | CO2 |  | 2030: 4.9941
|  | Both | Further Flex and Renewables | CO2 Intensity of Generation excluding BECCS (gCO2/kWh) | CO2 | CO2 |  | 2030: 14.9517
|  | Both | Further Flex and Renewables | Curtailment (TWh) | Renewable | Solar | Solar PV | 2030: 4.979
|  | Both | Further Flex and Renewables | Curtailment (TWh) | Renewable | Offshore Wind | Offshore Wind | 2030: 10.801
|  | Both | Further Flex and Renewables | Curtailment (TWh) | Renewable | Onshore Wind | Onshore Wind | 2030: 12.4408
|  | Transmission | New Dispatch | Generation (GWh) | Renewable | Biomass | Biomass | 2023: 10908.3869; 2030: 6644.61
|  | Transmission | New Dispatch | Generation (GWh) | Renewable | Biomass | Biomass CHP | 2023: 49.7835; 2030: 82.53
|  | Transmission | New Dispatch | Generation (GWh) | Low Carbon | CCS | CCS Biomass | 2030: 6788.9
|  | Transmission | New Dispatch | Generation (GWh) | Low Carbon | CCS | CCS Gas | 2030: 5862.35
|  | Transmission | New Dispatch | Generation (GWh) | Thermal | Coal | Coal | 2023: 2760; 2030: 0
|  | Transmission | New Dispatch | Generation (GWh) | Thermal | Other Thermal | Fuel Oil | 2023: 216.3722; 2030: 1
|  | Transmission | New Dispatch | Generation (GWh) | Renewable | Hydro | Hydro | 2023: 685.9397; 2030: 751.14
|  | Transmission | New Dispatch | Generation (GWh) | Thermal | Low Carbon | Hydrogen | 2030: 5026.78
|  | Transmission | New Dispatch | Generation (GWh) | Low Carbon | Nuclear | Nuclear - Large | 2023: 38300; 2030: 29154.57
|  | Transmission | New Dispatch | Generation (GWh) | Low Carbon | Nuclear | Nuclear - SMR | 2030: 0
|  | Transmission | New Dispatch | Generation (GWh) | Renewable | Offshore Wind | Offshore Wind | 2023: 45478.8975; 2030: 164315.3
|  | Transmission | New Dispatch | Generation (GWh) | Renewable | Onshore Wind | Onshore Wind | 2023: 18392.9086; 2030: 44934.9642
|  | Transmission | New Dispatch | Generation (GWh) | Renewable | Solar | Solar PV | 2023: 60.4496; 2030: 5226.9737
|  | Transmission | New Dispatch | Generation (GWh) | Renewable | Marine | Marine | 2023: 22.7112; 2030: 113.49
|  | Transmission | New Dispatch | Generation (GWh) | Renewable | Waste | Waste | 2023: 31.2512; 2030: 1126.1
|  | Both | New Dispatch | Generation (GWh) | Thermal | Gas | Gas | 2023: 72150; 2030: 14481.85
|  | Both | New Dispatch | Generation (GWh) | Thermal | Gas | Gas CHP | 2023: 14300; 2030: 11772.71
|  | Transmission | New Dispatch | Capacity (MW) | Renewable | Biomass | Biomass | 2023: 3403; 2024: 3403; 2025: 3403; 2026: 3403; 2027: 3403; 2028: 3403; 2029: 2725; 2030: 2090; 2035: 1905
|  | Transmission | New Dispatch | Capacity (MW) | Renewable | Biomass | Biomass CHP | 2023: 105; 2024: 105; 2025: 105; 2026: 105; 2027: 105; 2028: 105; 2029: 105; 2030: 105; 2035: 85
|  | Both | New Dispatch | Capacity (MW) | Thermal | Gas | Gas | 2023: 33507.3; 2024: 36603.9; 2025: 37594.42; 2026: 40105.34; 2027: 40165.14; 2028: 40173.14; 2029: 38128.44; 2030: 31253.35
|  | Both | New Dispatch | Capacity (MW) | Thermal | Gas | Gas CHP | 2023: 3912.83; 2024: 4007.9041; 2025: 3978.7283; 2026: 3949.5524; 2027: 3915.3765; 2028: 3847.07; 2029: 3847.07; 2030: 3746.65
|  | Transmission | New Dispatch | Capacity (MW) | Low Carbon | CCS | CCS Biomass | 2029: 450; 2030: 900; 2035: 2400
|  | Transmission | New Dispatch | Capacity (MW) | Low Carbon | CCS | CCS Gas | 2030: 1410; 2035: 3310
|  | Transmission | New Dispatch | Capacity (MW) | Thermal | Coal | Coal | 2023: 1988; 2024: 1988; 2025: 0; 2026: 0; 2027: 0; 2028: 0; 2029: 0; 2030: 0; 2035: 0
|  | Distributed | New Dispatch | Capacity (MW) | Thermal | Other Thermal | Diesel | 2023: 1295.3; 2024: 742.9; 2025: 391.4; 2026: 0; 2027: 0; 2028: 0; 2029: 0; 2030: 0; 2035: 0
|  | Transmission | New Dispatch | Capacity (MW) | Thermal | Other Thermal | Fuel Oil | 2023: 517.8; 2024: 517.8; 2025: 517.8; 2026: 517.8; 2027: 198.8; 2028: 198.8; 2029: 165.8; 2030: 165.8; 2035: 165.8
|  | Transmission | New Dispatch | Capacity (MW) | Thermal | Hydrogen | Hydrogen | 2030: 1000; 2035: 1100
|  | Transmission | New Dispatch | Capacity (MW) | Renewable | Hydro | Hydro | 2023: 1347.6; 2024: 1354.06; 2025: 1354.06; 2026: 1354.06; 2027: 1354.06; 2028: 1354.06; 2029: 1354.06; 2030: 1354.06; 2035: 1354.06
|  | Transmission | New Dispatch | Capacity (MW) | Low Carbon | Nuclear | Nuclear - Large | 2023: 6075; 2024: 6075; 2025: 6075; 2026: 6075; 2027: 3710; 2028: 3710; 2029: 2460; 2030: 4130; 2035: 4570
|  | Transmission | New Dispatch | Capacity (MW) | Low Carbon | Nuclear | Nuclear - SMR | 2023: 0; 2024: 0; 2025: 0; 2026: 0; 2027: 0; 2028: 0; 2029: 0; 2030: 0; 2035: 430
|  | Transmission | New Dispatch | Capacity (MW) | Renewable | Offshore Wind | Offshore Wind | 2023: 14035.3; 2024: 15483.3; 2025: 17675.3; 2026: 25213.3; 2027: 26413.3; 2028: 28873.3; 2029: 34593.3; 2030: 42379.5; 2035: 87831.5
|  | Transmission | New Dispatch | Capacity (MW) | Renewable | Onshore Wind | Onshore Wind | 2023: 7959.25; 2024: 9265.38; 2025: 10599.28; 2026: 12577.65; 2027: 14329.95; 2028: 17279.85; 2029: 18609.95; 2030: 19501.9856; 2035: 20782.35
|  | Transmission | New Dispatch | Capacity (MW) | Renewable | Solar | Solar PV | 2023: 59.8; 2024: 579.695; 2025: 775.495; 2026: 970.795; 2027: 1562.27; 2028: 2642.17; 2029: 3134.26; 2030: 4643.8039; 2035: 17284.45
|  | Transmission | New Dispatch | Capacity (MW) | Renewable | Marine | Marine | 2023: 14.9; 2024: 14.9; 2025: 14.9; 2026: 14.9; 2027: 28; 2028: 68; 2029: 68; 2030: 68; 2035: 68
|  | Transmission | New Dispatch | Capacity (MW) | Renewable | Waste | Waste | 2023: 36; 2024: 202; 2025: 242; 2026: 242; 2027: 242; 2028: 242; 2029: 242; 2030: 242; 2035: 242
|  | Transmission | New Dispatch | Capacity (MW) | Storage | Storage | LDES | 2023: 2744; 2024: 2564; 2025: 2893.7; 2026: 2893.7; 2027: 2893.7; 2028: 2893.7; 2029: 3103.7; 2030: 4165.7; 2035: 9749.7
|  | Transmission | New Dispatch | Storage Capacity (GWh) | Storage | Storage | LDES | 2023: 28; 2024: 26.924; 2025: 28.9022; 2026: 28.9022; 2027: 28.9022; 2028: 28.9022; 2029: 45.2702; 2030: 48.17; 2035: 116.7112; 2037: 86.4791
|  | Distributed | New Dispatch | Generation (GWh) | Renewable | Other Renewables | Other Renewables | 2023: 799.9846; 2030: 4342.81
|  | Distributed | New Dispatch | Generation (GWh) | Thermal | Other Thermal | Fuel Oil | 2023: 0; 2030: 0
|  | Distributed | New Dispatch | Generation (GWh) | Renewable | Waste | Waste CHP | 2023: 184.9568; 2030: 4518.61
|  | Distributed | New Dispatch | Generation (GWh) | Thermal | Hydrogen | Hydrogen CHP | 2030: 234.62
|  | Distributed | New Dispatch | Generation (GWh) | Renewable | Biomass | Biomass | 2023: 2151.6787; 2030: 1990.1285
|  | Distributed | New Dispatch | Generation (GWh) | Renewable | Biomass | Biomass CHP | 2023: 250.1509; 2030: 337.8015
|  | Distributed | New Dispatch | Generation (GWh) | Thermal | Other Thermal | Diesel | 2023: 13.6432; 2030: 0
|  | Distributed | New Dispatch | Generation (GWh) | Renewable | Waste | Waste | 2023: 1323.7921; 2030: 6825.76
|  | Distributed | New Dispatch | Generation (GWh) | Renewable | Solar | Solar PV | 2023: 13339.5504; 2030: 39395.5063
|  | Distributed | New Dispatch | Generation (GWh) | Renewable | Offshore Wind | Offshore Wind | 2023: 2101.1025; 2030: 2302.92
|  | Distributed | New Dispatch | Generation (GWh) | Renewable | Onshore Wind | Onshore Wind | 2023: 13007.0914; 2030: 13459.0275
|  | Distributed | New Dispatch | Generation (GWh) | Renewable | Hydro | Hydro | 2023: 2489.7413; 2030: 2752
|  | Distributed | New Dispatch | Generation (GWh) | Renewable | Marine | Marine | 2023: 51.6078; 2030: 295.29
|  | Distributed | New Dispatch | Generation (GWh) | Thermal | Low Carbon | Hydrogen | 2030: 118.84
|  | Distributed | New Dispatch | Capacity (MW) | Renewable | Other Renewables | Other Renewables | 2023: 1071.986; 2024: 1125.098; 2025: 1148.2; 2026: 1179.966; 2027: 1214.177; 2028: 1241.088; 2029: 1078.08; 2030: 1071.47; 2035: 1318.316
|  | Distributed | New Dispatch | Capacity (MW) | Thermal | Other Thermal | Fuel Oil | 2023: 5.7; 2024: 5.7; 2025: 0; 2026: 0; 2027: 0; 2028: 0; 2029: 0; 2030: 0; 2035: 0
|  | Distributed | New Dispatch | Capacity (MW) | Renewable | Waste | Waste CHP | 2023: 142.01; 2024: 187.2274; 2025: 232.4448; 2026: 277.6622; 2027: 322.8796; 2028: 368.097; 2029: 558.07; 2030: 612.54; 2035: 403.4517
|  | Distributed | New Dispatch | Capacity (MW) | Thermal | Hydrogen | Hydrogen CHP | 2029: 53.47; 2030: 146.45; 2035: 996.8803
|  | Distributed | New Dispatch | Capacity (MW) | Renewable | Biomass | Biomass | 2023: 734.991; 2024: 734.991; 2025: 734.991; 2026: 734.991; 2027: 734.991; 2028: 649.7862; 2029: 649.7862; 2030: 610.4783; 2035: 437.171
|  | Distributed | New Dispatch | Capacity (MW) | Renewable | Biomass | Biomass CHP | 2023: 85.45; 2024: 89.6318; 2025: 93.8085; 2026: 97.9819; 2027: 102.1531; 2028: 106.225; 2029: 110.2938; 2030: 103.6217; 2035: 134.6256
|  | Distributed | New Dispatch | Capacity (MW) | Renewable | Waste | Waste | 2023: 1576.579; 2024: 1585.6225; 2025: 1594.666; 2026: 1603.7094; 2027: 1612.7529; 2028: 1621.7964; 2029: 1630.84; 2030: 1626.57; 2035: 1473.3233
|  | Distributed | New Dispatch | Capacity (MW) | Renewable | Solar | Solar PV | 2023: 15076.39; 2024: 17996.0204; 2025: 21017.1307; 2026: 23987.5011; 2027: 26957.8715; 2028: 29928.2418; 2029: 37917.9; 2030: 42708.0192; 2035: 51904.0544
|  | Distributed | New Dispatch | Capacity (MW) | Renewable | Offshore Wind | Offshore Wind | 2023: 681.2; 2024: 681.2; 2025: 681.2; 2026: 681.2; 2027: 681.2; 2028: 681.2; 2029: 681.2; 2030: 739.59; 2035: 739.7
|  | Distributed | New Dispatch | Capacity (MW) | Renewable | Onshore Wind | Onshore Wind | 2023: 5735.69; 2024: 5961.46; 2025: 6197.56; 2026: 6468.55; 2027: 6757.39; 2028: 7092.96; 2029: 7385.7; 2030: 7827.0103; 2035: 10465.06
|  | Distributed | New Dispatch | Capacity (MW) | Renewable | Hydro | Hydro | 2023: 519.56; 2024: 522.94; 2025: 526.32; 2026: 529.7; 2027: 533.08; 2028: 536.46; 2029: 539.82; 2030: 543.22; 2035: 560.36
|  | Distributed | New Dispatch | Capacity (MW) | Renewable | Marine | Marine | 2023: 33.858; 2024: 43.858; 2025: 58.858; 2026: 87.358; 2027: 121.358; 2028: 141.358; 2029: 166.36; 2030: 186.36; 2035: 271.358
|  | Distributed | New Dispatch | Capacity (MW) | Thermal | Hydrogen | Hydrogen | 2030: 129.65; 2035: 1822.3033
|  | Distributed | New Dispatch | Capacity (MW) | Storage | Storage | LDES | 2023: 8.29; 2024: 8.29; 2025: 8.29; 2026: 8.29; 2027: 8.29; 2028: 8.29; 2029: 208.29; 2030: 408.19; 2035: 708.19
|  | Distributed | New Dispatch | Storage Capacity (GWh) | Storage | Storage | LDES | 2023: 0.03647; 2024: 0.03647; 2025: 0.03647; 2026: 0.03647; 2027: 0.03647; 2028: 0.03647; 2029: 0.83647; 2030: 1.94; 2035: 3.1365; 2037: 210.4072
|  | Transmission | New Dispatch | Export (GWh) | Interconnectors | Interconnectors | Interconnectors | 2023: 10110; 2030: 56789.32
|  | Transmission | New Dispatch | Import (GWh) | Interconnectors | Interconnectors | Interconnectors | 2023: 33420; 2030: 21363.92
|  | Transmission | New Dispatch | Netflows (GWh) | Interconnectors | Interconnectors | Interconnectors | 2023: 23310; 2030: -35425.4
|  | Transmission | New Dispatch | Capacity (MW) | Interconnectors | Interconnectors | Interconnectors | 2023: 8400; 2024: 10300; 2025: 10300; 2026: 10300; 2027: 10300; 2028: 11700; 2029: 11700; 2030: 12450; 2035: 23650
|  | Both | New Dispatch | Consumption (GWh) | Storage | Storage Consumption (GWh) | LDES | 2030: 9161.18
|  | Both | New Dispatch | Generation (GWh) | Storage | Storage | LDES | 2023: 1463.7353; 2030: 6725.62
|  | Both | New Dispatch | Generation (GWh) | Storage | Storage | Battery | 2023: 196.2647; 2030: 13660.02
|  | Both | New Dispatch | Consumption (GWh) | Storage | Storage Consumption (GWh) | Battery | 2030: 19529.15
|  | Both | New Dispatch | Storage Capacity (GWh) | Storage | Storage | Battery | 2023: 5.7874; 2024: 7.7544; 2025: 12.3768; 2026: 18.6619; 2027: 29.1769; 2028: 37.2691; 2029: 38.9524; 2030: 40.4039; 2035: 51.8484
|  | Both | New Dispatch | Capacity (MW) | Storage | Storage | Battery | 2023: 4676.45; 2024: 5962.76; 2025: 8402.895; 2026: 11872.075; 2027: 17258.21; 2028: 20903.965; 2029: 21872.265; 2030: 22625.37; 2035: 28963.33
|  | Both | New Dispatch | Demand Reduction (GWh) | Demand | DSR | DSR | 2030: 221.98
|  | Both | New Dispatch | Available DSR (MW) | Demand | DSR | DSR | 2023: 1570; 2024: 1100; 2025: 1456.9991; 2026: 1832.0943; 2027: 2215.7422; 2028: 2611.1663; 2029: 3014.26; 2030: 3368.19
|  | Both | New Dispatch | Electrolysis Demand (GWh) | Demand |  |  | 2030: 13390.09
|  | Both | New Dispatch | Demand Total (GWh) - Excluding Electrolysis | Demand |  |  | 2023: 284309.5492; 2030: 315161.95
|  | Both | New Dispatch | Demand (MW) | Demand | Demand (MW) - Excluding Electrolysis |  | 2030: 56284.67
|  | Both | New Dispatch | CO2 Emissions (Mt) | CO2 | CO2 |  | 2030: -1.5268
|  | Both | New Dispatch | CO2 Emissions without BECCS (Mt) | CO2 | CO2 |  | 2030: 5.3456
|  | Both | New Dispatch | CO2 Intensity of Generation (gCO2/kWh) | CO2 | CO2 |  | 2030: -4.4845
|  | Both | New Dispatch | CO2 Intensity of Generation excluding BECCS (gCO2/kWh) | CO2 | CO2 |  | 2030: 15.9407
|  | Both | New Dispatch | Curtailment (TWh) | Renewable | Solar | Solar PV | 2030: 1.5161
|  | Both | New Dispatch | Curtailment (TWh) | Renewable | Offshore Wind | Offshore Wind | 2030: 4.6984
|  | Both | New Dispatch | Curtailment (TWh) | Renewable | Onshore Wind | Onshore Wind | 2030: 11.3607

## ES2
ES2: European electricity supply
Return to: Main Menu
Notes: | This data sets out our electricity installed capacity and annual demand assumptions for European countries as included in our pan-European dispatch model.
We worked with Energy Exemplar and Baringa to develop the two European scenarios. This included the co-creation of a set of modelling assumptions to align with the CP framework.
Where possible we have replicated the format of our ES1 (Great Britain) data table.
Data table includes multiple variables as indicated in "Variable" column.
If a row is zero for any pathway it has been omitted.
| Country | EU Scenario | CP Pathway Alignment | Variable | Category | Type | SubType | 2023 | 2024 | 2025 | 2026 | 2027 | 2028 | 2029 | 2030 | 2031 | 2032 | 2033 | 2034 | 2035 | 2036 | 2037 | 2038 | 2039 | 2040 | 2041 | 2042 | 2043 | 2044 | 2045 | 2046 | 2047 | 2048 | 2049 | 2050
| Austria | EU Green | Holistic Transition | Capacity (MW) | Storage | Storage | Battery | 161.5 | 189.5 | 200 | 200 | 200 | 200 | 200 | 200 | 407 | 614 | 821 | 1028 | 1235 | 1635 | 2035 | 2435 | 2835 | 3235 | 3435 | 3835 | 4235 | 4635 | 5035 | 5835 | 6335 | 6635 | 7235 | 8435
| Austria | EU Green | Holistic Transition | Capacity (MW) | Renewable | Biomass | Biomass | 584.5 | 584.5 | 584.5 | 584.5 | 584.5 | 584.5 | 584.5 | 584.5 | 584.5 | 584.5 | 584.5 | 584.5 | 584.5 | 584.5 | 584.5 | 584.5 | 584.5 | 584.5 | 584.5 | 584.5 | 584.5 | 584.5 | 584.5 | 584.5 | 584.5 | 584.5 | 584.5 | 584.5
| Austria | EU Green | Holistic Transition | Capacity (MW) | Low Carbon | CCS | Biomass CCS | 0 | 0 | 0 | 0 | 0 | 0 | 0 | 0 | 0 | 0 | 0 | 0 | 0 | 0 | 0 | 0 | 0 | 0 | 0 | 0 | 0 | 0 | 0 | 36 | 72 | 108 | 144 | 180
| Austria | EU Green | Holistic Transition | Capacity (MW) | Thermal | Gas | Fossil Gas | 2621.86 | 2621.86 | 2621.86 | 2621.86 | 2621.86 | 2621.86 | 2396.86 | 1996.86 | 1547.16 | 1547.16 | 1518.2 | 1518.2 | 1518.2 | 1518.2 | 1518.2 | 1118.2 | 290.2 | 0 | 0 | 0 | 0 | 0 | 0 | 0 | 0 | 0 | 0 | 0
| Austria | EU Green | Holistic Transition | Capacity (MW) | Thermal | Other Thermal | Fossil Oil | 164 | 164 | 164 | 164 | 164 | 164 | 164 | 164 | 164 | 164 | 164 | 164 | 164 | 164 | 164 | 164 | 164 | 0 | 0 | 0 | 0 | 0 | 0 | 0 | 0 | 0 | 0 | 0
| Austria | EU Green | Holistic Transition | Capacity (MW) | Low Carbon | Low Carbon | GT Hydrogen | 0 | 0 | 0 | 0 | 0 | 0 | 0 | 0 | 300 | 400 | 500 | 600 | 700 | 800 | 800 | 800 | 800 | 1000 | 1300 | 1400 | 1500 | 1600 | 1800 | 2000 | 2200 | 2400 | 2600 | 2800
| Austria | EU Green | Holistic Transition | Capacity (MW) | Renewable | Other Renewables | Other RES | 0 | 0 | 0 | 0 | 0 | 0 | 0 | 293 | 293 | 293 | 293 | 293 | 293 | 293 | 293 | 293 | 293 | 293 | 293 | 293 | 293 | 293 | 293 | 293 | 293 | 293 | 293 | 293
| Austria | EU Green | Holistic Transition | Capacity (MW) | Storage | Storage | Pumped Hydro | 4239.8 | 4239.8 | 4239.8 | 4239.8 | 4239.8 | 4239.8 | 4239.8 | 4239.8 | 4239.8 | 4239.8 | 4239.8 | 4239.8 | 4239.8 | 4239.8 | 4239.8 | 4239.8 | 4239.8 | 4239.8 | 4239.8 | 4239.8 | 4239.8 | 4239.8 | 4239.8 | 4239.8 | 4239.8 | 4239.8 | 4239.8 | 4239.8
| Austria | EU Green | Holistic Transition | Capacity (MW) | Renewable | Hydro | Run-of-river Hydro | 5272 | 5272 | 5272 | 5272 | 5272 | 5272 | 5272 | 5272 | 5272 | 5272 | 5272 | 5272 | 5272 | 5272 | 5272 | 5272 | 5272 | 5272 | 5272 | 5272 | 5272 | 5272 | 5272 | 5272 | 5272 | 5272 | 5272 | 5272
| Austria | EU Green | Holistic Transition | Capacity (MW) | Renewable | Solar | Solar PV | 3718.33 | 4414.68 | 5126.52 | 6817.2342 | 8507.9484 | 10198.6626 | 11889.3768 | 13580.091 | 14088.6972 | 14597.3034 | 15105.9096 | 15614.5158 | 16123.122 | 17499.728 | 18876.334 | 20252.94 | 21629.546 | 23006.152 | 23145.6422 | 23285.1324 | 23424.6226 | 23564.1128 | 23703.603 | 23843.149 | 23982.695 | 24122.241 | 24261.787 | 24401.333
| Austria | EU Green | Holistic Transition | Capacity (MW) | Renewable | Onshore Wind | Wind Onshore | 4574.47 | 5037.23 | 5500 | 6716.1996 | 7932.3992 | 9148.5988 | 10364.7984 | 11580.998 | 11956.9982 | 12332.9984 | 12708.9986 | 13084.9988 | 13460.999 | 14538.9988 | 15616.9986 | 16694.9984 | 17772.9982 | 18850.998 | 19188.9982 | 19526.9984 | 19864.9986 | 20202.9988 | 20540.999 | 20554.9992 | 20568.9994 | 20582.9996 | 20596.9998 | 20611
| Austria | EU Blue | Hydrogen Evolution | Capacity (MW) | Storage | Storage | Battery | 161.5 | 189.5 | 200 | 408 | 616 | 824 | 1032 | 1240 | 1240 | 1240 | 1240 | 1240 | 1240 | 1388 | 1536 | 1684 | 1832 | 1980 | 1980 | 1980 | 1980 | 1980 | 1980 | 2276 | 2572 | 2868 | 3164 | 3460
| Austria | EU Blue | Hydrogen Evolution | Capacity (MW) | Renewable | Biomass | Biomass | 584.5 | 584.5 | 584.5 | 584.5 | 584.5 | 584.5 | 584.5 | 584.5 | 584.5 | 584.5 | 584.5 | 584.5 | 584.5 | 584.5 | 584.5 | 584.5 | 584.5 | 584.5 | 584.5 | 584.5 | 584.5 | 584.5 | 584.5 | 584.5 | 584.5 | 584.5 | 584.5 | 584.5
| Austria | EU Blue | Hydrogen Evolution | Capacity (MW) | Low Carbon | CCS | Biomass CCS | 0 | 0 | 0 | 0 | 0 | 0 | 0 | 0 | 0 | 0 | 0 | 0 | 0 | 0 | 0 | 0 | 0 | 0 | 36 | 72 | 108 | 144 | 180 | 180 | 180 | 180 | 180 | 180
| Austria | EU Blue | Hydrogen Evolution | Capacity (MW) | Thermal | Gas | Fossil Gas | 2621.86 | 2621.86 | 2621.86 | 2621.86 | 2621.86 | 2621.86 | 2396.86 | 1996.86 | 1547.16 | 1547.16 | 1518.2 | 1518.2 | 1518.2 | 1518.2 | 1518.2 | 1118.2 | 290.2 | 0 | 0 | 0 | 0 | 0 | 0 | 0 | 0 | 0 | 0 | 0
| Austria | EU Blue | Hydrogen Evolution | Capacity (MW) | Thermal | Other Thermal | Fossil Oil | 164 | 164 | 164 | 164 | 164 | 164 | 164 | 164 | 164 | 164 | 164 | 164 | 164 | 164 | 164 | 164 | 164 | 0 | 0 | 0 | 0 | 0 | 0 | 0 | 0 | 0 | 0 | 0
| Austria | EU Blue | Hydrogen Evolution | Capacity (MW) | Low Carbon | Low Carbon | GT Hydrogen | 0 | 0 | 0 | 0 | 0 | 0 | 0 | 0 | 0 | 0 | 0 | 0 | 0 | 808 | 1516 | 2224 | 2932 | 3640 | 3799 | 3959 | 4118 | 4278 | 4437 | 4437 | 4437 | 4437 | 4437 | 4437
| Austria | EU Blue | Hydrogen Evolution | Capacity (MW) | Renewable | Other Renewables | Other RES | 0 | 0 | 0 | 0 | 0 | 0 | 0 | 293 | 293 | 293 | 293 | 293 | 293 | 293 | 293 | 293 | 293 | 293 | 293 | 293 | 293 | 293 | 293 | 293 | 293 | 293 | 293 | 293
| Austria | EU Blue | Hydrogen Evolution | Capacity (MW) | Storage | Storage | Pumped Hydro | 4239.8 | 4239.8 | 4239.8 | 4239.8 | 4239.8 | 4239.8 | 4239.8 | 4239.8 | 4239.8 | 4239.8 | 4239.8 | 4239.8 | 4239.8 | 4239.8 | 4239.8 | 4239.8 | 4239.8 | 4239.8 | 4239.8 | 4239.8 | 4239.8 | 4239.8 | 4239.8 | 4239.8 | 4239.8 | 4239.8 | 4239.8 | 4239.8
| Austria | EU Blue | Hydrogen Evolution | Capacity (MW) | Renewable | Hydro | Run-of-river Hydro | 5272 | 5272 | 5272 | 5272 | 5272 | 5272 | 5272 | 5272 | 5272 | 5272 | 5272 | 5272 | 5272 | 5272 | 5272 | 5272 | 5272 | 5272 | 5272 | 5272 | 5272 | 5272 | 5272 | 5272 | 5272 | 5272 | 5272 | 5272
| Austria | EU Blue | Hydrogen Evolution | Capacity (MW) | Renewable | Solar | Solar PV | 3718.33 | 4414.68 | 5126.52 | 6025.2346 | 6923.9492 | 7822.6638 | 8721.3784 | 9620.093 | 10178.6984 | 10737.3038 | 11295.9092 | 11854.5146 | 12413.12 | 12979.7258 | 13546.3316 | 14112.9374 | 14679.5432 | 15246.149 | 15675.6394 | 16105.1298 | 16534.6202 | 16964.1106 | 17393.601 | 17803.1478 | 18212.6946 | 18622.2414 | 19031.7882 | 19441.335
| Austria | EU Blue | Hydrogen Evolution | Capacity (MW) | Renewable | Onshore Wind | Wind Onshore | 4574.47 | 5037.23 | 5500 | 6138.2004 | 6776.4008 | 7414.6012 | 8052.8016 | 8691.002 | 8812.1214 | 8933.2408 | 9054.3602 | 9175.4796 | 9296.599 | 9368.5998 | 9440.6006 | 9512.6014 | 9584.6022 | 9656.603 | 9794.6036 | 9932.6042 | 10070.6048 | 10208.6054 | 10346.606 | 10457.4862 | 10568.3664 | 10679.2466 | 10790.1268 | 10901.007
| Austria | EU Green | Holistic Transition | Demand (TWh) | Demand | Demand | Demand Total (TWh) | 75.56 | 76.81 | 77.2 | 80.2 | 82.15 | 84.35 | 86.24 | 88.5 | 91.47 | 94.79 | 96.63 | 98.52 | 100.28 | 102.31 | 103.58 | 105.08 | 106.5 | 108.22 | 108.72 | 109.51 | 109.6 | 110.7 | 111.01 | 111.49 | 111.94 | 112.79 | 112.83 | 113.2
| Austria | EU Blue | Hydrogen Evolution | Demand (TWh) | Demand | Demand | Demand Total (TWh) | 75.74 | 77.27 | 78.38 | 79.59 | 80.82 | 82.2 | 83.14 | 84.35 | 85.85 | 87.65 | 88.93 | 90.47 | 91.97 | 93.94 | 95.25 | 96.78 | 98.22 | 99.93 | 100.3 | 100.93 | 100.94 | 101.82 | 101.96 | 102.58 | 103.25 | 104.19 | 104.4 | 104.98
| Belgium | EU Green | Holistic Transition | Capacity (MW) | Storage | Storage | Battery | 36 | 36 | 166.5 | 167 | 167 | 167 | 167 | 167 | 167 | 167 | 167 | 167 | 167 | 347 | 527 | 707 | 887 | 1067 | 1067 | 1067 | 1067 | 1067 | 1067 | 1247 | 1427 | 1607 | 1787 | 1967
| Belgium | EU Green | Holistic Transition | Capacity (MW) | Renewable | Biomass | Biomass | 668 | 668 | 668 | 668 | 668 | 668 | 668 | 668 | 668 | 668 | 668 | 668 | 668 | 668 | 668 | 668 | 668 | 668 | 668 | 668 | 668 | 668 | 668 | 668 | 668 | 668 | 668 | 668
| Belgium | EU Green | Holistic Transition | Capacity (MW) | Low Carbon | CCS | Biomass CCS | 0 | 0 | 0 | 0 | 0 | 0 | 0 | 0 | 0 | 0 | 0 | 0 | 0 | 36 | 72 | 108 | 144 | 180 | 276 | 372 | 468 | 564 | 660 | 792 | 924 | 1056 | 1188 | 1320
| Belgium | EU Green | Holistic Transition | Capacity (MW) | Thermal | Gas | Fossil Gas | 6742.2 | 6672.2 | 9222.2 | 9272.2 | 9322.2 | 9679.2 | 9729.2 | 8771.84 | 8470.2 | 8470.2 | 7970.2 | 7970.2 | 6294 | 6178 | 6178 | 6050 | 5510 | 4521 | 3690.22 | 3686 | 3686 | 3686 | 3643 | 3643 | 3643 | 3643 | 3600 | 3600
| Belgium | EU Green | Holistic Transition | Capacity (MW) | Thermal | Other Thermal | Fossil Oil | 122 | 122 | 122 | 122 | 122 | 122 | 122 | 150 | 150 | 150 | 150 | 150 | 100 | 100 | 100 | 100 | 100 | 150 | 150 | 150 | 150 | 150 | 150 | 150 | 150 | 150 | 150 | 150
| Belgium | EU Green | Holistic Transition | Capacity (MW) | Low Carbon | Low Carbon | GT Hydrogen | 0 | 0 | 0 | 0 | 0 | 0 | 0 | 0 | 942 | 1884 | 2826 | 3768 | 4710 | 5652 | 6594 | 7536 | 8478 | 9620 | 9787 | 9954 | 10120 | 10287 | 10454 | 10494 | 10534 | 10574 | 10614 | 10654
| Belgium | EU Green | Holistic Transition | Capacity (MW) | Low Carbon | Nuclear | Nuclear | 4937 | 3929 | 3484 | 2077 | 2077 | 2077 | 2077 | 2077 | 2077 | 2077 | 2077 | 2077 | 2077 | 0 | 0 | 0 | 0 | 0 | 0 | 0 | 0 | 0 | 0 | 0 | 0 | 0 | 0 | 0
| Belgium | EU Green | Holistic Transition | Capacity (MW) | Renewable | Other Renewables | Other RES | 0 | 0 | 0 | 0 | 0 | 0 | 0 | 451.8 | 451.8 | 451.8 | 451.8 | 451.8 | 451.8 | 451.8 | 451.8 | 451.8 | 451.8 | 451.8 | 451.8 | 451.8 | 451.8 | 451.8 | 451.8 | 451.8 | 451.8 | 451.8 | 451.8 | 451.8
| Belgium | EU Green | Holistic Transition | Capacity (MW) | Storage | Storage | Pumped Hydro | 1164 | 1164 | 1164 | 1164 | 1164 | 1164 | 1164 | 1164 | 1164 | 1164 | 1164 | 1164 | 1164 | 1164 | 1164 | 1164 | 1164 | 1164 | 1164 | 1164 | 1164 | 1164 | 1164 | 1164 | 1164 | 1164 | 1164 | 1164
| Belgium | EU Green | Holistic Transition | Capacity (MW) | Renewable | Hydro | Run-of-river Hydro | 177 | 177 | 177 | 177 | 177 | 177 | 177 | 177 | 177 | 177 | 177 | 177 | 177 | 177 | 177 | 177 | 177 | 177 | 177 | 177 | 177 | 177 | 177 | 177 | 177 | 177 | 177 | 177
| Belgium | EU Green | Holistic Transition | Capacity (MW) | Renewable | Solar | Solar PV | 6715.2 | 7357.6 | 8000 | 8510 | 9020 | 9530 | 10040 | 10550 | 10735.3504 | 10920.7008 | 11106.0512 | 11291.4016 | 11476.752 | 11718.8918 | 11961.0316 | 12203.1714 | 12445.3112 | 12687.451 | 13191.6808 | 13695.9106 | 14200.1404 | 14704.3702 | 15208.6 | 15272.818 | 15337.036 | 15401.254 | 15465.472 | 15529.69
| Belgium | EU Green | Holistic Transition | Capacity (MW) | Renewable | Waste | Waste | 310.1 | 310.1 | 310.1 | 310.1 | 310.1 | 310.1 | 310.1 | 0 | 0 | 0 | 0 | 0 | 0 | 0 | 0 | 0 | 0 | 0 | 0 | 0 | 0 | 0 | 0 | 0 | 0 | 0 | 0 | 0
| Belgium | EU Green | Holistic Transition | Capacity (MW) | Renewable | Offshore Wind | Wind Offshore | 2254 | 2254 | 2254 | 2964.1 | 3674.2 | 4384.3 | 5094.4 | 5804.5 | 5804.5 | 5804.5 | 5804.5 | 5804.5 | 5804.5 | 6244.4976 | 6684.4952 | 7124.4928 | 7564.4904 | 8004.488 | 8004.488 | 8004.488 | 8004.488 | 8004.488 | 8004.488 | 8004.488 | 8004.488 | 8004.488 | 8004.488 | 8004.488
| Belgium | EU Green | Holistic Transition | Capacity (MW) | Renewable | Onshore Wind | Wind Onshore | 2946.99 | 3225.99 | 3504.99 | 3809.144 | 4113.298 | 4417.452 | 4721.606 | 5025.76 | 5025.76 | 5025.76 | 5025.76 | 5025.76 | 5025.76 | 5025.7602 | 5025.7604 | 5025.7606 | 5025.7608 | 5025.761 | 5025.761 | 5025.761 | 5025.761 | 5025.761 | 5025.761 | 5025.761 | 5025.761 | 5025.761 | 5025.761 | 5025.761
| Belgium | EU Blue | Hydrogen Evolution | Capacity (MW) | Storage | Storage | Battery | 36 | 36 | 166.5 | 269 | 371 | 473 | 575 | 677 | 677 | 677 | 677 | 677 | 677 | 677 | 677 | 677 | 677 | 677 | 677 | 677 | 677 | 677 | 677 | 809 | 941 | 1073 | 1205 | 1337
| Belgium | EU Blue | Hydrogen Evolution | Capacity (MW) | Renewable | Biomass | Biomass | 668 | 668 | 668 | 668 | 668 | 668 | 668 | 668 | 668 | 668 | 668 | 668 | 668 | 668 | 668 | 668 | 668 | 668 | 668 | 668 | 668 | 668 | 668 | 668 | 668 | 668 | 668 | 668
| Belgium | EU Blue | Hydrogen Evolution | Capacity (MW) | Low Carbon | CCS | Biomass CCS | 0 | 0 | 0 | 0 | 0 | 0 | 0 | 0 | 36 | 72 | 108 | 144 | 180 | 276 | 372 | 468 | 564 | 660 | 792 | 924 | 1056 | 1188 | 1320 | 1320 | 1320 | 1320 | 1320 | 1320
| Belgium | EU Blue | Hydrogen Evolution | Capacity (MW) | Thermal | Gas | Fossil Gas | 6742.2 | 6672.2 | 9222.2 | 9272.2 | 9322.2 | 9679.2 | 9729.2 | 8771.84 | 8470.2 | 8470.2 | 7970.2 | 7970.2 | 6294 | 6178 | 6178 | 6050 | 5510 | 4521 | 3690.22 | 3686 | 3686 | 3686 | 3643 | 3643 | 3643 | 3643 | 3600 | 3600
| Belgium | EU Blue | Hydrogen Evolution | Capacity (MW) | Thermal | Other Thermal | Fossil Oil | 122 | 122 | 122 | 122 | 122 | 122 | 122 | 150 | 150 | 150 | 150 | 150 | 100 | 100 | 100 | 100 | 100 | 150 | 150 | 150 | 150 | 150 | 150 | 150 | 150 | 150 | 150 | 150
| Belgium | EU Blue | Hydrogen Evolution | Capacity (MW) | Low Carbon | Low Carbon | GT Hydrogen | 0 | 0 | 0 | 0 | 0 | 0 | 0 | 0 | 0 | 0 | 0 | 0 | 0 | 898 | 1646 | 2394 | 3142 | 3890 | 4638 | 5386 | 6134 | 6882 | 7580 | 7580 | 7580 | 7580 | 7580 | 7580
| Belgium | EU Blue | Hydrogen Evolution | Capacity (MW) | Low Carbon | Nuclear | Nuclear | 4937 | 3929 | 3484 | 2077 | 2077 | 2077 | 2077 | 2077 | 2077 | 2077 | 2077 | 2077 | 2077 | 0 | 0 | 0 | 0 | 0 | 0 | 0 | 0 | 0 | 0 | 0 | 0 | 0 | 0 | 0
| Belgium | EU Blue | Hydrogen Evolution | Capacity (MW) | Renewable | Other Renewables | Other RES | 0 | 0 | 0 | 0 | 0 | 0 | 0 | 451.8 | 451.8 | 451.8 | 451.8 | 451.8 | 451.8 | 451.8 | 451.8 | 451.8 | 451.8 | 451.8 | 451.8 | 451.8 | 451.8 | 451.8 | 451.8 | 451.8 | 451.8 | 451.8 | 451.8 | 451.8
| Belgium | EU Blue | Hydrogen Evolution | Capacity (MW) | Storage | Storage | Pumped Hydro | 1164 | 1164 | 1164 | 1164 | 1164 | 1164 | 1164 | 1164 | 1164 | 1164 | 1164 | 1164 | 1164 | 1164 | 1164 | 1164 | 1164 | 1164 | 1164 | 1164 | 1164 | 1164 | 1164 | 1164 | 1164 | 1164 | 1164 | 1164
| Belgium | EU Blue | Hydrogen Evolution | Capacity (MW) | Renewable | Hydro | Run-of-river Hydro | 177 | 177 | 177 | 177 | 177 | 177 | 177 | 177 | 177 | 177 | 177 | 177 | 177 | 177 | 177 | 177 | 177 | 177 | 177 | 177 | 177 | 177 | 177 | 177 | 177 | 177 | 177 | 177
| Belgium | EU Blue | Hydrogen Evolution | Capacity (MW) | Renewable | Solar | Solar PV | 6715.2 | 7357.6 | 8000 | 8318.0048 | 8636.0096 | 8954.0144 | 9272.0192 | 9590.024 | 9683.37 | 9776.716 | 9870.062 | 9963.408 | 10056.754 | 10166.2788 | 10275.8036 | 10385.3284 | 10494.8532 | 10604.378 | 10734.9722 | 10865.5664 | 10996.1606 | 11126.7548 | 11257.349 | 11346.798 | 11436.247 | 11525.696 | 11615.145 | 11704.594
| Belgium | EU Blue | Hydrogen Evolution | Capacity (MW) | Renewable | Waste | Waste | 310.1 | 310.1 | 310.1 | 310.1 | 310.1 | 310.1 | 310.1 | 0 | 0 | 0 | 0 | 0 | 0 | 0 | 0 | 0 | 0 | 0 | 0 | 0 | 0 | 0 | 0 | 0 | 0 | 0 | 0 | 0
| Belgium | EU Blue | Hydrogen Evolution | Capacity (MW) | Renewable | Offshore Wind | Wind Offshore | 2254 | 2254 | 2254 | 2964.1 | 3674.2 | 4384.3 | 5094.4 | 5804.5 | 5804.5002 | 5804.5004 | 5804.5006 | 5804.5008 | 5804.501 | 5804.5014 | 5804.5018 | 5804.5022 | 5804.5026 | 5804.503 | 5804.503 | 5804.503 | 5804.503 | 5804.503 | 5804.503 | 5804.5036 | 5804.5042 | 5804.5048 | 5804.5054 | 5804.506
| Belgium | EU Blue | Hydrogen Evolution | Capacity (MW) | Renewable | Onshore Wind | Wind Onshore | 2946.99 | 3225.99 | 3504.99 | 3683.1442 | 3861.2984 | 4039.4526 | 4217.6068 | 4395.761 | 4395.7614 | 4395.7618 | 4395.7622 | 4395.7626 | 4395.763 | 4395.7632 | 4395.7634 | 4395.7636 | 4395.7638 | 4395.764 | 4395.7642 | 4395.7644 | 4395.7646 | 4395.7648 | 4395.765 | 4395.7654 | 4395.7658 | 4395.7662 | 4395.7666 | 4395.767
| Belgium | EU Green | Holistic Transition | Demand (TWh) | Demand | Demand | Demand Total (TWh) | 87.25 | 88.98 | 89.98 | 94.8 | 97.45 | 100.55 | 103.17 | 106.16 | 108.27 | 110.69 | 112.35 | 114.24 | 116 | 118.01 | 119.17 | 120.53 | 121.75 | 123.26 | 123.69 | 124.42 | 125.05 | 126.03 | 126.19 | 126.87 | 127.49 | 128.53 | 128.78 | 129.35
| Belgium | EU Blue | Hydrogen Evolution | Demand (TWh) | Demand | Demand | Demand Total (TWh) | 87.25 | 88.98 | 90.29 | 92.02 | 93.83 | 95.91 | 97.47 | 99.47 | 100.74 | 102.4 | 103.51 | 104.97 | 106.43 | 108.37 | 109.55 | 110.96 | 112.24 | 113.78 | 114.36 | 115.1 | 115.84 | 116.89 | 117.16 | 117.73 | 118.24 | 119.02 | 119.14 | 119.58
| Czech Republic | EU Green | Holistic Transition | Capacity (MW) | Storage | Storage | Battery | 135 | 202.5 | 270 | 1570 | 1920 | 2070 | 2220 | 2370 | 2566 | 2762 | 2958 | 3154 | 3350 | 3442 | 3534 | 3626 | 3718 | 3810 | 3810 | 3810 | 3810 | 3810 | 3910 | 4102 | 4294 | 4486 | 4678 | 6370
| Czech Republic | EU Green | Holistic Transition | Capacity (MW) | Renewable | Biomass | Biomass | 410 | 410 | 410 | 410 | 410 | 410 | 410 | 410 | 410 | 410 | 410 | 410 | 410 | 410 | 410 | 410 | 410 | 410 | 410 | 410 | 410 | 410 | 410 | 410 | 410 | 410 | 410 | 410
| Czech Republic | EU Green | Holistic Transition | Capacity (MW) | Low Carbon | CCS | Biomass CCS | 0 | 0 | 0 | 0 | 0 | 0 | 0 | 0 | 0 | 0 | 0 | 0 | 0 | 0 | 0 | 0 | 0 | 0 | 0 | 0 | 0 | 0 | 0 | 36 | 72 | 108 | 144 | 180
| Czech Republic | EU Green | Holistic Transition | Capacity (MW) | Thermal | Coal | Coal | 6935.12 | 4458.84 | 4250.7 | 3876.7 | 3689.7 | 3689.7 | 3689.7 | 3689.7 | 3689.7 | 3689.7 | 3689.7 | 3689.7 | 3309.7 | 3309.7 | 1355.14 | 1355.14 | 1355.14 | 1355.14 | 1355.14 | 1355.14 | 1355.14 | 1355.14 | 1355.14 | 1355.14 | 1355.14 | 1355.14 | 1355.14 | 1355.14
| Czech Republic | EU Green | Holistic Transition | Capacity (MW) | Thermal | Gas | Fossil Gas | 1226 | 1226 | 856 | 856 | 856 | 856 | 856 | 856 | 856 | 856 | 856 | 856 | 847 | 847 | 847 | 847 | 847 | 847 | 0 | 0 | 0 | 0 | 0 | 0 | 0 | 0 | 0 | 0
| Czech Republic | EU Green | Holistic Transition | Capacity (MW) | Low Carbon | Low Carbon | GT Hydrogen | 0 | 0 | 0 | 200 | 200 | 300 | 400 | 500 | 970 | 1439 | 1909 | 2378 | 3048 | 3448 | 3848 | 4248 | 4648 | 4948 | 5248 | 5398 | 5548 | 5598 | 5648 | 5698 | 5748 | 5798 | 5848 | 5898
| Czech Republic | EU Green | Holistic Transition | Capacity (MW) | Low Carbon | Nuclear | Nuclear | 3936 | 3936 | 3936 | 3936 | 3936 | 3936 | 3936 | 3936 | 5536 | 5536 | 5536 | 5066 | 4596 | 4126 | 3656 | 3656 | 3656 | 3656 | 3656 | 3656 | 3656 | 3656 | 3656 | 3656 | 3656 | 3656 | 2627 | 2627
| Czech Republic | EU Green | Holistic Transition | Capacity (MW) | Storage | Storage | Pumped Hydro | 1172 | 1172 | 1172 | 1172 | 1172 | 1172 | 1172 | 1172 | 1172 | 1172 | 1172 | 1172 | 1172 | 1172 | 1172 | 1172 | 1172 | 1172 | 1172 | 1172 | 1172 | 1172 | 1172 | 1172 | 1172 | 1172 | 1172 | 1172
| Czech Republic | EU Green | Holistic Transition | Capacity (MW) | Renewable | Hydro | Run-of-river Hydro | 761.84 | 761.84 | 761.84 | 761.84 | 761.84 | 761.84 | 761.84 | 761.84 | 761.84 | 761.84 | 761.84 | 761.84 | 761.84 | 761.84 | 761.84 | 761.84 | 761.84 | 761.84 | 761.84 | 761.84 | 761.84 | 761.84 | 761.84 | 761.84 | 761.84 | 761.84 | 761.84 | 761.84
| Czech Republic | EU Green | Holistic Transition | Capacity (MW) | Renewable | Solar | Solar PV | 2503.81 | 2763.27 | 2988.79 | 3935.0636 | 4881.3372 | 5827.6108 | 6773.8844 | 7720.158 | 8215.3214 | 8710.4848 | 9205.6482 | 9700.8116 | 10195.975 | 11221.1384 | 12246.3018 | 13271.4652 | 14296.6286 | 15321.792 | 16107.4762 | 16893.1604 | 17678.8446 | 18464.5288 | 19250.213 | 19576.7374 | 19903.2618 | 20229.7862 | 20556.3106 | 20882.835
| Czech Republic | EU Green | Holistic Transition | Capacity (MW) | Renewable | Onshore Wind | Wind Onshore | 505 | 565 | 635.87 | 809.8958 | 983.9216 | 1157.9474 | 1331.9732 | 1505.999 | 1803.999 | 2101.999 | 2399.999 | 2697.999 | 2995.999 | 3195.9992 | 3395.9994 | 3595.9996 | 3795.9998 | 3996 | 4515.451 | 5034.902 | 5554.353 | 6073.804 | 6593.255 | 6995.255 | 7397.255 | 7799.255 | 8201.255 | 8603.255
| Czech Republic | EU Blue | Hydrogen Evolution | Capacity (MW) | Storage | Storage | Battery | 135 | 202.5 | 570 | 819 | 1068 | 1316.5 | 1565.5 | 1814 | 1814 | 1814 | 1814 | 1814 | 1814 | 2214 | 2314 | 2314 | 2314 | 2314 | 2514 | 2714 | 2914 | 3114 | 3314 | 3548 | 3682 | 3816 | 3950 | 4084
| Czech Republic | EU Blue | Hydrogen Evolution | Capacity (MW) | Renewable | Biomass | Biomass | 410 | 410 | 410 | 410 | 410 | 410 | 410 | 410 | 410 | 410 | 410 | 410 | 410 | 410 | 410 | 410 | 410 | 410 | 410 | 410 | 410 | 410 | 410 | 410 | 410 | 410 | 410 | 410
| Czech Republic | EU Blue | Hydrogen Evolution | Capacity (MW) | Low Carbon | CCS | Biomass CCS | 0 | 0 | 0 | 0 | 0 | 0 | 0 | 0 | 0 | 0 | 0 | 0 | 0 | 0 | 0 | 0 | 0 | 0 | 36 | 72 | 108 | 144 | 180 | 252 | 324 | 396 | 468 | 540
| Czech Republic | EU Blue | Hydrogen Evolution | Capacity (MW) | Thermal | Coal | Coal | 6935.12 | 4458.84 | 4250.7 | 3876.7 | 3689.7 | 3689.7 | 3689.7 | 3689.7 | 3689.7 | 3689.7 | 3689.7 | 3689.7 | 3309.7 | 3309.7 | 1355.14 | 1355.14 | 1355.14 | 1355.14 | 1355.14 | 1355.14 | 1355.14 | 1355.14 | 1355.14 | 1355.14 | 1355.14 | 1355.14 | 1355.14 | 1355.14
| Czech Republic | EU Blue | Hydrogen Evolution | Capacity (MW) | Thermal | Gas | Fossil Gas | 1226 | 1226 | 856 | 856 | 856 | 856 | 856 | 856 | 856 | 856 | 856 | 856 | 847 | 847 | 847 | 847 | 847 | 847 | 0 | 0 | 0 | 0 | 0 | 0 | 0 | 0 | 0 | 0
| Czech Republic | EU Blue | Hydrogen Evolution | Capacity (MW) | Low Carbon | Low Carbon | GT Hydrogen | 0 | 0 | 0 | 0 | 200 | 300 | 400 | 500 | 600 | 700 | 800 | 800 | 800 | 1370 | 1940 | 2510 | 3080 | 3650 | 3650 | 3650 | 3650 | 3650 | 3650 | 3650 | 3650 | 3650 | 3650 | 3650
| Czech Republic | EU Blue | Hydrogen Evolution | Capacity (MW) | Low Carbon | Nuclear | Nuclear | 3936 | 3936 | 3936 | 3936 | 3936 | 3936 | 3936 | 3936 | 5536 | 5536 | 5536 | 5066 | 4596 | 5726 | 5256 | 5256 | 6856 | 6856 | 6856 | 6856 | 6856 | 6856 | 8456 | 8456 | 8456 | 8456 | 8456 | 8456
| Czech Republic | EU Blue | Hydrogen Evolution | Capacity (MW) | Storage | Storage | Pumped Hydro | 1172 | 1172 | 1172 | 1172 | 1172 | 1172 | 1172 | 1172 | 1172 | 1172 | 1172 | 1172 | 1172 | 1172 | 1172 | 1172 | 1172 | 1172 | 1172 | 1172 | 1172 | 1172 | 1172 | 1172 | 1172 | 1172 | 1172 | 1172
| Czech Republic | EU Blue | Hydrogen Evolution | Capacity (MW) | Renewable | Hydro | Run-of-river Hydro | 761.84 | 761.84 | 761.84 | 761.84 | 761.84 | 761.84 | 761.84 | 761.84 | 761.84 | 761.84 | 761.84 | 761.84 | 761.84 | 761.84 | 761.84 | 761.84 | 761.84 | 761.84 | 761.84 | 761.84 | 761.84 | 761.84 | 761.84 | 761.84 | 761.84 | 761.84 | 761.84 | 761.84
| Czech Republic | EU Blue | Hydrogen Evolution | Capacity (MW) | Renewable | Solar | Solar PV | 2503.81 | 2763.27 | 2988.79 | 3607.0638 | 4225.3376 | 4843.6114 | 5461.8852 | 6080.159 | 6269.3214 | 6458.4838 | 6647.6462 | 6836.8086 | 7025.971 | 7315.1356 | 7604.3002 | 7893.4648 | 8182.6294 | 8471.794 | 8779.4716 | 9087.1492 | 9394.8268 | 9702.5044 | 10010.182 | 10102.7062 | 10195.2304 | 10287.7546 | 10380.2788 | 10472.803
| Czech Republic | EU Blue | Hydrogen Evolution | Capacity (MW) | Renewable | Onshore Wind | Wind Onshore | 505 | 565 | 635.87 | 809.8954 | 983.9208 | 1157.9462 | 1331.9716 | 1505.997 | 1729.9972 | 1953.9974 | 2177.9976 | 2401.9978 | 2625.998 | 2675.9982 | 2725.9984 | 2775.9986 | 2825.9988 | 2875.999 | 2875.9994 | 2875.9998 | 2876.0002 | 2876.0006 | 2876.001 | 2941.0584 | 3006.1158 | 3071.1732 | 3136.2306 | 3201.288
| Czech Republic | EU Green | Holistic Transition | Demand (TWh) | Demand | Demand | Demand Total (TWh) | 71.01 | 72.35 | 73.33 | 75.49 | 77.32 | 79.35 | 81.05 | 83.11 | 84.95 | 86.2 | 87.02 | 88.08 | 89.14 | 90.47 | 91.29 | 92.29 | 93.23 | 94.37 | 94.39 | 95.09 | 95.75 | 96.62 | 96.89 | 97.35 | 97.71 | 98.37 | 98.48 | 98.87
| Czech Republic | EU Blue | Hydrogen Evolution | Demand (TWh) | Demand | Demand | Demand Total (TWh) | 71.01 | 72.35 | 73.71 | 75.19 | 76.65 | 78.23 | 79.53 | 80.96 | 81.74 | 82.68 | 83.28 | 84.01 | 84.74 | 85.83 | 86.35 | 87.17 | 87.9 | 88.96 | 88.78 | 89.36 | 89.81 | 90.57 | 90.85 | 91.25 | 91.72 | 92.45 | 92.58 | 93.02
| Denmark | EU Green | Holistic Transition | Capacity (MW) | Storage | Storage | Battery | 108 | 133 | 144 | 192 | 240 | 288 | 336 | 384 | 396 | 408 | 420 | 432 | 444 | 462 | 480 | 498 | 516 | 534 | 546 | 558 | 570 | 582 | 594 | 606 | 618 | 630 | 642 | 654
| Denmark | EU Green | Holistic Transition | Capacity (MW) | Renewable | Biomass | Biomass | 2534 | 2534 | 2534 | 2534 | 2534 | 2534 | 2534 | 2534 | 2534 | 2534 | 2534 | 2534 | 2534 | 2534 | 2534 | 2534 | 2534 | 2534 | 2534 | 2534 | 2534 | 2534 | 2534 | 2534 | 2534 | 2534 | 2534 | 2534
| Denmark | EU Green | Holistic Transition | Capacity (MW) | Low Carbon | CCS | Biomass CCS | 0 | 0 | 0 | 0 | 0 | 0 | 0 | 0 | 60 | 120 | 180 | 240 | 300 | 360 | 420 | 480 | 540 | 600 | 660 | 720 | 780 | 840 | 900 | 960 | 1020 | 1080 | 1140 | 1200
| Denmark | EU Green | Holistic Transition | Capacity (MW) | Thermal | Coal | Coal | 1177 | 436 | 436 | 436 | 436 | 436 | 436 | 0 | 0 | 0 | 0 | 0 | 0 | 0 | 0 | 0 | 0 | 0 | 0 | 0 | 0 | 0 | 0 | 0 | 0 | 0 | 0 | 0
| Denmark | EU Green | Holistic Transition | Capacity (MW) | Thermal | Gas | Fossil Gas | 1059 | 1059 | 817 | 763 | 763 | 692 | 692 | 628 | 628 | 628 | 628 | 628 | 628 | 628 | 628 | 628 | 628 | 628 | 628 | 628 | 628 | 628 | 571 | 571 | 571 | 571 | 571 | 571
| Denmark | EU Green | Holistic Transition | Capacity (MW) | Thermal | Other Thermal | Fossil Oil | 665 | 665 | 665 | 665 | 665 | 665 | 665 | 0 | 0 | 0 | 0 | 0 | 0 | 0 | 0 | 0 | 0 | 0 | 0 | 0 | 0 | 0 | 0 | 0 | 0 | 0 | 0 | 0
| Denmark | EU Green | Holistic Transition | Capacity (MW) | Low Carbon | Low Carbon | GT Hydrogen | 0 | 0 | 0 | 458 | 916 | 1374 | 1832 | 2290 | 2724 | 3158 | 3592 | 4026 | 4460 | 4822 | 5184 | 5546 | 5908 | 6270 | 6270 | 6270 | 6270 | 6270 | 6270 | 6270 | 6270 | 6270 | 6270 | 6270
| Denmark | EU Green | Holistic Transition | Capacity (MW) | Renewable | Solar | Solar PV | 2508.2 | 3140.21 | 3777.14 | 4207.5324 | 4637.9248 | 5068.3172 | 5498.7096 | 5929.102 | 6116.036 | 6302.97 | 6489.904 | 6676.838 | 6863.772 | 6989.4428 | 7115.1136 | 7240.7844 | 7366.4552 | 7492.126 | 7638.342 | 7784.558 | 7930.774 | 8076.99 | 8223.206 | 8319.4346 | 8415.6632 | 8511.8918 | 8608.1204 | 8704.349
| Denmark | EU Green | Holistic Transition | Capacity (MW) | Renewable | Offshore Wind | Wind Offshore | 2305 | 2655 | 2880 | 3536.0178 | 4192.0356 | 4848.0534 | 5504.0712 | 6160.089 | 7806.0884 | 9452.0878 | 11098.0872 | 12744.0866 | 14390.086 | 15958.0876 | 17526.0892 | 19094.0908 | 20662.0924 | 22230.094 | 22664.094 | 23098.094 | 23532.094 | 23966.094 | 24400.094 | 24434.0942 | 24468.0944 | 24502.0946 | 24536.0948 | 24570.095
| Denmark | EU Green | Holistic Transition | Capacity (MW) | Renewable | Onshore Wind | Wind Onshore | 5010.06 | 5097.8 | 5238.5 | 5406.6818 | 5574.8636 | 5743.0454 | 5911.2272 | 6079.409 | 6099.4086 | 6119.4082 | 6139.4078 | 6159.4074 | 6179.407 | 6193.4058 | 6207.4046 | 6221.4034 | 6235.4022 | 6249.401 | 6249.401 | 6249.401 | 6249.401 | 6249.401 | 6249.401 | 6249.4012 | 6249.4014 | 6249.4016 | 6249.4018 | 6249.402
| Denmark | EU Blue | Hydrogen Evolution | Capacity (MW) | Storage | Storage | Battery | 108 | 133 | 144 | 188 | 232 | 276 | 320 | 364 | 420 | 476 | 532 | 588 | 644 | 652 | 660 | 668 | 676 | 684 | 688 | 692 | 696 | 700 | 704 | 728 | 752 | 776 | 800 | 824
| Denmark | EU Blue | Hydrogen Evolution | Capacity (MW) | Renewable | Biomass | Biomass | 2534 | 2534 | 2534 | 2534 | 2534 | 2534 | 2534 | 2534 | 2534 | 2534 | 2534 | 2534 | 2534 | 2534 | 2534 | 2534 | 2534 | 2534 | 2534 | 2534 | 2534 | 2534 | 2534 | 2534 | 2534 | 2534 | 2534 | 2534
| Denmark | EU Blue | Hydrogen Evolution | Capacity (MW) | Low Carbon | CCS | Biomass CCS | 0 | 0 | 0 | 60 | 120 | 180 | 240 | 300 | 336 | 372 | 408 | 444 | 480 | 516 | 552 | 588 | 624 | 660 | 678 | 696 | 720 | 738 | 756 | 756 | 756 | 756 | 756 | 756
| Denmark | EU Blue | Hydrogen Evolution | Capacity (MW) | Thermal | Coal | Coal | 1177 | 436 | 436 | 436 | 436 | 436 | 436 | 0 | 0 | 0 | 0 | 0 | 0 | 0 | 0 | 0 | 0 | 0 | 0 | 0 | 0 | 0 | 0 | 0 | 0 | 0 | 0 | 0
| Denmark | EU Blue | Hydrogen Evolution | Capacity (MW) | Thermal | Gas | Fossil Gas | 1059 | 1059 | 817 | 763 | 763 | 692 | 692 | 628 | 628 | 628 | 628 | 628 | 628 | 628 | 628 | 628 | 628 | 528 | 528 | 528 | 528 | 528 | 471 | 471 | 471 | 471 | 471 | 471
| Denmark | EU Blue | Hydrogen Evolution | Capacity (MW) | Thermal | Other Thermal | Fossil Oil | 665 | 665 | 665 | 665 | 665 | 665 | 665 | 0 | 0 | 0 | 0 | 0 | 0 | 0 | 0 | 0 | 0 | 0 | 0 | 0 | 0 | 0 | 0 | 0 | 0 | 0 | 0 | 0
| Denmark | EU Blue | Hydrogen Evolution | Capacity (MW) | Low Carbon | Low Carbon | GT Hydrogen | 0 | 0 | 0 | 0 | 0 | 0 | 0 | 0 | 334 | 668 | 1002 | 1336 | 1670 | 1992 | 2314 | 2636 | 2958 | 3280 | 3602 | 3924 | 4246 | 4568 | 4890 | 4944 | 4998 | 5052 | 5106 | 5160
| Denmark | EU Blue | Hydrogen Evolution | Capacity (MW) | Renewable | Solar | Solar PV | 2508.2 | 3140.21 | 3777.14 | 4027.5342 | 4277.9284 | 4528.3226 | 4778.7168 | 5029.111 | 5148.0442 | 5266.9774 | 5385.9106 | 5504.8438 | 5623.777 | 5691.4482 | 5759.1194 | 5826.7906 | 5894.4618 | 5962.133 | 6030.349 | 6098.565 | 6166.781 | 6234.997 | 6303.213 | 6377.443 | 6451.673 | 6525.903 | 6600.133 | 6674.363
| Denmark | EU Blue | Hydrogen Evolution | Capacity (MW) | Renewable | Offshore Wind | Wind Offshore | 2305 | 2655 | 2880 | 4250.018 | 5620.036 | 6990.054 | 8360.072 | 9730.09 | 10496.0896 | 11262.0892 | 12028.0888 | 12794.0884 | 13560.088 | 14162.0886 | 14764.0892 | 15366.0898 | 15968.0904 | 16570.091 | 17000.0906 | 17430.0902 | 17860.0898 | 18290.0894 | 18720.089 | 19192.0898 | 19664.0906 | 20136.0914 | 20608.0922 | 21080.093
| Denmark | EU Blue | Hydrogen Evolution | Capacity (MW) | Renewable | Onshore Wind | Wind Onshore | 5010.06 | 5097.8 | 5238.5 | 5286.6826 | 5334.8652 | 5383.0478 | 5431.2304 | 5479.413 | 5483.4128 | 5487.4126 | 5491.4124 | 5495.4122 | 5499.412 | 5513.4124 | 5527.4128 | 5541.4132 | 5555.4136 | 5569.414 | 5609.414 | 5649.414 | 5689.414 | 5729.414 | 5769.414 | 5807.414 | 5845.414 | 5883.414 | 5921.414 | 5959.414
| Denmark | EU Green | Holistic Transition | Demand (TWh) | Demand | Demand | Demand Total (TWh) | 40.81 | 42.72 | 44.31 | 46.94 | 48.83 | 50.84 | 52.72 | 54.77 | 57.16 | 59.71 | 61.88 | 64.18 | 66.38 | 68.75 | 70.75 | 72.75 | 74.9 | 76.89 | 78.51 | 80.32 | 82.2 | 84.17 | 85.64 | 87.29 | 88.76 | 90.51 | 91.74 | 93.39
| Denmark | EU Blue | Hydrogen Evolution | Demand (TWh) | Demand | Demand | Demand Total (TWh) | 40.87 | 42.79 | 44.99 | 46.73 | 48.39 | 50.08 | 51.49 | 54.42 | 56.91 | 59.48 | 61.81 | 64.28 | 82.48 | 93.54 | 96.8 | 97.02 | 98.86 | 123.45 | 124.03 | 126.08 | 129.07 | 130.87 | 134.33 | 136.81 | 139.37 | 141.47 | 143.27 | 145.51
| Finland | EU Green | Holistic Transition | Capacity (MW) | Storage | Storage | Battery | 149 | 182.5 | 197.5 | 334 | 470 | 606 | 742 | 878 | 878 | 878 | 878 | 878 | 878 | 878 | 878 | 878 | 878 | 878 | 878 | 878 | 878 | 878 | 878 | 878 | 878 | 878 | 878 | 878
| Finland | EU Green | Holistic Transition | Capacity (MW) | Renewable | Biomass | Biomass | 1400 | 1400 | 1400 | 1300 | 1500 | 1600 | 1600 | 1600 | 1600 | 1600 | 1600 | 1600 | 1600 | 1600 | 1600 | 1600 | 1600 | 1600 | 1600 | 1600 | 1600 | 1600 | 1600 | 1600 | 1600 | 1600 | 1600 | 1600
| Finland | EU Green | Holistic Transition | Capacity (MW) | Low Carbon | CCS | Biomass CCS | 0 | 0 | 0 | 0 | 0 | 0 | 0 | 0 | 0 | 0 | 0 | 0 | 0 | 60 | 120 | 180 | 240 | 300 | 396 | 492 | 588 | 684 | 780 | 876 | 972 | 1068 | 1164 | 1260
| Finland | EU Green | Holistic Transition | Capacity (MW) | Thermal | Gas | CCGT CHP | 5977 | 5765 | 5602 | 5244 | 4922 | 4850 | 4850 | 2969 | 2969 | 2969 | 2894 | 2894 | 2894 | 2894 | 2894 | 2789 | 2737 | 2442 | 2212 | 2212 | 2107 | 2107 | 2107 | 2032 | 2032 | 1462 | 1462 | 1462
| Finland | EU Green | Holistic Transition | Capacity (MW) | Low Carbon | Low Carbon | GT Hydrogen | 0 | 0 | 0 | 0 | 0 | 0 | 0 | 0 | 149 | 298 | 447 | 596 | 745 | 1028 | 1310 | 1592 | 1875 | 2157 | 2157 | 2157 | 2157 | 2157 | 2157 | 2157 | 2157 | 2157 | 2157 | 2157
| Finland | EU Green | Holistic Transition | Capacity (MW) | Low Carbon | Nuclear | Nuclear | 4394 | 4394 | 4394 | 4394 | 3887 | 3887 | 3887 | 3380 | 3380 | 3380 | 3380 | 3380 | 4980 | 4980 | 4535 | 4090 | 3645 | 3200 | 3200 | 3200 | 3200 | 3200 | 3200 | 3200 | 3200 | 3200 | 3200 | 3200
| Finland | EU Green | Holistic Transition | Capacity (MW) | Renewable | Hydro | Run-of-river Hydro | 3208.2 | 3212.3 | 3216.3999 | 3220.5 | 3224.6001 | 3228.7 | 3232.8 | 3236.6001 | 3236.6001 | 3236.6001 | 3236.6001 | 3236.6001 | 3236.6001 | 3236.6001 | 3236.6001 | 3236.6001 | 3236.6001 | 3236.6001 | 3236.6001 | 3236.6001 | 3236.6001 | 3236.6001 | 3236.6001 | 3236.6001 | 3236.6001 | 3236.6001 | 3236.6001 | 3236.6001
| Finland | EU Green | Holistic Transition | Capacity (MW) | Renewable | Solar | Solar PV | 508.5 | 771.68 | 1097.56 | 1579.032 | 2060.504 | 2541.976 | 3023.448 | 3504.92 | 3522.948 | 3540.976 | 3559.004 | 3577.032 | 3595.06 | 3613.0882 | 3631.1164 | 3649.1446 | 3667.1728 | 3685.201 | 3700.727 | 3716.253 | 3731.779 | 3747.305 | 3762.831 | 3778.451 | 3794.071 | 3809.691 | 3825.311 | 3840.931
| Finland | EU Green | Holistic Transition | Capacity (MW) | Renewable | Offshore Wind | Wind Offshore | 70.7 | 70.7 | 70.7 | 772.7 | 1474.7 | 2176.7 | 2878.7 | 3580.7 | 3580.7 | 3580.7 | 3580.7 | 3580.7 | 3580.7 | 4314.7 | 5048.7 | 5782.7 | 6516.7 | 7250.7 | 7444.6994 | 7638.6988 | 7832.6982 | 8026.6976 | 8220.697 | 8454.6976 | 8688.6982 | 8922.6988 | 9156.6994 | 9390.7
| Finland | EU Green | Holistic Transition | Capacity (MW) | Renewable | Onshore Wind | Wind Onshore | 5809.35 | 6994.85 | 7615.75 | 8717.85 | 9819.95 | 10922.05 | 12024.15 | 13126.25 | 14228.25 | 15330.25 | 16432.25 | 17534.25 | 18636.25 | 19418.25 | 20200.25 | 20982.25 | 21764.25 | 22546.25 | 23226.25 | 23906.25 | 24586.25 | 25266.25 | 25946.25 | 26626.2502 | 27306.2504 | 27986.2506 | 28666.2508 | 29346.251
| Finland | EU Blue | Hydrogen Evolution | Capacity (MW) | Storage | Storage | Battery | 149 | 182.5 | 197.5 | 302 | 406 | 510 | 614 | 718 | 854 | 990 | 1126 | 1262 | 1398 | 1398 | 1398 | 1398 | 1398 | 1398 | 1398 | 1398 | 1398 | 1398 | 1398 | 1398 | 1398 | 1398 | 1398 | 1398
| Finland | EU Blue | Hydrogen Evolution | Capacity (MW) | Renewable | Biomass | Biomass | 1400 | 1400 | 1400 | 1300 | 1500 | 1600 | 1600 | 1600 | 1600 | 1600 | 1600 | 1600 | 1600 | 1600 | 1600 | 1600 | 1600 | 1600 | 1600 | 1600 | 1600 | 1600 | 1600 | 1600 | 1600 | 1600 | 1600 | 1600
| Finland | EU Blue | Hydrogen Evolution | Capacity (MW) | Low Carbon | CCS | Biomass CCS | 0 | 0 | 0 | 0 | 0 | 0 | 0 | 0 | 0 | 0 | 0 | 0 | 0 | 36 | 72 | 108 | 144 | 180 | 180 | 180 | 180 | 180 | 180 | 180 | 180 | 180 | 180 | 180
| Finland | EU Blue | Hydrogen Evolution | Capacity (MW) | Thermal | Gas | CCGT CHP | 5977 | 5765 | 5602 | 5244 | 4922 | 4850 | 4850 | 2969 | 2969 | 2969 | 2894 | 2894 | 2894 | 2894 | 2894 | 2789 | 2737 | 2442 | 2212 | 2212 | 2107 | 2107 | 2107 | 2032 | 2032 | 1462 | 1462 | 1462
| Finland | EU Blue | Hydrogen Evolution | Capacity (MW) | Low Carbon | Low Carbon | GT Hydrogen | 0 | 0 | 0 | 0 | 0 | 0 | 0 | 0 | 0 | 0 | 0 | 0 | 0 | 82 | 165 | 247 | 329 | 412 | 412 | 412 | 412 | 412 | 412 | 518 | 624 | 731 | 837 | 943
| Finland | EU Blue | Hydrogen Evolution | Capacity (MW) | Low Carbon | Nuclear | Nuclear | 4394 | 4394 | 4394 | 4394 | 3887 | 3887 | 3887 | 3380 | 3380 | 3380 | 3380 | 3380 | 4980 | 4980 | 4535 | 4090 | 3645 | 3200 | 3200 | 3200 | 3200 | 3200 | 3200 | 3200 | 3200 | 3200 | 3200 | 3200
| Finland | EU Blue | Hydrogen Evolution | Capacity (MW) | Renewable | Hydro | Run-of-river Hydro | 3208.2 | 3212.3 | 3216.3999 | 3220.5 | 3224.6001 | 3228.7 | 3232.8 | 3236.6001 | 3236.6001 | 3236.6001 | 3236.6001 | 3236.6001 | 3236.6001 | 3236.6001 | 3236.6001 | 3236.6001 | 3236.6001 | 3236.6001 | 3236.6001 | 3236.6001 | 3236.6001 | 3236.6001 | 3236.6001 | 3236.6001 | 3236.6001 | 3236.6001 | 3236.6001 | 3236.6001
| Finland | EU Blue | Hydrogen Evolution | Capacity (MW) | Renewable | Solar | Solar PV | 508.5 | 771.68 | 1097.56 | 1515.0314 | 1932.5028 | 2349.9742 | 2767.4456 | 3184.917 | 3202.9462 | 3220.9754 | 3239.0046 | 3257.0338 | 3275.063 | 3293.0912 | 3311.1194 | 3329.1476 | 3347.1758 | 3365.204 | 3380.7304 | 3396.2568 | 3411.7832 | 3427.3096 | 3442.836 | 3458.4564 | 3474.0768 | 3489.6972 | 3505.3176 | 3520.938
| Finland | EU Blue | Hydrogen Evolution | Capacity (MW) | Renewable | Offshore Wind | Wind Offshore | 70.7 | 70.7 | 70.7 | 1476.8044 | 2882.9088 | 4289.0132 | 5695.1176 | 7101.222 | 7929.1174 | 8757.0128 | 9584.9082 | 10412.8036 | 11240.699 | 11590.6994 | 11940.6998 | 12290.7002 | 12640.7006 | 12990.701 | 13510.701 | 14030.701 | 14550.701 | 15070.701 | 15590.701 | 16214.701 | 16838.701 | 17462.701 | 18086.701 | 18710.701
| Finland | EU Blue | Hydrogen Evolution | Capacity (MW) | Renewable | Onshore Wind | Wind Onshore | 5809.35 | 6994.85 | 7615.75 | 8957.85 | 10299.95 | 11642.05 | 12984.15 | 14326.25 | 15013.902 | 15701.554 | 16389.206 | 17076.858 | 17764.51 | 17764.51 | 17764.51 | 17764.51 | 17764.51 | 17764.51 | 17764.51 | 17764.51 | 17764.51 | 17764.51 | 17764.51 | 17930.511 | 18096.512 | 18262.513 | 18428.514 | 18594.515
| Finland | EU Green | Holistic Transition | Demand (TWh) | Demand | Demand | Demand Total (TWh) | 90.11 | 91.61 | 92.52 | 95.15 | 96.88 | 98.82 | 100.39 | 102.09 | 105.45 | 109.25 | 112.52 | 116.37 | 120.32 | 124.16 | 127.76 | 130.74 | 136.8 | 140.69 | 143.14 | 146.15 | 148.66 | 151.77 | 154.31 | 152.19 | 154.77 | 157.84 | 159.92 | 162.79
| Finland | EU Blue | Hydrogen Evolution | Demand (TWh) | Demand | Demand | Demand Total (TWh) | 90.38 | 92 | 93.96 | 96.9 | 98.52 | 100.28 | 101.67 | 103.15 | 106.34 | 109.78 | 113.16 | 116.9 | 127.43 | 130.76 | 131.93 | 133.78 | 135.44 | 136.83 | 139.14 | 141.67 | 143.62 | 146.52 | 150.1 | 154.49 | 157.81 | 162.18 | 165.07 | 168.34
| France | EU Green | Holistic Transition | Capacity (MW) | Storage | Storage | Battery | 100 | 125 | 250 | 1185 | 1419.5 | 1654.5 | 1889.5 | 2124 | 2436 | 2748 | 3060 | 3372 | 3684 | 4248 | 4812 | 5376 | 5940 | 6504 | 6954 | 7404 | 7854 | 8304 | 8754 | 9416 | 10078 | 10740 | 11402 | 12064
| France | EU Green | Holistic Transition | Capacity (MW) | Renewable | Biomass | Biomass | 2120 | 2120 | 2120 | 2120 | 2120 | 2120 | 2120 | 2120 | 2120 | 2120 | 2120 | 2120 | 2120 | 2120 | 2120 | 2120 | 2120 | 2120 | 2120 | 2120 | 2120 | 2120 | 2120 | 2120 | 2120 | 2120 | 2120 | 2120
| France | EU Green | Holistic Transition | Capacity (MW) | Low Carbon | CCS | Biomass CCS | 0 | 0 | 0 | 0 | 0 | 0 | 0 | 0 | 0 | 0 | 0 | 0 | 0 | 0 | 0 | 0 | 0 | 0 | 204 | 408 | 612 | 816 | 1020 | 1020 | 1020 | 1020 | 1020 | 1020
| France | EU Green | Holistic Transition | Capacity (MW) | Thermal | Coal | Coal | 1755 | 1755 | 1755 | 0 | 0 | 0 | 0 | 0 | 0 | 0 | 0 | 0 | 0 | 0 | 0 | 0 | 0 | 0 | 0 | 0 | 0 | 0 | 0 | 0 | 0 | 0 | 0 | 0
| France | EU Green | Holistic Transition | Capacity (MW) | Thermal | Gas | Fossil Gas | 11680 | 11480 | 11280 | 11380 | 11830 | 12030 | 12086 | 12486 | 12386 | 12286 | 12286 | 12106 | 11223.08 | 10940 | 10840 | 10840 | 10219.86 | 10548.69 | 8984.4 | 8397.45 | 7615.85 | 7481 | 7781 | 6919.65 | 6750 | 6750 | 6750 | 6750
| France | EU Green | Holistic Transition | Capacity (MW) | Thermal | Other Thermal | Fossil Oil | 1640 | 1640 | 1640 | 1506 | 1381 | 1381 | 1381 | 1041 | 1041 | 1041 | 1041 | 1041 | 1041 | 1041 | 912 | 552 | 370 | 0 | 0 | 0 | 0 | 0 | 0 | 0 | 0 | 0 | 0 | 0
| France | EU Green | Holistic Transition | Capacity (MW) | Low Carbon | Low Carbon | GT Hydrogen | 0 | 0 | 0 | 400 | 400 | 400 | 400 | 500 | 1966 | 3432 | 4898 | 6364 | 7830 | 8230 | 8630 | 9030 | 9430 | 9830 | 13692 | 17553 | 21415 | 25276 | 29138 | 29538 | 29938 | 30338 | 30738 | 31138
| France | EU Green | Holistic Transition | Capacity (MW) | Renewable | Marine | Marine | 240 | 240 | 240 | 240 | 240 | 240 | 240 | 240 | 240 | 240 | 240 | 240 | 240 | 240 | 240 | 240 | 240 | 240 | 240 | 240 | 240 | 240 | 240 | 240 | 240 | 240 | 240 | 240
| France | EU Green | Holistic Transition | Capacity (MW) | Low Carbon | Nuclear | Nuclear | 63020 | 63020 | 63020 | 63020 | 63020 | 62110 | 61200 | 60320 | 58550 | 58550 | 57660 | 57660 | 56750 | 54930 | 53100 | 52010 | 48355 | 47225 | 43585 | 39930 | 37270 | 32365 | 29735 | 27500 | 26165 | 24855 | 23555 | 22245
| France | EU Green | Holistic Transition | Capacity (MW) | Storage | Storage | Pumped Hydro | 5101 | 5101 | 5101 | 5101 | 5101 | 5101 | 5101 | 5101 | 5101 | 5101 | 5101 | 5101 | 5101 | 5101 | 5101 | 5101 | 5101 | 5101 | 5101 | 5101 | 5101 | 5101 | 5101 | 5101 | 5101 | 5101 | 5101 | 5101
| France | EU Green | Holistic Transition | Capacity (MW) | Renewable | Hydro | Run-of-river Hydro | 20450.5605 | 20628.3301 | 20806.1094 | 20983.8906 | 21161.6699 | 21339.4395 | 21517.2207 | 21695 | 21755 | 21815 | 21875 | 21935 | 21995 | 22055 | 22115 | 22175 | 22235 | 22295 | 22295 | 22295 | 22295 | 22295 | 22295 | 22295 | 22295 | 22295 | 22295 | 22295
| France | EU Green | Holistic Transition | Capacity (MW) | Renewable | Solar | Solar PV | 17000 | 19555.39 | 22131.78 | 27393.1456 | 32654.5112 | 37915.8768 | 43177.2424 | 48438.608 | 53560.8504 | 58683.0928 | 63805.3352 | 68927.5776 | 74049.82 | 79692.3528 | 85334.8856 | 90977.4184 | 96619.9512 | 102262.484 | 107524.255 | 112786.026 | 118047.797 | 123309.568 | 128571.339 | 129722.959 | 130874.579 | 132026.199 | 133177.819 | 134329.439
| France | EU Green | Holistic Transition | Capacity (MW) | Renewable | Waste | Waste | 55 | 55 | 55 | 55 | 55 | 55 | 55 | 0 | 0 | 0 | 0 | 0 | 0 | 0 | 0 | 0 | 0 | 0 | 0 | 0 | 0 | 0 | 0 | 0 | 0 | 0 | 0 | 0
| France | EU Green | Holistic Transition | Capacity (MW) | Renewable | Offshore Wind | Wind Offshore | 480 | 1559 | 2009 | 2774 | 3539 | 4304 | 5069 | 5834 | 7352 | 8870 | 10388 | 11906 | 13424 | 16352 | 19280 | 22208 | 25136 | 28064 | 30991.9998 | 33919.9996 | 36847.9994 | 39775.9992 | 42703.999 | 45631.999 | 48559.999 | 51487.999 | 54415.999 | 57343.999
| France | EU Green | Holistic Transition | Capacity (MW) | Renewable | Onshore Wind | Wind Onshore | 21587.5 | 23075.01 | 24562.5 | 26610.448 | 28658.396 | 30706.344 | 32754.292 | 34802.24 | 37004.392 | 39206.544 | 41408.696 | 43610.848 | 45813 | 47650.7598 | 49488.5196 | 51326.2794 | 53164.0392 | 55001.799 | 57624.027 | 60246.255 | 62868.483 | 65490.711 | 68112.939 | 69372.2532 | 70631.5674 | 71890.8816 | 73150.1958 | 74409.51
| France | EU Blue | Hydrogen Evolution | Capacity (MW) | Storage | Storage | Battery | 100 | 125 | 250 | 768 | 886 | 1004.5 | 1122.5 | 1340.5 | 1440.5 | 1540.5 | 1640.5 | 1740.5 | 1840.5 | 1940.5 | 2040.5 | 2140.5 | 2240.5 | 2340.5 | 2440.5 | 2540.5 | 2640.5 | 2740.5 | 2840.5 | 3098.5 | 3356.5 | 3614.5 | 3873 | 4131
| France | EU Blue | Hydrogen Evolution | Capacity (MW) | Renewable | Biomass | Biomass | 2120 | 2120 | 2120 | 2120 | 2120 | 2120 | 2120 | 2120 | 2120 | 2120 | 2120 | 2120 | 2120 | 2120 | 2120 | 2120 | 2120 | 2120 | 2120 | 2120 | 2120 | 2120 | 2120 | 2120 | 2120 | 2120 | 2120 | 2120
| France | EU Blue | Hydrogen Evolution | Capacity (MW) | Low Carbon | CCS | Biomass CCS | 0 | 0 | 0 | 0 | 0 | 0 | 0 | 0 | 0 | 0 | 0 | 0 | 0 | 168 | 336 | 504 | 672 | 840 | 1176 | 1512 | 1848 | 2184 | 2520 | 2520 | 2520 | 2520 | 2520 | 2520
| France | EU Blue | Hydrogen Evolution | Capacity (MW) | Thermal | Gas | Fossil Gas | 11680 | 11480 | 11280 | 11380 | 11830 | 12030 | 12086 | 12486 | 12386 | 12286 | 12286 | 12106 | 11223.08 | 10940 | 10840 | 10840 | 10219.86 | 10548.69 | 8984.4 | 8397.45 | 7615.85 | 7481 | 8281 | 7865.65 | 7696 | 7696 | 7696 | 7696
| France | EU Blue | Hydrogen Evolution | Capacity (MW) | Thermal | Coal | Coal | 1755 | 1755 | 1755 | 0 | 0 | 0 | 0 | 0 | 0 | 0 | 0 | 0 | 0 | 0 | 0 | 0 | 0 | 0 | 0 | 0 | 0 | 0 | 0 | 0 | 0 | 0 | 0 | 0
| France | EU Blue | Hydrogen Evolution | Capacity (MW) | Thermal | Other Thermal | Fossil Oil | 1640 | 1640 | 1640 | 1506 | 1381 | 1381 | 1381 | 1041 | 1041 | 1041 | 1041 | 1041 | 1041 | 1041 | 912 | 552 | 370 | 0 | 0 | 0 | 0 | 0 | 0 | 0 | 0 | 0 | 0 | 0
| France | EU Blue | Hydrogen Evolution | Capacity (MW) | Low Carbon | Low Carbon | GT Hydrogen | 0 | 0 | 0 | 400 | 400 | 400 | 400 | 500 | 3411 | 6322 | 9232 | 12143 | 15054 | 15254 | 15454 | 15654 | 15854 | 16054 | 16394 | 16735 | 17075 | 17416 | 17756 | 18006 | 18256 | 18506 | 18756 | 19006
| France | EU Blue | Hydrogen Evolution | Capacity (MW) | Renewable | Hydro | Run-of-river Hydro | 20450.5605 | 20628.3301 | 20806.1094 | 20983.8906 | 21161.6699 | 21339.4395 | 21517.2207 | 21695 | 21755 | 21815 | 21875 | 21935 | 21995 | 22055 | 22115 | 22175 | 22235 | 22295 | 22295 | 22295 | 22295 | 22295 | 22295 | 22295 | 22295 | 22295 | 22295 | 22295
| France | EU Blue | Hydrogen Evolution | Capacity (MW) | Storage | Storage | Pumped Hydro | 5101 | 5101 | 5101 | 5101 | 5101 | 5101 | 5101 | 5101 | 5101 | 5101 | 5101 | 5101 | 5101 | 5101 | 5101 | 5101 | 5101 | 5101 | 5101 | 5101 | 5101 | 5101 | 5101 | 5101 | 5101 | 5101 | 5101 | 5101
| France | EU Blue | Hydrogen Evolution | Capacity (MW) | Renewable | Marine | Marine | 240 | 240 | 240 | 240 | 240 | 240 | 240 | 240 | 240 | 240 | 240 | 240 | 240 | 240 | 240 | 240 | 240 | 240 | 240 | 240 | 240 | 240 | 240 | 240 | 240 | 240 | 240 | 240
| France | EU Blue | Hydrogen Evolution | Capacity (MW) | Low Carbon | Nuclear | Nuclear | 63020 | 63020 | 63020 | 63020 | 63020 | 62110 | 61200 | 60320 | 58550 | 58550 | 57660 | 57660 | 56750 | 56530 | 56300 | 55210 | 53155 | 52025 | 49985 | 46330 | 45270 | 41965 | 40935 | 40300 | 40565 | 42455 | 42755 | 43045
| France | EU Blue | Hydrogen Evolution | Capacity (MW) | Renewable | Solar | Solar PV | 17000 | 19555.39 | 22131.78 | 25459.145 | 28786.51 | 32113.875 | 35441.24 | 38768.605 | 41632.8478 | 44497.0906 | 47361.3334 | 50225.5762 | 53089.819 | 55989.1806 | 58888.5422 | 61787.9038 | 64687.2654 | 67586.627 | 70004.398 | 72422.169 | 74839.94 | 77257.711 | 79675.482 | 80827.1028 | 81978.7236 | 83130.3444 | 84281.9652 | 85433.586
| France | EU Blue | Hydrogen Evolution | Capacity (MW) | Renewable | Waste | Waste | 55 | 55 | 55 | 55 | 55 | 55 | 55 | 0 | 0 | 0 | 0 | 0 | 0 | 0 | 0 | 0 | 0 | 0 | 0 | 0 | 0 | 0 | 0 | 0 | 0 | 0 | 0 | 0
| France | EU Blue | Hydrogen Evolution | Capacity (MW) | Renewable | Offshore Wind | Wind Offshore | 480 | 1559 | 2009 | 2600 | 3191 | 3782 | 4373 | 4964 | 4964.0002 | 4964.0004 | 4964.0006 | 4964.0008 | 4964.001 | 5817.838 | 6671.675 | 7525.512 | 8379.349 | 9233.186 | 10250.5626 | 11267.9392 | 12285.3158 | 13302.6924 | 14320.069 | 17535.1474 | 20750.2258 | 23965.3042 | 27180.3826 | 30395.461
| France | EU Blue | Hydrogen Evolution | Capacity (MW) | Renewable | Onshore Wind | Wind Onshore | 21587.5 | 23075.01 | 24562.5 | 25576.4482 | 26590.3964 | 27604.3446 | 28618.2928 | 29632.241 | 29696.3024 | 29760.3638 | 29824.4252 | 29888.4866 | 29952.548 | 30702.307 | 31452.066 | 32201.825 | 32951.584 | 33701.343 | 33701.5712 | 33701.7994 | 33702.0276 | 33702.2558 | 33702.484 | 33800.3658 | 33898.2476 | 33996.1294 | 34094.0112 | 34191.893
| France | EU Green | Holistic Transition | Demand (TWh) | Demand | Demand | Demand Total (TWh) | 473.75 | 477.62 | 482.02 | 497.96 | 509.72 | 523.45 | 529.49 | 538.29 | 554.72 | 572.86 | 588.55 | 605.6 | 622.07 | 640.13 | 653.72 | 669.3 | 681.08 | 694.76 | 704.81 | 716.8 | 729 | 742.88 | 751.16 | 761.11 | 771.95 | 781.98 | 789.15 | 800.03
| France | EU Blue | Hydrogen Evolution | Demand (TWh) | Demand | Demand | Demand Total (TWh) | 473.75 | 477.62 | 482.02 | 488.17 | 494.72 | 503.34 | 508.64 | 516.22 | 519.61 | 525.2 | 527.39 | 531.79 | 536.27 | 542.89 | 545.79 | 550.57 | 555.25 | 561.75 | 564.1 | 568.08 | 571.52 | 576.9 | 577.87 | 584.62 | 590.97 | 599.39 | 603.36 | 609.29
| Germany | EU Green | Holistic Transition | Capacity (MW) | Storage | Storage | Battery | 1519.5 | 1855.5 | 2145 | 3445 | 4745 | 6044.5 | 7344.5 | 8644.5 | 12574.5 | 15404.5 | 18834.5 | 21664.5 | 25094.5 | 30894.5 | 36294.5 | 41694.5 | 47094.5 | 52494.5 | 54920 | 57546 | 60172 | 62797.5 | 65423.5 | 69530 | 73436.5 | 77542.5 | 81649 | 86355
| Germany | EU Green | Holistic Transition | Capacity (MW) | Renewable | Biomass | Biomass | 9890.4 | 10320.4 | 10760.4 | 11190.4 | 11670.4 | 12110.4 | 12110.4 | 12110.4 | 12110.4 | 12110.4 | 12110.4 | 12110.4 | 12110.4 | 12110.4 | 12110.4 | 12110.4 | 12110.4 | 12110.4 | 12110.4 | 12110.4 | 12110.4 | 12110.4 | 12110.4 | 12110.4 | 12110.4 | 12110.4 | 12110.4 | 12110.4
| Germany | EU Green | Holistic Transition | Capacity (MW) | Low Carbon | CCS | Biomass CCS | 0 | 0 | 0 | 0 | 0 | 0 | 0 | 0 | 0 | 0 | 0 | 0 | 0 | 0 | 0 | 0 | 0 | 0 | 612 | 1224 | 1836 | 2448 | 3060 | 3648 | 4236 | 4824 | 5412 | 6000
| Germany | EU Green | Holistic Transition | Capacity (MW) | Thermal | Coal | Coal | 28090.9 | 26103.9 | 25146.5 | 21766.5 | 20459.5 | 16500.9 | 13817.6 | 13382.6 | 10337.6 | 10337.6 | 9338 | 7749 | 6007 | 6007 | 6007 | 4955 | 400 | 400 | 400 | 400 | 400 | 400 | 400 | 0 | 0 | 0 | 0 | 0
| Germany | EU Green | Holistic Transition | Capacity (MW) | Thermal | Gas | Fossil Gas | 32932.52 | 33432.82 | 33774.42 | 34525.236 | 34991.32 | 35861.67 | 36043.704 | 35604.38 | 35115.1 | 35077.819 | 34812.7 | 34547.92 | 33477.19 | 32904.1 | 31388.58 | 30460.1 | 30332.12 | 27284.47 | 25859.82 | 25773.915 | 25469.28 | 25215.5 | 22363 | 21089.04 | 20752 | 20552 | 20352 | 20152
| Germany | EU Green | Holistic Transition | Capacity (MW) | Thermal | Other Thermal | Fossil Oil | 3031.2 | 2496.2 | 2496.2 | 2496.2 | 2403.7 | 2403.7 | 2169.7 | 857.1 | 857.1 | 857.1 | 857.1 | 760 | 760 | 760 | 760 | 760 | 700 | 650 | 650 | 650 | 650 | 650 | 650 | 650 | 650 | 650 | 650 | 150
| Germany | EU Green | Holistic Transition | Capacity (MW) | Low Carbon | Low Carbon | GT Hydrogen | 0 | 0 | 0 | 5082 | 10164 | 15246 | 20328 | 25409 | 26209 | 26309 | 26409 | 26509 | 26609 | 27009 | 27409 | 27809 | 28209 | 28809 | 29009 | 29609 | 30209 | 30809 | 31409 | 32709 | 34009 | 34909 | 35809 | 36709
| Germany | EU Green | Holistic Transition | Capacity (MW) | Renewable | Other Renewables | Other RES | 0 | 0 | 0 | 0 | 0 | 0 | 0 | 500 | 500 | 500 | 500 | 500 | 500 | 500 | 500 | 500 | 500 | 500 | 500 | 500 | 500 | 500 | 500 | 500 | 500 | 500 | 500 | 500
| Germany | EU Green | Holistic Transition | Capacity (MW) | Storage | Storage | Pumped Hydro | 8437.5 | 8437.5 | 8437.5 | 8437.5 | 8437.5 | 8437.5 | 8437.5 | 8437.5 | 8437.5 | 8437.5 | 8437.5 | 8437.5 | 8437.5 | 8437.5 | 8437.5 | 8437.5 | 8437.5 | 8437.5 | 8437.5 | 8437.5 | 8437.5 | 8437.5 | 8437.5 | 8437.5 | 8437.5 | 8437.5 | 8437.5 | 8437.5
| Germany | EU Green | Holistic Transition | Capacity (MW) | Renewable | Hydro | Run-of-river Hydro | 4372.13 | 4372.13 | 4372.13 | 4372.13 | 4372.13 | 4372.13 | 4372.13 | 4372.13 | 4372.13 | 4372.13 | 4372.13 | 4372.13 | 4372.13 | 4372.13 | 4372.13 | 4372.13 | 4372.13 | 4372.13 | 4372.13 | 4372.13 | 4372.13 | 4372.13 | 4372.13 | 4372.13 | 4372.13 | 4372.13 | 4372.13 | 4372.13
| Germany | EU Green | Holistic Transition | Capacity (MW) | Renewable | Solar | Solar PV | 67604.51 | 75961.49 | 86692.01 | 100644.1486 | 114596.2872 | 128548.4258 | 142500.5644 | 156452.703 | 166552.015 | 176651.327 | 186750.639 | 196849.951 | 206949.263 | 223577.6638 | 240206.0646 | 256834.4654 | 273462.8662 | 290091.267 | 313385.2172 | 336679.1674 | 359973.1176 | 383267.0678 | 406561.018 | 409885.485 | 413209.952 | 416534.419 | 419858.886 | 423183.353
| Germany | EU Green | Holistic Transition | Capacity (MW) | Renewable | Waste | Waste | 1900.2 | 1900.2 | 1900.2 | 1900.2 | 1900.2 | 1900.2 | 1900.2 | 1600 | 1600 | 1600 | 1600 | 1600 | 1600 | 1600 | 1600 | 1600 | 1600 | 1600 | 1600 | 1600 | 1600 | 1600 | 1600 | 1600 | 1600 | 1600 | 1600 | 1600
| Germany | EU Green | Holistic Transition | Capacity (MW) | Renewable | Offshore Wind | Wind Offshore | 8418.4 | 8913.4 | 10167 | 16410.478 | 22653.956 | 28897.434 | 35140.912 | 41384.39 | 45855.2638 | 50326.1376 | 54797.0114 | 59267.8852 | 63738.759 | 66989.199 | 70239.639 | 73490.079 | 76740.519 | 79990.959 | 79990.999 | 79991.039 | 79991.079 | 79991.119 | 79991.159 | 79991.121 | 79991.083 | 79991.045 | 79991.007 | 79990.969
| Germany | EU Green | Holistic Transition | Capacity (MW) | Renewable | Onshore Wind | Wind Onshore | 60217.86 | 63171.12 | 66573.29 | 72460.8582 | 78348.4264 | 84235.9946 | 90123.5628 | 96011.131 | 102599.23 | 109187.329 | 115775.428 | 122363.527 | 128951.626 | 133009.1224 | 137066.6188 | 141124.1152 | 145181.6116 | 149239.108 | 149533.306 | 149827.504 | 150121.702 | 150415.9 | 150710.098 | 150966.0924 | 151222.0868 | 151478.0812 | 151734.0756 | 151990.07
| Germany | EU Blue | Hydrogen Evolution | Capacity (MW) | Storage | Storage | Battery | 1519.5 | 1855.5 | 2145 | 5745 | 8945 | 12145 | 15445 | 18745 | 18845 | 18945 | 19045 | 19145 | 19245 | 21345 | 23445 | 25545 | 27645 | 29745 | 29845 | 29945 | 30045 | 30145 | 30245 | 35145 | 40045 | 44945 | 49845 | 54745
| Germany | EU Blue | Hydrogen Evolution | Capacity (MW) | Renewable | Biomass | Biomass | 9890.4 | 10320.4 | 10760.4 | 11190.4 | 11670.4 | 12110.4 | 12110.4 | 12110.4 | 12110.4 | 12110.4 | 12110.4 | 12110.4 | 12110.4 | 12110.4 | 12110.4 | 12110.4 | 12110.4 | 12110.4 | 12110.4 | 12110.4 | 12110.4 | 12110.4 | 12110.4 | 12110.4 | 12110.4 | 12110.4 | 12110.4 | 12110.4
| Germany | EU Blue | Hydrogen Evolution | Capacity (MW) | Low Carbon | CCS | Biomass CCS | 0 | 0 | 0 | 0 | 0 | 0 | 0 | 0 | 0 | 0 | 0 | 0 | 0 | 0 | 0 | 0 | 0 | 0 | 780 | 1554 | 2334 | 3114 | 3888 | 3888 | 3888 | 3888 | 3888 | 3888
| Germany | EU Blue | Hydrogen Evolution | Capacity (MW) | Thermal | Coal | Coal | 28090.9 | 26103.9 | 25146.5 | 21766.5 | 20459.5 | 16500.9 | 13817.6 | 13382.6 | 10337.6 | 10337.6 | 9338 | 7749 | 6007 | 6007 | 6007 | 4955 | 400 | 400 | 400 | 400 | 400 | 400 | 400 | 0 | 0 | 0 | 0 | 0
| Germany | EU Blue | Hydrogen Evolution | Capacity (MW) | Thermal | Gas | Fossil Gas | 32932.52 | 33432.82 | 33774.42 | 34525.236 | 34991.32 | 35861.67 | 36043.704 | 35604.38 | 35115.1 | 35077.819 | 34812.7 | 34547.92 | 33477.19 | 32904.1 | 31388.58 | 30460.1 | 30332.12 | 28795.87 | 27371.22 | 27285.315 | 26725.08 | 26300.9 | 25790.18 | 23896.029 | 23389.6 | 23389.6 | 23107.08 | 22706.48
| Germany | EU Blue | Hydrogen Evolution | Capacity (MW) | Thermal | Other Thermal | Fossil Oil | 3031.2 | 2496.2 | 2496.2 | 2496.2 | 2403.7 | 2403.7 | 2169.7 | 857.1 | 857.1 | 857.1 | 857.1 | 760 | 760 | 760 | 760 | 760 | 700 | 650 | 650 | 650 | 650 | 650 | 650 | 650 | 650 | 650 | 650 | 150
| Germany | EU Blue | Hydrogen Evolution | Capacity (MW) | Low Carbon | Low Carbon | GT Hydrogen | 0 | 0 | 0 | 400 | 400 | 400 | 400 | 500 | 5086 | 9672 | 14258 | 18844 | 23430 | 23630 | 23830 | 24030 | 24230 | 24430 | 26037 | 27644 | 29251 | 30858 | 32465 | 32865 | 33265 | 33665 | 34065 | 34465
| Germany | EU Blue | Hydrogen Evolution | Capacity (MW) | Renewable | Other Renewables | Other RES | 0 | 0 | 0 | 0 | 0 | 0 | 0 | 500 | 500 | 500 | 500 | 500 | 500 | 500 | 500 | 500 | 500 | 500 | 500 | 500 | 500 | 500 | 500 | 500 | 500 | 500 | 500 | 500
| Germany | EU Blue | Hydrogen Evolution | Capacity (MW) | Storage | Storage | Pumped Hydro | 8437.5 | 8437.5 | 8437.5 | 8437.5 | 8437.5 | 8437.5 | 8437.5 | 8437.5 | 8437.5 | 8437.5 | 8437.5 | 8437.5 | 8437.5 | 8437.5 | 8437.5 | 8437.5 | 8437.5 | 8437.5 | 8437.5 | 8437.5 | 8437.5 | 8437.5 | 8437.5 | 8437.5 | 8437.5 | 8437.5 | 8437.5 | 8437.5
| Germany | EU Blue | Hydrogen Evolution | Capacity (MW) | Renewable | Hydro | Run-of-river Hydro | 4372.13 | 4372.13 | 4372.13 | 4372.13 | 4372.13 | 4372.13 | 4372.13 | 4372.13 | 4372.13 | 4372.13 | 4372.13 | 4372.13 | 4372.13 | 4372.13 | 4372.13 | 4372.13 | 4372.13 | 4372.13 | 4372.13 | 4372.13 | 4372.13 | 4372.13 | 4372.13 | 4372.13 | 4372.13 | 4372.13 | 4372.13 | 4372.13
| Germany | EU Blue | Hydrogen Evolution | Capacity (MW) | Renewable | Solar | Solar PV | 67604.51 | 75961.49 | 86692.01 | 100613.1152 | 114534.2204 | 128455.3256 | 142376.4308 | 156297.536 | 158478.864 | 160660.192 | 162841.52 | 165022.848 | 167204.176 | 172221.6776 | 177239.1792 | 182256.6808 | 187274.1824 | 192291.684 | 199897.6392 | 207503.5944 | 215109.5496 | 222715.5048 | 230321.46 | 232309.728 | 234297.996 | 236286.264 | 238274.532 | 240262.8
| Germany | EU Blue | Hydrogen Evolution | Capacity (MW) | Renewable | Waste | Waste | 1900.2 | 1900.2 | 1900.2 | 1900.2 | 1900.2 | 1900.2 | 1900.2 | 1600 | 1600 | 1600 | 1600 | 1600 | 1600 | 1600 | 1600 | 1600 | 1600 | 1600 | 1600 | 1600 | 1600 | 1600 | 1600 | 1600 | 1600 | 1600 | 1600 | 1600
| Germany | EU Blue | Hydrogen Evolution | Capacity (MW) | Renewable | Offshore Wind | Wind Offshore | 8418.4 | 8913.4 | 10167 | 13737.7522 | 17308.5044 | 20879.2566 | 24450.0088 | 28020.761 | 29718.961 | 31417.161 | 33115.361 | 34813.561 | 36511.761 | 39063.6032 | 41615.4454 | 44167.2876 | 46719.1298 | 49270.972 | 51821.012 | 54371.052 | 56921.092 | 59471.132 | 62021.172 | 63439.6976 | 64858.2232 | 66276.7488 | 67695.2744 | 69113.8
| Germany | EU Blue | Hydrogen Evolution | Capacity (MW) | Renewable | Onshore Wind | Wind Onshore | 60217.86 | 63171.12 | 66573.29 | 69684.3302 | 72795.3704 | 75906.4106 | 79017.4508 | 82128.491 | 84360.591 | 86592.691 | 88824.791 | 91056.891 | 93288.991 | 94290.6814 | 95292.3718 | 96294.0622 | 97295.7526 | 98297.443 | 99223.641 | 100149.839 | 101076.037 | 102002.235 | 102928.433 | 103784.4278 | 104640.4226 | 105496.4174 | 106352.4122 | 107208.407
| Germany | EU Green | Holistic Transition | Demand (TWh) | Demand | Demand | Demand Total (TWh) | 566.1 | 581.58 | 597.17 | 631.62 | 658.2 | 687.7 | 713.59 | 738.71 | 770.62 | 807.4 | 842.08 | 877.09 | 914.44 | 949.41 | 979.91 | 1016.72 | 1053.44 | 1088.41 | 1098.34 | 1112.53 | 1122.93 | 1139.19 | 1151.48 | 1165.22 | 1199.79 | 1277.67 | 1397 | 1422.37
| Germany | EU Blue | Hydrogen Evolution | Demand (TWh) | Demand | Demand | Demand Total (TWh) | 566.1 | 581.58 | 597.17 | 614.07 | 631.5 | 650.75 | 666.5 | 684.36 | 697.21 | 712.39 | 723.31 | 736.38 | 749.2 | 764.12 | 773.86 | 785.14 | 795.71 | 808.19 | 831.53 | 856.86 | 881.6 | 908.81 | 930.2 | 944.5 | 958.25 | 975.09 | 985.91 | 999.59
| Italy | EU Green | Holistic Transition | Capacity (MW) | Storage | Storage | Battery | 876.5 | 1083.5 | 1802 | 1801.5 | 1800 | 1800 | 1800 | 1800 | 2452 | 3104 | 3756 | 4408 | 5060 | 6038 | 7016 | 7994 | 8972 | 9950 | 10602 | 11254 | 11906 | 12558 | 13210 | 14188 | 15166 | 16144 | 17122 | 18100
| Italy | EU Green | Holistic Transition | Capacity (MW) | Renewable | Biomass | Biomass | 4442 | 4552 | 4672 | 4672 | 4672 | 4672 | 4672 | 4672 | 4672 | 4672 | 4672 | 4672 | 4672 | 4672 | 4672 | 4672 | 4672 | 4672 | 4672 | 4672 | 4672 | 4672 | 4672 | 4672 | 4672 | 4672 | 4672 | 4672
| Italy | EU Green | Holistic Transition | Capacity (MW) | Low Carbon | CCS | Biomass CCS | 0 | 0 | 0 | 0 | 0 | 0 | 0 | 0 | 0 | 0 | 0 | 0 | 0 | 0 | 0 | 0 | 0 | 0 | 0 | 0 | 0 | 0 | 0 | 180 | 360 | 540 | 720 | 900
| Italy | EU Green | Holistic Transition | Capacity (MW) | Thermal | Coal | Coal | 4941 | 4941 | 966 | 966 | 966 | 966 | 0 | 0 | 0 | 0 | 0 | 0 | 0 | 0 | 0 | 0 | 0 | 0 | 0 | 0 | 0 | 0 | 0 | 0 | 0 | 0 | 0 | 0
| Italy | EU Green | Holistic Transition | Capacity (MW) | Thermal | Gas | Fossil Gas | 48765 | 51466 | 52637 | 52415.5 | 52667 | 52463 | 52274 | 50222 | 50232 | 50198.36 | 50299 | 47323 | 44243.52 | 41423.06 | 40099 | 39197.2 | 37888.65 | 35873.23 | 28174.4 | 27183.5 | 27350 | 26483 | 26260.04 | 22080 | 20380 | 18500 | 16800 | 15100
| Italy | EU Green | Holistic Transition | Capacity (MW) | Thermal | Other Thermal | Fossil Oil | 946 | 946 | 946 | 946 | 946 | 946 | 946 | 0 | 0 | 0 | 0 | 0 | 0 | 0 | 0 | 0 | 0 | 0 | 0 | 0 | 0 | 0 | 0 | 0 | 0 | 0 | 0 | 0
| Italy | EU Green | Holistic Transition | Capacity (MW) | Renewable | Other Renewables | Geothermal | 764 | 764 | 764 | 764 | 764 | 764 | 764 | 0 | 0 | 0 | 0 | 0 | 0 | 0 | 0 | 0 | 0 | 0 | 0 | 0 | 0 | 0 | 0 | 0 | 0 | 0 | 0 | 0
| Italy | EU Green | Holistic Transition | Capacity (MW) | Low Carbon | Low Carbon | GT Hydrogen | 0 | 0 | 0 | 0 | 0 | 0 | 0 | 0 | 0 | 0 | 0 | 0 | 0 | 460 | 920 | 1381 | 1841 | 2302 | 3523 | 4745 | 5967 | 7188 | 8410 | 8410 | 8410 | 8410 | 8410 | 8410
| Italy | EU Green | Holistic Transition | Capacity (MW) | Storage | Storage | Pumped Hydro | 8120 | 9020 | 9920 | 10220 | 10520 | 10720 | 10720 | 11420 | 11420 | 11420 | 11420 | 11420 | 11420 | 11420 | 11420 | 11420 | 11420 | 11420 | 11420 | 11420 | 11420 | 11420 | 11420 | 11420 | 11420 | 11420 | 11420 | 11420
| Italy | EU Green | Holistic Transition | Capacity (MW) | Renewable | Hydro | Run-of-river Hydro | 15755 | 15755 | 15755 | 15755 | 15755 | 15755 | 15755 | 15755 | 15755 | 15755 | 15755 | 15755 | 15755 | 15755 | 15755 | 15755 | 15755 | 15755 | 15755 | 15755 | 15755 | 15755 | 15755 | 15755 | 15755 | 15755 | 15755 | 15755
| Italy | EU Green | Holistic Transition | Capacity (MW) | Renewable | Solar | Solar PV | 25896.25 | 28646.58 | 31588.38 | 39906.3836 | 48224.3872 | 56542.3908 | 64860.3944 | 73178.398 | 77974.5572 | 82770.7164 | 87566.8756 | 92363.0348 | 97159.194 | 101967.3406 | 106775.4872 | 111583.6338 | 116391.7804 | 121199.927 | 126051.4508 | 130902.9746 | 135754.4984 | 140606.0222 | 145457.546 | 149435.1974 | 153412.8488 | 157390.5002 | 161368.1516 | 165345.803
| Italy | EU Green | Holistic Transition | Capacity (MW) | Renewable | Waste | Waste | 452.6 | 452.6 | 452.6 | 452.6 | 452.6 | 452.6 | 452.6 | 0 | 0 | 0 | 0 | 0 | 0 | 0 | 0 | 0 | 0 | 0 | 0 | 0 | 0 | 0 | 0 | 0 | 0 | 0 | 0 | 0
| Italy | EU Green | Holistic Transition | Capacity (MW) | Renewable | Offshore Wind | Wind Offshore | 30 | 132 | 300 | 717.999 | 1135.998 | 1553.997 | 1971.996 | 2389.995 | 3155.5668 | 3921.1386 | 4686.7104 | 5452.2822 | 6217.854 | 7031.854 | 7845.854 | 8659.854 | 9473.854 | 10287.854 | 11101.8538 | 11915.8536 | 12729.8534 | 13543.8532 | 14357.853 | 14745.3296 | 15132.8062 | 15520.2828 | 15907.7594 | 16295.236
| Italy | EU Green | Holistic Transition | Capacity (MW) | Renewable | Onshore Wind | Wind Onshore | 12568.09 | 13375.43 | 14271.65 | 15301.911 | 16332.172 | 17362.433 | 18392.694 | 19422.955 | 21094.954 | 22766.953 | 24438.952 | 26110.951 | 27782.95 | 29869.9106 | 31956.8712 | 34043.8318 | 36130.7924 | 38217.753 | 40117.7444 | 42017.7358 | 43917.7272 | 45817.7186 | 47717.71 | 48768.4718 | 49819.2336 | 50869.9954 | 51920.7572 | 52971.519
| Italy | EU Blue | Hydrogen Evolution | Capacity (MW) | Storage | Storage | Battery | 876.5 | 1083.5 | 1802 | 1801.5 | 1800 | 1800 | 1800 | 1800 | 2199.5 | 2598.5 | 2998 | 3397.5 | 3797 | 4277 | 4757 | 5237 | 5717 | 6197.5 | 6677.5 | 7157.5 | 7637.5 | 8117.5 | 8597.5 | 9377 | 10157 | 10935.5 | 11716 | 12495.5
| Italy | EU Blue | Hydrogen Evolution | Capacity (MW) | Renewable | Biomass | Biomass | 4442 | 4552 | 4672 | 4672 | 4672 | 4672 | 4672 | 4672 | 4672 | 4672 | 4672 | 4672 | 4672 | 4672 | 4672 | 4672 | 4672 | 4672 | 4672 | 4672 | 4672 | 4672 | 4672 | 4672 | 4672 | 4672 | 4672 | 4672
| Italy | EU Blue | Hydrogen Evolution | Capacity (MW) | Low Carbon | CCS | Biomass CCS | 0 | 0 | 0 | 0 | 0 | 0 | 0 | 0 | 0 | 0 | 0 | 0 | 0 | 0 | 0 | 0 | 0 | 0 | 132 | 264 | 396 | 528 | 660 | 762 | 864 | 966 | 1068 | 1170
| Italy | EU Blue | Hydrogen Evolution | Capacity (MW) | Thermal | Coal | Coal | 4941 | 4941 | 966 | 966 | 966 | 966 | 0 | 0 | 0 | 0 | 0 | 0 | 0 | 0 | 0 | 0 | 0 | 0 | 0 | 0 | 0 | 0 | 0 | 0 | 0 | 0 | 0 | 0
| Italy | EU Blue | Hydrogen Evolution | Capacity (MW) | Thermal | Gas | Fossil Gas | 48765 | 51466 | 52637 | 52415.5 | 52667 | 52463 | 52274 | 50222 | 50232 | 50198.36 | 50299 | 47323 | 44443.52 | 42756.06 | 42089.04 | 41374.2 | 39864.65 | 38099.23 | 33250.4 | 32871.99 | 33176 | 33419 | 33296.04 | 28260 | 26660 | 24880 | 23280 | 21680
| Italy | EU Blue | Hydrogen Evolution | Capacity (MW) | Thermal | Other Thermal | Fossil Oil | 946 | 946 | 946 | 946 | 946 | 946 | 946 | 0 | 0 | 0 | 0 | 0 | 0 | 0 | 0 | 0 | 0 | 0 | 0 | 0 | 0 | 0 | 0 | 0 | 0 | 0 | 0 | 0
| Italy | EU Blue | Hydrogen Evolution | Capacity (MW) | Renewable | Other Renewables | Geothermal | 764 | 764 | 764 | 764 | 764 | 764 | 764 | 0 | 0 | 0 | 0 | 0 | 0 | 0 | 0 | 0 | 0 | 0 | 0 | 0 | 0 | 0 | 0 | 0 | 0 | 0 | 0 | 0
| Italy | EU Blue | Hydrogen Evolution | Capacity (MW) | Storage | Storage | Pumped Hydro | 8120 | 9020 | 9920 | 10220 | 10520 | 10720 | 10720 | 11420 | 11420 | 11420 | 11420 | 11420 | 11420 | 11420 | 11420 | 11420 | 11420 | 11420 | 11420 | 11420 | 11420 | 11420 | 11420 | 11420 | 11420 | 11420 | 11420 | 11420
| Italy | EU Blue | Hydrogen Evolution | Capacity (MW) | Renewable | Hydro | Run-of-river Hydro | 15755 | 15755 | 15755 | 15755 | 15755 | 15755 | 15755 | 15755 | 15755 | 15755 | 15755 | 15755 | 15755 | 15755 | 15755 | 15755 | 15755 | 15755 | 15755 | 15755 | 15755 | 15755 | 15755 | 15755 | 15755 | 15755 | 15755 | 15755
| Italy | EU Blue | Hydrogen Evolution | Capacity (MW) | Renewable | Solar | Solar PV | 25896.25 | 28646.58 | 31588.38 | 37984.3824 | 44380.3848 | 50776.3872 | 57172.3896 | 63568.392 | 67124.5322 | 70680.6724 | 74236.8126 | 77792.9528 | 81349.093 | 83875.245 | 86401.397 | 88927.549 | 91453.701 | 93979.853 | 97331.3314 | 100682.8098 | 104034.2882 | 107385.7666 | 110737.245 | 113866.8526 | 116996.4602 | 120126.0678 | 123255.6754 | 126385.283
| Italy | EU Blue | Hydrogen Evolution | Capacity (MW) | Renewable | Waste | Waste | 452.6 | 452.6 | 452.6 | 452.6 | 452.6 | 452.6 | 452.6 | 0 | 0 | 0 | 0 | 0 | 0 | 0 | 0 | 0 | 0 | 0 | 0 | 0 | 0 | 0 | 0 | 0 | 0 | 0 | 0 | 0
| Italy | EU Blue | Hydrogen Evolution | Capacity (MW) | Renewable | Offshore Wind | Wind Offshore | 30 | 132 | 300 | 628 | 956 | 1284 | 1612 | 1940 | 1968.8716 | 1997.7432 | 2026.6148 | 2055.4864 | 2084.358 | 3953.624 | 5822.89 | 7692.156 | 9561.422 | 11430.688 | 12517.195 | 13603.702 | 14690.209 | 15776.716 | 16863.223 | 17393.0408 | 17922.8586 | 18452.6764 | 18982.4942 | 19512.312
| Italy | EU Blue | Hydrogen Evolution | Capacity (MW) | Renewable | Onshore Wind | Wind Onshore | 12568.09 | 13375.43 | 14271.65 | 14765.9142 | 15260.1784 | 15754.4426 | 16248.7068 | 16742.971 | 17096.973 | 17450.975 | 17804.977 | 18158.979 | 18512.981 | 18512.9882 | 18512.9954 | 18513.0026 | 18513.0098 | 18513.017 | 18513.0192 | 18513.0214 | 18513.0236 | 18513.0258 | 18513.028 | 18779.0294 | 19045.0308 | 19311.0322 | 19577.0336 | 19843.035
| Italy | EU Green | Holistic Transition | Demand (TWh) | Demand | Demand | Demand Total (TWh) | 337.3 | 344.14 | 352.01 | 364.71 | 374.14 | 384.26 | 390.93 | 400.35 | 407.3 | 412.3 | 415.02 | 418.77 | 422.28 | 432.11 | 438.94 | 446.74 | 453.95 | 461.97 | 472.17 | 484.03 | 495.75 | 509.26 | 518.81 | 539.31 | 559.4 | 574.94 | 579.04 | 585.64
| Italy | EU Blue | Hydrogen Evolution | Demand (TWh) | Demand | Demand | Demand Total (TWh) | 337.3 | 344.14 | 352 | 357.76 | 363.62 | 370.05 | 374.77 | 380.75 | 382.51 | 385.46 | 386.35 | 388.47 | 390.59 | 394.17 | 395.32 | 397.65 | 399.71 | 402.87 | 402.28 | 402.89 | 403.44 | 405.53 | 404.86 | 411.13 | 417.39 | 425.38 | 430.45 | 436.68
| Luxembourg | EU Green | Holistic Transition | Capacity (MW) | Storage | Storage | Battery | 0.5 | 0.5 | 0.5 | 2 | 4 | 6 | 8 | 10 | 12 | 14 | 16 | 18 | 20 | 24.5 | 28.5 | 32.5 | 36.5 | 40.5 | 42.5 | 44.5 | 46.5 | 48.5 | 50.5 | 54.5 | 58 | 62 | 66 | 70
| Luxembourg | EU Green | Holistic Transition | Capacity (MW) | Low Carbon | Low Carbon | GT Hydrogen | 0 | 0 | 0 | 0 | 0 | 0 | 0 | 0 | 0 | 0 | 0 | 0 | 0 | 100 | 200 | 300 | 400 | 500 | 600 | 700 | 800 | 900 | 900 | 900 | 900 | 900 | 900 | 900
| Luxembourg | EU Green | Holistic Transition | Capacity (MW) | Storage | Storage | Pumped Hydro | 1294 | 1294 | 1294 | 1294 | 1294 | 1294 | 1294 | 1294 | 1294 | 1294 | 1294 | 1294 | 1294 | 1294 | 1294 | 1294 | 1294 | 1294 | 1294 | 1294 | 1294 | 1294 | 1294 | 1294 | 1294 | 1294 | 1294 | 1294
| Luxembourg | EU Green | Holistic Transition | Capacity (MW) | Renewable | Solar | Solar PV | 318.21 | 375.48 | 435.42 | 465.288 | 495.156 | 525.024 | 554.892 | 584.76 | 597.2162 | 609.6724 | 622.1286 | 634.5848 | 647.041 | 653.497 | 659.953 | 666.409 | 672.865 | 679.321 | 693.7052 | 708.0894 | 722.4736 | 736.8578 | 751.242 | 758.048 | 764.854 | 771.66 | 778.466 | 785.272
| Luxembourg | EU Green | Holistic Transition | Capacity (MW) | Renewable | Onshore Wind | Wind Onshore | 151.53 | 168.12 | 193.07 | 215.056 | 237.042 | 259.028 | 281.014 | 303 | 323.0004 | 343.0008 | 363.0012 | 383.0016 | 403.002 | 423.0024 | 443.0028 | 463.0032 | 483.0036 | 503.004 | 507.0044 | 511.0048 | 515.0052 | 519.0056 | 523.006 | 527.0064 | 531.0068 | 535.0072 | 539.0076 | 543.008
| Luxembourg | EU Blue | Hydrogen Evolution | Capacity (MW) | Storage | Storage | Battery | 0.5 | 0.5 | 0.5 | 4.5 | 8 | 12 | 16 | 20 | 20 | 20 | 20 | 20 | 20 | 22 | 24 | 26 | 28 | 30 | 30 | 30 | 30 | 30 | 30 | 34 | 38 | 42 | 46 | 50.5
| Luxembourg | EU Blue | Hydrogen Evolution | Capacity (MW) | Low Carbon | Low Carbon | GT Hydrogen | 0 | 0 | 0 | 0 | 0 | 0 | 0 | 0 | 0 | 0 | 0 | 0 | 0 | 160 | 320 | 480 | 640 | 800 | 860 | 920 | 980 | 1040 | 1100 | 1100 | 1100 | 1100 | 1100 | 1100
| Luxembourg | EU Blue | Hydrogen Evolution | Capacity (MW) | Storage | Storage | Pumped Hydro | 1294 | 1294 | 1294 | 1294 | 1294 | 1294 | 1294 | 1294 | 1294 | 1294 | 1294 | 1294 | 1294 | 1294 | 1294 | 1294 | 1294 | 1294 | 1294 | 1294 | 1294 | 1294 | 1294 | 1294 | 1294 | 1294 | 1294 | 1294
| Luxembourg | EU Blue | Hydrogen Evolution | Capacity (MW) | Renewable | Solar | Solar PV | 318.21 | 375.48 | 435.42 | 457.293 | 479.166 | 501.039 | 522.912 | 544.785 | 549.2426 | 553.7002 | 558.1578 | 562.6154 | 567.073 | 571.532 | 575.991 | 580.45 | 584.909 | 589.368 | 603.7574 | 618.1468 | 632.5362 | 646.9256 | 661.315 | 668.121 | 674.927 | 681.733 | 688.539 | 695.345
| Luxembourg | EU Blue | Hydrogen Evolution | Capacity (MW) | Renewable | Onshore Wind | Wind Onshore | 151.53 | 168.12 | 193.07 | 201.0562 | 209.0424 | 217.0286 | 225.0148 | 233.001 | 247.0014 | 261.0018 | 275.0022 | 289.0026 | 303.003 | 313.0032 | 323.0034 | 333.0036 | 343.0038 | 353.004 | 361.0044 | 369.0048 | 377.0052 | 385.0056 | 393.006 | 401.0062 | 409.0064 | 417.0066 | 425.0068 | 433.007
| Luxembourg | EU Green | Holistic Transition | Demand (TWh) | Demand | Demand | Demand Total (TWh) | 7.4 | 7.77 | 8.3 | 8.5 | 8.68 | 8.91 | 9.11 | 9.36 | 9.8 | 10.27 | 10.72 | 11.16 | 11.55 | 11.93 | 12.38 | 12.66 | 13.13 | 13.54 | 13.63 | 13.77 | 14.02 | 14.18 | 14.25 | 14.34 | 14.57 | 14.58 | 14.57 | 14.68
| Luxembourg | EU Blue | Hydrogen Evolution | Demand (TWh) | Demand | Demand | Demand Total (TWh) | 7.44 | 7.81 | 8.25 | 8.39 | 8.53 | 8.69 | 8.82 | 9.01 | 9.37 | 9.77 | 10.15 | 10.5 | 10.9 | 11.34 | 11.81 | 12.19 | 12.37 | 12.57 | 12.66 | 12.78 | 12.88 | 13.01 | 13.06 | 13.04 | 13.01 | 13.02 | 12.94 | 12.89
| Netherlands | EU Green | Holistic Transition | Capacity (MW) | Storage | Storage | Battery | 194 | 204.5 | 215 | 599 | 983 | 1367 | 1751 | 2135 | 2318 | 2501 | 2684 | 2867 | 3049.5 | 3437.5 | 3825.5 | 4213.5 | 4601.5 | 4989.5 | 4989.5 | 4989.5 | 4989.5 | 4989.5 | 4989.5 | 5183.5 | 5377.5 | 5571.5 | 5765.5 | 5959.5
| Netherlands | EU Green | Holistic Transition | Capacity (MW) | Renewable | Biomass | Biomass | 1059 | 1059 | 1059 | 1059 | 1059 | 1059 | 1059 | 1059 | 1059 | 1059 | 1059 | 1059 | 1059 | 1059 | 1059 | 1059 | 1059 | 1059 | 1059 | 1059 | 1059 | 1059 | 1059 | 1059 | 1059 | 1059 | 1059 | 1059
| Netherlands | EU Green | Holistic Transition | Capacity (MW) | Low Carbon | CCS | Biomass CCS | 0 | 0 | 0 | 0 | 0 | 0 | 0 | 0 | 0 | 0 | 0 | 0 | 0 | 72 | 144 | 216 | 288 | 360 | 504 | 648 | 792 | 936 | 1080 | 1296 | 1512 | 1728 | 1944 | 2160
| Netherlands | EU Green | Holistic Transition | Capacity (MW) | Thermal | Coal | Coal | 3450 | 3450 | 3450 | 3450 | 3450 | 3450 | 3450 | 0 | 0 | 0 | 0 | 0 | 0 | 0 | 0 | 0 | 0 | 0 | 0 | 0 | 0 | 0 | 0 | 0 | 0 | 0 | 0 | 0
| Netherlands | EU Green | Holistic Transition | Capacity (MW) | Thermal | Gas | Fossil Gas | 15686 | 15686 | 15390 | 15130 | 15186 | 14986 | 15186 | 15386 | 12922 | 12872 | 12802 | 12012 | 12012 | 11562 | 11162 | 10762 | 9442 | 8607 | 7385 | 6967 | 6967 | 6967 | 6126 | 3650 | 3450 | 3250 | 3050 | 2850
| Netherlands | EU Green | Holistic Transition | Capacity (MW) | Low Carbon | Low Carbon | GT Hydrogen | 0 | 0 | 0 | 1045 | 2090 | 3134 | 4179 | 5224 | 5224 | 5224 | 5224 | 5224 | 5424 | 6672 | 7920 | 9168 | 10417 | 11465 | 11497 | 11529 | 11562 | 11594 | 11626 | 11626 | 11626 | 11626 | 11626 | 11626
| Netherlands | EU Green | Holistic Transition | Capacity (MW) | Low Carbon | Nuclear | Nuclear | 485 | 485 | 485 | 485 | 485 | 485 | 485 | 485 | 485 | 485 | 485 | 485 | 485 | 485 | 485 | 0 | 0 | 0 | 0 | 0 | 0 | 0 | 0 | 0 | 0 | 0 | 0 | 0
| Netherlands | EU Green | Holistic Transition | Capacity (MW) | Renewable | Solar | Solar PV | 16250.01 | 18654.04 | 21759.44 | 23758.3 | 25757.16 | 27756.02 | 29754.88 | 31753.74 | 31899.8402 | 32045.9404 | 32192.0406 | 32338.1408 | 32484.241 | 32630.341 | 32776.441 | 32922.541 | 33068.641 | 33214.741 | 33482.4652 | 33750.1894 | 34017.9136 | 34285.6378 | 34553.362 | 34658.362 | 34763.362 | 34868.362 | 34973.362 | 35078.362
| Netherlands | EU Green | Holistic Transition | Capacity (MW) | Renewable | Waste | Waste | 780 | 780 | 780 | 780 | 780 | 780 | 780 | 0 | 0 | 0 | 0 | 0 | 0 | 0 | 0 | 0 | 0 | 0 | 0 | 0 | 0 | 0 | 0 | 0 | 0 | 0 | 0 | 0
| Netherlands | EU Green | Holistic Transition | Capacity (MW) | Renewable | Offshore Wind | Wind Offshore | 3960 | 4710 | 5460 | 6625.8 | 7791.6 | 8957.4 | 10123.2 | 11289 | 14021.804 | 16754.608 | 19487.412 | 22220.216 | 24953.02 | 27991.22 | 31029.42 | 34067.62 | 37105.82 | 40144.02 | 40646.02 | 41148.02 | 41650.02 | 42152.02 | 42654.02 | 44176.1934 | 45698.3668 | 47220.5402 | 48742.7136 | 50264.887
| Netherlands | EU Green | Holistic Transition | Capacity (MW) | Renewable | Onshore Wind | Wind Onshore | 5750 | 6100 | 6350 | 6893 | 7436 | 7979 | 8522 | 9065 | 9065.2022 | 9065.4044 | 9065.6066 | 9065.8088 | 9066.011 | 9066.0092 | 9066.0074 | 9066.0056 | 9066.0038 | 9066.002 | 9066.0022 | 9066.0024 | 9066.0026 | 9066.0028 | 9066.003 | 9066.0032 | 9066.0034 | 9066.0036 | 9066.0038 | 9066.004
| Netherlands | EU Blue | Hydrogen Evolution | Capacity (MW) | Storage | Storage | Battery | 194 | 204.5 | 215 | 637 | 1059 | 1481 | 1903 | 2325 | 2325 | 2325 | 2325 | 2325 | 2325 | 2434.5 | 2543.5 | 2653 | 2762 | 2871 | 2871 | 2871 | 2871.5 | 2871.5 | 2871.5 | 3015.5 | 3159.5 | 3303.5 | 3447.5 | 3591.5
| Netherlands | EU Blue | Hydrogen Evolution | Capacity (MW) | Renewable | Biomass | Biomass | 1059 | 1059 | 1059 | 1059 | 1059 | 1059 | 1059 | 1059 | 1059 | 1059 | 1059 | 1059 | 1059 | 1059 | 1059 | 1059 | 1059 | 1059 | 1059 | 1059 | 1059 | 1059 | 1059 | 1059 | 1059 | 1059 | 1059 | 1059
| Netherlands | EU Blue | Hydrogen Evolution | Capacity (MW) | Low Carbon | CCS | Biomass CCS | 0 | 0 | 0 | 0 | 0 | 0 | 0 | 0 | 48 | 96 | 144 | 192 | 240 | 348 | 456 | 564 | 672 | 780 | 936 | 1092 | 1248 | 1404 | 1560 | 1560 | 1560 | 1560 | 1560 | 1560
| Netherlands | EU Blue | Hydrogen Evolution | Capacity (MW) | Thermal | Coal | Coal | 3450 | 3450 | 3450 | 3450 | 3450 | 3450 | 3450 | 0 | 0 | 0 | 0 | 0 | 0 | 0 | 0 | 0 | 0 | 0 | 0 | 0 | 0 | 0 | 0 | 0 | 0 | 0 | 0 | 0
| Netherlands | EU Blue | Hydrogen Evolution | Capacity (MW) | Thermal | Gas | Fossil Gas | 15686 | 15686 | 15390 | 15130 | 15186 | 14986 | 15186 | 15386 | 12922 | 12872 | 12802 | 12012 | 12012 | 11562 | 11162 | 10762 | 9442 | 9042 | 7820 | 7402 | 6967 | 6967 | 6967 | 3850 | 3850 | 3850 | 3850 | 3850
| Netherlands | EU Blue | Hydrogen Evolution | Capacity (MW) | Low Carbon | Low Carbon | GT Hydrogen | 0 | 0 | 0 | 0 | 0 | 0 | 0 | 0 | 976 | 1952 | 2928 | 3904 | 4880 | 4880 | 4880 | 4880 | 4880 | 4880 | 5312 | 5745 | 6177 | 6609 | 7041 | 7041 | 7041 | 7041 | 7041 | 7041
| Netherlands | EU Blue | Hydrogen Evolution | Capacity (MW) | Low Carbon | Nuclear | Nuclear | 485 | 485 | 485 | 485 | 485 | 485 | 485 | 485 | 485 | 485 | 485 | 485 | 485 | 485 | 485 | 0 | 0 | 0 | 0 | 0 | 0 | 0 | 0 | 0 | 0 | 0 | 0 | 0
| Netherlands | EU Blue | Hydrogen Evolution | Capacity (MW) | Renewable | Solar | Solar PV | 16250.01 | 18654.04 | 21759.44 | 23024.3046 | 24289.1692 | 25554.0338 | 26818.8984 | 28083.763 | 28229.8644 | 28375.9658 | 28522.0672 | 28668.1686 | 28814.27 | 28960.371 | 29106.472 | 29252.573 | 29398.674 | 29544.775 | 29649.7826 | 29754.7902 | 29859.7978 | 29964.8054 | 30069.813 | 30174.8132 | 30279.8134 | 30384.8136 | 30489.8138 | 30594.814
| Netherlands | EU Blue | Hydrogen Evolution | Capacity (MW) | Renewable | Waste | Waste | 780 | 780 | 780 | 780 | 780 | 780 | 780 | 0 | 0 | 0 | 0 | 0 | 0 | 0 | 0 | 0 | 0 | 0 | 0 | 0 | 0 | 0 | 0 | 0 | 0 | 0 | 0 | 0
| Netherlands | EU Blue | Hydrogen Evolution | Capacity (MW) | Renewable | Offshore Wind | Wind Offshore | 3960 | 4710 | 5460 | 7763.8002 | 10067.6004 | 12371.4006 | 14675.2008 | 16979.001 | 20547.001 | 24115.001 | 27683.001 | 31251.001 | 34819.001 | 35177.201 | 35535.401 | 35893.601 | 36251.801 | 36610.001 | 36986.0012 | 37362.0014 | 37738.0016 | 38114.0018 | 38490.002 | 38884.0022 | 39278.0024 | 39672.0026 | 40066.0028 | 40460.003
| Netherlands | EU Blue | Hydrogen Evolution | Capacity (MW) | Renewable | Onshore Wind | Wind Onshore | 5750 | 6100 | 6350 | 6639 | 6928 | 7217 | 7506 | 7795 | 7795.2024 | 7795.4048 | 7795.6072 | 7795.8096 | 7796.012 | 7796.0102 | 7796.0084 | 7796.0066 | 7796.0048 | 7796.003 | 7796.0034 | 7796.0038 | 7796.0042 | 7796.0046 | 7796.005 | 7796.0052 | 7796.0054 | 7796.0056 | 7796.0058 | 7796.006
| Netherlands | EU Green | Holistic Transition | Demand (TWh) | Demand | Demand | Demand Total (TWh) | 122.86 | 126.2 | 128.68 | 140.28 | 148.08 | 156.42 | 164.22 | 177.05 | 185.12 | 193.72 | 202.8 | 211.75 | 220.33 | 229.73 | 237.77 | 245.87 | 254.48 | 263.73 | 269.49 | 271.41 | 271.87 | 275.98 | 281.17 | 284.9 | 293.48 | 298.96 | 304.2 | 312.04
| Netherlands | EU Blue | Hydrogen Evolution | Demand (TWh) | Demand | Demand | Demand Total (TWh) | 123.36 | 126.95 | 132.97 | 141.73 | 150.66 | 159.87 | 166.67 | 180.39 | 189.82 | 197 | 203.77 | 211.05 | 241.59 | 245.56 | 248.06 | 251.21 | 254.23 | 258.82 | 260.73 | 263.28 | 265.84 | 268.97 | 270.67 | 276.51 | 282.33 | 288.98 | 294.19 | 299.98
| Norway | EU Green | Holistic Transition | Capacity (MW) | Storage | Storage | Battery | 243.5 | 329 | 394.5 | 410.5 | 426 | 442 | 458 | 474 | 474 | 474 | 474 | 474 | 474 | 474 | 474 | 474 | 474 | 474 | 474 | 474 | 474 | 474 | 474 | 474 | 474 | 474 | 474 | 474
| Norway | EU Green | Holistic Transition | Capacity (MW) | Renewable | Biomass | Biomass | 90 | 90 | 90 | 90 | 90 | 90 | 90 | 90 | 90 | 90 | 90 | 90 | 90 | 90 | 90 | 90 | 90 | 90 | 90 | 90 | 90 | 90 | 90 | 90 | 90 | 90 | 90 | 90
| Norway | EU Green | Holistic Transition | Capacity (MW) | Low Carbon | CCS | Biomass CCS | 0 | 0 | 0 | 0 | 0 | 0 | 0 | 0 | 0 | 0 | 0 | 0 | 0 | 84 | 168 | 252 | 336 | 420 | 564 | 708 | 852 | 996 | 1140 | 1368 | 1596 | 1824 | 2052 | 2280
| Norway | EU Green | Holistic Transition | Capacity (MW) | Low Carbon | Low Carbon | GT Hydrogen | 0 | 0 | 0 | 0 | 0 | 0 | 0 | 0 | 44 | 87 | 131 | 175 | 219 | 219 | 219 | 219 | 219 | 219 | 219 | 219 | 219 | 219 | 219 | 219 | 219 | 219 | 219 | 219
| Norway | EU Green | Holistic Transition | Capacity (MW) | Renewable | Hydro | Run-of-river Hydro | 34456 | 35552 | 36648 | 36648 | 36648 | 36648 | 36648 | 36648 | 37046 | 37046 | 37046 | 37046 | 37046 | 37046 | 37046 | 37046 | 37046 | 37046 | 37046 | 37046 | 37046 | 37046 | 37046 | 37046 | 37046 | 37046 | 37046 | 37046
| Norway | EU Green | Holistic Transition | Capacity (MW) | Renewable | Solar | Solar PV | 578.11 | 629.65 | 682.79 | 1066.7902 | 1450.7904 | 1834.7906 | 2218.7908 | 2602.791 | 2634.7916 | 2666.7922 | 2698.7928 | 2730.7934 | 2762.794 | 2794.7946 | 2826.7952 | 2858.7958 | 2890.7964 | 2922.797 | 2988.7992 | 3054.8014 | 3120.8036 | 3186.8058 | 3252.808 | 3392.8094 | 3532.8108 | 3672.8122 | 3812.8136 | 3952.815
| Norway | EU Green | Holistic Transition | Capacity (MW) | Renewable | Offshore Wind | Wind Offshore | 0 | 0 | 0 | 822 | 1644 | 2466 | 3288 | 4110 | 4749.287 | 5388.574 | 6027.861 | 6667.148 | 7306.435 | 8108.4346 | 8910.4342 | 9712.4338 | 10514.4334 | 11316.433 | 11865.4258 | 12414.4186 | 12963.4114 | 13512.4042 | 14061.397 | 14147.259 | 14233.121 | 14318.983 | 14404.845 | 14490.707
| Norway | EU Green | Holistic Transition | Capacity (MW) | Renewable | Onshore Wind | Wind Onshore | 5231.9 | 5630.21 | 5870.21 | 6318.063 | 6765.916 | 7213.769 | 7661.622 | 8109.475 | 8227.4738 | 8345.4726 | 8463.4714 | 8581.4702 | 8699.469 | 8819.47 | 8939.471 | 9059.472 | 9179.473 | 9299.474 | 9683.4732 | 10067.4724 | 10451.4716 | 10835.4708 | 11219.47 | 11341.4686 | 11463.4672 | 11585.4658 | 11707.4644 | 11829.463
| Norway | EU Blue | Hydrogen Evolution | Capacity (MW) | Storage | Storage | Battery | 243.5 | 329 | 394.5 | 410.5 | 426.5 | 442 | 458 | 474 | 490 | 506 | 522 | 538 | 554 | 554 | 554 | 554 | 554 | 554 | 554 | 554 | 554 | 554 | 554 | 554 | 554 | 554 | 554 | 554
| Norway | EU Blue | Hydrogen Evolution | Capacity (MW) | Renewable | Biomass | Biomass | 90 | 90 | 90 | 90 | 90 | 90 | 90 | 90 | 90 | 90 | 90 | 90 | 90 | 90 | 90 | 90 | 90 | 90 | 90 | 90 | 90 | 90 | 90 | 90 | 90 | 90 | 90 | 90
| Norway | EU Blue | Hydrogen Evolution | Capacity (MW) | Low Carbon | CCS | Biomass CCS | 0 | 0 | 0 | 0 | 0 | 0 | 0 | 0 | 60 | 120 | 180 | 240 | 300 | 408 | 516 | 624 | 732 | 840 | 840 | 840 | 840 | 840 | 840 | 840 | 840 | 840 | 840 | 840
| Norway | EU Blue | Hydrogen Evolution | Capacity (MW) | Renewable | Hydro | Run-of-river Hydro | 34456 | 35552 | 36648 | 36648 | 36648 | 36648 | 36648 | 36648 | 37046 | 37046 | 37046 | 37046 | 37046 | 37046 | 37046 | 37046 | 37046 | 37046 | 37046 | 37046 | 37046 | 37046 | 37046 | 37046 | 37046 | 37046 | 37046 | 37046
| Norway | EU Blue | Hydrogen Evolution | Capacity (MW) | Renewable | Solar | Solar PV | 578.11 | 629.65 | 682.79 | 1058.7904 | 1434.7908 | 1810.7912 | 2186.7916 | 2562.792 | 2660.7964 | 2758.8008 | 2856.8052 | 2954.8096 | 3052.814 | 3074.8152 | 3096.8164 | 3118.8176 | 3140.8188 | 3162.82 | 3178.8216 | 3194.8232 | 3210.8248 | 3226.8264 | 3242.828 | 3258.8294 | 3274.8308 | 3290.8322 | 3306.8336 | 3322.835
| Norway | EU Blue | Hydrogen Evolution | Capacity (MW) | Renewable | Offshore Wind | Wind Offshore | 0 | 0 | 0 | 1755.8616 | 3511.7232 | 5267.5848 | 7023.4464 | 8779.308 | 9201.3082 | 9623.3084 | 10045.3086 | 10467.3088 | 10889.309 | 12723.3092 | 14557.3094 | 16391.3096 | 18225.3098 | 20059.31 | 21897.3102 | 23735.3104 | 25573.3106 | 27411.3108 | 29249.311 | 31083.3112 | 32917.3114 | 34751.3116 | 36585.3118 | 38419.312
| Norway | EU Blue | Hydrogen Evolution | Capacity (MW) | Renewable | Onshore Wind | Wind Onshore | 5231.9 | 5630.21 | 5870.21 | 5970.0648 | 6069.9196 | 6169.7744 | 6269.6292 | 6369.484 | 6615.2718 | 6861.0596 | 7106.8474 | 7352.6352 | 7598.423 | 7818.1586 | 8037.8942 | 8257.6298 | 8477.3654 | 8697.101 | 9011.5732 | 9326.0454 | 9640.5176 | 9954.9898 | 10269.462 | 10377.4664 | 10485.4708 | 10593.4752 | 10701.4796 | 10809.484
| Norway | EU Green | Holistic Transition | Demand (TWh) | Demand | Demand | Demand Total (TWh) | 141.87 | 144.76 | 147.71 | 153.47 | 157.84 | 162.82 | 167.37 | 172.93 | 174.92 | 177.12 | 178.38 | 181.12 | 183.01 | 186.02 | 187.38 | 188.33 | 190.67 | 194.35 | 193.21 | 194.8 | 195.49 | 196.95 | 198.43 | 198.26 | 199.37 | 201.63 | 201.86 | 202.93
| Norway | EU Blue | Hydrogen Evolution | Demand (TWh) | Demand | Demand | Demand Total (TWh) | 141.87 | 144.75 | 147.68 | 151.84 | 155.86 | 160.52 | 164.84 | 170.26 | 172.31 | 174.32 | 175.77 | 178.47 | 186.54 | 189.68 | 191.17 | 192.47 | 194.38 | 203.13 | 202.17 | 204.12 | 204.82 | 206.63 | 219.85 | 219.96 | 221.49 | 225.43 | 225.91 | 247.9
| Poland | EU Green | Holistic Transition | Capacity (MW) | Storage | Storage | Battery | 100.5 | 117 | 123 | 123 | 123 | 123 | 123 | 123 | 123 | 123 | 123 | 123 | 123 | 123 | 123 | 123 | 123 | 123.5 | 123.5 | 123.5 | 123.5 | 123.5 | 123.5 | 219.5 | 315.5 | 411.5 | 508 | 604
| Poland | EU Green | Holistic Transition | Capacity (MW) | Renewable | Biomass | Biomass | 1098.32 | 1316.65 | 1316.65 | 1316.65 | 1316.65 | 1534.98 | 1534.98 | 1534.98 | 1534.98 | 1534.98 | 1534.98 | 1534.98 | 1534.98 | 1534.98 | 1534.98 | 1534.98 | 1534.98 | 1534.98 | 1534.98 | 1534.98 | 1534.98 | 1534.98 | 1534.98 | 1534.98 | 1534.98 | 1534.98 | 1534.98 | 1534.98
| Poland | EU Green | Holistic Transition | Capacity (MW) | Low Carbon | CCS | Biomass CCS | 0 | 0 | 0 | 0 | 0 | 0 | 0 | 0 | 0 | 0 | 0 | 0 | 0 | 0 | 0 | 0 | 0 | 0 | 84 | 168 | 252 | 336 | 420 | 600 | 780 | 960 | 1140 | 1320
| Poland | EU Green | Holistic Transition | Capacity (MW) | Thermal | Coal | Coal | 26447.3 | 23749 | 23398 | 23398 | 23048 | 20711 | 18714 | 16583.8 | 15397.6 | 15158.6 | 14936.6 | 13104.4 | 12607.4 | 10814.4 | 10189.4 | 9799.4 | 9409.4 | 8636.4 | 8636.4 | 8636.4 | 7386.4 | 6489.4 | 6270.4 | 5752.4 | 5162.4 | 4252.4 | 4252.4 | 3238
| Poland | EU Green | Holistic Transition | Capacity (MW) | Thermal | Gas | Fossil Gas | 3635.4 | 5035.4 | 5935.4 | 6585.4 | 7085.4 | 7985.4 | 8235.4 | 8182 | 8182 | 8182 | 8081 | 8075.36 | 7426 | 7426 | 7426 | 7195 | 7195 | 6100 | 6100 | 6100 | 6100 | 6100 | 6100 | 5900 | 5700 | 5500 | 5300 | 5100
| Poland | EU Green | Holistic Transition | Capacity (MW) | Thermal | Other Thermal | Fossil Oil | 358.9 | 358.9 | 358.9 | 358.9 | 358.9 | 358.9 | 358.9 | 0 | 0 | 0 | 0 | 0 | 0 | 0 | 0 | 0 | 0 | 0 | 0 | 0 | 0 | 0 | 0 | 0 | 0 | 0 | 0 | 0
| Poland | EU Green | Holistic Transition | Capacity (MW) | Low Carbon | Low Carbon | GT Hydrogen | 0 | 0 | 0 | 0 | 0 | 0 | 0 | 0 | 1924 | 3848 | 5772 | 7696 | 9620 | 10676 | 11732 | 12788 | 13844 | 14900 | 14900 | 14900 | 14900 | 14900 | 14900 | 14900 | 14900 | 14900 | 14900 | 14900
| Poland | EU Green | Holistic Transition | Capacity (MW) | Low Carbon | Nuclear | Nuclear | 0 | 0 | 0 | 0 | 0 | 0 | 0 | 0 | 0 | 0 | 1600 | 1600 | 1600 | 1600 | 1600 | 1600 | 1600 | 1600 | 1600 | 1600 | 1600 | 1600 | 1600 | 1600 | 1600 | 1600 | 1600 | 1600
| Poland | EU Green | Holistic Transition | Capacity (MW) | Storage | Storage | Pumped Hydro | 1859 | 1859 | 1859 | 1859 | 1859 | 1859 | 1859 | 1859 | 1859 | 1859 | 1859 | 1859 | 1859 | 1859 | 1859 | 1859 | 1859 | 1859 | 1859 | 1859 | 1859 | 1859 | 1859 | 1859 | 1859 | 1859 | 1859 | 1859
| Poland | EU Green | Holistic Transition | Capacity (MW) | Renewable | Hydro | Run-of-river Hydro | 980 | 980 | 980 | 980 | 980 | 980 | 980 | 980 | 980 | 980 | 980 | 980 | 980 | 980 | 980 | 980 | 980 | 980 | 980 | 980 | 980 | 980 | 980 | 980 | 980 | 980 | 980 | 980
| Poland | EU Green | Holistic Transition | Capacity (MW) | Renewable | Solar | Solar PV | 10803 | 11241.99 | 11681 | 13127.4634 | 14573.9268 | 16020.3902 | 17466.8536 | 18913.317 | 19646.5414 | 20379.7658 | 21112.9902 | 21846.2146 | 22579.439 | 23282.6632 | 23985.8874 | 24689.1116 | 25392.3358 | 26095.56 | 26811.6804 | 27527.8008 | 28243.9212 | 28960.0416 | 29676.162 | 30391.6978 | 31107.2336 | 31822.7694 | 32538.3052 | 33253.841
| Poland | EU Green | Holistic Transition | Capacity (MW) | Renewable | Offshore Wind | Wind Offshore | 0 | 0 | 720 | 2225.7692 | 3731.5384 | 5237.3076 | 6743.0768 | 8248.846 | 8787.4814 | 9326.1168 | 9864.7522 | 10403.3876 | 10942.023 | 12332.023 | 13722.023 | 15112.023 | 16502.023 | 17892.023 | 17892.023 | 17892.023 | 17892.023 | 17892.023 | 17892.023 | 17892.023 | 17892.023 | 17892.023 | 17892.023 | 17892.023
| Poland | EU Green | Holistic Transition | Capacity (MW) | Renewable | Onshore Wind | Wind Onshore | 7800 | 8050 | 8425 | 10070.8 | 11716.6 | 13362.4 | 15008.2 | 16654 | 18080 | 19506 | 20932 | 22358 | 23784 | 25120 | 26456 | 27792 | 29128 | 30464 | 31800 | 33136 | 34472 | 35808 | 37144 | 37271.9998 | 37399.9996 | 37527.9994 | 37655.9992 | 37783.999
| Poland | EU Blue | Hydrogen Evolution | Capacity (MW) | Storage | Storage | Battery | 100.5 | 117 | 123 | 351 | 579 | 807 | 1035 | 1263 | 1549 | 1835 | 2121 | 2407 | 2693 | 2693 | 2693 | 2693 | 2693 | 2693 | 2693 | 2693 | 2693 | 2693 | 2693 | 2693 | 2693 | 2693 | 2693 | 2693
| Poland | EU Blue | Hydrogen Evolution | Capacity (MW) | Renewable | Biomass | Biomass | 1098.32 | 1316.65 | 1316.65 | 1316.65 | 1316.65 | 1534.98 | 1534.98 | 1534.98 | 1534.98 | 1534.98 | 1534.98 | 1534.98 | 1534.98 | 1534.98 | 1534.98 | 1534.98 | 1534.98 | 1534.98 | 1534.98 | 1534.98 | 1534.98 | 1534.98 | 1534.98 | 1534.98 | 1534.98 | 1534.98 | 1534.98 | 1534.98
| Poland | EU Blue | Hydrogen Evolution | Capacity (MW) | Low Carbon | CCS | Biomass CCS | 0 | 0 | 0 | 0 | 0 | 0 | 0 | 0 | 0 | 0 | 0 | 0 | 0 | 60 | 120 | 180 | 240 | 300 | 432 | 564 | 696 | 828 | 960 | 1002 | 1050 | 1092 | 1134 | 1176
| Poland | EU Blue | Hydrogen Evolution | Capacity (MW) | Thermal | Coal | Coal | 26447.3 | 23749 | 23398 | 23398 | 23048 | 20711 | 18714 | 16583.8 | 15397.6 | 15158.6 | 14936.6 | 13104.4 | 12607.4 | 10814.4 | 10189.4 | 9799.4 | 9409.4 | 8636.4 | 8636.4 | 8636.4 | 7386.4 | 6489.4 | 6270.4 | 5752.4 | 5162.4 | 4252.4 | 4252.4 | 3238
| Poland | EU Blue | Hydrogen Evolution | Capacity (MW) | Thermal | Gas | Fossil Gas | 3635.4 | 5035.4 | 5935.4 | 6585.4 | 7085.4 | 7985.4 | 8235.4 | 8182 | 8182 | 8182 | 8081 | 8075.36 | 7893 | 7893 | 7893 | 7893 | 7893 | 7197 | 7197 | 7197 | 7197 | 7197 | 7197 | 6997 | 6797 | 6597 | 6397 | 6197
| Poland | EU Blue | Hydrogen Evolution | Capacity (MW) | Thermal | Other Thermal | Fossil Oil | 358.9 | 358.9 | 358.9 | 358.9 | 358.9 | 358.9 | 358.9 | 0 | 0 | 0 | 0 | 0 | 0 | 0 | 0 | 0 | 0 | 0 | 0 | 0 | 0 | 0 | 0 | 0 | 0 | 0 | 0 | 0
| Poland | EU Blue | Hydrogen Evolution | Capacity (MW) | Low Carbon | Low Carbon | GT Hydrogen | 0 | 0 | 0 | 0 | 0 | 0 | 0 | 0 | 0 | 0 | 0 | 0 | 0 | 1166 | 2331 | 3497 | 4662 | 5828 | 6475 | 7122 | 7769 | 8416 | 9064 | 9064 | 9064 | 9064 | 9064 | 9064
| Poland | EU Blue | Hydrogen Evolution | Capacity (MW) | Low Carbon | Nuclear | Nuclear | 0 | 0 | 0 | 0 | 0 | 0 | 0 | 0 | 0 | 0 | 1600 | 1600 | 1600 | 3200 | 3200 | 4800 | 4800 | 4800 | 6400 | 6400 | 8000 | 8000 | 9600 | 9600 | 9600 | 9600 | 9600 | 9600
| Poland | EU Blue | Hydrogen Evolution | Capacity (MW) | Storage | Storage | Pumped Hydro | 1859 | 1859 | 1859 | 1859 | 1859 | 1859 | 1859 | 1859 | 1859 | 1859 | 1859 | 1859 | 1859 | 1859 | 1859 | 1859 | 1859 | 1859 | 1859 | 1859 | 1859 | 1859 | 1859 | 1859 | 1859 | 1859 | 1859 | 1859
| Poland | EU Blue | Hydrogen Evolution | Capacity (MW) | Renewable | Hydro | Run-of-river Hydro | 980 | 980 | 980 | 980 | 980 | 980 | 980 | 980 | 980 | 980 | 980 | 980 | 980 | 980 | 980 | 980 | 980 | 980 | 980 | 980 | 980 | 980 | 980 | 980 | 980 | 980 | 980 | 980
| Poland | EU Blue | Hydrogen Evolution | Capacity (MW) | Renewable | Solar | Solar PV | 10803 | 11241.99 | 11681 | 12464.1904 | 13247.3808 | 14030.5712 | 14813.7616 | 15596.952 | 15682.1788 | 15767.4056 | 15852.6324 | 15937.8592 | 16023.086 | 16108.3102 | 16193.5344 | 16278.7586 | 16363.9828 | 16449.207 | 16551.3274 | 16653.4478 | 16755.5682 | 16857.6886 | 16959.809 | 17061.3452 | 17162.8814 | 17264.4176 | 17365.9538 | 17467.49
| Poland | EU Blue | Hydrogen Evolution | Capacity (MW) | Renewable | Offshore Wind | Wind Offshore |  |  | 720 | 2688.0004 | 4656.0008 | 6624.0012 | 8592.0016 | 10560.002 | 11079.2116 | 11598.4212 | 12117.6308 | 12636.8404 | 13156.05 | 13156.0516 | 13156.0532 | 13156.0548 | 13156.0564 | 13156.058 | 13312.0582 | 13468.0584 | 13624.0586 | 13780.0588 | 13936.059 | 14098.8476 | 14261.6362 | 14424.4248 | 14587.2134 | 14750.002
| Poland | EU Blue | Hydrogen Evolution | Capacity (MW) | Renewable | Onshore Wind | Wind Onshore | 7800 | 8050 | 8425 | 9850.7996 | 11276.5992 | 12702.3988 | 14128.1984 | 15553.998 | 16783.9974 | 18013.9968 | 19243.9962 | 20473.9956 | 21703.995 | 21703.9952 | 21703.9954 | 21703.9956 | 21703.9958 | 21703.996 | 21703.996 | 21703.996 | 21703.996 | 21703.996 | 21703.996 | 21703.997 | 21703.998 | 21703.999 | 21704 | 21704.001
| Poland | EU Green | Holistic Transition | Demand (TWh) | Demand | Demand | Demand Total (TWh) | 178.81 | 181.75 | 183.27 | 188.52 | 192.47 | 196.98 | 201.06 | 206.7 | 211.15 | 214.62 | 217.27 | 220.7 | 224.31 | 230.24 | 234.79 | 239.95 | 244.94 | 250.32 | 254.8 | 259.91 | 264.68 | 269.91 | 273.31 | 275.01 | 276.4 | 278.53 | 279.06 | 280.41
| Poland | EU Blue | Hydrogen Evolution | Demand (TWh) | Demand | Demand | Demand Total (TWh) | 178.81 | 181.75 | 184.96 | 187.31 | 189.74 | 192.58 | 194.79 | 197.6 | 199.09 | 201.19 | 202.4 | 204.31 | 206.37 | 209.39 | 211.28 | 213.91 | 216.65 | 220.01 | 223.09 | 226.72 | 230.17 | 234.13 | 236.73 | 238.61 | 240.3 | 242.61 | 243.63 | 245.13
| Portugal | EU Green | Holistic Transition | Capacity (MW) | Storage | Storage | Battery | 81 | 151 | 221.5 | 222 | 222 | 222 | 222 | 522 | 572 | 622 | 672 | 722 | 772 | 932.5 | 993 | 1053.5 | 1114 | 1174.5 | 1324.5 | 1474.5 | 1624.5 | 1774.5 | 1924.5 | 2156.5 | 2238.5 | 2320.5 | 2402.5 | 2485
| Portugal | EU Green | Holistic Transition | Capacity (MW) | Renewable | Biomass | Biomass | 700 | 700 | 700 | 700 | 700 | 700 | 700 | 700 | 700 | 700 | 700 | 700 | 700 | 700 | 700 | 700 | 700 | 700 | 700 | 700 | 700 | 700 | 700 | 700 | 700 | 700 | 700 | 700
| Portugal | EU Green | Holistic Transition | Capacity (MW) | Low Carbon | CCS | Biomass CCS | 0 | 0 | 0 | 0 | 0 | 0 | 0 | 0 | 0 | 0 | 0 | 0 | 0 | 0 | 0 | 0 | 0 | 0 | 24 | 48 | 72 | 96 | 120 | 192 | 264 | 336 | 408 | 480
| Portugal | EU Green | Holistic Transition | Capacity (MW) | Thermal | Gas | Fossil Gas | 4016 | 4016 | 4016 | 4016 | 4016 | 4016 | 4016 | 4016 | 4016 | 4016 | 4016 | 4016 | 4016 | 4016 | 4016 | 4016 | 4016 | 4016 | 2604.9 | 2584 | 2584 | 2584 | 2584 | 392 | 392 | 392 | 392 | 392
| Portugal | EU Green | Holistic Transition | Capacity (MW) | Low Carbon | Low Carbon | GT Hydrogen | 0 | 0 | 0 | 0 | 0 | 0 | 0 | 300 | 348 | 397 | 445 | 493 | 741 | 1241 | 1441 | 1641 | 1841 | 2041 | 3041 | 3241 | 4241 | 4341 | 4541 | 5593 | 5945 | 6297 | 6649 | 7001
| Portugal | EU Green | Holistic Transition | Capacity (MW) | Storage | Storage | Pumped Hydro | 3621 | 3921 | 3921 | 3921 | 3921 | 3921 | 3921 | 3921 | 3921 | 3921 | 3921 | 3921 | 3921 | 3921 | 3921 | 3921 | 3921 | 3921 | 3921 | 3921 | 3921 | 3921 | 3921 | 3921 | 3921 | 3921 | 3921 | 3921
| Portugal | EU Green | Holistic Transition | Capacity (MW) | Renewable | Hydro | Run-of-river Hydro | 4413.3999 | 4434.1001 | 4454.7998 | 4475.5 | 4496.2002 | 4516.8999 | 4537.6001 | 4558.6001 | 4558.6001 | 4558.6001 | 4558.6001 | 4558.6001 | 4558.6001 | 4558.6001 | 4558.6001 | 4558.6001 | 4558.6001 | 4558.6001 | 4558.6001 | 4558.6001 | 4558.6001 | 4558.6001 | 4558.6001 | 4558.6001 | 4558.6001 | 4558.6001 | 4558.6001 | 4558.6001
| Portugal | EU Green | Holistic Transition | Capacity (MW) | Renewable | Solar | Solar PV | 3567.35 | 4621.2 | 5749.14 | 7440.6 | 9132.06 | 10823.52 | 12514.98 | 14206.44 | 14932.0662 | 15657.6924 | 16383.3186 | 17108.9448 | 17834.571 | 18582.1972 | 19329.8234 | 20077.4496 | 20825.0758 | 21572.702 | 22320.3302 | 23067.9584 | 23815.5866 | 24563.2148 | 25310.843 | 25879.3602 | 26447.8774 | 27016.3946 | 27584.9118 | 28153.429
| Portugal | EU Green | Holistic Transition | Capacity (MW) | Renewable | Offshore Wind | Wind Offshore | 43 | 52 | 61 | 198.8 | 336.6 | 474.4 | 612.2 | 750 | 920.1184 | 1090.2368 | 1260.3552 | 1430.4736 | 1600.592 | 1702.592 | 1804.592 | 1906.592 | 2008.592 | 2110.592 | 2414.5918 | 2718.5916 | 3022.5914 | 3326.5912 | 3630.591 | 3934.5914 | 4238.5918 | 4542.5922 | 4846.5926 | 5150.593
| Portugal | EU Green | Holistic Transition | Capacity (MW) | Renewable | Onshore Wind | Wind Onshore | 6283 | 6606 | 6970.34 | 7626.472 | 8282.604 | 8938.736 | 9594.868 | 10251 | 10843 | 11435 | 12027 | 12619 | 13211 | 13752.9998 | 14294.9996 | 14836.9994 | 15378.9992 | 15920.999 | 16462.999 | 17004.999 | 17546.999 | 18088.999 | 18630.999 | 19172.9986 | 19714.9982 | 20256.9978 | 20798.9974 | 21340.997
| Portugal | EU Blue | Hydrogen Evolution | Capacity (MW) | Storage | Storage | Battery | 81 | 151 | 221.5 | 222 | 222 | 222 | 222 | 222 | 222 | 222 | 222 | 222 | 222 | 622 | 622 | 622 | 622 | 622.5 | 822.5 | 1022.5 | 1222.5 | 1422.5 | 1622.5 | 1889.5 | 1956.5 | 2023.5 | 2090.5 | 2157.5
| Portugal | EU Blue | Hydrogen Evolution | Capacity (MW) | Renewable | Biomass | Biomass | 700 | 700 | 700 | 700 | 700 | 700 | 700 | 700 | 700 | 700 | 700 | 700 | 700 | 700 | 700 | 700 | 700 | 700 | 700 | 700 | 700 | 700 | 700 | 700 | 700 | 700 | 700 | 700
| Portugal | EU Blue | Hydrogen Evolution | Capacity (MW) | Low Carbon | CCS | Biomass CCS | 0 | 0 | 0 | 0 | 0 | 0 | 0 | 0 | 0 | 0 | 0 | 0 | 0 | 24 | 48 | 72 | 96 | 120 | 168 | 216 | 264 | 312 | 360 | 360 | 360 | 360 | 360 | 360
| Portugal | EU Blue | Hydrogen Evolution | Capacity (MW) | Thermal | Gas | Fossil Gas | 4016 | 4016 | 4016 | 4016 | 4016 | 4016 | 4016 | 4016 | 4016 | 4016 | 4016 | 4016 | 4016 | 4016 | 4016 | 4016 | 4016 | 4016 | 2604.9 | 2584 | 2584 | 2584 | 2584 | 392 | 392 | 392 | 392 | 392
| Portugal | EU Blue | Hydrogen Evolution | Capacity (MW) | Low Carbon | Low Carbon | GT Hydrogen | 0 | 0 | 0 | 0 | 0 | 0 | 0 | 0 | 0 | 0 | 0 | 100 | 200 | 400 | 500 | 600 | 800 | 900 | 1000 | 1200 | 1300 | 1400 | 1600 | 2108 | 2615 | 3223 | 3731 | 4238
| Portugal | EU Blue | Hydrogen Evolution | Capacity (MW) | Storage | Storage | Pumped Hydro | 3621 | 3921 | 3921 | 3921 | 3921 | 3921 | 3921 | 3921 | 3921 | 3921 | 3921 | 3921 | 3921 | 3921 | 3921 | 3921 | 3921 | 3921 | 3921 | 3921 | 3921 | 3921 | 3921 | 3921 | 3921 | 3921 | 3921 | 3921
| Portugal | EU Blue | Hydrogen Evolution | Capacity (MW) | Renewable | Hydro | Run-of-river Hydro | 4413.3999 | 4434.1001 | 4454.7998 | 4475.5 | 4496.2002 | 4516.8999 | 4537.6001 | 4558.6001 | 4558.6001 | 4558.6001 | 4558.6001 | 4558.6001 | 4558.6001 | 4558.6001 | 4558.6001 | 4558.6001 | 4558.6001 | 4558.6001 | 4558.6001 | 4558.6001 | 4558.6001 | 4558.6001 | 4558.6001 | 4558.6001 | 4558.6001 | 4558.6001 | 4558.6001 | 4558.6001
| Portugal | EU Blue | Hydrogen Evolution | Capacity (MW) | Renewable | Solar | Solar PV | 3567.35 | 4621.2 | 5749.14 | 7297.2932 | 8845.4464 | 10393.5996 | 11941.7528 | 13489.906 | 14037.533 | 14585.16 | 15132.787 | 15680.414 | 16228.041 | 16423.6698 | 16619.2986 | 16814.9274 | 17010.5562 | 17206.185 | 17673.9 | 18141.615 | 18609.33 | 19077.045 | 19544.76 | 19753.2264 | 19961.6928 | 20170.1592 | 20378.6256 | 20587.092
| Portugal | EU Blue | Hydrogen Evolution | Capacity (MW) | Renewable | Offshore Wind | Wind Offshore | 43 | 52 | 61 | 114.8002 | 168.6004 | 222.4006 | 276.2008 | 330.001 | 342.001 | 354.001 | 366.001 | 378.001 | 390.001 | 402.0012 | 414.0014 | 426.0016 | 438.0018 | 450.002 | 462.0022 | 474.0024 | 486.0026 | 498.0028 | 510.003 | 522.0032 | 534.0034 | 546.0036 | 558.0038 | 570.004
| Portugal | EU Blue | Hydrogen Evolution | Capacity (MW) | Renewable | Onshore Wind | Wind Onshore | 6283 | 6606 | 6970.34 | 7526.4712 | 8082.6024 | 8638.7336 | 9194.8648 | 9750.996 | 10194.996 | 10638.996 | 11082.996 | 11526.996 | 11970.996 | 12376.9942 | 12782.9924 | 13188.9906 | 13594.9888 | 14000.987 | 14406.9858 | 14812.9846 | 15218.9834 | 15624.9822 | 16030.981 | 16436.98 | 16842.979 | 17248.978 | 17654.977 | 18060.976
| Portugal | EU Green | Holistic Transition | Demand (TWh) | Demand | Demand | Demand Total (TWh) | 49.9 | 50.64 | 51.1 | 53.36 | 55 | 56.98 | 58.89 | 61.19 | 63.6 | 66.18 | 68.31 | 70.69 | 72.97 | 75.16 | 76.84 | 78.64 | 80.35 | 82.24 | 83.67 | 85.38 | 87.15 | 89 | 90.17 | 91.55 | 92.92 | 94.53 | 95.5 | 97.01
| Portugal | EU Blue | Hydrogen Evolution | Demand (TWh) | Demand | Demand | Demand Total (TWh) | 50.69 | 51.83 | 53.8 | 54.84 | 56.03 | 57.59 | 58.91 | 60.88 | 63.13 | 65.47 | 67.45 | 69.74 | 71.71 | 73.06 | 73.91 | 74.94 | 75.91 | 77.07 | 78.52 | 80.17 | 81.76 | 83.58 | 84.82 | 88.94 | 93.02 | 97.4 | 101.15 | 105.17
| SEM | EU Green | Holistic Transition | Capacity (MW) | Storage | Storage | Battery | 622.1 | 722.1 | 772.1 | 996.1 | 1220.1 | 1443.6 | 1667.6 | 1891.6 | 1951.6 | 2011.6 | 2071.6 | 2131.6 | 2191.6 | 2851.6 | 3061.6 | 3121.6 | 3181.6 | 3241.6 | 3601.6 | 3961.6 | 4021.6 | 4081.6 | 4141.6 | 4221.6 | 4301.6 | 4381.6 | 4461.6 | 4891.6
| SEM | EU Green | Holistic Transition | Capacity (MW) | Low Carbon | CCS | Biomass CCS | 0 | 0 | 0 | 0 | 0 | 0 | 0 | 0 | 0 | 0 | 0 | 0 | 0 | 24 | 48 | 72 | 96 | 120 | 156 | 192 | 228 | 264 | 300 | 372 | 444 | 516 | 588 | 660
| SEM | EU Green | Holistic Transition | Capacity (MW) | Thermal | Coal | Coal | 1397.3 | 855 | 855 | 0 | 0 | 0 | 0 | 0 | 0 | 0 | 0 | 0 | 0 | 0 | 0 | 0 | 0 | 0 | 0 | 0 | 0 | 0 | 0 | 0 | 0 | 0 | 0 | 0
| SEM | EU Green | Holistic Transition | Capacity (MW) | Thermal | Gas | Fossil Gas | 5220.46 | 6321.415 | 7754.6 | 7904.6 | 8054.6 | 8154.6 | 8304.6 | 7722.6 | 7922.6 | 8122.6 | 7929.6 | 8329.6 | 7953.74 | 7791.72 | 7560.6 | 7760.6 | 7960.6 | 7267.621 | 7267.5 | 7267.5 | 7089 | 6739 | 6275 | 5650 | 5450 | 5250 | 5050 | 4850
| SEM | EU Green | Holistic Transition | Capacity (MW) | Thermal | Other Thermal | Fossil Oil | 1324.717 | 692.717 | 692.717 | 692.717 | 692.717 | 692.717 | 692.717 | 692.717 | 515.717 | 565.717 | 511.717 | 457.717 | 557.717 | 607.717 | 657.717 | 707.717 | 757.717 | 691.717 | 691.717 | 741.717 | 741.717 | 741.717 | 734 | 734 | 734 | 734 | 700 | 700
| SEM | EU Green | Holistic Transition | Capacity (MW) | Low Carbon | Low Carbon | GT Hydrogen | 0 | 0 | 0 | 0 | 0 | 0 | 0 | 0 | 0 | 0 | 0 | 0 | 0 | 200 | 300 | 400 | 500 | 600 | 798 | 997 | 1195 | 1393 | 1642 | 1792 | 1942 | 2092 | 2242 | 2392
| SEM | EU Green | Holistic Transition | Capacity (MW) | Storage | Storage | Pumped Hydro | 292 | 292 | 292 | 292 | 292 | 292 | 292 | 292 | 292 | 292 | 292 | 292 | 292 | 292 | 292 | 292 | 292 | 292 | 292 | 292 | 292 | 292 | 292 | 292 | 292 | 292 | 292 | 292
| SEM | EU Green | Holistic Transition | Capacity (MW) | Renewable | Hydro | Run-of-river Hydro | 216 | 216 | 216 | 216 | 216 | 216 | 216 | 216 | 216 | 216 | 216 | 216 | 216 | 216 | 216 | 216 | 216 | 216 | 216 | 216 | 216 | 216 | 216 | 216 | 216 | 216 | 216 | 216
| SEM | EU Green | Holistic Transition | Capacity (MW) | Renewable | Solar | Solar PV | 865.81 | 1333.36 | 2025.64 | 2801.64 | 3577.64 | 4353.64 | 5129.64 | 5905.64 | 5905.64 | 5905.64 | 5905.64 | 5905.64 | 5905.64 | 5905.6402 | 5905.6404 | 5905.6406 | 5905.6408 | 5905.641 | 5905.641 | 5905.641 | 5905.641 | 5905.641 | 5905.641 | 5905.641 | 5905.641 | 5905.641 | 5905.641 | 5905.641
| SEM | EU Green | Holistic Transition | Capacity (MW) | Renewable | Waste | Waste | 102.797 | 102.797 | 102.797 | 102.797 | 102.797 | 102.797 | 102.797 | 102.797 | 102.797 | 102.797 | 102.797 | 102.797 | 102.797 | 102.797 | 102.797 | 102.797 | 102.797 | 102.797 | 102.797 | 102.797 | 102.797 | 102.797 | 102.797 | 102.797 | 85.797 | 85.797 | 85.797 | 85.797
| SEM | EU Green | Holistic Transition | Capacity (MW) | Renewable | Offshore Wind | Wind Offshore | 25 | 25 | 25 | 25 | 486.28 | 793.81 | 968.0622 | 1304 | 1304 | 1304 | 1304 | 1304 | 1304 | 1437.8182 | 1571.6364 | 1705.4546 | 1839.2728 | 1973.091 | 2130.928 | 2288.765 | 2446.602 | 2604.439 | 2762.276 | 2762.276 | 2762.276 | 2762.276 | 2762.276 | 2762.276
| SEM | EU Green | Holistic Transition | Capacity (MW) | Renewable | Onshore Wind | Wind Onshore | 5726.5 | 6079.7 | 6639.78 | 7515.646 | 8391.512 | 9267.378 | 10143.244 | 11019.11 | 11355.2 | 11691.29 | 12027.38 | 12363.47 | 12699.56 | 13025.6894 | 13351.8188 | 13677.9482 | 14004.0776 | 14330.207 | 14656.165 | 14982.123 | 15308.081 | 15634.039 | 15959.997 | 16238.17 | 16516.343 | 16794.516 | 17072.689 | 17350.862
| SEM | EU Blue | Hydrogen Evolution | Capacity (MW) | Storage | Storage | Battery | 622.1 | 722.1 | 772.1 | 892.1 | 1012.1 | 1131.6 | 1251.6 | 1371.6 | 1371.6 | 1371.6 | 1371.6 | 1371.6 | 1371.6 | 1813.6 | 1955.6 | 1997.6 | 2039.6 | 2081.6 | 2281.6 | 2631.6 | 2731.6 | 2831.6 | 2931.6 | 3087.6 | 3243.6 | 3399.6 | 3555.6 | 3711.6
| SEM | EU Blue | Hydrogen Evolution | Capacity (MW) | Low Carbon | CCS | Biomass CCS | 0 | 0 | 0 | 0 | 0 | 0 | 0 | 0 | 0 | 0 | 0 | 0 | 0 | 24 | 48 | 72 | 96 | 120 | 156 | 192 | 228 | 264 | 300 | 300 | 300 | 300 | 300 | 300
| SEM | EU Blue | Hydrogen Evolution | Capacity (MW) | Thermal | Coal | Coal | 1397.3 | 855 | 855 | 0 | 0 | 0 | 0 | 0 | 0 | 0 | 0 | 0 | 0 | 0 | 0 | 0 | 0 | 0 | 0 | 0 | 0 | 0 | 0 | 0 | 0 | 0 | 0 | 0
| SEM | EU Blue | Hydrogen Evolution | Capacity (MW) | Thermal | Gas | Fossil Gas | 5220.46 | 6321.415 | 7754.6 | 7904.6 | 8054.6 | 8154.6 | 8304.6 | 7722.6 | 7922.6 | 8122.6 | 7929.6 | 8329.6 | 7953.74 | 7791.72 | 7560.6 | 7760.6 | 7960.6 | 7267.621 | 7267.5 | 7267.5 | 7267.5 | 7267.5 | 6873.1 | 6803.5 | 6803.5 | 6803.5 | 6803.5 | 6803.5
| SEM | EU Blue | Hydrogen Evolution | Capacity (MW) | Thermal | Other Thermal | Fossil Oil | 1324.717 | 692.717 | 692.717 | 692.717 | 692.717 | 692.717 | 692.717 | 692.717 | 515.717 | 565.717 | 511.717 | 457.717 | 557.717 | 607.717 | 657.717 | 707.717 | 757.717 | 691.717 | 691.717 | 741.717 | 741.717 | 741.717 | 734 | 734 | 734 | 734 | 700 | 700
| SEM | EU Blue | Hydrogen Evolution | Capacity (MW) | Low Carbon | Low Carbon | GT Hydrogen | 0 | 0 | 0 | 0 | 0 | 0 | 0 | 0 | 0 | 0 | 0 | 0 | 0 | 200 | 300 | 400 | 500 | 600 | 700 | 900 | 1000 | 1100 | 1250 | 1400 | 1700 | 2100 | 2400 | 2500
| SEM | EU Blue | Hydrogen Evolution | Capacity (MW) | Storage | Storage | Pumped Hydro | 292 | 292 | 292 | 292 | 292 | 292 | 292 | 292 | 292 | 292 | 292 | 292 | 292 | 292 | 292 | 292 | 292 | 292 | 292 | 292 | 292 | 292 | 292 | 292 | 292 | 292 | 292 | 292
| SEM | EU Blue | Hydrogen Evolution | Capacity (MW) | Renewable | Hydro | Run-of-river Hydro | 216 | 216 | 216 | 216 | 216 | 216 | 216 | 216 | 216 | 216 | 216 | 216 | 216 | 216 | 216 | 216 | 216 | 216 | 216 | 216 | 216 | 216 | 216 | 216 | 216 | 216 | 216 | 216
| SEM | EU Blue | Hydrogen Evolution | Capacity (MW) | Renewable | Solar | Solar PV | 865.81 | 1333.36 | 2025.64 | 2519.6402 | 3013.6404 | 3507.6406 | 4001.6408 | 4495.641 | 4495.641 | 4495.641 | 4495.641 | 4495.641 | 4495.641 | 4495.6412 | 4495.6414 | 4495.6416 | 4495.6418 | 4495.642 | 4495.6424 | 4495.6428 | 4495.6432 | 4495.6436 | 4495.644 | 4495.6442 | 4495.6444 | 4495.6446 | 4495.6448 | 4495.645
| SEM | EU Blue | Hydrogen Evolution | Capacity (MW) | Renewable | Waste | Waste | 102.797 | 102.797 | 102.797 | 102.797 | 102.797 | 102.797 | 102.797 | 102.797 | 102.797 | 102.797 | 102.797 | 102.797 | 102.797 | 102.797 | 102.797 | 102.797 | 102.797 | 102.797 | 102.797 | 102.797 | 102.797 | 102.797 | 102.797 | 102.797 | 85.797 | 85.797 | 85.797 | 85.797
| SEM | EU Blue | Hydrogen Evolution | Capacity (MW) | Renewable | Offshore Wind | Wind Offshore | 25 | 25 | 25 | 25 | 486.28 | 793.81 | 2299.5944 | 4344 | 4768 | 5192 | 5616 | 6040 | 6464 | 6888.0002 | 7312.0004 | 7736.0006 | 8160.0008 | 8584.001 | 9010.001 | 9436.001 | 9862.001 | 10288.001 | 10714.001 | 11138.001 | 11562.001 | 11986.001 | 12410.001 | 12834.001
| SEM | EU Blue | Hydrogen Evolution | Capacity (MW) | Renewable | Onshore Wind | Wind Onshore | 5726.5 | 6079.7 | 6639.78 | 7061.6462 | 7483.5124 | 7905.3786 | 8327.2448 | 8749.111 | 8749.201 | 8749.291 | 8749.381 | 8749.471 | 8749.561 | 8749.691 | 8749.821 | 8749.951 | 8750.081 | 8750.211 | 8750.169 | 8750.127 | 8750.085 | 8750.043 | 8750.001 | 8750.001 | 8750.001 | 8750.001 | 8750.001 | 8750.001
| SEM | EU Green | Holistic Transition | Demand (TWh) | Demand | Demand | Demand Total (TWh) | 43.16 | 44.43 | 45.03 | 47.59 | 48.96 | 50.69 | 52.09 | 53.71 | 56.16 | 58.69 | 60.67 | 62.75 | 63.87 | 65.58 | 66.32 | 67.62 | 68.78 | 69.64 | 70.24 | 70.82 | 71.21 | 72.31 | 72.58 | 72.98 | 73.59 | 74.36 | 75.02 | 75.45
| SEM | EU Blue | Hydrogen Evolution | Demand (TWh) | Demand | Demand | Demand Total (TWh) | 43.16 | 44.43 | 45.03 | 46.61 | 48 | 49.7 | 50.9 | 52.17 | 54.65 | 57.3 | 59.22 | 61.33 | 62.46 | 62.95 | 64.28 | 65.47 | 67.23 | 68.13 | 69.3 | 70.18 | 71.27 | 72.34 | 72.74 | 73.85 | 74.71 | 76.76 | 77.78 | 78.4
| Slovenia | EU Green | Holistic Transition | Capacity (MW) | Storage | Storage | Battery | 10 | 13.5 | 17 | 17 | 17 | 17 | 17 | 17 | 93 | 169 | 245 | 321 | 397 | 473 | 549 | 625 | 701 | 777 | 815 | 853 | 891 | 929 | 967 | 1043 | 1119 | 1195 | 1271 | 1347
| Slovenia | EU Green | Holistic Transition | Capacity (MW) | Renewable | Biomass | Biomass | 23 | 23 | 23 | 23 | 23 | 23 | 23 | 23 | 23 | 23 | 23 | 23 | 23 | 23 | 23 | 23 | 23 | 23 | 23 | 23 | 23 | 23 | 23 | 23 | 23 | 23 | 23 | 23
| Slovenia | EU Green | Holistic Transition | Capacity (MW) | Low Carbon | CCS | Biomass CCS | 0 | 0 | 0 | 0 | 0 | 0 | 0 | 0 | 0 | 0 | 0 | 0 | 0 | 0 | 0 | 0 | 0 | 0 | 0 | 0 | 0 | 0 | 0 | 12 | 24 | 36 | 48 | 60
| Slovenia | EU Green | Holistic Transition | Capacity (MW) | Thermal | Coal | Coal | 894 | 894 | 894 | 894 | 894 | 589 | 589 | 539 | 539 | 539 | 539 | 539 | 0 | 0 | 0 | 0 | 0 | 0 | 0 | 0 | 0 | 0 | 0 | 0 | 0 | 0 | 0 | 0
| Slovenia | EU Green | Holistic Transition | Capacity (MW) | Thermal | Gas | Fossil Gas | 586 | 586 | 636 | 686 | 786 | 752 | 802 | 460 | 460 | 460 | 460 | 460 | 460 | 460 | 460 | 460 | 460 | 460 | 460 | 460 | 460 | 460 | 460 | 460 | 460 | 460 | 460 | 460
| Slovenia | EU Green | Holistic Transition | Capacity (MW) | Storage | Storage | Pumped Hydro | 185 | 185 | 185 | 185 | 185 | 185 | 185 | 185 | 185 | 185 | 185 | 185 | 185 | 185 | 185 | 185 | 185 | 185 | 185 | 185 | 185 | 185 | 185 | 185 | 185 | 185 | 185 | 185
| Slovenia | EU Green | Holistic Transition | Capacity (MW) | Renewable | Hydro | Run-of-river Hydro | 1630 | 1630 | 1630 | 1630 | 1630 | 1630 | 1630 | 1630 | 1630 | 1630 | 1630 | 1630 | 1630 | 1630 | 1630 | 1630 | 1630 | 1630 | 1630 | 1630 | 1630 | 1630 | 1630 | 1630 | 1630 | 1630 | 1630 | 1630
| Slovenia | EU Green | Holistic Transition | Capacity (MW) | Low Carbon | Nuclear | Nuclear | 696 | 696 | 696 | 696 | 696 | 696 | 696 | 696 | 696 | 696 | 696 | 696 | 696 | 696 | 696 | 696 | 696 | 696 | 696 | 696 | 696 | 0 | 0 | 0 | 0 | 0 | 0 | 0
| Slovenia | EU Green | Holistic Transition | Capacity (MW) | Renewable | Solar | Solar PV | 699.65 | 829.29 | 999.76 | 1165.449 | 1331.138 | 1496.827 | 1662.516 | 1828.205 | 1914.9286 | 2001.6522 | 2088.3758 | 2175.0994 | 2261.823 | 2423.1032 | 2584.3834 | 2745.6636 | 2906.9438 | 3068.224 | 3229.7938 | 3391.3636 | 3552.9334 | 3714.5032 | 3876.073 | 3886.2316 | 3896.3902 | 3906.5488 | 3916.7074 | 3926.866
| Slovenia | EU Green | Holistic Transition | Capacity (MW) | Renewable | Onshore Wind | Wind Onshore | 46 | 108.75 | 221.76 | 373.648 | 525.536 | 677.424 | 829.312 | 981.2 | 1093.2 | 1205.2 | 1317.2 | 1429.2 | 1541.2 | 1653.2 | 1765.2 | 1877.2 | 1989.2 | 2101.2 | 2285.2 | 2469.2 | 2653.2 | 2837.2 | 3021.2 | 3173.1994 | 3325.1988 | 3477.1982 | 3629.1976 | 3781.197
| Slovenia | EU Blue | Hydrogen Evolution | Capacity (MW) | Storage | Storage | Battery | 10 | 13.5 | 17 | 17 | 17 | 17 | 17 | 17 | 45 | 73.5 | 101.5 | 129.5 | 157.5 | 213.5 | 269.5 | 325.5 | 381.5 | 437.5 | 465.5 | 493.5 | 521.5 | 549.5 | 577.5 | 634 | 690.5 | 746.5 | 803 | 859.5
| Slovenia | EU Blue | Hydrogen Evolution | Capacity (MW) | Renewable | Biomass | Biomass | 23 | 23 | 23 | 23 | 23 | 23 | 23 | 23 | 23 | 23 | 23 | 23 | 23 | 23 | 23 | 23 | 23 | 23 | 23 | 23 | 23 | 23 | 23 | 23 | 23 | 23 | 23 | 23
| Slovenia | EU Blue | Hydrogen Evolution | Capacity (MW) | Low Carbon | CCS | Biomass CCS | 0 | 0 | 0 | 0 | 0 | 0 | 0 | 0 | 0 | 0 | 0 | 0 | 0 | 0 | 0 | 0 | 0 | 0 | 0 | 0 | 0 | 0 | 0 | 6 | 6 | 12 | 12 | 18
| Slovenia | EU Blue | Hydrogen Evolution | Capacity (MW) | Thermal | Coal | Coal | 894 | 894 | 894 | 894 | 894 | 589 | 589 | 539 | 539 | 539 | 539 | 539 | 0 | 0 | 0 | 0 | 0 | 0 | 0 | 0 | 0 | 0 | 0 | 0 | 0 | 0 | 0 | 0
| Slovenia | EU Blue | Hydrogen Evolution | Capacity (MW) | Thermal | Gas | Fossil Gas | 586 | 586 | 636 | 686 | 786 | 752 | 802 | 460 | 460 | 460 | 460 | 460 | 460 | 460 | 460 | 460 | 460 | 460 | 460 | 460 | 460 | 460 | 460 | 460 | 460 | 460 | 460 | 460
| Slovenia | EU Blue | Hydrogen Evolution | Capacity (MW) | Low Carbon | Low Carbon | GT Hydrogen | 0 | 0 | 0 | 0 | 0 | 0 | 0 | 0 | 0 | 0 | 0 | 0 | 0 | 1 | 2 | 2 | 3 | 4 | 5 | 5 | 6 | 6 | 7 | 7 | 7 | 7 | 7 | 7
| Slovenia | EU Blue | Hydrogen Evolution | Capacity (MW) | Low Carbon | Nuclear | Nuclear | 696 | 696 | 696 | 696 | 696 | 696 | 696 | 696 | 696 | 696 | 696 | 696 | 696 | 696 | 696 | 696 | 696 | 696 | 696 | 696 | 696 | 0 | 0 | 0 | 0 | 0 | 0 | 0
| Slovenia | EU Blue | Hydrogen Evolution | Capacity (MW) | Storage | Storage | Pumped Hydro | 185 | 185 | 185 | 185 | 185 | 185 | 185 | 185 | 185 | 185 | 185 | 185 | 185 | 185 | 185 | 185 | 185 | 185 | 185 | 185 | 185 | 185 | 185 | 185 | 185 | 185 | 185 | 185
| Slovenia | EU Blue | Hydrogen Evolution | Capacity (MW) | Renewable | Hydro | Run-of-river Hydro | 1630 | 1630 | 1630 | 1630 | 1630 | 1630 | 1630 | 1630 | 1630 | 1630 | 1630 | 1630 | 1630 | 1630 | 1630 | 1630 | 1630 | 1630 | 1630 | 1630 | 1630 | 1630 | 1630 | 1630 | 1630 | 1630 | 1630 | 1630
| Slovenia | EU Blue | Hydrogen Evolution | Capacity (MW) | Renewable | Solar | Solar PV | 699.65 | 829.29 | 999.76 | 1153.4528 | 1307.1456 | 1460.8384 | 1614.5312 | 1768.224 | 1820.9526 | 1873.6812 | 1926.4098 | 1979.1384 | 2031.867 | 2087.1496 | 2142.4322 | 2197.7148 | 2252.9974 | 2308.28 | 2365.85 | 2423.42 | 2480.99 | 2538.56 | 2596.13 | 2652.1056 | 2708.0812 | 2764.0568 | 2820.0324 | 2876.008
| Slovenia | EU Blue | Hydrogen Evolution | Capacity (MW) | Renewable | Onshore Wind | Wind Onshore | 46 | 108.75 | 221.76 | 373.648 | 525.536 | 677.424 | 829.312 | 981.2 | 1093.2 | 1205.2 | 1317.2 | 1429.2 | 1541.2 | 1653.1998 | 1765.1996 | 1877.1994 | 1989.1992 | 2101.199 | 2285.1986 | 2469.1982 | 2653.1978 | 2837.1974 | 3021.197 | 3173.1946 | 3325.1922 | 3477.1898 | 3629.1874 | 3781.185
| Slovenia | EU Green | Holistic Transition | Demand (TWh) | Demand | Demand | Demand Total (TWh) | 14.54 | 14.79 | 15.11 | 15.66 | 16.29 | 16.75 | 17.24 | 17.78 | 18.21 | 18.59 | 18.85 | 19.26 | 19.56 | 19.91 | 20.12 | 20.38 | 20.62 | 20.91 | 21.14 | 21.34 | 21.53 | 21.79 | 21.89 | 22.08 | 22.36 | 22.63 | 22.74 | 22.92
| Slovenia | EU Blue | Hydrogen Evolution | Demand (TWh) | Demand | Demand | Demand Total (TWh) | 14.54 | 14.79 | 15.11 | 15.31 | 15.71 | 15.94 | 16.19 | 16.59 | 16.79 | 17.05 | 17.22 | 17.54 | 17.77 | 18.09 | 18.29 | 18.55 | 18.8 | 19.11 | 19.38 | 19.61 | 19.82 | 20.11 | 20.25 | 20.46 | 20.77 | 21.06 | 21.2 | 21.41
| Spain | EU Green | Holistic Transition | Capacity (MW) | Storage | Storage | Battery | 175 | 275 | 300 | 300 | 300 | 300 | 300 | 700 | 1350 | 2000 | 2650 | 3300 | 3950 | 1816 | 2432 | 3048 | 3664 | 4280 | 4380 | 4480 | 4580 | 4680 | 4780 | 5396.5 | 6012.5 | 6628.5 | 7245 | 7861
| Spain | EU Green | Holistic Transition | Capacity (MW) | Renewable | Biomass | Biomass | 1100 | 1100 | 1100 | 1100 | 1100 | 1100 | 1100 | 1100 | 1100 | 1100 | 1100 | 1100 | 1100 | 1100 | 1100 | 1100 | 1100 | 1100 | 1100 | 1100 | 1100 | 1100 | 1100 | 1100 | 1100 | 1100 | 1100 | 1100
| Spain | EU Green | Holistic Transition | Capacity (MW) | Low Carbon | CCS | Biomass CCS | 0 | 0 | 0 | 0 | 0 | 0 | 0 | 0 | 0 | 0 | 0 | 0 | 0 | 0 | 0 | 0 | 0 | 0 | 132 | 264 | 396 | 528 | 660 | 936 | 1212 | 1488 | 1764 | 2040
| Spain | EU Green | Holistic Transition | Capacity (MW) | Thermal | Coal | Coal | 611.8 | 611.8 | 0 | 0 | 0 | 0 | 0 | 0 | 0 | 0 | 0 | 0 | 0 | 0 | 0 | 0 | 0 | 0 | 0 | 0 | 0 | 0 | 0 | 0 | 0 | 0 | 0 | 0
| Spain | EU Green | Holistic Transition | Capacity (MW) | Thermal | Gas | Fossil Gas | 29338.6 | 28138.6 | 27338.6 | 25738.6 | 24538.6 | 22523.2 | 20174.583 | 18874.865 | 18703.485 | 18505.912 | 17015.6 | 16272.143 | 13987.216 | 12718.654 | 11711.038 | 11669.516 | 11669.516 | 11669.516 | 11669.516 | 11669.516 | 11582.944 | 11575.416 | 10757.916 | 1681.8 | 1681.8 | 1681.8 | 1681.8 | 1681.8
| Spain | EU Green | Holistic Transition | Capacity (MW) | Thermal | Other Thermal | Fossil Oil | 84 | 84 | 84 | 84 | 84 | 84 | 84 | 0 | 0 | 0 | 0 | 0 | 0 | 0 | 0 | 0 | 0 | 0 | 0 | 0 | 0 | 0 | 0 | 0 | 0 | 0 | 0 | 0
| Spain | EU Green | Holistic Transition | Capacity (MW) | Low Carbon | Low Carbon | GT Hydrogen | 0 | 0 | 0 | 0 | 0 | 0 | 0 | 200 | 1199 | 2198 | 3197 | 4196 | 5195 | 5195 | 5595 | 5995 | 6395 | 6795 | 7195 | 7595 | 7995 | 8395 | 8995 | 9996 | 10396 | 10796 | 11196 | 11196
| Spain | EU Green | Holistic Transition | Capacity (MW) | Low Carbon | Nuclear | Nuclear | 7117.2 | 7117.2 | 7117.2 | 7117.2 | 7117.2 | 6105.9 | 5100.1 | 4104.3 | 2048.7 | 2048.7 | 2048.7 | 2048.7 | 1003.4 | 0 | 0 | 0 | 0 | 0 | 0 | 0 | 0 | 0 | 0 | 0 | 0 | 0 | 0 | 0
| Spain | EU Green | Holistic Transition | Capacity (MW) | Storage | Storage | Pumped Hydro | 5617.6 | 5617.6 | 5617.6 | 5617.6 | 6617.6 | 8617.6 | 8617.6 | 8617.6 | 9217.6 | 9817.6 | 10417.6 | 11017.6 | 11617.6 | 11717.6 | 11917.6 | 12017.6 | 12217.6 | 12317.6 | 12617.6 | 12817.6 | 13017.6 | 13317.6 | 13517.6 | 13517.6 | 13517.6 | 13517.6 | 13517.6 | 13517.6
| Spain | EU Green | Holistic Transition | Capacity (MW) | Renewable | Hydro | Run-of-river Hydro | 14647 | 14647 | 14647 | 14647 | 14647 | 14647 | 14647 | 14647 | 14647 | 14647 | 14647 | 14647 | 14647 | 14647 | 14647 | 14647 | 14647 | 14647 | 14647 | 14647 | 14647 | 14647 | 14647 | 14647 | 14647 | 14647 | 14647 | 14647
| Spain | EU Green | Holistic Transition | Capacity (MW) | Renewable | Solar | Solar PV | 23315.63 | 28570.26 | 33389.8 | 38687.236 | 43984.672 | 49282.108 | 54579.544 | 59876.98 | 63932.2466 | 67987.5132 | 72042.7798 | 76098.0464 | 80153.313 | 84024.5796 | 87895.8462 | 91767.1128 | 95638.3794 | 99509.646 | 103156.6964 | 106803.7468 | 110450.7972 | 114097.8476 | 117744.898 | 119247.1846 | 120749.4712 | 122251.7578 | 123754.0444 | 125256.331
| Spain | EU Green | Holistic Transition | Capacity (MW) | Renewable | Waste | Waste | 149.5 | 149.5 | 149.5 | 149.5 | 149.5 | 149.5 | 149.5 | 0 | 0 | 0 | 0 | 0 | 0 | 0 | 0 | 0 | 0 | 0 | 0 | 0 | 0 | 0 | 0 | 0 | 0 | 0 | 0 | 0
| Spain | EU Green | Holistic Transition | Capacity (MW) | Renewable | Offshore Wind | Wind Offshore | 0 | 0 | 0 | 329.9998 | 659.9996 | 989.9994 | 1319.9992 | 1649.999 | 1855.999 | 2061.999 | 2267.999 | 2473.999 | 2679.999 | 3287.999 | 3895.999 | 4503.999 | 5111.999 | 5719.999 | 6329.9988 | 6939.9986 | 7549.9984 | 8159.9982 | 8769.998 | 9383.3244 | 9996.6508 | 10609.9772 | 11223.3036 | 11836.63
| Spain | EU Green | Holistic Transition | Capacity (MW) | Renewable | Onshore Wind | Wind Onshore | 30300 | 31750 | 33262.63 | 35862.5012 | 38462.3724 | 41062.2436 | 43662.1148 | 46261.986 | 48837.9858 | 51413.9856 | 53989.9854 | 56565.9852 | 59141.985 | 61051.985 | 62961.985 | 64871.985 | 66781.985 | 68691.985 | 70123.9838 | 71555.9826 | 72987.9814 | 74419.9802 | 75851.979 | 77580.8148 | 79309.6506 | 81038.4864 | 82767.3222 | 84496.158
| Spain | EU Blue | Hydrogen Evolution | Capacity (MW) | Storage | Storage | Battery | 175 | 275 | 300 | 300 | 300 | 300 | 300 | 700 | 800 | 900 | 1000 | 1100 | 1200 | 1519 | 1838.5 | 2157.5 | 2476.5 | 2795.5 | 2895.5 | 2995.5 | 3095.5 | 3195.5 | 3295.5 | 4159.5 | 5023.5 | 5887.5 | 6751.5 | 7615.5
| Spain | EU Blue | Hydrogen Evolution | Capacity (MW) | Renewable | Biomass | Biomass | 1100 | 1100 | 1100 | 1100 | 1100 | 1100 | 1100 | 1100 | 1100 | 1100 | 1100 | 1100 | 1100 | 1100 | 1100 | 1100 | 1100 | 1100 | 1100 | 1100 | 1100 | 1100 | 1100 | 1100 | 1100 | 1100 | 1100 | 1100
| Spain | EU Blue | Hydrogen Evolution | Capacity (MW) | Low Carbon | CCS | Biomass CCS | 0 | 0 | 0 | 0 | 0 | 0 | 0 | 0 | 0 | 0 | 0 | 0 | 0 | 96 | 192 | 288 | 384 | 480 | 684 | 888 | 1092 | 1296 | 1500 | 1500 | 1500 | 1500 | 1500 | 1500
| Spain | EU Blue | Hydrogen Evolution | Capacity (MW) | Thermal | Coal | Coal | 611.8 | 611.8 | 0 | 0 | 0 | 0 | 0 | 0 | 0 | 0 | 0 | 0 | 0 | 0 | 0 | 0 | 0 | 0 | 0 | 0 | 0 | 0 | 0 | 0 | 0 | 0 | 0 | 0
| Spain | EU Blue | Hydrogen Evolution | Capacity (MW) | Thermal | Gas | Fossil Gas | 29338.6 | 28138.6 | 27338.6 | 25738.6 | 24538.6 | 22523.2 | 20174.583 | 18874.865 | 18703.485 | 18505.912 | 17015.6 | 16272.143 | 13987.216 | 12718.654 | 11711.038 | 11669.516 | 11669.516 | 11669.516 | 11669.516 | 11669.516 | 11582.944 | 11575.416 | 11575.416 | 2499.3 | 2499.3 | 2499.3 | 2499.3 | 2499.3
| Spain | EU Blue | Hydrogen Evolution | Capacity (MW) | Thermal | Other Thermal | Fossil Oil | 84 | 84 | 84 | 84 | 84 | 84 | 84 | 0 | 0 | 0 | 0 | 0 | 0 | 0 | 0 | 0 | 0 | 0 | 0 | 0 | 0 | 0 | 0 | 0 | 0 | 0 | 0 | 0
| Spain | EU Blue | Hydrogen Evolution | Capacity (MW) | Low Carbon | Low Carbon | GT Hydrogen | 0 | 0 | 0 | 0 | 0 | 0 | 0 | 200 | 800 | 1400 | 2000 | 2600 | 3200 | 3200 | 3600 | 4000 | 4400 | 4800 | 5200 | 5600 | 6000 | 6400 | 6800 | 7842 | 8883 | 9925 | 10967 | 12008
| Spain | EU Blue | Hydrogen Evolution | Capacity (MW) | Low Carbon | Nuclear | Nuclear | 7117.2 | 7117.2 | 7117.2 | 7117.2 | 7117.2 | 6105.9 | 5100.1 | 4104.3 | 2048.7 | 2048.7 | 2048.7 | 2048.7 | 1003.4 | 0 | 0 | 0 | 0 | 0 | 0 | 0 | 0 | 0 | 0 | 0 | 0 | 0 | 0 | 0
| Spain | EU Blue | Hydrogen Evolution | Capacity (MW) | Storage | Storage | Pumped Hydro | 5617.6 | 5617.6 | 5617.6 | 5617.6 | 6617.6 | 8617.6 | 8617.6 | 8617.6 | 9217.6 | 9817.6 | 10417.6 | 11017.6 | 11617.6 | 11717.6 | 11917.6 | 12017.6 | 12217.6 | 12317.6 | 12617.6 | 12817.6 | 13017.6 | 13317.6 | 13517.6 | 13517.6 | 13517.6 | 13517.6 | 13517.6 | 13517.6
| Spain | EU Blue | Hydrogen Evolution | Capacity (MW) | Renewable | Hydro | Run-of-river Hydro | 14647 | 14647 | 14647 | 14647 | 14647 | 14647 | 14647 | 14647 | 14647 | 14647 | 14647 | 14647 | 14647 | 14647 | 14647 | 14647 | 14647 | 14647 | 14647 | 14647 | 14647 | 14647 | 14647 | 14647 | 14647 | 14647 | 14647 | 14647
| Spain | EU Blue | Hydrogen Evolution | Capacity (MW) | Renewable | Solar | Solar PV | 23315.63 | 28570.26 | 33389.8 | 37757.2372 | 42124.6744 | 46492.1116 | 50859.5488 | 55226.986 | 58374.2504 | 61521.5148 | 64668.7792 | 67816.0436 | 70963.308 | 72973.4126 | 74983.5172 | 76993.6218 | 79003.7264 | 81013.831 | 83878.8772 | 86743.9234 | 89608.9696 | 92474.0158 | 95339.062 | 96639.563 | 97940.064 | 99240.565 | 100541.066 | 101841.567
| Spain | EU Blue | Hydrogen Evolution | Capacity (MW) | Renewable | Waste | Waste | 149.5 | 149.5 | 149.5 | 149.5 | 149.5 | 149.5 | 149.5 | 0 | 0 | 0 | 0 | 0 | 0 | 0 | 0 | 0 | 0 | 0 | 0 | 0 | 0 | 0 | 0 | 0 | 0 | 0 | 0 | 0
| Spain | EU Blue | Hydrogen Evolution | Capacity (MW) | Renewable | Offshore Wind | Wind Offshore | 0 | 0 | 0 | 336.0002 | 672.0004 | 1008.0006 | 1344.0008 | 1680.001 | 1696.001 | 1712.001 | 1728.001 | 1744.001 | 1760.001 | 1778.001 | 1796.001 | 1814.001 | 1832.001 | 1850.001 | 1866.0012 | 1882.0014 | 1898.0016 | 1914.0018 | 1930.002 | 2074.0626 | 2218.1232 | 2362.1838 | 2506.2444 | 2650.305
| Spain | EU Blue | Hydrogen Evolution | Capacity (MW) | Renewable | Onshore Wind | Wind Onshore | 30300 | 31750 | 33262.63 | 34817.1064 | 36371.5828 | 37926.0592 | 39480.5356 | 41035.012 | 42009.0104 | 42983.0088 | 43957.0072 | 44931.0056 | 45905.004 | 46713.0026 | 47521.0012 | 48328.9998 | 49136.9984 | 49944.997 | 50752.9962 | 51560.9954 | 52368.9946 | 53176.9938 | 53984.993 | 55526.9918 | 57068.9906 | 58610.9894 | 60152.9882 | 61694.987
| Spain | EU Green | Holistic Transition | Demand (TWh) | Demand | Demand | Demand Total (TWh) | 253.9 | 258.22 | 259.99 | 267.48 | 272.78 | 279.09 | 284.1 | 291.53 | 300.23 | 311.06 | 320.97 | 332.29 | 342.98 | 355.45 | 365.3 | 375.56 | 384.97 | 395.33 | 402.07 | 409.17 | 419 | 427.57 | 432.8 | 439.68 | 446.56 | 454.33 | 458.76 | 467.07
| Spain | EU Blue | Hydrogen Evolution | Demand (TWh) | Demand | Demand | Demand Total (TWh) | 254.98 | 259.84 | 265.44 | 268.72 | 272.15 | 276.73 | 280.01 | 286.63 | 291.87 | 294.92 | 296.3 | 298.76 | 301.24 | 310.23 | 317.08 | 324.68 | 331.93 | 339.85 | 349.36 | 359.48 | 369.47 | 380.59 | 389.32 | 399.24 | 409.28 | 420.83 | 429.72 | 439.69
| Sweden | EU Green | Holistic Transition | Capacity (MW) | Storage | Storage | Battery | 251.5 | 350 | 425 | 594 | 762 | 930 | 1098 | 1266 | 1266 | 1266 | 1266 | 1266 | 1266 | 1266 | 1266 | 1266 | 1266 | 1266 | 1266 | 1266 | 1266 | 1266 | 1266 | 1266 | 1266 | 1266 | 1266 | 1266
| Sweden | EU Green | Holistic Transition | Capacity (MW) | Renewable | Biomass | Biomass | 2020 | 2020 | 2120 | 2120 | 2220 | 2220 | 2220 | 2220 | 2220 | 2220 | 2220 | 2220 | 2220 | 2220 | 2220 | 2220 | 2220 | 2220 | 2220 | 2220 | 2220 | 2220 | 2220 | 2220 | 2220 | 2220 | 2220 | 2220
| Sweden | EU Green | Holistic Transition | Capacity (MW) | Low Carbon | CCS | Biomass CCS | 0 | 0 | 0 | 0 | 0 | 0 | 0 | 0 | 0 | 0 | 0 | 0 | 0 | 84 | 168 | 252 | 336 | 420 | 576 | 732 | 888 | 1044 | 1200 | 1356 | 1512 | 1668 | 1824 | 1980
| Sweden | EU Green | Holistic Transition | Capacity (MW) | Thermal | Gas | Fossil Gas | 260 | 260 | 260 | 260 | 260 | 260 | 260 | 0 | 0 | 0 | 0 | 0 | 0 | 0 | 0 | 0 | 0 | 0 | 0 | 0 | 0 | 0 | 0 | 0 | 0 | 0 | 0 | 0
| Sweden | EU Green | Holistic Transition | Capacity (MW) | Low Carbon | Low Carbon | GT Hydrogen | 0 | 0 | 0 | 0 | 0 | 0 | 0 | 0 | 1222 | 2444 | 3666 | 4888 | 6110 | 6110 | 6110 | 6110 | 6110 | 6110 | 6110 | 6110 | 6110 | 6110 | 6110 | 6110 | 6110 | 6110 | 6110 | 6110
| Sweden | EU Green | Holistic Transition | Capacity (MW) | Renewable | Hydro | Run-of-river Hydro | 16629 | 16629 | 16629 | 16629 | 16629 | 16629 | 16629 | 16629 | 16629 | 16629 | 16629 | 16629 | 16629 | 16629 | 16629 | 16629 | 16629 | 16629 | 16629 | 16629 | 16629 | 16629 | 16629 | 16629 | 16629 | 16629 | 16629 | 16629
| Sweden | EU Green | Holistic Transition | Capacity (MW) | Low Carbon | Nuclear | Nuclear | 6881 | 6881 | 6881 | 6881 | 6881 | 6881 | 6881 | 6881 | 6881 | 6881 | 6881 | 6881 | 6881 | 6881 | 6881 | 6881 | 6881 | 6881 | 5893 | 5893 | 3712 | 3712 | 2572 | 1400 | 0 | 0 | 0 | 0
| Sweden | EU Green | Holistic Transition | Capacity (MW) | Renewable | Solar | Solar PV | 1772.3 | 1886.78 | 2001.21 | 2567.0062 | 3132.8024 | 3698.5986 | 4264.3948 | 4830.191 | 4865.8072 | 4901.4234 | 4937.0396 | 4972.6558 | 5008.272 | 5047.4134 | 5086.5548 | 5125.6962 | 5164.8376 | 5203.979 | 5551.87 | 5899.761 | 6247.652 | 6595.543 | 6943.434 | 6987.9162 | 7032.3984 | 7076.8806 | 7121.3628 | 7165.845
| Sweden | EU Green | Holistic Transition | Capacity (MW) | Renewable | Waste | Waste | 120 | 120 | 120 | 120 | 120 | 120 | 120 | 0 | 0 | 0 | 0 | 0 | 0 | 0 | 0 | 0 | 0 | 0 | 0 | 0 | 0 | 0 | 0 | 0 | 0 | 0 | 0 | 0
| Sweden | EU Green | Holistic Transition | Capacity (MW) | Renewable | Offshore Wind | Wind Offshore | 218.5 | 218.5 | 218.5 | 494.5 | 770.5 | 1046.5 | 1322.5 | 1598.5 | 1924.4998 | 2250.4996 | 2576.4994 | 2902.4992 | 3228.499 | 3836.499 | 4444.499 | 5052.499 | 5660.499 | 6268.499 | 6694.6368 | 7120.7746 | 7546.9124 | 7973.0502 | 8399.188 | 8399.1888 | 8399.1896 | 8399.1904 | 8399.1912 | 8399.192
| Sweden | EU Green | Holistic Transition | Capacity (MW) | Renewable | Onshore Wind | Wind Onshore | 15190 | 16021 | 17059.66 | 18483.528 | 19907.396 | 21331.264 | 22755.132 | 24179 | 25401 | 26623 | 27845 | 29067 | 30289 | 31229 | 32169 | 33109 | 34049 | 34989 | 36079 | 37169 | 38259 | 39349 | 40439 | 41528.9994 | 42618.9988 | 43708.9982 | 44798.9976 | 45888.997
| Sweden | EU Blue | Hydrogen Evolution | Capacity (MW) | Storage | Storage | Battery | 251.5 | 350 | 425 | 582.5 | 739 | 895.5 | 1052.5 | 1209 | 1355 | 1501 | 1647 | 1793 | 1939 | 1939 | 1939 | 1939 | 1939 | 1939 | 1939 | 1939 | 1939 | 1939 | 1939 | 1939 | 1939 | 1939 | 1939 | 1939
| Sweden | EU Blue | Hydrogen Evolution | Capacity (MW) | Renewable | Biomass | Biomass | 2020 | 2020 | 2120 | 2120 | 2220 | 2220 | 2220 | 2220 | 2220 | 2220 | 2220 | 2220 | 2220 | 2220 | 2220 | 2220 | 2220 | 2220 | 2220 | 2220 | 2220 | 2220 | 2220 | 2220 | 2220 | 2220 | 2220 | 2220
| Sweden | EU Blue | Hydrogen Evolution | Capacity (MW) | Low Carbon | CCS | Biomass CCS | 0 | 0 | 0 | 0 | 0 | 0 | 0 | 0 | 0 | 0 | 0 | 0 | 0 | 0 | 0 | 0 | 0 | 0 | 72 | 144 | 216 | 288 | 360 | 360 | 360 | 360 | 360 | 360
| Sweden | EU Blue | Hydrogen Evolution | Capacity (MW) | Thermal | Gas | Fossil Gas | 260 | 260 | 260 | 260 | 260 | 260 | 260 | 0 | 0 | 0 | 0 | 0 | 0 | 0 | 0 | 0 | 0 | 0 | 0 | 0 | 0 | 0 | 0 | 0 | 0 | 0 | 0 | 0
| Sweden | EU Blue | Hydrogen Evolution | Capacity (MW) | Low Carbon | Low Carbon | GT Hydrogen | 0 | 0 | 0 | 0 | 0 | 0 | 0 | 0 | 0 | 0 | 0 | 0 | 0 | 368 | 736 | 1103 | 1471 | 1839 | 1839 | 1839 | 1839 | 1839 | 1839 | 1876 | 1914 | 1951 | 1988 | 2025
| Sweden | EU Blue | Hydrogen Evolution | Capacity (MW) | Low Carbon | Nuclear | Nuclear | 6881 | 6881 | 6881 | 6881 | 6881 | 6881 | 6881 | 6881 | 6881 | 6881 | 6881 | 6881 | 6881 | 6881 | 6881 | 6881 | 6881 | 6881 | 5893 | 5893 | 3712 | 3712 | 2572 | 1400 | 0 | 0 | 0 | 0
| Sweden | EU Blue | Hydrogen Evolution | Capacity (MW) | Renewable | Hydro | Run-of-river Hydro | 16629 | 16629 | 16629 | 16629 | 16629 | 16629 | 16629 | 16629 | 16629 | 16629 | 16629 | 16629 | 16629 | 16629 | 16629 | 16629 | 16629 | 16629 | 16629 | 16629 | 16629 | 16629 | 16629 | 16629 | 16629 | 16629 | 16629 | 16629
| Sweden | EU Blue | Hydrogen Evolution | Capacity (MW) | Renewable | Solar | Solar PV | 1772.3 | 1886.78 | 2001.21 | 2566.9766 | 3132.7432 | 3698.5098 | 4264.2764 | 4830.043 | 5257.7262 | 5685.4094 | 6113.0926 | 6540.7758 | 6968.459 | 7003.6142 | 7038.7694 | 7073.9246 | 7109.0798 | 7144.235 | 7188.1234 | 7232.0118 | 7275.9002 | 7319.7886 | 7363.677 | 7408.16 | 7452.643 | 7497.126 | 7541.609 | 7586.092
| Sweden | EU Blue | Hydrogen Evolution | Capacity (MW) | Renewable | Waste | Waste | 120 | 120 | 120 | 120 | 120 | 120 | 120 | 0 | 0 | 0 | 0 | 0 | 0 | 0 | 0 | 0 | 0 | 0 | 0 | 0 | 0 | 0 | 0 | 0 | 0 | 0 | 0 | 0
| Sweden | EU Blue | Hydrogen Evolution | Capacity (MW) | Renewable | Offshore Wind | Wind Offshore | 218.5 | 218.5 | 218.5 | 494.5002 | 770.5004 | 1046.5006 | 1322.5008 | 1598.501 | 2194.4772 | 2790.4534 | 3386.4296 | 3982.4058 | 4578.382 | 5330.4058 | 6082.4296 | 6834.4534 | 7586.4772 | 8338.501 | 9104.501 | 9870.501 | 10636.501 | 11402.501 | 12168.501 | 12424.5012 | 12680.5014 | 12936.5016 | 13192.5018 | 13448.502
| Sweden | EU Blue | Hydrogen Evolution | Capacity (MW) | Renewable | Onshore Wind | Wind Onshore | 15190 | 16021 | 17059.66 | 18139.6096 | 19219.5592 | 20299.5088 | 21379.4584 | 22459.408 | 23363.4074 | 24267.4068 | 25171.4062 | 26075.4056 | 26979.405 | 27511.402 | 28043.399 | 28575.396 | 29107.393 | 29639.39 | 30329.3838 | 31019.3776 | 31709.3714 | 32399.3652 | 33089.359 | 33895.353 | 34701.347 | 35507.341 | 36313.335 | 37119.329
| Sweden | EU Green | Holistic Transition | Demand (TWh) | Demand | Demand | Demand Total (TWh) | 145.59 | 147.12 | 152.56 | 157.51 | 160.93 | 164.65 | 167.68 | 170.89 | 174.86 | 179.45 | 183.01 | 186.98 | 190.78 | 196.14 | 200.57 | 204.89 | 211.07 | 216.01 | 217.81 | 220.32 | 222.91 | 226.22 | 227.74 | 228.49 | 230.75 | 233.8 | 235.06 | 237.39
| Sweden | EU Blue | Hydrogen Evolution | Demand (TWh) | Demand | Demand | Demand Total (TWh) | 145.59 | 147.13 | 152.28 | 155.5 | 158.54 | 162.01 | 164.63 | 168.69 | 173 | 178.07 | 182.12 | 186.41 | 191.32 | 198.14 | 204.46 | 209.18 | 214.77 | 227.28 | 227.07 | 230.69 | 231.25 | 233.8 | 233.43 | 233.88 | 235.75 | 238.69 | 240.23 | 241.56
| Switzerland | EU Green | Holistic Transition | Capacity (MW) | Storage | Storage | Battery | 105.5 | 119 | 122.5 | 123 | 123 | 123 | 123 | 123 | 447 | 771 | 1095 | 1419 | 1743 | 2607 | 3471 | 4335 | 5199 | 6063 | 6063 | 6063 | 6063 | 6063 | 6063 | 6711 | 7359 | 8007 | 8655 | 9303
| Switzerland | EU Green | Holistic Transition | Capacity (MW) | Renewable | Biomass | Biomass | 100 | 200 | 200 | 300 | 300 | 400 | 400 | 400 | 400 | 400 | 400 | 400 | 400 | 400 | 400 | 400 | 400 | 400 | 400 | 400 | 400 | 400 | 400 | 400 | 400 | 400 | 400 | 400
| Switzerland | EU Green | Holistic Transition | Capacity (MW) | Low Carbon | CCS | Biomass CCS | 0 | 0 | 0 | 0 | 0 | 0 | 0 | 0 | 0 | 0 | 0 | 0 | 0 | 0 | 0 | 0 | 0 | 0 | 0 | 0 | 0 | 0 | 0 | 36 | 72 | 108 | 144 | 180
| Switzerland | EU Green | Holistic Transition | Capacity (MW) | Low Carbon | Nuclear | Nuclear | 2240 | 2240 | 2240 | 2240 | 2240 | 2240 | 1220 | 1220 | 1220 | 1220 | 1220 | 0 | 0 | 0 | 0 | 0 | 0 | 0 | 0 | 0 | 0 | 0 | 0 | 0 | 0 | 0 | 0 | 0
| Switzerland | EU Green | Holistic Transition | Capacity (MW) | Storage | Storage | Pumped Hydro | 4500 | 5500 | 5500 | 5500 | 5500 | 5500 | 5500 | 9657.5 | 9657.5 | 9657.5 | 9657.5 | 9657.5 | 9657.5 | 9657.5 | 9657.5 | 9657.5 | 9657.5 | 9657.5 | 9657.5 | 9657.5 | 9657.5 | 9657.5 | 9657.5 | 9657.5 | 9657.5 | 9657.5 | 9657.5 | 9657.5
| Switzerland | EU Green | Holistic Transition | Capacity (MW) | Renewable | Other Renewables | Other RES | 0 | 0 | 0 | 0 | 0 | 0 | 0 | 200 | 200 | 200 | 200 | 200 | 200 | 200 | 200 | 200 | 200 | 200 | 200 | 200 | 200 | 200 | 200 | 200 | 200 | 200 | 200 | 200
| Switzerland | EU Green | Holistic Transition | Capacity (MW) | Renewable | Hydro | Run-of-river Hydro | 12400 | 12450 | 12800 | 12960 | 13120 | 13280 | 13440 | 13600 | 13600 | 13600 | 13600 | 13600 | 13600 | 13600 | 13600 | 13600 | 13600 | 13600 | 13600 | 13600 | 13600 | 13600 | 13600 | 13600 | 13600 | 13600 | 13600 | 13600
| Switzerland | EU Green | Holistic Transition | Capacity (MW) | Renewable | Solar | Solar PV | 3895.27 | 4270.26 | 4660.27 | 6400.0794 | 8139.8888 | 9879.6982 | 11619.5076 | 13359.317 | 14866.3802 | 16373.4434 | 17880.5066 | 19387.5698 | 20894.633 | 22270.0122 | 23645.3914 | 25020.7706 | 26396.1498 | 27771.529 | 28844.6282 | 29917.7274 | 30990.8266 | 32063.9258 | 33137.025 | 33729.5954 | 34322.1658 | 34914.7362 | 35507.3066 | 36099.877
| Switzerland | EU Green | Holistic Transition | Capacity (MW) | Renewable | Onshore Wind | Wind Onshore | 165.3 | 165.3 | 175.3 | 323.2994 | 471.2988 | 619.2982 | 767.2976 | 915.297 | 1061.3284 | 1207.3598 | 1353.3912 | 1499.4226 | 1645.454 | 1661.454 | 1677.454 | 1693.454 | 1709.454 | 1725.454 | 1765.4218 | 1805.3896 | 1845.3574 | 1885.3252 | 1925.293 | 1967.293 | 2009.293 | 2051.293 | 2093.293 | 2135.293
| Switzerland | EU Blue | Hydrogen Evolution | Capacity (MW) | Storage | Storage | Battery | 105.5 | 119 | 122.5 | 283 | 443 | 603 | 763 | 923.5 | 923.5 | 923.5 | 923.5 | 923.5 | 923.5 | 1243.5 | 1563.5 | 1883.5 | 2203.5 | 2523.5 | 2523.5 | 2523.5 | 2523.5 | 2523.5 | 2523.5 | 3483.5 | 4443.5 | 5403.5 | 6363.5 | 7323.5
| Switzerland | EU Blue | Hydrogen Evolution | Capacity (MW) | Renewable | Biomass | Biomass | 100 | 200 | 200 | 300 | 300 | 400 | 400 | 400 | 400 | 400 | 400 | 400 | 400 | 400 | 400 | 400 | 400 | 400 | 400 | 400 | 400 | 400 | 400 | 400 | 400 | 400 | 400 | 400
| Switzerland | EU Blue | Hydrogen Evolution | Capacity (MW) | Low Carbon | CCS | Biomass CCS | 0 | 0 | 0 | 0 | 0 | 0 | 0 | 0 | 0 | 0 | 0 | 0 | 0 | 0 | 0 | 0 | 0 | 0 | 36 | 72 | 108 | 144 | 180 | 180 | 180 | 180 | 180 | 180
| Switzerland | EU Blue | Hydrogen Evolution | Capacity (MW) | Low Carbon | Low Carbon | GT Hydrogen | 0 | 0 | 0 | 0 | 0 | 0 | 0 | 0 | 0 | 0 | 0 | 0 | 0 | 0 | 0 | 1 | 1 | 1 | 7 | 12 | 18 | 23 | 29 | 29 | 29 | 29 | 29 | 29
| Switzerland | EU Blue | Hydrogen Evolution | Capacity (MW) | Low Carbon | Nuclear | Nuclear | 2240 | 2240 | 2240 | 2240 | 2240 | 2240 | 1220 | 1220 | 1220 | 1220 | 1220 | 0 | 0 | 0 | 0 | 0 | 0 | 0 | 0 | 0 | 0 | 0 | 0 | 0 | 0 | 0 | 0 | 0
| Switzerland | EU Blue | Hydrogen Evolution | Capacity (MW) | Renewable | Other Renewables | Other RES | 0 | 0 | 0 | 0 | 0 | 0 | 0 | 200 | 200 | 200 | 200 | 200 | 200 | 200 | 200 | 200 | 200 | 200 | 200 | 200 | 200 | 200 | 200 | 200 | 200 | 200 | 200 | 200
| Switzerland | EU Blue | Hydrogen Evolution | Capacity (MW) | Storage | Storage | Pumped Hydro | 4500 | 5500 | 5500 | 5500 | 5500 | 5500 | 5500 | 9657.5 | 9657.5 | 9657.5 | 9657.5 | 9657.5 | 9657.5 | 9657.5 | 9657.5 | 9657.5 | 9657.5 | 9657.5 | 9657.5 | 9657.5 | 9657.5 | 9657.5 | 9657.5 | 9657.5 | 9657.5 | 9657.5 | 9657.5 | 9657.5
| Switzerland | EU Blue | Hydrogen Evolution | Capacity (MW) | Renewable | Hydro | Run-of-river Hydro | 12400 | 12450 | 12800 | 12960 | 13120 | 13280 | 13440 | 13600 | 13600 | 13600 | 13600 | 13600 | 13600 | 13600 | 13600 | 13600 | 13600 | 13600 | 13600 | 13600 | 13600 | 13600 | 13600 | 13600 | 13600 | 13600 | 13600 | 13600
| Switzerland | EU Blue | Hydrogen Evolution | Capacity (MW) | Renewable | Solar | Solar PV | 3895.27 | 4270.26 | 4660.27 | 5781.082 | 6901.894 | 8022.706 | 9143.518 | 10264.33 | 11046.3928 | 11828.4556 | 12610.5184 | 13392.5812 | 14174.644 | 14749.1958 | 15323.7476 | 15898.2994 | 16472.8512 | 17047.403 | 18086.7556 | 19126.1082 | 20165.4608 | 21204.8134 | 22244.166 | 22790.7366 | 23337.3072 | 23883.8778 | 24430.4484 | 24977.019
| Switzerland | EU Blue | Hydrogen Evolution | Capacity (MW) | Renewable | Onshore Wind | Wind Onshore | 165.3 | 165.3 | 175.3 | 239.3 | 303.3 | 367.3 | 431.3 | 495.3 | 553.301 | 611.302 | 669.303 | 727.304 | 785.305 | 795.3052 | 805.3054 | 815.3056 | 825.3058 | 835.306 | 863.3062 | 891.3064 | 919.3066 | 947.3068 | 975.307 | 1015.307 | 1055.307 | 1095.307 | 1135.307 | 1175.307
| Switzerland | EU Green | Holistic Transition | Demand (TWh) | Demand | Demand | Demand Total (TWh) | 64.37 | 65.18 | 65.7 | 67.81 | 68.91 | 70.18 | 71.23 | 72.38 | 74.28 | 76.44 | 78.21 | 79.86 | 81.41 | 82.94 | 83.41 | 83.86 | 84.25 | 84.87 | 84.92 | 85.28 | 85.66 | 86.41 | 86.45 | 86.6 | 86.65 | 86.91 | 86.55 | 86.64
| Switzerland | EU Blue | Hydrogen Evolution | Demand (TWh) | Demand | Demand | Demand Total (TWh) | 64.37 | 65.18 | 65.7 | 66.48 | 67.23 | 68.11 | 68.74 | 71.68 | 72.59 | 73.74 | 74.5 | 75.41 | 76.22 | 77.02 | 77.37 | 77.8 | 78.15 | 78.69 | 78.64 | 78.91 | 79 | 79.43 | 79.34 | 79.46 | 79.53 | 79.76 | 79.45 | 79.59
| Austria | EU Green | Electric Engagement | Capacity (MW) | Storage | Storage | Battery | 161.5 | 189.5 | 200 | 200 | 200 | 200 | 200 | 200 | 407 | 614 | 821 | 1028 | 1235 | 1635 | 2035 | 2435 | 2835 | 3235 | 3435 | 3835 | 4235 | 4635 | 5035 | 5835 | 6335 | 6635 | 7235 | 8435
| Austria | EU Green | Electric Engagement | Capacity (MW) | Renewable | Biomass | Biomass | 584.5 | 584.5 | 584.5 | 584.5 | 584.5 | 584.5 | 584.5 | 584.5 | 584.5 | 584.5 | 584.5 | 584.5 | 584.5 | 584.5 | 584.5 | 584.5 | 584.5 | 584.5 | 584.5 | 584.5 | 584.5 | 584.5 | 584.5 | 584.5 | 584.5 | 584.5 | 584.5 | 584.5
| Austria | EU Green | Electric Engagement | Capacity (MW) | Low Carbon | CCS | Biomass CCS | 0 | 0 | 0 | 0 | 0 | 0 | 0 | 0 | 0 | 0 | 0 | 0 | 0 | 0 | 0 | 0 | 0 | 0 | 0 | 0 | 0 | 0 | 0 | 36 | 72 | 108 | 144 | 180
| Austria | EU Green | Electric Engagement | Capacity (MW) | Thermal | Gas | Fossil Gas | 2621.86 | 2621.86 | 2621.86 | 2621.86 | 2621.86 | 2621.86 | 2396.86 | 1996.86 | 1547.16 | 1547.16 | 1518.2 | 1518.2 | 1518.2 | 1518.2 | 1518.2 | 1118.2 | 290.2 | 0 | 0 | 0 | 0 | 0 | 0 | 0 | 0 | 0 | 0 | 0
| Austria | EU Green | Electric Engagement | Capacity (MW) | Thermal | Other Thermal | Fossil Oil | 164 | 164 | 164 | 164 | 164 | 164 | 164 | 164 | 164 | 164 | 164 | 164 | 164 | 164 | 164 | 164 | 164 | 0 | 0 | 0 | 0 | 0 | 0 | 0 | 0 | 0 | 0 | 0
| Austria | EU Green | Electric Engagement | Capacity (MW) | Low Carbon | Low Carbon | GT Hydrogen | 0 | 0 | 0 | 0 | 0 | 0 | 0 | 0 | 300 | 400 | 500 | 600 | 700 | 800 | 800 | 800 | 800 | 1000 | 1300 | 1400 | 1500 | 1600 | 1800 | 2000 | 2200 | 2400 | 2600 | 2800
| Austria | EU Green | Electric Engagement | Capacity (MW) | Renewable | Other Renewables | Other RES | 0 | 0 | 0 | 0 | 0 | 0 | 0 | 293 | 293 | 293 | 293 | 293 | 293 | 293 | 293 | 293 | 293 | 293 | 293 | 293 | 293 | 293 | 293 | 293 | 293 | 293 | 293 | 293
| Austria | EU Green | Electric Engagement | Capacity (MW) | Storage | Storage | Pumped Hydro | 4239.8 | 4239.8 | 4239.8 | 4239.8 | 4239.8 | 4239.8 | 4239.8 | 4239.8 | 4239.8 | 4239.8 | 4239.8 | 4239.8 | 4239.8 | 4239.8 | 4239.8 | 4239.8 | 4239.8 | 4239.8 | 4239.8 | 4239.8 | 4239.8 | 4239.8 | 4239.8 | 4239.8 | 4239.8 | 4239.8 | 4239.8 | 4239.8
| Austria | EU Green | Electric Engagement | Capacity (MW) | Renewable | Hydro | Run-of-river Hydro | 5272 | 5272 | 5272 | 5272 | 5272 | 5272 | 5272 | 5272 | 5272 | 5272 | 5272 | 5272 | 5272 | 5272 | 5272 | 5272 | 5272 | 5272 | 5272 | 5272 | 5272 | 5272 | 5272 | 5272 | 5272 | 5272 | 5272 | 5272
| Austria | EU Green | Electric Engagement | Capacity (MW) | Renewable | Solar | Solar PV | 3718.33 | 4414.68 | 5126.52 | 6817.2342 | 8507.9484 | 10198.6626 | 11889.3768 | 13580.091 | 14088.6972 | 14597.3034 | 15105.9096 | 15614.5158 | 16123.122 | 17499.728 | 18876.334 | 20252.94 | 21629.546 | 23006.152 | 23145.6422 | 23285.1324 | 23424.6226 | 23564.1128 | 23703.603 | 23843.149 | 23982.695 | 24122.241 | 24261.787 | 24401.333
| Austria | EU Green | Electric Engagement | Capacity (MW) | Renewable | Onshore Wind | Wind Onshore | 4574.47 | 5037.23 | 5500 | 6716.1996 | 7932.3992 | 9148.5988 | 10364.7984 | 11580.998 | 11956.9982 | 12332.9984 | 12708.9986 | 13084.9988 | 13460.999 | 14538.9988 | 15616.9986 | 16694.9984 | 17772.9982 | 18850.998 | 19188.9982 | 19526.9984 | 19864.9986 | 20202.9988 | 20540.999 | 20554.9992 | 20568.9994 | 20582.9996 | 20596.9998 | 20611
| Austria | EU Blue | Counterfactual | Capacity (MW) | Storage | Storage | Battery | 161.5 | 189.5 | 200 | 408 | 616 | 824 | 1032 | 1240 | 1240 | 1240 | 1240 | 1240 | 1240 | 1388 | 1536 | 1684 | 1832 | 1980 | 1980 | 1980 | 1980 | 1980 | 1980 | 2276 | 2572 | 2868 | 3164 | 3460
| Austria | EU Blue | Counterfactual | Capacity (MW) | Renewable | Biomass | Biomass | 584.5 | 584.5 | 584.5 | 584.5 | 584.5 | 584.5 | 584.5 | 584.5 | 584.5 | 584.5 | 584.5 | 584.5 | 584.5 | 584.5 | 584.5 | 584.5 | 584.5 | 584.5 | 584.5 | 584.5 | 584.5 | 584.5 | 584.5 | 584.5 | 584.5 | 584.5 | 584.5 | 584.5
| Austria | EU Blue | Counterfactual | Capacity (MW) | Low Carbon | CCS | Biomass CCS | 0 | 0 | 0 | 0 | 0 | 0 | 0 | 0 | 0 | 0 | 0 | 0 | 0 | 0 | 0 | 0 | 0 | 0 | 36 | 72 | 108 | 144 | 180 | 180 | 180 | 180 | 180 | 180
| Austria | EU Blue | Counterfactual | Capacity (MW) | Thermal | Gas | Fossil Gas | 2621.86 | 2621.86 | 2621.86 | 2621.86 | 2621.86 | 2621.86 | 2396.86 | 1996.86 | 1547.16 | 1547.16 | 1518.2 | 1518.2 | 1518.2 | 1518.2 | 1518.2 | 1118.2 | 290.2 | 0 | 0 | 0 | 0 | 0 | 0 | 0 | 0 | 0 | 0 | 0
| Austria | EU Blue | Counterfactual | Capacity (MW) | Thermal | Other Thermal | Fossil Oil | 164 | 164 | 164 | 164 | 164 | 164 | 164 | 164 | 164 | 164 | 164 | 164 | 164 | 164 | 164 | 164 | 164 | 0 | 0 | 0 | 0 | 0 | 0 | 0 | 0 | 0 | 0 | 0
| Austria | EU Blue | Counterfactual | Capacity (MW) | Low Carbon | Low Carbon | GT Hydrogen | 0 | 0 | 0 | 0 | 0 | 0 | 0 | 0 | 0 | 0 | 0 | 0 | 0 | 808 | 1516 | 2224 | 2932 | 3640 | 3799 | 3959 | 4118 | 4278 | 4437 | 4437 | 4437 | 4437 | 4437 | 4437
| Austria | EU Blue | Counterfactual | Capacity (MW) | Renewable | Other Renewables | Other RES | 0 | 0 | 0 | 0 | 0 | 0 | 0 | 293 | 293 | 293 | 293 | 293 | 293 | 293 | 293 | 293 | 293 | 293 | 293 | 293 | 293 | 293 | 293 | 293 | 293 | 293 | 293 | 293
| Austria | EU Blue | Counterfactual | Capacity (MW) | Storage | Storage | Pumped Hydro | 4239.8 | 4239.8 | 4239.8 | 4239.8 | 4239.8 | 4239.8 | 4239.8 | 4239.8 | 4239.8 | 4239.8 | 4239.8 | 4239.8 | 4239.8 | 4239.8 | 4239.8 | 4239.8 | 4239.8 | 4239.8 | 4239.8 | 4239.8 | 4239.8 | 4239.8 | 4239.8 | 4239.8 | 4239.8 | 4239.8 | 4239.8 | 4239.8
| Austria | EU Blue | Counterfactual | Capacity (MW) | Renewable | Hydro | Run-of-river Hydro | 5272 | 5272 | 5272 | 5272 | 5272 | 5272 | 5272 | 5272 | 5272 | 5272 | 5272 | 5272 | 5272 | 5272 | 5272 | 5272 | 5272 | 5272 | 5272 | 5272 | 5272 | 5272 | 5272 | 5272 | 5272 | 5272 | 5272 | 5272
| Austria | EU Blue | Counterfactual | Capacity (MW) | Renewable | Solar | Solar PV | 3718.33 | 4414.68 | 5126.52 | 6025.2346 | 6923.9492 | 7822.6638 | 8721.3784 | 9620.093 | 10178.6984 | 10737.3038 | 11295.9092 | 11854.5146 | 12413.12 | 12979.7258 | 13546.3316 | 14112.9374 | 14679.5432 | 15246.149 | 15675.6394 | 16105.1298 | 16534.6202 | 16964.1106 | 17393.601 | 17803.1478 | 18212.6946 | 18622.2414 | 19031.7882 | 19441.335
| Austria | EU Blue | Counterfactual | Capacity (MW) | Renewable | Onshore Wind | Wind Onshore | 4574.47 | 5037.23 | 5500 | 6138.2004 | 6776.4008 | 7414.6012 | 8052.8016 | 8691.002 | 8812.1214 | 8933.2408 | 9054.3602 | 9175.4796 | 9296.599 | 9368.5998 | 9440.6006 | 9512.6014 | 9584.6022 | 9656.603 | 9794.6036 | 9932.6042 | 10070.6048 | 10208.6054 | 10346.606 | 10457.4862 | 10568.3664 | 10679.2466 | 10790.1268 | 10901.007
| Austria | EU Green | Electric Engagement | Demand (TWh) | Demand | Demand | Demand Total (TWh) | 75.56 | 76.81 | 77.2 | 80.2 | 82.15 | 84.35 | 86.24 | 88.5 | 91.47 | 94.79 | 96.63 | 98.52 | 100.28 | 102.31 | 103.58 | 105.08 | 106.5 | 108.22 | 108.72 | 109.51 | 109.6 | 110.7 | 111.01 | 111.49 | 111.94 | 112.79 | 112.83 | 113.2
| Austria | EU Blue | Counterfactual | Demand (TWh) | Demand | Demand | Demand Total (TWh) | 75.74 | 77.27 | 78.38 | 79.59 | 80.82 | 82.2 | 83.14 | 84.35 | 85.85 | 87.65 | 88.93 | 90.47 | 91.97 | 93.94 | 95.25 | 96.78 | 98.22 | 99.93 | 100.3 | 100.93 | 100.94 | 101.82 | 101.96 | 102.58 | 103.25 | 104.19 | 104.4 | 104.98
| Belgium | EU Green | Electric Engagement | Capacity (MW) | Storage | Storage | Battery | 36 | 36 | 166.5 | 167 | 167 | 167 | 167 | 167 | 167 | 167 | 167 | 167 | 167 | 347 | 527 | 707 | 887 | 1067 | 1067 | 1067 | 1067 | 1067 | 1067 | 1247 | 1427 | 1607 | 1787 | 1967
| Belgium | EU Green | Electric Engagement | Capacity (MW) | Renewable | Biomass | Biomass | 668 | 668 | 668 | 668 | 668 | 668 | 668 | 668 | 668 | 668 | 668 | 668 | 668 | 668 | 668 | 668 | 668 | 668 | 668 | 668 | 668 | 668 | 668 | 668 | 668 | 668 | 668 | 668
| Belgium | EU Green | Electric Engagement | Capacity (MW) | Low Carbon | CCS | Biomass CCS | 0 | 0 | 0 | 0 | 0 | 0 | 0 | 0 | 0 | 0 | 0 | 0 | 0 | 36 | 72 | 108 | 144 | 180 | 276 | 372 | 468 | 564 | 660 | 792 | 924 | 1056 | 1188 | 1320
| Belgium | EU Green | Electric Engagement | Capacity (MW) | Thermal | Gas | Fossil Gas | 6742.2 | 6672.2 | 9222.2 | 9272.2 | 9322.2 | 9679.2 | 9729.2 | 8771.84 | 8470.2 | 8470.2 | 7970.2 | 7970.2 | 6294 | 6178 | 6178 | 6050 | 5510 | 4521 | 3690.22 | 3686 | 3686 | 3686 | 3643 | 3643 | 3643 | 3643 | 3600 | 3600
| Belgium | EU Green | Electric Engagement | Capacity (MW) | Thermal | Other Thermal | Fossil Oil | 122 | 122 | 122 | 122 | 122 | 122 | 122 | 150 | 150 | 150 | 150 | 150 | 100 | 100 | 100 | 100 | 100 | 150 | 150 | 150 | 150 | 150 | 150 | 150 | 150 | 150 | 150 | 150
| Belgium | EU Green | Electric Engagement | Capacity (MW) | Low Carbon | Low Carbon | GT Hydrogen | 0 | 0 | 0 | 0 | 0 | 0 | 0 | 0 | 942 | 1884 | 2826 | 3768 | 4710 | 5652 | 6594 | 7536 | 8478 | 9620 | 9787 | 9954 | 10120 | 10287 | 10454 | 10494 | 10534 | 10574 | 10614 | 10654
| Belgium | EU Green | Electric Engagement | Capacity (MW) | Low Carbon | Nuclear | Nuclear | 4937 | 3929 | 3484 | 2077 | 2077 | 2077 | 2077 | 2077 | 2077 | 2077 | 2077 | 2077 | 2077 | 0 | 0 | 0 | 0 | 0 | 0 | 0 | 0 | 0 | 0 | 0 | 0 | 0 | 0 | 0
| Belgium | EU Green | Electric Engagement | Capacity (MW) | Renewable | Other Renewables | Other RES | 0 | 0 | 0 | 0 | 0 | 0 | 0 | 451.8 | 451.8 | 451.8 | 451.8 | 451.8 | 451.8 | 451.8 | 451.8 | 451.8 | 451.8 | 451.8 | 451.8 | 451.8 | 451.8 | 451.8 | 451.8 | 451.8 | 451.8 | 451.8 | 451.8 | 451.8
| Belgium | EU Green | Electric Engagement | Capacity (MW) | Storage | Storage | Pumped Hydro | 1164 | 1164 | 1164 | 1164 | 1164 | 1164 | 1164 | 1164 | 1164 | 1164 | 1164 | 1164 | 1164 | 1164 | 1164 | 1164 | 1164 | 1164 | 1164 | 1164 | 1164 | 1164 | 1164 | 1164 | 1164 | 1164 | 1164 | 1164
| Belgium | EU Green | Electric Engagement | Capacity (MW) | Renewable | Hydro | Run-of-river Hydro | 177 | 177 | 177 | 177 | 177 | 177 | 177 | 177 | 177 | 177 | 177 | 177 | 177 | 177 | 177 | 177 | 177 | 177 | 177 | 177 | 177 | 177 | 177 | 177 | 177 | 177 | 177 | 177
| Belgium | EU Green | Electric Engagement | Capacity (MW) | Renewable | Solar | Solar PV | 6715.2 | 7357.6 | 8000 | 8510 | 9020 | 9530 | 10040 | 10550 | 10735.3504 | 10920.7008 | 11106.0512 | 11291.4016 | 11476.752 | 11718.8918 | 11961.0316 | 12203.1714 | 12445.3112 | 12687.451 | 13191.6808 | 13695.9106 | 14200.1404 | 14704.3702 | 15208.6 | 15272.818 | 15337.036 | 15401.254 | 15465.472 | 15529.69
| Belgium | EU Green | Electric Engagement | Capacity (MW) | Renewable | Waste | Waste | 310.1 | 310.1 | 310.1 | 310.1 | 310.1 | 310.1 | 310.1 | 0 | 0 | 0 | 0 | 0 | 0 | 0 | 0 | 0 | 0 | 0 | 0 | 0 | 0 | 0 | 0 | 0 | 0 | 0 | 0 | 0
| Belgium | EU Green | Electric Engagement | Capacity (MW) | Renewable | Offshore Wind | Wind Offshore | 2254 | 2254 | 2254 | 2964.1 | 3674.2 | 4384.3 | 5094.4 | 5804.5 | 5804.5 | 5804.5 | 5804.5 | 5804.5 | 5804.5 | 6244.4976 | 6684.4952 | 7124.4928 | 7564.4904 | 8004.488 | 8004.488 | 8004.488 | 8004.488 | 8004.488 | 8004.488 | 8004.488 | 8004.488 | 8004.488 | 8004.488 | 8004.488
| Belgium | EU Green | Electric Engagement | Capacity (MW) | Renewable | Onshore Wind | Wind Onshore | 2946.99 | 3225.99 | 3504.99 | 3809.144 | 4113.298 | 4417.452 | 4721.606 | 5025.76 | 5025.76 | 5025.76 | 5025.76 | 5025.76 | 5025.76 | 5025.7602 | 5025.7604 | 5025.7606 | 5025.7608 | 5025.761 | 5025.761 | 5025.761 | 5025.761 | 5025.761 | 5025.761 | 5025.761 | 5025.761 | 5025.761 | 5025.761 | 5025.761
| Belgium | EU Blue | Counterfactual | Capacity (MW) | Storage | Storage | Battery | 36 | 36 | 166.5 | 269 | 371 | 473 | 575 | 677 | 677 | 677 | 677 | 677 | 677 | 677 | 677 | 677 | 677 | 677 | 677 | 677 | 677 | 677 | 677 | 809 | 941 | 1073 | 1205 | 1337
| Belgium | EU Blue | Counterfactual | Capacity (MW) | Renewable | Biomass | Biomass | 668 | 668 | 668 | 668 | 668 | 668 | 668 | 668 | 668 | 668 | 668 | 668 | 668 | 668 | 668 | 668 | 668 | 668 | 668 | 668 | 668 | 668 | 668 | 668 | 668 | 668 | 668 | 668
| Belgium | EU Blue | Counterfactual | Capacity (MW) | Low Carbon | CCS | Biomass CCS | 0 | 0 | 0 | 0 | 0 | 0 | 0 | 0 | 36 | 72 | 108 | 144 | 180 | 276 | 372 | 468 | 564 | 660 | 792 | 924 | 1056 | 1188 | 1320 | 1320 | 1320 | 1320 | 1320 | 1320
| Belgium | EU Blue | Counterfactual | Capacity (MW) | Thermal | Gas | Fossil Gas | 6742.2 | 6672.2 | 9222.2 | 9272.2 | 9322.2 | 9679.2 | 9729.2 | 8771.84 | 8470.2 | 8470.2 | 7970.2 | 7970.2 | 6294 | 6178 | 6178 | 6050 | 5510 | 4521 | 3690.22 | 3686 | 3686 | 3686 | 3643 | 3643 | 3643 | 3643 | 3600 | 3600
| Belgium | EU Blue | Counterfactual | Capacity (MW) | Thermal | Other Thermal | Fossil Oil | 122 | 122 | 122 | 122 | 122 | 122 | 122 | 150 | 150 | 150 | 150 | 150 | 100 | 100 | 100 | 100 | 100 | 150 | 150 | 150 | 150 | 150 | 150 | 150 | 150 | 150 | 150 | 150
| Belgium | EU Blue | Counterfactual | Capacity (MW) | Low Carbon | Low Carbon | GT Hydrogen | 0 | 0 | 0 | 0 | 0 | 0 | 0 | 0 | 0 | 0 | 0 | 0 | 0 | 898 | 1646 | 2394 | 3142 | 3890 | 4638 | 5386 | 6134 | 6882 | 7580 | 7580 | 7580 | 7580 | 7580 | 7580
| Belgium | EU Blue | Counterfactual | Capacity (MW) | Low Carbon | Nuclear | Nuclear | 4937 | 3929 | 3484 | 2077 | 2077 | 2077 | 2077 | 2077 | 2077 | 2077 | 2077 | 2077 | 2077 | 0 | 0 | 0 | 0 | 0 | 0 | 0 | 0 | 0 | 0 | 0 | 0 | 0 | 0 | 0
| Belgium | EU Blue | Counterfactual | Capacity (MW) | Renewable | Other Renewables | Other RES | 0 | 0 | 0 | 0 | 0 | 0 | 0 | 451.8 | 451.8 | 451.8 | 451.8 | 451.8 | 451.8 | 451.8 | 451.8 | 451.8 | 451.8 | 451.8 | 451.8 | 451.8 | 451.8 | 451.8 | 451.8 | 451.8 | 451.8 | 451.8 | 451.8 | 451.8
| Belgium | EU Blue | Counterfactual | Capacity (MW) | Storage | Storage | Pumped Hydro | 1164 | 1164 | 1164 | 1164 | 1164 | 1164 | 1164 | 1164 | 1164 | 1164 | 1164 | 1164 | 1164 | 1164 | 1164 | 1164 | 1164 | 1164 | 1164 | 1164 | 1164 | 1164 | 1164 | 1164 | 1164 | 1164 | 1164 | 1164
| Belgium | EU Blue | Counterfactual | Capacity (MW) | Renewable | Hydro | Run-of-river Hydro | 177 | 177 | 177 | 177 | 177 | 177 | 177 | 177 | 177 | 177 | 177 | 177 | 177 | 177 | 177 | 177 | 177 | 177 | 177 | 177 | 177 | 177 | 177 | 177 | 177 | 177 | 177 | 177
| Belgium | EU Blue | Counterfactual | Capacity (MW) | Renewable | Solar | Solar PV | 6715.2 | 7357.6 | 8000 | 8318.0048 | 8636.0096 | 8954.0144 | 9272.0192 | 9590.024 | 9683.37 | 9776.716 | 9870.062 | 9963.408 | 10056.754 | 10166.2788 | 10275.8036 | 10385.3284 | 10494.8532 | 10604.378 | 10734.9722 | 10865.5664 | 10996.1606 | 11126.7548 | 11257.349 | 11346.798 | 11436.247 | 11525.696 | 11615.145 | 11704.594
| Belgium | EU Blue | Counterfactual | Capacity (MW) | Renewable | Waste | Waste | 310.1 | 310.1 | 310.1 | 310.1 | 310.1 | 310.1 | 310.1 | 0 | 0 | 0 | 0 | 0 | 0 | 0 | 0 | 0 | 0 | 0 | 0 | 0 | 0 | 0 | 0 | 0 | 0 | 0 | 0 | 0
| Belgium | EU Blue | Counterfactual | Capacity (MW) | Renewable | Offshore Wind | Wind Offshore | 2254 | 2254 | 2254 | 2964.1 | 3674.2 | 4384.3 | 5094.4 | 5804.5 | 5804.5002 | 5804.5004 | 5804.5006 | 5804.5008 | 5804.501 | 5804.5014 | 5804.5018 | 5804.5022 | 5804.5026 | 5804.503 | 5804.503 | 5804.503 | 5804.503 | 5804.503 | 5804.503 | 5804.5036 | 5804.5042 | 5804.5048 | 5804.5054 | 5804.506
| Belgium | EU Blue | Counterfactual | Capacity (MW) | Renewable | Onshore Wind | Wind Onshore | 2946.99 | 3225.99 | 3504.99 | 3683.1442 | 3861.2984 | 4039.4526 | 4217.6068 | 4395.761 | 4395.7614 | 4395.7618 | 4395.7622 | 4395.7626 | 4395.763 | 4395.7632 | 4395.7634 | 4395.7636 | 4395.7638 | 4395.764 | 4395.7642 | 4395.7644 | 4395.7646 | 4395.7648 | 4395.765 | 4395.7654 | 4395.7658 | 4395.7662 | 4395.7666 | 4395.767
| Belgium | EU Green | Electric Engagement | Demand (TWh) | Demand | Demand | Demand Total (TWh) | 87.25 | 88.98 | 89.98 | 94.8 | 97.45 | 100.55 | 103.17 | 106.16 | 108.27 | 110.69 | 112.35 | 114.24 | 116 | 118.01 | 119.17 | 120.53 | 121.75 | 123.26 | 123.69 | 124.42 | 125.05 | 126.03 | 126.19 | 126.87 | 127.49 | 128.53 | 128.78 | 129.35
| Belgium | EU Blue | Counterfactual | Demand (TWh) | Demand | Demand | Demand Total (TWh) | 87.25 | 88.98 | 90.29 | 92.02 | 93.83 | 95.91 | 97.47 | 99.47 | 100.74 | 102.4 | 103.51 | 104.97 | 106.43 | 108.37 | 109.55 | 110.96 | 112.24 | 113.78 | 114.36 | 115.1 | 115.84 | 116.89 | 117.16 | 117.73 | 118.24 | 119.02 | 119.14 | 119.58
| Czech Republic | EU Green | Electric Engagement | Capacity (MW) | Storage | Storage | Battery | 135 | 202.5 | 270 | 1570 | 1920 | 2070 | 2220 | 2370 | 2566 | 2762 | 2958 | 3154 | 3350 | 3442 | 3534 | 3626 | 3718 | 3810 | 3810 | 3810 | 3810 | 3810 | 3910 | 4102 | 4294 | 4486 | 4678 | 6370
| Czech Republic | EU Green | Electric Engagement | Capacity (MW) | Renewable | Biomass | Biomass | 410 | 410 | 410 | 410 | 410 | 410 | 410 | 410 | 410 | 410 | 410 | 410 | 410 | 410 | 410 | 410 | 410 | 410 | 410 | 410 | 410 | 410 | 410 | 410 | 410 | 410 | 410 | 410
| Czech Republic | EU Green | Electric Engagement | Capacity (MW) | Low Carbon | CCS | Biomass CCS | 0 | 0 | 0 | 0 | 0 | 0 | 0 | 0 | 0 | 0 | 0 | 0 | 0 | 0 | 0 | 0 | 0 | 0 | 0 | 0 | 0 | 0 | 0 | 36 | 72 | 108 | 144 | 180
| Czech Republic | EU Green | Electric Engagement | Capacity (MW) | Thermal | Coal | Coal | 6935.12 | 4458.84 | 4250.7 | 3876.7 | 3689.7 | 3689.7 | 3689.7 | 3689.7 | 3689.7 | 3689.7 | 3689.7 | 3689.7 | 3309.7 | 3309.7 | 1355.14 | 1355.14 | 1355.14 | 1355.14 | 1355.14 | 1355.14 | 1355.14 | 1355.14 | 1355.14 | 1355.14 | 1355.14 | 1355.14 | 1355.14 | 1355.14
| Czech Republic | EU Green | Electric Engagement | Capacity (MW) | Thermal | Gas | Fossil Gas | 1226 | 1226 | 856 | 856 | 856 | 856 | 856 | 856 | 856 | 856 | 856 | 856 | 847 | 847 | 847 | 847 | 847 | 847 | 0 | 0 | 0 | 0 | 0 | 0 | 0 | 0 | 0 | 0
| Czech Republic | EU Green | Electric Engagement | Capacity (MW) | Low Carbon | Low Carbon | GT Hydrogen | 0 | 0 | 0 | 200 | 200 | 300 | 400 | 500 | 970 | 1439 | 1909 | 2378 | 3048 | 3448 | 3848 | 4248 | 4648 | 4948 | 5248 | 5398 | 5548 | 5598 | 5648 | 5698 | 5748 | 5798 | 5848 | 5898
| Czech Republic | EU Green | Electric Engagement | Capacity (MW) | Low Carbon | Nuclear | Nuclear | 3936 | 3936 | 3936 | 3936 | 3936 | 3936 | 3936 | 3936 | 5536 | 5536 | 5536 | 5066 | 4596 | 4126 | 3656 | 3656 | 3656 | 3656 | 3656 | 3656 | 3656 | 3656 | 3656 | 3656 | 3656 | 3656 | 2627 | 2627
| Czech Republic | EU Green | Electric Engagement | Capacity (MW) | Storage | Storage | Pumped Hydro | 1172 | 1172 | 1172 | 1172 | 1172 | 1172 | 1172 | 1172 | 1172 | 1172 | 1172 | 1172 | 1172 | 1172 | 1172 | 1172 | 1172 | 1172 | 1172 | 1172 | 1172 | 1172 | 1172 | 1172 | 1172 | 1172 | 1172 | 1172
| Czech Republic | EU Green | Electric Engagement | Capacity (MW) | Renewable | Hydro | Run-of-river Hydro | 761.84 | 761.84 | 761.84 | 761.84 | 761.84 | 761.84 | 761.84 | 761.84 | 761.84 | 761.84 | 761.84 | 761.84 | 761.84 | 761.84 | 761.84 | 761.84 | 761.84 | 761.84 | 761.84 | 761.84 | 761.84 | 761.84 | 761.84 | 761.84 | 761.84 | 761.84 | 761.84 | 761.84
| Czech Republic | EU Green | Electric Engagement | Capacity (MW) | Renewable | Solar | Solar PV | 2503.81 | 2763.27 | 2988.79 | 3935.0636 | 4881.3372 | 5827.6108 | 6773.8844 | 7720.158 | 8215.3214 | 8710.4848 | 9205.6482 | 9700.8116 | 10195.975 | 11221.1384 | 12246.3018 | 13271.4652 | 14296.6286 | 15321.792 | 16107.4762 | 16893.1604 | 17678.8446 | 18464.5288 | 19250.213 | 19576.7374 | 19903.2618 | 20229.7862 | 20556.3106 | 20882.835
| Czech Republic | EU Green | Electric Engagement | Capacity (MW) | Renewable | Onshore Wind | Wind Onshore | 505 | 565 | 635.87 | 809.8958 | 983.9216 | 1157.9474 | 1331.9732 | 1505.999 | 1803.999 | 2101.999 | 2399.999 | 2697.999 | 2995.999 | 3195.9992 | 3395.9994 | 3595.9996 | 3795.9998 | 3996 | 4515.451 | 5034.902 | 5554.353 | 6073.804 | 6593.255 | 6995.255 | 7397.255 | 7799.255 | 8201.255 | 8603.255
| Czech Republic | EU Blue | Counterfactual | Capacity (MW) | Storage | Storage | Battery | 135 | 202.5 | 570 | 819 | 1068 | 1316.5 | 1565.5 | 1814 | 1814 | 1814 | 1814 | 1814 | 1814 | 2214 | 2314 | 2314 | 2314 | 2314 | 2514 | 2714 | 2914 | 3114 | 3314 | 3548 | 3682 | 3816 | 3950 | 4084
| Czech Republic | EU Blue | Counterfactual | Capacity (MW) | Renewable | Biomass | Biomass | 410 | 410 | 410 | 410 | 410 | 410 | 410 | 410 | 410 | 410 | 410 | 410 | 410 | 410 | 410 | 410 | 410 | 410 | 410 | 410 | 410 | 410 | 410 | 410 | 410 | 410 | 410 | 410
| Czech Republic | EU Blue | Counterfactual | Capacity (MW) | Low Carbon | CCS | Biomass CCS | 0 | 0 | 0 | 0 | 0 | 0 | 0 | 0 | 0 | 0 | 0 | 0 | 0 | 0 | 0 | 0 | 0 | 0 | 36 | 72 | 108 | 144 | 180 | 252 | 324 | 396 | 468 | 540
| Czech Republic | EU Blue | Counterfactual | Capacity (MW) | Thermal | Coal | Coal | 6935.12 | 4458.84 | 4250.7 | 3876.7 | 3689.7 | 3689.7 | 3689.7 | 3689.7 | 3689.7 | 3689.7 | 3689.7 | 3689.7 | 3309.7 | 3309.7 | 1355.14 | 1355.14 | 1355.14 | 1355.14 | 1355.14 | 1355.14 | 1355.14 | 1355.14 | 1355.14 | 1355.14 | 1355.14 | 1355.14 | 1355.14 | 1355.14
| Czech Republic | EU Blue | Counterfactual | Capacity (MW) | Thermal | Gas | Fossil Gas | 1226 | 1226 | 856 | 856 | 856 | 856 | 856 | 856 | 856 | 856 | 856 | 856 | 847 | 847 | 847 | 847 | 847 | 847 | 0 | 0 | 0 | 0 | 0 | 0 | 0 | 0 | 0 | 0
| Czech Republic | EU Blue | Counterfactual | Capacity (MW) | Low Carbon | Low Carbon | GT Hydrogen | 0 | 0 | 0 | 0 | 200 | 300 | 400 | 500 | 600 | 700 | 800 | 800 | 800 | 1370 | 1940 | 2510 | 3080 | 3650 | 3650 | 3650 | 3650 | 3650 | 3650 | 3650 | 3650 | 3650 | 3650 | 3650
| Czech Republic | EU Blue | Counterfactual | Capacity (MW) | Low Carbon | Nuclear | Nuclear | 3936 | 3936 | 3936 | 3936 | 3936 | 3936 | 3936 | 3936 | 5536 | 5536 | 5536 | 5066 | 4596 | 5726 | 5256 | 5256 | 6856 | 6856 | 6856 | 6856 | 6856 | 6856 | 8456 | 8456 | 8456 | 8456 | 8456 | 8456
| Czech Republic | EU Blue | Counterfactual | Capacity (MW) | Storage | Storage | Pumped Hydro | 1172 | 1172 | 1172 | 1172 | 1172 | 1172 | 1172 | 1172 | 1172 | 1172 | 1172 | 1172 | 1172 | 1172 | 1172 | 1172 | 1172 | 1172 | 1172 | 1172 | 1172 | 1172 | 1172 | 1172 | 1172 | 1172 | 1172 | 1172
| Czech Republic | EU Blue | Counterfactual | Capacity (MW) | Renewable | Hydro | Run-of-river Hydro | 761.84 | 761.84 | 761.84 | 761.84 | 761.84 | 761.84 | 761.84 | 761.84 | 761.84 | 761.84 | 761.84 | 761.84 | 761.84 | 761.84 | 761.84 | 761.84 | 761.84 | 761.84 | 761.84 | 761.84 | 761.84 | 761.84 | 761.84 | 761.84 | 761.84 | 761.84 | 761.84 | 761.84
| Czech Republic | EU Blue | Counterfactual | Capacity (MW) | Renewable | Solar | Solar PV | 2503.81 | 2763.27 | 2988.79 | 3607.0638 | 4225.3376 | 4843.6114 | 5461.8852 | 6080.159 | 6269.3214 | 6458.4838 | 6647.6462 | 6836.8086 | 7025.971 | 7315.1356 | 7604.3002 | 7893.4648 | 8182.6294 | 8471.794 | 8779.4716 | 9087.1492 | 9394.8268 | 9702.5044 | 10010.182 | 10102.7062 | 10195.2304 | 10287.7546 | 10380.2788 | 10472.803
| Czech Republic | EU Blue | Counterfactual | Capacity (MW) | Renewable | Onshore Wind | Wind Onshore | 505 | 565 | 635.87 | 809.8954 | 983.9208 | 1157.9462 | 1331.9716 | 1505.997 | 1729.9972 | 1953.9974 | 2177.9976 | 2401.9978 | 2625.998 | 2675.9982 | 2725.9984 | 2775.9986 | 2825.9988 | 2875.999 | 2875.9994 | 2875.9998 | 2876.0002 | 2876.0006 | 2876.001 | 2941.0584 | 3006.1158 | 3071.1732 | 3136.2306 | 3201.288
| Czech Republic | EU Green | Electric Engagement | Demand (TWh) | Demand | Demand | Demand Total (TWh) | 71.01 | 72.35 | 73.33 | 75.49 | 77.32 | 79.35 | 81.05 | 83.11 | 84.95 | 86.2 | 87.02 | 88.08 | 89.14 | 90.47 | 91.29 | 92.29 | 93.23 | 94.37 | 94.39 | 95.09 | 95.75 | 96.62 | 96.89 | 97.35 | 97.71 | 98.37 | 98.48 | 98.87
| Czech Republic | EU Blue | Counterfactual | Demand (TWh) | Demand | Demand | Demand Total (TWh) | 71.01 | 72.35 | 73.71 | 75.19 | 76.65 | 78.23 | 79.53 | 80.96 | 81.74 | 82.68 | 83.28 | 84.01 | 84.74 | 85.83 | 86.35 | 87.17 | 87.9 | 88.96 | 88.78 | 89.36 | 89.81 | 90.57 | 90.85 | 91.25 | 91.72 | 92.45 | 92.58 | 93.02
| Denmark | EU Green | Electric Engagement | Capacity (MW) | Storage | Storage | Battery | 108 | 133 | 144 | 192 | 240 | 288 | 336 | 384 | 396 | 408 | 420 | 432 | 444 | 462 | 480 | 498 | 516 | 534 | 546 | 558 | 570 | 582 | 594 | 606 | 618 | 630 | 642 | 654
| Denmark | EU Green | Electric Engagement | Capacity (MW) | Renewable | Biomass | Biomass | 2534 | 2534 | 2534 | 2534 | 2534 | 2534 | 2534 | 2534 | 2534 | 2534 | 2534 | 2534 | 2534 | 2534 | 2534 | 2534 | 2534 | 2534 | 2534 | 2534 | 2534 | 2534 | 2534 | 2534 | 2534 | 2534 | 2534 | 2534
| Denmark | EU Green | Electric Engagement | Capacity (MW) | Low Carbon | CCS | Biomass CCS | 0 | 0 | 0 | 0 | 0 | 0 | 0 | 0 | 60 | 120 | 180 | 240 | 300 | 360 | 420 | 480 | 540 | 600 | 660 | 720 | 780 | 840 | 900 | 960 | 1020 | 1080 | 1140 | 1200
| Denmark | EU Green | Electric Engagement | Capacity (MW) | Thermal | Coal | Coal | 1177 | 436 | 436 | 436 | 436 | 436 | 436 | 0 | 0 | 0 | 0 | 0 | 0 | 0 | 0 | 0 | 0 | 0 | 0 | 0 | 0 | 0 | 0 | 0 | 0 | 0 | 0 | 0
| Denmark | EU Green | Electric Engagement | Capacity (MW) | Thermal | Gas | Fossil Gas | 1059 | 1059 | 817 | 763 | 763 | 692 | 692 | 628 | 628 | 628 | 628 | 628 | 628 | 628 | 628 | 628 | 628 | 628 | 628 | 628 | 628 | 628 | 571 | 571 | 571 | 571 | 571 | 571
| Denmark | EU Green | Electric Engagement | Capacity (MW) | Thermal | Other Thermal | Fossil Oil | 665 | 665 | 665 | 665 | 665 | 665 | 665 | 0 | 0 | 0 | 0 | 0 | 0 | 0 | 0 | 0 | 0 | 0 | 0 | 0 | 0 | 0 | 0 | 0 | 0 | 0 | 0 | 0
| Denmark | EU Green | Electric Engagement | Capacity (MW) | Low Carbon | Low Carbon | GT Hydrogen | 0 | 0 | 0 | 458 | 916 | 1374 | 1832 | 2290 | 2724 | 3158 | 3592 | 4026 | 4460 | 4822 | 5184 | 5546 | 5908 | 6270 | 6270 | 6270 | 6270 | 6270 | 6270 | 6270 | 6270 | 6270 | 6270 | 6270
| Denmark | EU Green | Electric Engagement | Capacity (MW) | Renewable | Solar | Solar PV | 2508.2 | 3140.21 | 3777.14 | 4207.5324 | 4637.9248 | 5068.3172 | 5498.7096 | 5929.102 | 6116.036 | 6302.97 | 6489.904 | 6676.838 | 6863.772 | 6989.4428 | 7115.1136 | 7240.7844 | 7366.4552 | 7492.126 | 7638.342 | 7784.558 | 7930.774 | 8076.99 | 8223.206 | 8319.4346 | 8415.6632 | 8511.8918 | 8608.1204 | 8704.349
| Denmark | EU Green | Electric Engagement | Capacity (MW) | Renewable | Offshore Wind | Wind Offshore | 2305 | 2655 | 2880 | 3536.0178 | 4192.0356 | 4848.0534 | 5504.0712 | 6160.089 | 7806.0884 | 9452.0878 | 11098.0872 | 12744.0866 | 14390.086 | 15958.0876 | 17526.0892 | 19094.0908 | 20662.0924 | 22230.094 | 22664.094 | 23098.094 | 23532.094 | 23966.094 | 24400.094 | 24434.0942 | 24468.0944 | 24502.0946 | 24536.0948 | 24570.095
| Denmark | EU Green | Electric Engagement | Capacity (MW) | Renewable | Onshore Wind | Wind Onshore | 5010.06 | 5097.8 | 5238.5 | 5406.6818 | 5574.8636 | 5743.0454 | 5911.2272 | 6079.409 | 6099.4086 | 6119.4082 | 6139.4078 | 6159.4074 | 6179.407 | 6193.4058 | 6207.4046 | 6221.4034 | 6235.4022 | 6249.401 | 6249.401 | 6249.401 | 6249.401 | 6249.401 | 6249.401 | 6249.4012 | 6249.4014 | 6249.4016 | 6249.4018 | 6249.402
| Denmark | EU Blue | Counterfactual | Capacity (MW) | Storage | Storage | Battery | 108 | 133 | 144 | 188 | 232 | 276 | 320 | 364 | 420 | 476 | 532 | 588 | 644 | 652 | 660 | 668 | 676 | 684 | 688 | 692 | 696 | 700 | 704 | 728 | 752 | 776 | 800 | 824
| Denmark | EU Blue | Counterfactual | Capacity (MW) | Renewable | Biomass | Biomass | 2534 | 2534 | 2534 | 2534 | 2534 | 2534 | 2534 | 2534 | 2534 | 2534 | 2534 | 2534 | 2534 | 2534 | 2534 | 2534 | 2534 | 2534 | 2534 | 2534 | 2534 | 2534 | 2534 | 2534 | 2534 | 2534 | 2534 | 2534
| Denmark | EU Blue | Counterfactual | Capacity (MW) | Low Carbon | CCS | Biomass CCS | 0 | 0 | 0 | 60 | 120 | 180 | 240 | 300 | 336 | 372 | 408 | 444 | 480 | 516 | 552 | 588 | 624 | 660 | 678 | 696 | 720 | 738 | 756 | 756 | 756 | 756 | 756 | 756
| Denmark | EU Blue | Counterfactual | Capacity (MW) | Thermal | Coal | Coal | 1177 | 436 | 436 | 436 | 436 | 436 | 436 | 0 | 0 | 0 | 0 | 0 | 0 | 0 | 0 | 0 | 0 | 0 | 0 | 0 | 0 | 0 | 0 | 0 | 0 | 0 | 0 | 0
| Denmark | EU Blue | Counterfactual | Capacity (MW) | Thermal | Gas | Fossil Gas | 1059 | 1059 | 817 | 763 | 763 | 692 | 692 | 628 | 628 | 628 | 628 | 628 | 628 | 628 | 628 | 628 | 628 | 528 | 528 | 528 | 528 | 528 | 471 | 471 | 471 | 471 | 471 | 471
| Denmark | EU Blue | Counterfactual | Capacity (MW) | Thermal | Other Thermal | Fossil Oil | 665 | 665 | 665 | 665 | 665 | 665 | 665 | 0 | 0 | 0 | 0 | 0 | 0 | 0 | 0 | 0 | 0 | 0 | 0 | 0 | 0 | 0 | 0 | 0 | 0 | 0 | 0 | 0
| Denmark | EU Blue | Counterfactual | Capacity (MW) | Low Carbon | Low Carbon | GT Hydrogen | 0 | 0 | 0 | 0 | 0 | 0 | 0 | 0 | 334 | 668 | 1002 | 1336 | 1670 | 1992 | 2314 | 2636 | 2958 | 3280 | 3602 | 3924 | 4246 | 4568 | 4890 | 4944 | 4998 | 5052 | 5106 | 5160
| Denmark | EU Blue | Counterfactual | Capacity (MW) | Renewable | Solar | Solar PV | 2508.2 | 3140.21 | 3777.14 | 4027.5342 | 4277.9284 | 4528.3226 | 4778.7168 | 5029.111 | 5148.0442 | 5266.9774 | 5385.9106 | 5504.8438 | 5623.777 | 5691.4482 | 5759.1194 | 5826.7906 | 5894.4618 | 5962.133 | 6030.349 | 6098.565 | 6166.781 | 6234.997 | 6303.213 | 6377.443 | 6451.673 | 6525.903 | 6600.133 | 6674.363
| Denmark | EU Blue | Counterfactual | Capacity (MW) | Renewable | Offshore Wind | Wind Offshore | 2305 | 2655 | 2880 | 4250.018 | 5620.036 | 6990.054 | 8360.072 | 9730.09 | 10496.0896 | 11262.0892 | 12028.0888 | 12794.0884 | 13560.088 | 14162.0886 | 14764.0892 | 15366.0898 | 15968.0904 | 16570.091 | 17000.0906 | 17430.0902 | 17860.0898 | 18290.0894 | 18720.089 | 19192.0898 | 19664.0906 | 20136.0914 | 20608.0922 | 21080.093
| Denmark | EU Blue | Counterfactual | Capacity (MW) | Renewable | Onshore Wind | Wind Onshore | 5010.06 | 5097.8 | 5238.5 | 5286.6826 | 5334.8652 | 5383.0478 | 5431.2304 | 5479.413 | 5483.4128 | 5487.4126 | 5491.4124 | 5495.4122 | 5499.412 | 5513.4124 | 5527.4128 | 5541.4132 | 5555.4136 | 5569.414 | 5609.414 | 5649.414 | 5689.414 | 5729.414 | 5769.414 | 5807.414 | 5845.414 | 5883.414 | 5921.414 | 5959.414
| Denmark | EU Green | Electric Engagement | Demand (TWh) | Demand | Demand | Demand Total (TWh) | 40.81 | 42.72 | 44.31 | 46.94 | 48.83 | 50.84 | 52.72 | 54.77 | 57.16 | 59.71 | 61.88 | 64.18 | 66.38 | 68.75 | 70.75 | 72.75 | 74.9 | 76.89 | 78.51 | 80.32 | 82.2 | 84.17 | 85.64 | 87.29 | 88.76 | 90.51 | 91.74 | 93.39
| Denmark | EU Blue | Counterfactual | Demand (TWh) | Demand | Demand | Demand Total (TWh) | 40.87 | 42.79 | 44.99 | 46.73 | 48.39 | 50.08 | 51.49 | 54.42 | 56.91 | 59.48 | 61.81 | 64.28 | 82.48 | 93.54 | 96.8 | 97.02 | 98.86 | 123.45 | 124.03 | 126.08 | 129.07 | 130.87 | 134.33 | 136.81 | 139.37 | 141.47 | 143.27 | 145.51
| Finland | EU Green | Electric Engagement | Capacity (MW) | Storage | Storage | Battery | 149 | 182.5 | 197.5 | 334 | 470 | 606 | 742 | 878 | 878 | 878 | 878 | 878 | 878 | 878 | 878 | 878 | 878 | 878 | 878 | 878 | 878 | 878 | 878 | 878 | 878 | 878 | 878 | 878
| Finland | EU Green | Electric Engagement | Capacity (MW) | Renewable | Biomass | Biomass | 1400 | 1400 | 1400 | 1300 | 1500 | 1600 | 1600 | 1600 | 1600 | 1600 | 1600 | 1600 | 1600 | 1600 | 1600 | 1600 | 1600 | 1600 | 1600 | 1600 | 1600 | 1600 | 1600 | 1600 | 1600 | 1600 | 1600 | 1600
| Finland | EU Green | Electric Engagement | Capacity (MW) | Low Carbon | CCS | Biomass CCS | 0 | 0 | 0 | 0 | 0 | 0 | 0 | 0 | 0 | 0 | 0 | 0 | 0 | 60 | 120 | 180 | 240 | 300 | 396 | 492 | 588 | 684 | 780 | 876 | 972 | 1068 | 1164 | 1260
| Finland | EU Green | Electric Engagement | Capacity (MW) | Thermal | Gas | CCGT CHP | 5977 | 5765 | 5602 | 5244 | 4922 | 4850 | 4850 | 2969 | 2969 | 2969 | 2894 | 2894 | 2894 | 2894 | 2894 | 2789 | 2737 | 2442 | 2212 | 2212 | 2107 | 2107 | 2107 | 2032 | 2032 | 1462 | 1462 | 1462
| Finland | EU Green | Electric Engagement | Capacity (MW) | Low Carbon | Low Carbon | GT Hydrogen | 0 | 0 | 0 | 0 | 0 | 0 | 0 | 0 | 149 | 298 | 447 | 596 | 745 | 1028 | 1310 | 1592 | 1875 | 2157 | 2157 | 2157 | 2157 | 2157 | 2157 | 2157 | 2157 | 2157 | 2157 | 2157
| Finland | EU Green | Electric Engagement | Capacity (MW) | Low Carbon | Nuclear | Nuclear | 4394 | 4394 | 4394 | 4394 | 3887 | 3887 | 3887 | 3380 | 3380 | 3380 | 3380 | 3380 | 4980 | 4980 | 4535 | 4090 | 3645 | 3200 | 3200 | 3200 | 3200 | 3200 | 3200 | 3200 | 3200 | 3200 | 3200 | 3200
| Finland | EU Green | Electric Engagement | Capacity (MW) | Renewable | Hydro | Run-of-river Hydro | 3208.2 | 3212.3 | 3216.3999 | 3220.5 | 3224.6001 | 3228.7 | 3232.8 | 3236.6001 | 3236.6001 | 3236.6001 | 3236.6001 | 3236.6001 | 3236.6001 | 3236.6001 | 3236.6001 | 3236.6001 | 3236.6001 | 3236.6001 | 3236.6001 | 3236.6001 | 3236.6001 | 3236.6001 | 3236.6001 | 3236.6001 | 3236.6001 | 3236.6001 | 3236.6001 | 3236.6001
| Finland | EU Green | Electric Engagement | Capacity (MW) | Renewable | Solar | Solar PV | 508.5 | 771.68 | 1097.56 | 1579.032 | 2060.504 | 2541.976 | 3023.448 | 3504.92 | 3522.948 | 3540.976 | 3559.004 | 3577.032 | 3595.06 | 3613.0882 | 3631.1164 | 3649.1446 | 3667.1728 | 3685.201 | 3700.727 | 3716.253 | 3731.779 | 3747.305 | 3762.831 | 3778.451 | 3794.071 | 3809.691 | 3825.311 | 3840.931
| Finland | EU Green | Electric Engagement | Capacity (MW) | Renewable | Offshore Wind | Wind Offshore | 70.7 | 70.7 | 70.7 | 772.7 | 1474.7 | 2176.7 | 2878.7 | 3580.7 | 3580.7 | 3580.7 | 3580.7 | 3580.7 | 3580.7 | 4314.7 | 5048.7 | 5782.7 | 6516.7 | 7250.7 | 7444.6994 | 7638.6988 | 7832.6982 | 8026.6976 | 8220.697 | 8454.6976 | 8688.6982 | 8922.6988 | 9156.6994 | 9390.7
| Finland | EU Green | Electric Engagement | Capacity (MW) | Renewable | Onshore Wind | Wind Onshore | 5809.35 | 6994.85 | 7615.75 | 8717.85 | 9819.95 | 10922.05 | 12024.15 | 13126.25 | 14228.25 | 15330.25 | 16432.25 | 17534.25 | 18636.25 | 19418.25 | 20200.25 | 20982.25 | 21764.25 | 22546.25 | 23226.25 | 23906.25 | 24586.25 | 25266.25 | 25946.25 | 26626.2502 | 27306.2504 | 27986.2506 | 28666.2508 | 29346.251
| Finland | EU Blue | Counterfactual | Capacity (MW) | Storage | Storage | Battery | 149 | 182.5 | 197.5 | 302 | 406 | 510 | 614 | 718 | 854 | 990 | 1126 | 1262 | 1398 | 1398 | 1398 | 1398 | 1398 | 1398 | 1398 | 1398 | 1398 | 1398 | 1398 | 1398 | 1398 | 1398 | 1398 | 1398
| Finland | EU Blue | Counterfactual | Capacity (MW) | Renewable | Biomass | Biomass | 1400 | 1400 | 1400 | 1300 | 1500 | 1600 | 1600 | 1600 | 1600 | 1600 | 1600 | 1600 | 1600 | 1600 | 1600 | 1600 | 1600 | 1600 | 1600 | 1600 | 1600 | 1600 | 1600 | 1600 | 1600 | 1600 | 1600 | 1600
| Finland | EU Blue | Counterfactual | Capacity (MW) | Low Carbon | CCS | Biomass CCS | 0 | 0 | 0 | 0 | 0 | 0 | 0 | 0 | 0 | 0 | 0 | 0 | 0 | 36 | 72 | 108 | 144 | 180 | 180 | 180 | 180 | 180 | 180 | 180 | 180 | 180 | 180 | 180
| Finland | EU Blue | Counterfactual | Capacity (MW) | Thermal | Gas | CCGT CHP | 5977 | 5765 | 5602 | 5244 | 4922 | 4850 | 4850 | 2969 | 2969 | 2969 | 2894 | 2894 | 2894 | 2894 | 2894 | 2789 | 2737 | 2442 | 2212 | 2212 | 2107 | 2107 | 2107 | 2032 | 2032 | 1462 | 1462 | 1462
| Finland | EU Blue | Counterfactual | Capacity (MW) | Low Carbon | Low Carbon | GT Hydrogen | 0 | 0 | 0 | 0 | 0 | 0 | 0 | 0 | 0 | 0 | 0 | 0 | 0 | 82 | 165 | 247 | 329 | 412 | 412 | 412 | 412 | 412 | 412 | 518 | 624 | 731 | 837 | 943
| Finland | EU Blue | Counterfactual | Capacity (MW) | Low Carbon | Nuclear | Nuclear | 4394 | 4394 | 4394 | 4394 | 3887 | 3887 | 3887 | 3380 | 3380 | 3380 | 3380 | 3380 | 4980 | 4980 | 4535 | 4090 | 3645 | 3200 | 3200 | 3200 | 3200 | 3200 | 3200 | 3200 | 3200 | 3200 | 3200 | 3200
| Finland | EU Blue | Counterfactual | Capacity (MW) | Renewable | Hydro | Run-of-river Hydro | 3208.2 | 3212.3 | 3216.3999 | 3220.5 | 3224.6001 | 3228.7 | 3232.8 | 3236.6001 | 3236.6001 | 3236.6001 | 3236.6001 | 3236.6001 | 3236.6001 | 3236.6001 | 3236.6001 | 3236.6001 | 3236.6001 | 3236.6001 | 3236.6001 | 3236.6001 | 3236.6001 | 3236.6001 | 3236.6001 | 3236.6001 | 3236.6001 | 3236.6001 | 3236.6001 | 3236.6001
| Finland | EU Blue | Counterfactual | Capacity (MW) | Renewable | Solar | Solar PV | 508.5 | 771.68 | 1097.56 | 1515.0314 | 1932.5028 | 2349.9742 | 2767.4456 | 3184.917 | 3202.9462 | 3220.9754 | 3239.0046 | 3257.0338 | 3275.063 | 3293.0912 | 3311.1194 | 3329.1476 | 3347.1758 | 3365.204 | 3380.7304 | 3396.2568 | 3411.7832 | 3427.3096 | 3442.836 | 3458.4564 | 3474.0768 | 3489.6972 | 3505.3176 | 3520.938
| Finland | EU Blue | Counterfactual | Capacity (MW) | Renewable | Offshore Wind | Wind Offshore | 70.7 | 70.7 | 70.7 | 1476.8044 | 2882.9088 | 4289.0132 | 5695.1176 | 7101.222 | 7929.1174 | 8757.0128 | 9584.9082 | 10412.8036 | 11240.699 | 11590.6994 | 11940.6998 | 12290.7002 | 12640.7006 | 12990.701 | 13510.701 | 14030.701 | 14550.701 | 15070.701 | 15590.701 | 16214.701 | 16838.701 | 17462.701 | 18086.701 | 18710.701
| Finland | EU Blue | Counterfactual | Capacity (MW) | Renewable | Onshore Wind | Wind Onshore | 5809.35 | 6994.85 | 7615.75 | 8957.85 | 10299.95 | 11642.05 | 12984.15 | 14326.25 | 15013.902 | 15701.554 | 16389.206 | 17076.858 | 17764.51 | 17764.51 | 17764.51 | 17764.51 | 17764.51 | 17764.51 | 17764.51 | 17764.51 | 17764.51 | 17764.51 | 17764.51 | 17930.511 | 18096.512 | 18262.513 | 18428.514 | 18594.515
| Finland | EU Green | Electric Engagement | Demand (TWh) | Demand | Demand | Demand Total (TWh) | 90.11 | 91.61 | 92.52 | 95.15 | 96.88 | 98.82 | 100.39 | 102.09 | 105.45 | 109.25 | 112.52 | 116.37 | 120.32 | 124.16 | 127.76 | 130.74 | 136.8 | 140.69 | 143.14 | 146.15 | 148.66 | 151.77 | 154.31 | 152.19 | 154.77 | 157.84 | 159.92 | 162.79
| Finland | EU Blue | Counterfactual | Demand (TWh) | Demand | Demand | Demand Total (TWh) | 90.38 | 92 | 93.96 | 96.9 | 98.52 | 100.28 | 101.67 | 103.15 | 106.34 | 109.78 | 113.16 | 116.9 | 127.43 | 130.76 | 131.93 | 133.78 | 135.44 | 136.83 | 139.14 | 141.67 | 143.62 | 146.52 | 150.1 | 154.49 | 157.81 | 162.18 | 165.07 | 168.34
| France | EU Green | Electric Engagement | Capacity (MW) | Storage | Storage | Battery | 100 | 125 | 250 | 1185 | 1419.5 | 1654.5 | 1889.5 | 2124 | 2436 | 2748 | 3060 | 3372 | 3684 | 4248 | 4812 | 5376 | 5940 | 6504 | 6954 | 7404 | 7854 | 8304 | 8754 | 9416 | 10078 | 10740 | 11402 | 12064
| France | EU Green | Electric Engagement | Capacity (MW) | Renewable | Biomass | Biomass | 2120 | 2120 | 2120 | 2120 | 2120 | 2120 | 2120 | 2120 | 2120 | 2120 | 2120 | 2120 | 2120 | 2120 | 2120 | 2120 | 2120 | 2120 | 2120 | 2120 | 2120 | 2120 | 2120 | 2120 | 2120 | 2120 | 2120 | 2120
| France | EU Green | Electric Engagement | Capacity (MW) | Low Carbon | CCS | Biomass CCS | 0 | 0 | 0 | 0 | 0 | 0 | 0 | 0 | 0 | 0 | 0 | 0 | 0 | 0 | 0 | 0 | 0 | 0 | 204 | 408 | 612 | 816 | 1020 | 1020 | 1020 | 1020 | 1020 | 1020
| France | EU Green | Electric Engagement | Capacity (MW) | Thermal | Coal | Coal | 1755 | 1755 | 1755 | 0 | 0 | 0 | 0 | 0 | 0 | 0 | 0 | 0 | 0 | 0 | 0 | 0 | 0 | 0 | 0 | 0 | 0 | 0 | 0 | 0 | 0 | 0 | 0 | 0
| France | EU Green | Electric Engagement | Capacity (MW) | Thermal | Gas | Fossil Gas | 11680 | 11480 | 11280 | 11380 | 11830 | 12030 | 12086 | 12486 | 12386 | 12286 | 12286 | 12106 | 11223.08 | 10940 | 10840 | 10840 | 10219.86 | 10548.69 | 8984.4 | 8397.45 | 7615.85 | 7481 | 7781 | 6919.65 | 6750 | 6750 | 6750 | 6750
| France | EU Green | Electric Engagement | Capacity (MW) | Thermal | Other Thermal | Fossil Oil | 1640 | 1640 | 1640 | 1506 | 1381 | 1381 | 1381 | 1041 | 1041 | 1041 | 1041 | 1041 | 1041 | 1041 | 912 | 552 | 370 | 0 | 0 | 0 | 0 | 0 | 0 | 0 | 0 | 0 | 0 | 0
| France | EU Green | Electric Engagement | Capacity (MW) | Low Carbon | Low Carbon | GT Hydrogen | 0 | 0 | 0 | 400 | 400 | 400 | 400 | 500 | 1966 | 3432 | 4898 | 6364 | 7830 | 8230 | 8630 | 9030 | 9430 | 9830 | 13692 | 17553 | 21415 | 25276 | 29138 | 29538 | 29938 | 30338 | 30738 | 31138
| France | EU Green | Electric Engagement | Capacity (MW) | Renewable | Marine | Marine | 240 | 240 | 240 | 240 | 240 | 240 | 240 | 240 | 240 | 240 | 240 | 240 | 240 | 240 | 240 | 240 | 240 | 240 | 240 | 240 | 240 | 240 | 240 | 240 | 240 | 240 | 240 | 240
| France | EU Green | Electric Engagement | Capacity (MW) | Low Carbon | Nuclear | Nuclear | 63020 | 63020 | 63020 | 63020 | 63020 | 62110 | 61200 | 60320 | 58550 | 58550 | 57660 | 57660 | 56750 | 54930 | 53100 | 52010 | 48355 | 47225 | 43585 | 39930 | 37270 | 32365 | 29735 | 27500 | 26165 | 24855 | 23555 | 22245
| France | EU Green | Electric Engagement | Capacity (MW) | Storage | Storage | Pumped Hydro | 5101 | 5101 | 5101 | 5101 | 5101 | 5101 | 5101 | 5101 | 5101 | 5101 | 5101 | 5101 | 5101 | 5101 | 5101 | 5101 | 5101 | 5101 | 5101 | 5101 | 5101 | 5101 | 5101 | 5101 | 5101 | 5101 | 5101 | 5101
| France | EU Green | Electric Engagement | Capacity (MW) | Renewable | Hydro | Run-of-river Hydro | 20450.5605 | 20628.3301 | 20806.1094 | 20983.8906 | 21161.6699 | 21339.4395 | 21517.2207 | 21695 | 21755 | 21815 | 21875 | 21935 | 21995 | 22055 | 22115 | 22175 | 22235 | 22295 | 22295 | 22295 | 22295 | 22295 | 22295 | 22295 | 22295 | 22295 | 22295 | 22295
| France | EU Green | Electric Engagement | Capacity (MW) | Renewable | Solar | Solar PV | 17000 | 19555.39 | 22131.78 | 27393.1456 | 32654.5112 | 37915.8768 | 43177.2424 | 48438.608 | 53560.8504 | 58683.0928 | 63805.3352 | 68927.5776 | 74049.82 | 79692.3528 | 85334.8856 | 90977.4184 | 96619.9512 | 102262.484 | 107524.255 | 112786.026 | 118047.797 | 123309.568 | 128571.339 | 129722.959 | 130874.579 | 132026.199 | 133177.819 | 134329.439
| France | EU Green | Electric Engagement | Capacity (MW) | Renewable | Waste | Waste | 55 | 55 | 55 | 55 | 55 | 55 | 55 | 0 | 0 | 0 | 0 | 0 | 0 | 0 | 0 | 0 | 0 | 0 | 0 | 0 | 0 | 0 | 0 | 0 | 0 | 0 | 0 | 0
| France | EU Green | Electric Engagement | Capacity (MW) | Renewable | Offshore Wind | Wind Offshore | 480 | 1559 | 2009 | 2774 | 3539 | 4304 | 5069 | 5834 | 7352 | 8870 | 10388 | 11906 | 13424 | 16352 | 19280 | 22208 | 25136 | 28064 | 30991.9998 | 33919.9996 | 36847.9994 | 39775.9992 | 42703.999 | 45631.999 | 48559.999 | 51487.999 | 54415.999 | 57343.999
| France | EU Green | Electric Engagement | Capacity (MW) | Renewable | Onshore Wind | Wind Onshore | 21587.5 | 23075.01 | 24562.5 | 26610.448 | 28658.396 | 30706.344 | 32754.292 | 34802.24 | 37004.392 | 39206.544 | 41408.696 | 43610.848 | 45813 | 47650.7598 | 49488.5196 | 51326.2794 | 53164.0392 | 55001.799 | 57624.027 | 60246.255 | 62868.483 | 65490.711 | 68112.939 | 69372.2532 | 70631.5674 | 71890.8816 | 73150.1958 | 74409.51
| France | EU Blue | Counterfactual | Capacity (MW) | Storage | Storage | Battery | 100 | 125 | 250 | 768 | 886 | 1004.5 | 1122.5 | 1340.5 | 1440.5 | 1540.5 | 1640.5 | 1740.5 | 1840.5 | 1940.5 | 2040.5 | 2140.5 | 2240.5 | 2340.5 | 2440.5 | 2540.5 | 2640.5 | 2740.5 | 2840.5 | 3098.5 | 3356.5 | 3614.5 | 3873 | 4131
| France | EU Blue | Counterfactual | Capacity (MW) | Renewable | Biomass | Biomass | 2120 | 2120 | 2120 | 2120 | 2120 | 2120 | 2120 | 2120 | 2120 | 2120 | 2120 | 2120 | 2120 | 2120 | 2120 | 2120 | 2120 | 2120 | 2120 | 2120 | 2120 | 2120 | 2120 | 2120 | 2120 | 2120 | 2120 | 2120
| France | EU Blue | Counterfactual | Capacity (MW) | Low Carbon | CCS | Biomass CCS | 0 | 0 | 0 | 0 | 0 | 0 | 0 | 0 | 0 | 0 | 0 | 0 | 0 | 168 | 336 | 504 | 672 | 840 | 1176 | 1512 | 1848 | 2184 | 2520 | 2520 | 2520 | 2520 | 2520 | 2520
| France | EU Blue | Counterfactual | Capacity (MW) | Thermal | Gas | Fossil Gas | 11680 | 11480 | 11280 | 11380 | 11830 | 12030 | 12086 | 12486 | 12386 | 12286 | 12286 | 12106 | 11223.08 | 10940 | 10840 | 10840 | 10219.86 | 10548.69 | 8984.4 | 8397.45 | 7615.85 | 7481 | 8281 | 7865.65 | 7696 | 7696 | 7696 | 7696
| France | EU Blue | Counterfactual | Capacity (MW) | Thermal | Coal | Coal | 1755 | 1755 | 1755 | 0 | 0 | 0 | 0 | 0 | 0 | 0 | 0 | 0 | 0 | 0 | 0 | 0 | 0 | 0 | 0 | 0 | 0 | 0 | 0 | 0 | 0 | 0 | 0 | 0
| France | EU Blue | Counterfactual | Capacity (MW) | Thermal | Other Thermal | Fossil Oil | 1640 | 1640 | 1640 | 1506 | 1381 | 1381 | 1381 | 1041 | 1041 | 1041 | 1041 | 1041 | 1041 | 1041 | 912 | 552 | 370 | 0 | 0 | 0 | 0 | 0 | 0 | 0 | 0 | 0 | 0 | 0
| France | EU Blue | Counterfactual | Capacity (MW) | Low Carbon | Low Carbon | GT Hydrogen | 0 | 0 | 0 | 400 | 400 | 400 | 400 | 500 | 3411 | 6322 | 9232 | 12143 | 15054 | 15254 | 15454 | 15654 | 15854 | 16054 | 16394 | 16735 | 17075 | 17416 | 17756 | 18006 | 18256 | 18506 | 18756 | 19006
| France | EU Blue | Counterfactual | Capacity (MW) | Renewable | Hydro | Run-of-river Hydro | 20450.5605 | 20628.3301 | 20806.1094 | 20983.8906 | 21161.6699 | 21339.4395 | 21517.2207 | 21695 | 21755 | 21815 | 21875 | 21935 | 21995 | 22055 | 22115 | 22175 | 22235 | 22295 | 22295 | 22295 | 22295 | 22295 | 22295 | 22295 | 22295 | 22295 | 22295 | 22295
| France | EU Blue | Counterfactual | Capacity (MW) | Storage | Storage | Pumped Hydro | 5101 | 5101 | 5101 | 5101 | 5101 | 5101 | 5101 | 5101 | 5101 | 5101 | 5101 | 5101 | 5101 | 5101 | 5101 | 5101 | 5101 | 5101 | 5101 | 5101 | 5101 | 5101 | 5101 | 5101 | 5101 | 5101 | 5101 | 5101
| France | EU Blue | Counterfactual | Capacity (MW) | Renewable | Marine | Marine | 240 | 240 | 240 | 240 | 240 | 240 | 240 | 240 | 240 | 240 | 240 | 240 | 240 | 240 | 240 | 240 | 240 | 240 | 240 | 240 | 240 | 240 | 240 | 240 | 240 | 240 | 240 | 240
| France | EU Blue | Counterfactual | Capacity (MW) | Low Carbon | Nuclear | Nuclear | 63020 | 63020 | 63020 | 63020 | 63020 | 62110 | 61200 | 60320 | 58550 | 58550 | 57660 | 57660 | 56750 | 56530 | 56300 | 55210 | 53155 | 52025 | 49985 | 46330 | 45270 | 41965 | 40935 | 40300 | 40565 | 42455 | 42755 | 43045
| France | EU Blue | Counterfactual | Capacity (MW) | Renewable | Solar | Solar PV | 17000 | 19555.39 | 22131.78 | 25459.145 | 28786.51 | 32113.875 | 35441.24 | 38768.605 | 41632.8478 | 44497.0906 | 47361.3334 | 50225.5762 | 53089.819 | 55989.1806 | 58888.5422 | 61787.9038 | 64687.2654 | 67586.627 | 70004.398 | 72422.169 | 74839.94 | 77257.711 | 79675.482 | 80827.1028 | 81978.7236 | 83130.3444 | 84281.9652 | 85433.586
| France | EU Blue | Counterfactual | Capacity (MW) | Renewable | Waste | Waste | 55 | 55 | 55 | 55 | 55 | 55 | 55 | 0 | 0 | 0 | 0 | 0 | 0 | 0 | 0 | 0 | 0 | 0 | 0 | 0 | 0 | 0 | 0 | 0 | 0 | 0 | 0 | 0
| France | EU Blue | Counterfactual | Capacity (MW) | Renewable | Offshore Wind | Wind Offshore | 480 | 1559 | 2009 | 2600 | 3191 | 3782 | 4373 | 4964 | 4964.0002 | 4964.0004 | 4964.0006 | 4964.0008 | 4964.001 | 5817.838 | 6671.675 | 7525.512 | 8379.349 | 9233.186 | 10250.5626 | 11267.9392 | 12285.3158 | 13302.6924 | 14320.069 | 17535.1474 | 20750.2258 | 23965.3042 | 27180.3826 | 30395.461
| France | EU Blue | Counterfactual | Capacity (MW) | Renewable | Onshore Wind | Wind Onshore | 21587.5 | 23075.01 | 24562.5 | 25576.4482 | 26590.3964 | 27604.3446 | 28618.2928 | 29632.241 | 29696.3024 | 29760.3638 | 29824.4252 | 29888.4866 | 29952.548 | 30702.307 | 31452.066 | 32201.825 | 32951.584 | 33701.343 | 33701.5712 | 33701.7994 | 33702.0276 | 33702.2558 | 33702.484 | 33800.3658 | 33898.2476 | 33996.1294 | 34094.0112 | 34191.893
| France | EU Green | Electric Engagement | Demand (TWh) | Demand | Demand | Demand Total (TWh) | 473.75 | 477.62 | 482.02 | 497.96 | 509.72 | 523.45 | 529.49 | 538.29 | 554.72 | 572.86 | 588.55 | 605.6 | 622.07 | 640.13 | 653.72 | 669.3 | 681.08 | 694.76 | 704.81 | 716.8 | 729 | 742.88 | 751.16 | 761.11 | 771.95 | 781.98 | 789.15 | 800.03
| France | EU Blue | Counterfactual | Demand (TWh) | Demand | Demand | Demand Total (TWh) | 473.75 | 477.62 | 482.02 | 488.17 | 494.72 | 503.34 | 508.64 | 516.22 | 519.61 | 525.2 | 527.39 | 531.79 | 536.27 | 542.89 | 545.79 | 550.57 | 555.25 | 561.75 | 564.1 | 568.08 | 571.52 | 576.9 | 577.87 | 584.62 | 590.97 | 599.39 | 603.36 | 609.29
| Germany | EU Green | Electric Engagement | Capacity (MW) | Storage | Storage | Battery | 1519.5 | 1855.5 | 2145 | 3445 | 4745 | 6044.5 | 7344.5 | 8644.5 | 12574.5 | 15404.5 | 18834.5 | 21664.5 | 25094.5 | 30894.5 | 36294.5 | 41694.5 | 47094.5 | 52494.5 | 54920 | 57546 | 60172 | 62797.5 | 65423.5 | 69530 | 73436.5 | 77542.5 | 81649 | 86355
| Germany | EU Green | Electric Engagement | Capacity (MW) | Renewable | Biomass | Biomass | 9890.4 | 10320.4 | 10760.4 | 11190.4 | 11670.4 | 12110.4 | 12110.4 | 12110.4 | 12110.4 | 12110.4 | 12110.4 | 12110.4 | 12110.4 | 12110.4 | 12110.4 | 12110.4 | 12110.4 | 12110.4 | 12110.4 | 12110.4 | 12110.4 | 12110.4 | 12110.4 | 12110.4 | 12110.4 | 12110.4 | 12110.4 | 12110.4
| Germany | EU Green | Electric Engagement | Capacity (MW) | Low Carbon | CCS | Biomass CCS | 0 | 0 | 0 | 0 | 0 | 0 | 0 | 0 | 0 | 0 | 0 | 0 | 0 | 0 | 0 | 0 | 0 | 0 | 612 | 1224 | 1836 | 2448 | 3060 | 3648 | 4236 | 4824 | 5412 | 6000
| Germany | EU Green | Electric Engagement | Capacity (MW) | Thermal | Coal | Coal | 28090.9 | 26103.9 | 25146.5 | 21766.5 | 20459.5 | 16500.9 | 13817.6 | 13382.6 | 10337.6 | 10337.6 | 9338 | 7749 | 6007 | 6007 | 6007 | 4955 | 400 | 400 | 400 | 400 | 400 | 400 | 400 | 0 | 0 | 0 | 0 | 0
| Germany | EU Green | Electric Engagement | Capacity (MW) | Thermal | Gas | Fossil Gas | 32932.52 | 33432.82 | 33774.42 | 34525.236 | 34991.32 | 35861.67 | 36043.704 | 35604.38 | 35115.1 | 35077.819 | 34812.7 | 34547.92 | 33477.19 | 32904.1 | 31388.58 | 30460.1 | 30332.12 | 27284.47 | 25859.82 | 25773.915 | 25469.28 | 25215.5 | 22363 | 21089.04 | 20752 | 20552 | 20352 | 20152
| Germany | EU Green | Electric Engagement | Capacity (MW) | Thermal | Other Thermal | Fossil Oil | 3031.2 | 2496.2 | 2496.2 | 2496.2 | 2403.7 | 2403.7 | 2169.7 | 857.1 | 857.1 | 857.1 | 857.1 | 760 | 760 | 760 | 760 | 760 | 700 | 650 | 650 | 650 | 650 | 650 | 650 | 650 | 650 | 650 | 650 | 150
| Germany | EU Green | Electric Engagement | Capacity (MW) | Low Carbon | Low Carbon | GT Hydrogen | 0 | 0 | 0 | 5082 | 10164 | 15246 | 20328 | 25409 | 26209 | 26309 | 26409 | 26509 | 26609 | 27009 | 27409 | 27809 | 28209 | 28809 | 29009 | 29609 | 30209 | 30809 | 31409 | 32709 | 34009 | 34909 | 35809 | 36709
| Germany | EU Green | Electric Engagement | Capacity (MW) | Renewable | Other Renewables | Other RES | 0 | 0 | 0 | 0 | 0 | 0 | 0 | 500 | 500 | 500 | 500 | 500 | 500 | 500 | 500 | 500 | 500 | 500 | 500 | 500 | 500 | 500 | 500 | 500 | 500 | 500 | 500 | 500
| Germany | EU Green | Electric Engagement | Capacity (MW) | Storage | Storage | Pumped Hydro | 8437.5 | 8437.5 | 8437.5 | 8437.5 | 8437.5 | 8437.5 | 8437.5 | 8437.5 | 8437.5 | 8437.5 | 8437.5 | 8437.5 | 8437.5 | 8437.5 | 8437.5 | 8437.5 | 8437.5 | 8437.5 | 8437.5 | 8437.5 | 8437.5 | 8437.5 | 8437.5 | 8437.5 | 8437.5 | 8437.5 | 8437.5 | 8437.5
| Germany | EU Green | Electric Engagement | Capacity (MW) | Renewable | Hydro | Run-of-river Hydro | 4372.13 | 4372.13 | 4372.13 | 4372.13 | 4372.13 | 4372.13 | 4372.13 | 4372.13 | 4372.13 | 4372.13 | 4372.13 | 4372.13 | 4372.13 | 4372.13 | 4372.13 | 4372.13 | 4372.13 | 4372.13 | 4372.13 | 4372.13 | 4372.13 | 4372.13 | 4372.13 | 4372.13 | 4372.13 | 4372.13 | 4372.13 | 4372.13
| Germany | EU Green | Electric Engagement | Capacity (MW) | Renewable | Solar | Solar PV | 67604.51 | 75961.49 | 86692.01 | 100644.1486 | 114596.2872 | 128548.4258 | 142500.5644 | 156452.703 | 166552.015 | 176651.327 | 186750.639 | 196849.951 | 206949.263 | 223577.6638 | 240206.0646 | 256834.4654 | 273462.8662 | 290091.267 | 313385.2172 | 336679.1674 | 359973.1176 | 383267.0678 | 406561.018 | 409885.485 | 413209.952 | 416534.419 | 419858.886 | 423183.353
| Germany | EU Green | Electric Engagement | Capacity (MW) | Renewable | Waste | Waste | 1900.2 | 1900.2 | 1900.2 | 1900.2 | 1900.2 | 1900.2 | 1900.2 | 1600 | 1600 | 1600 | 1600 | 1600 | 1600 | 1600 | 1600 | 1600 | 1600 | 1600 | 1600 | 1600 | 1600 | 1600 | 1600 | 1600 | 1600 | 1600 | 1600 | 1600
| Germany | EU Green | Electric Engagement | Capacity (MW) | Renewable | Offshore Wind | Wind Offshore | 8418.4 | 8913.4 | 10167 | 16410.478 | 22653.956 | 28897.434 | 35140.912 | 41384.39 | 45855.2638 | 50326.1376 | 54797.0114 | 59267.8852 | 63738.759 | 66989.199 | 70239.639 | 73490.079 | 76740.519 | 79990.959 | 79990.999 | 79991.039 | 79991.079 | 79991.119 | 79991.159 | 79991.121 | 79991.083 | 79991.045 | 79991.007 | 79990.969
| Germany | EU Green | Electric Engagement | Capacity (MW) | Renewable | Onshore Wind | Wind Onshore | 60217.86 | 63171.12 | 66573.29 | 72460.8582 | 78348.4264 | 84235.9946 | 90123.5628 | 96011.131 | 102599.23 | 109187.329 | 115775.428 | 122363.527 | 128951.626 | 133009.1224 | 137066.6188 | 141124.1152 | 145181.6116 | 149239.108 | 149533.306 | 149827.504 | 150121.702 | 150415.9 | 150710.098 | 150966.0924 | 151222.0868 | 151478.0812 | 151734.0756 | 151990.07
| Germany | EU Blue | Counterfactual | Capacity (MW) | Storage | Storage | Battery | 1519.5 | 1855.5 | 2145 | 5745 | 8945 | 12145 | 15445 | 18745 | 18845 | 18945 | 19045 | 19145 | 19245 | 21345 | 23445 | 25545 | 27645 | 29745 | 29845 | 29945 | 30045 | 30145 | 30245 | 35145 | 40045 | 44945 | 49845 | 54745
| Germany | EU Blue | Counterfactual | Capacity (MW) | Renewable | Biomass | Biomass | 9890.4 | 10320.4 | 10760.4 | 11190.4 | 11670.4 | 12110.4 | 12110.4 | 12110.4 | 12110.4 | 12110.4 | 12110.4 | 12110.4 | 12110.4 | 12110.4 | 12110.4 | 12110.4 | 12110.4 | 12110.4 | 12110.4 | 12110.4 | 12110.4 | 12110.4 | 12110.4 | 12110.4 | 12110.4 | 12110.4 | 12110.4 | 12110.4
| Germany | EU Blue | Counterfactual | Capacity (MW) | Low Carbon | CCS | Biomass CCS | 0 | 0 | 0 | 0 | 0 | 0 | 0 | 0 | 0 | 0 | 0 | 0 | 0 | 0 | 0 | 0 | 0 | 0 | 780 | 1554 | 2334 | 3114 | 3888 | 3888 | 3888 | 3888 | 3888 | 3888
| Germany | EU Blue | Counterfactual | Capacity (MW) | Thermal | Coal | Coal | 28090.9 | 26103.9 | 25146.5 | 21766.5 | 20459.5 | 16500.9 | 13817.6 | 13382.6 | 10337.6 | 10337.6 | 9338 | 7749 | 6007 | 6007 | 6007 | 4955 | 400 | 400 | 400 | 400 | 400 | 400 | 400 | 0 | 0 | 0 | 0 | 0
| Germany | EU Blue | Counterfactual | Capacity (MW) | Thermal | Gas | Fossil Gas | 32932.52 | 33432.82 | 33774.42 | 34525.236 | 34991.32 | 35861.67 | 36043.704 | 35604.38 | 35115.1 | 35077.819 | 34812.7 | 34547.92 | 33477.19 | 32904.1 | 31388.58 | 30460.1 | 30332.12 | 28795.87 | 27371.22 | 27285.315 | 26725.08 | 26300.9 | 25790.18 | 23896.029 | 23389.6 | 23389.6 | 23107.08 | 22706.48
| Germany | EU Blue | Counterfactual | Capacity (MW) | Thermal | Other Thermal | Fossil Oil | 3031.2 | 2496.2 | 2496.2 | 2496.2 | 2403.7 | 2403.7 | 2169.7 | 857.1 | 857.1 | 857.1 | 857.1 | 760 | 760 | 760 | 760 | 760 | 700 | 650 | 650 | 650 | 650 | 650 | 650 | 650 | 650 | 650 | 650 | 150
| Germany | EU Blue | Counterfactual | Capacity (MW) | Low Carbon | Low Carbon | GT Hydrogen | 0 | 0 | 0 | 400 | 400 | 400 | 400 | 500 | 5086 | 9672 | 14258 | 18844 | 23430 | 23630 | 23830 | 24030 | 24230 | 24430 | 26037 | 27644 | 29251 | 30858 | 32465 | 32865 | 33265 | 33665 | 34065 | 34465
| Germany | EU Blue | Counterfactual | Capacity (MW) | Renewable | Other Renewables | Other RES | 0 | 0 | 0 | 0 | 0 | 0 | 0 | 500 | 500 | 500 | 500 | 500 | 500 | 500 | 500 | 500 | 500 | 500 | 500 | 500 | 500 | 500 | 500 | 500 | 500 | 500 | 500 | 500
| Germany | EU Blue | Counterfactual | Capacity (MW) | Storage | Storage | Pumped Hydro | 8437.5 | 8437.5 | 8437.5 | 8437.5 | 8437.5 | 8437.5 | 8437.5 | 8437.5 | 8437.5 | 8437.5 | 8437.5 | 8437.5 | 8437.5 | 8437.5 | 8437.5 | 8437.5 | 8437.5 | 8437.5 | 8437.5 | 8437.5 | 8437.5 | 8437.5 | 8437.5 | 8437.5 | 8437.5 | 8437.5 | 8437.5 | 8437.5
| Germany | EU Blue | Counterfactual | Capacity (MW) | Renewable | Hydro | Run-of-river Hydro | 4372.13 | 4372.13 | 4372.13 | 4372.13 | 4372.13 | 4372.13 | 4372.13 | 4372.13 | 4372.13 | 4372.13 | 4372.13 | 4372.13 | 4372.13 | 4372.13 | 4372.13 | 4372.13 | 4372.13 | 4372.13 | 4372.13 | 4372.13 | 4372.13 | 4372.13 | 4372.13 | 4372.13 | 4372.13 | 4372.13 | 4372.13 | 4372.13
| Germany | EU Blue | Counterfactual | Capacity (MW) | Renewable | Solar | Solar PV | 67604.51 | 75961.49 | 86692.01 | 100613.1152 | 114534.2204 | 128455.3256 | 142376.4308 | 156297.536 | 158478.864 | 160660.192 | 162841.52 | 165022.848 | 167204.176 | 172221.6776 | 177239.1792 | 182256.6808 | 187274.1824 | 192291.684 | 199897.6392 | 207503.5944 | 215109.5496 | 222715.5048 | 230321.46 | 232309.728 | 234297.996 | 236286.264 | 238274.532 | 240262.8
| Germany | EU Blue | Counterfactual | Capacity (MW) | Renewable | Waste | Waste | 1900.2 | 1900.2 | 1900.2 | 1900.2 | 1900.2 | 1900.2 | 1900.2 | 1600 | 1600 | 1600 | 1600 | 1600 | 1600 | 1600 | 1600 | 1600 | 1600 | 1600 | 1600 | 1600 | 1600 | 1600 | 1600 | 1600 | 1600 | 1600 | 1600 | 1600
| Germany | EU Blue | Counterfactual | Capacity (MW) | Renewable | Offshore Wind | Wind Offshore | 8418.4 | 8913.4 | 10167 | 13737.7522 | 17308.5044 | 20879.2566 | 24450.0088 | 28020.761 | 29718.961 | 31417.161 | 33115.361 | 34813.561 | 36511.761 | 39063.6032 | 41615.4454 | 44167.2876 | 46719.1298 | 49270.972 | 51821.012 | 54371.052 | 56921.092 | 59471.132 | 62021.172 | 63439.6976 | 64858.2232 | 66276.7488 | 67695.2744 | 69113.8
| Germany | EU Blue | Counterfactual | Capacity (MW) | Renewable | Onshore Wind | Wind Onshore | 60217.86 | 63171.12 | 66573.29 | 69684.3302 | 72795.3704 | 75906.4106 | 79017.4508 | 82128.491 | 84360.591 | 86592.691 | 88824.791 | 91056.891 | 93288.991 | 94290.6814 | 95292.3718 | 96294.0622 | 97295.7526 | 98297.443 | 99223.641 | 100149.839 | 101076.037 | 102002.235 | 102928.433 | 103784.4278 | 104640.4226 | 105496.4174 | 106352.4122 | 107208.407
| Germany | EU Green | Electric Engagement | Demand (TWh) | Demand | Demand | Demand Total (TWh) | 566.1 | 581.58 | 597.17 | 631.62 | 658.2 | 687.7 | 713.59 | 738.71 | 770.62 | 807.4 | 842.08 | 877.09 | 914.44 | 949.41 | 979.91 | 1016.72 | 1053.44 | 1088.41 | 1098.34 | 1112.53 | 1122.93 | 1139.19 | 1151.48 | 1165.22 | 1199.79 | 1277.67 | 1397 | 1422.37
| Germany | EU Blue | Counterfactual | Demand (TWh) | Demand | Demand | Demand Total (TWh) | 566.1 | 581.58 | 597.17 | 614.07 | 631.5 | 650.75 | 666.5 | 684.36 | 697.21 | 712.39 | 723.31 | 736.38 | 749.2 | 764.12 | 773.86 | 785.14 | 795.71 | 808.19 | 831.53 | 856.86 | 881.6 | 908.81 | 930.2 | 944.5 | 958.25 | 975.09 | 985.91 | 999.59
| Italy | EU Green | Electric Engagement | Capacity (MW) | Storage | Storage | Battery | 876.5 | 1083.5 | 1802 | 1801.5 | 1800 | 1800 | 1800 | 1800 | 2452 | 3104 | 3756 | 4408 | 5060 | 6038 | 7016 | 7994 | 8972 | 9950 | 10602 | 11254 | 11906 | 12558 | 13210 | 14188 | 15166 | 16144 | 17122 | 18100
| Italy | EU Green | Electric Engagement | Capacity (MW) | Renewable | Biomass | Biomass | 4442 | 4552 | 4672 | 4672 | 4672 | 4672 | 4672 | 4672 | 4672 | 4672 | 4672 | 4672 | 4672 | 4672 | 4672 | 4672 | 4672 | 4672 | 4672 | 4672 | 4672 | 4672 | 4672 | 4672 | 4672 | 4672 | 4672 | 4672
| Italy | EU Green | Electric Engagement | Capacity (MW) | Low Carbon | CCS | Biomass CCS | 0 | 0 | 0 | 0 | 0 | 0 | 0 | 0 | 0 | 0 | 0 | 0 | 0 | 0 | 0 | 0 | 0 | 0 | 0 | 0 | 0 | 0 | 0 | 180 | 360 | 540 | 720 | 900
| Italy | EU Green | Electric Engagement | Capacity (MW) | Thermal | Coal | Coal | 4941 | 4941 | 966 | 966 | 966 | 966 | 0 | 0 | 0 | 0 | 0 | 0 | 0 | 0 | 0 | 0 | 0 | 0 | 0 | 0 | 0 | 0 | 0 | 0 | 0 | 0 | 0 | 0
| Italy | EU Green | Electric Engagement | Capacity (MW) | Thermal | Gas | Fossil Gas | 48765 | 51466 | 52637 | 52415.5 | 52667 | 52463 | 52274 | 50222 | 50232 | 50198.36 | 50299 | 47323 | 44243.52 | 41423.06 | 40099 | 39197.2 | 37888.65 | 35873.23 | 28174.4 | 27183.5 | 27350 | 26483 | 26260.04 | 22080 | 20380 | 18500 | 16800 | 15100
| Italy | EU Green | Electric Engagement | Capacity (MW) | Thermal | Other Thermal | Fossil Oil | 946 | 946 | 946 | 946 | 946 | 946 | 946 | 0 | 0 | 0 | 0 | 0 | 0 | 0 | 0 | 0 | 0 | 0 | 0 | 0 | 0 | 0 | 0 | 0 | 0 | 0 | 0 | 0
| Italy | EU Green | Electric Engagement | Capacity (MW) | Renewable | Other Renewables | Geothermal | 764 | 764 | 764 | 764 | 764 | 764 | 764 | 0 | 0 | 0 | 0 | 0 | 0 | 0 | 0 | 0 | 0 | 0 | 0 | 0 | 0 | 0 | 0 | 0 | 0 | 0 | 0 | 0
| Italy | EU Green | Electric Engagement | Capacity (MW) | Low Carbon | Low Carbon | GT Hydrogen | 0 | 0 | 0 | 0 | 0 | 0 | 0 | 0 | 0 | 0 | 0 | 0 | 0 | 460 | 920 | 1381 | 1841 | 2302 | 3523 | 4745 | 5967 | 7188 | 8410 | 8410 | 8410 | 8410 | 8410 | 8410
| Italy | EU Green | Electric Engagement | Capacity (MW) | Storage | Storage | Pumped Hydro | 8120 | 9020 | 9920 | 10220 | 10520 | 10720 | 10720 | 11420 | 11420 | 11420 | 11420 | 11420 | 11420 | 11420 | 11420 | 11420 | 11420 | 11420 | 11420 | 11420 | 11420 | 11420 | 11420 | 11420 | 11420 | 11420 | 11420 | 11420
| Italy | EU Green | Electric Engagement | Capacity (MW) | Renewable | Hydro | Run-of-river Hydro | 15755 | 15755 | 15755 | 15755 | 15755 | 15755 | 15755 | 15755 | 15755 | 15755 | 15755 | 15755 | 15755 | 15755 | 15755 | 15755 | 15755 | 15755 | 15755 | 15755 | 15755 | 15755 | 15755 | 15755 | 15755 | 15755 | 15755 | 15755
| Italy | EU Green | Electric Engagement | Capacity (MW) | Renewable | Solar | Solar PV | 25896.25 | 28646.58 | 31588.38 | 39906.3836 | 48224.3872 | 56542.3908 | 64860.3944 | 73178.398 | 77974.5572 | 82770.7164 | 87566.8756 | 92363.0348 | 97159.194 | 101967.3406 | 106775.4872 | 111583.6338 | 116391.7804 | 121199.927 | 126051.4508 | 130902.9746 | 135754.4984 | 140606.0222 | 145457.546 | 149435.1974 | 153412.8488 | 157390.5002 | 161368.1516 | 165345.803
| Italy | EU Green | Electric Engagement | Capacity (MW) | Renewable | Waste | Waste | 452.6 | 452.6 | 452.6 | 452.6 | 452.6 | 452.6 | 452.6 | 0 | 0 | 0 | 0 | 0 | 0 | 0 | 0 | 0 | 0 | 0 | 0 | 0 | 0 | 0 | 0 | 0 | 0 | 0 | 0 | 0
| Italy | EU Green | Electric Engagement | Capacity (MW) | Renewable | Offshore Wind | Wind Offshore | 30 | 132 | 300 | 717.999 | 1135.998 | 1553.997 | 1971.996 | 2389.995 | 3155.5668 | 3921.1386 | 4686.7104 | 5452.2822 | 6217.854 | 7031.854 | 7845.854 | 8659.854 | 9473.854 | 10287.854 | 11101.8538 | 11915.8536 | 12729.8534 | 13543.8532 | 14357.853 | 14745.3296 | 15132.8062 | 15520.2828 | 15907.7594 | 16295.236
| Italy | EU Green | Electric Engagement | Capacity (MW) | Renewable | Onshore Wind | Wind Onshore | 12568.09 | 13375.43 | 14271.65 | 15301.911 | 16332.172 | 17362.433 | 18392.694 | 19422.955 | 21094.954 | 22766.953 | 24438.952 | 26110.951 | 27782.95 | 29869.9106 | 31956.8712 | 34043.8318 | 36130.7924 | 38217.753 | 40117.7444 | 42017.7358 | 43917.7272 | 45817.7186 | 47717.71 | 48768.4718 | 49819.2336 | 50869.9954 | 51920.7572 | 52971.519
| Italy | EU Blue | Counterfactual | Capacity (MW) | Storage | Storage | Battery | 876.5 | 1083.5 | 1802 | 1801.5 | 1800 | 1800 | 1800 | 1800 | 2199.5 | 2598.5 | 2998 | 3397.5 | 3797 | 4277 | 4757 | 5237 | 5717 | 6197.5 | 6677.5 | 7157.5 | 7637.5 | 8117.5 | 8597.5 | 9377 | 10157 | 10935.5 | 11716 | 12495.5
| Italy | EU Blue | Counterfactual | Capacity (MW) | Renewable | Biomass | Biomass | 4442 | 4552 | 4672 | 4672 | 4672 | 4672 | 4672 | 4672 | 4672 | 4672 | 4672 | 4672 | 4672 | 4672 | 4672 | 4672 | 4672 | 4672 | 4672 | 4672 | 4672 | 4672 | 4672 | 4672 | 4672 | 4672 | 4672 | 4672
| Italy | EU Blue | Counterfactual | Capacity (MW) | Low Carbon | CCS | Biomass CCS | 0 | 0 | 0 | 0 | 0 | 0 | 0 | 0 | 0 | 0 | 0 | 0 | 0 | 0 | 0 | 0 | 0 | 0 | 132 | 264 | 396 | 528 | 660 | 762 | 864 | 966 | 1068 | 1170
| Italy | EU Blue | Counterfactual | Capacity (MW) | Thermal | Coal | Coal | 4941 | 4941 | 966 | 966 | 966 | 966 | 0 | 0 | 0 | 0 | 0 | 0 | 0 | 0 | 0 | 0 | 0 | 0 | 0 | 0 | 0 | 0 | 0 | 0 | 0 | 0 | 0 | 0
| Italy | EU Blue | Counterfactual | Capacity (MW) | Thermal | Gas | Fossil Gas | 48765 | 51466 | 52637 | 52415.5 | 52667 | 52463 | 52274 | 50222 | 50232 | 50198.36 | 50299 | 47323 | 44443.52 | 42756.06 | 42089.04 | 41374.2 | 39864.65 | 38099.23 | 33250.4 | 32871.99 | 33176 | 33419 | 33296.04 | 28260 | 26660 | 24880 | 23280 | 21680
| Italy | EU Blue | Counterfactual | Capacity (MW) | Thermal | Other Thermal | Fossil Oil | 946 | 946 | 946 | 946 | 946 | 946 | 946 | 0 | 0 | 0 | 0 | 0 | 0 | 0 | 0 | 0 | 0 | 0 | 0 | 0 | 0 | 0 | 0 | 0 | 0 | 0 | 0 | 0
| Italy | EU Blue | Counterfactual | Capacity (MW) | Renewable | Other Renewables | Geothermal | 764 | 764 | 764 | 764 | 764 | 764 | 764 | 0 | 0 | 0 | 0 | 0 | 0 | 0 | 0 | 0 | 0 | 0 | 0 | 0 | 0 | 0 | 0 | 0 | 0 | 0 | 0 | 0
| Italy | EU Blue | Counterfactual | Capacity (MW) | Storage | Storage | Pumped Hydro | 8120 | 9020 | 9920 | 10220 | 10520 | 10720 | 10720 | 11420 | 11420 | 11420 | 11420 | 11420 | 11420 | 11420 | 11420 | 11420 | 11420 | 11420 | 11420 | 11420 | 11420 | 11420 | 11420 | 11420 | 11420 | 11420 | 11420 | 11420
| Italy | EU Blue | Counterfactual | Capacity (MW) | Renewable | Hydro | Run-of-river Hydro | 15755 | 15755 | 15755 | 15755 | 15755 | 15755 | 15755 | 15755 | 15755 | 15755 | 15755 | 15755 | 15755 | 15755 | 15755 | 15755 | 15755 | 15755 | 15755 | 15755 | 15755 | 15755 | 15755 | 15755 | 15755 | 15755 | 15755 | 15755
| Italy | EU Blue | Counterfactual | Capacity (MW) | Renewable | Solar | Solar PV | 25896.25 | 28646.58 | 31588.38 | 37984.3824 | 44380.3848 | 50776.3872 | 57172.3896 | 63568.392 | 67124.5322 | 70680.6724 | 74236.8126 | 77792.9528 | 81349.093 | 83875.245 | 86401.397 | 88927.549 | 91453.701 | 93979.853 | 97331.3314 | 100682.8098 | 104034.2882 | 107385.7666 | 110737.245 | 113866.8526 | 116996.4602 | 120126.0678 | 123255.6754 | 126385.283
| Italy | EU Blue | Counterfactual | Capacity (MW) | Renewable | Waste | Waste | 452.6 | 452.6 | 452.6 | 452.6 | 452.6 | 452.6 | 452.6 | 0 | 0 | 0 | 0 | 0 | 0 | 0 | 0 | 0 | 0 | 0 | 0 | 0 | 0 | 0 | 0 | 0 | 0 | 0 | 0 | 0
| Italy | EU Blue | Counterfactual | Capacity (MW) | Renewable | Offshore Wind | Wind Offshore | 30 | 132 | 300 | 628 | 956 | 1284 | 1612 | 1940 | 1968.8716 | 1997.7432 | 2026.6148 | 2055.4864 | 2084.358 | 3953.624 | 5822.89 | 7692.156 | 9561.422 | 11430.688 | 12517.195 | 13603.702 | 14690.209 | 15776.716 | 16863.223 | 17393.0408 | 17922.8586 | 18452.6764 | 18982.4942 | 19512.312
| Italy | EU Blue | Counterfactual | Capacity (MW) | Renewable | Onshore Wind | Wind Onshore | 12568.09 | 13375.43 | 14271.65 | 14765.9142 | 15260.1784 | 15754.4426 | 16248.7068 | 16742.971 | 17096.973 | 17450.975 | 17804.977 | 18158.979 | 18512.981 | 18512.9882 | 18512.9954 | 18513.0026 | 18513.0098 | 18513.017 | 18513.0192 | 18513.0214 | 18513.0236 | 18513.0258 | 18513.028 | 18779.0294 | 19045.0308 | 19311.0322 | 19577.0336 | 19843.035
| Italy | EU Green | Electric Engagement | Demand (TWh) | Demand | Demand | Demand Total (TWh) | 337.3 | 344.14 | 352.01 | 364.71 | 374.14 | 384.26 | 390.93 | 400.35 | 407.3 | 412.3 | 415.02 | 418.77 | 422.28 | 432.11 | 438.94 | 446.74 | 453.95 | 461.97 | 472.17 | 484.03 | 495.75 | 509.26 | 518.81 | 539.31 | 559.4 | 574.94 | 579.04 | 585.64
| Italy | EU Blue | Counterfactual | Demand (TWh) | Demand | Demand | Demand Total (TWh) | 337.3 | 344.14 | 352 | 357.76 | 363.62 | 370.05 | 374.77 | 380.75 | 382.51 | 385.46 | 386.35 | 388.47 | 390.59 | 394.17 | 395.32 | 397.65 | 399.71 | 402.87 | 402.28 | 402.89 | 403.44 | 405.53 | 404.86 | 411.13 | 417.39 | 425.38 | 430.45 | 436.68
| Luxembourg | EU Green | Electric Engagement | Capacity (MW) | Storage | Storage | Battery | 0.5 | 0.5 | 0.5 | 2 | 4 | 6 | 8 | 10 | 12 | 14 | 16 | 18 | 20 | 24.5 | 28.5 | 32.5 | 36.5 | 40.5 | 42.5 | 44.5 | 46.5 | 48.5 | 50.5 | 54.5 | 58 | 62 | 66 | 70
| Luxembourg | EU Green | Electric Engagement | Capacity (MW) | Low Carbon | Low Carbon | GT Hydrogen | 0 | 0 | 0 | 0 | 0 | 0 | 0 | 0 | 0 | 0 | 0 | 0 | 0 | 100 | 200 | 300 | 400 | 500 | 600 | 700 | 800 | 900 | 900 | 900 | 900 | 900 | 900 | 900
| Luxembourg | EU Green | Electric Engagement | Capacity (MW) | Storage | Storage | Pumped Hydro | 1294 | 1294 | 1294 | 1294 | 1294 | 1294 | 1294 | 1294 | 1294 | 1294 | 1294 | 1294 | 1294 | 1294 | 1294 | 1294 | 1294 | 1294 | 1294 | 1294 | 1294 | 1294 | 1294 | 1294 | 1294 | 1294 | 1294 | 1294
| Luxembourg | EU Green | Electric Engagement | Capacity (MW) | Renewable | Solar | Solar PV | 318.21 | 375.48 | 435.42 | 465.288 | 495.156 | 525.024 | 554.892 | 584.76 | 597.2162 | 609.6724 | 622.1286 | 634.5848 | 647.041 | 653.497 | 659.953 | 666.409 | 672.865 | 679.321 | 693.7052 | 708.0894 | 722.4736 | 736.8578 | 751.242 | 758.048 | 764.854 | 771.66 | 778.466 | 785.272
| Luxembourg | EU Green | Electric Engagement | Capacity (MW) | Renewable | Onshore Wind | Wind Onshore | 151.53 | 168.12 | 193.07 | 215.056 | 237.042 | 259.028 | 281.014 | 303 | 323.0004 | 343.0008 | 363.0012 | 383.0016 | 403.002 | 423.0024 | 443.0028 | 463.0032 | 483.0036 | 503.004 | 507.0044 | 511.0048 | 515.0052 | 519.0056 | 523.006 | 527.0064 | 531.0068 | 535.0072 | 539.0076 | 543.008
| Luxembourg | EU Blue | Counterfactual | Capacity (MW) | Storage | Storage | Battery | 0.5 | 0.5 | 0.5 | 4.5 | 8 | 12 | 16 | 20 | 20 | 20 | 20 | 20 | 20 | 22 | 24 | 26 | 28 | 30 | 30 | 30 | 30 | 30 | 30 | 34 | 38 | 42 | 46 | 50.5
| Luxembourg | EU Blue | Counterfactual | Capacity (MW) | Low Carbon | Low Carbon | GT Hydrogen | 0 | 0 | 0 | 0 | 0 | 0 | 0 | 0 | 0 | 0 | 0 | 0 | 0 | 160 | 320 | 480 | 640 | 800 | 860 | 920 | 980 | 1040 | 1100 | 1100 | 1100 | 1100 | 1100 | 1100
| Luxembourg | EU Blue | Counterfactual | Capacity (MW) | Storage | Storage | Pumped Hydro | 1294 | 1294 | 1294 | 1294 | 1294 | 1294 | 1294 | 1294 | 1294 | 1294 | 1294 | 1294 | 1294 | 1294 | 1294 | 1294 | 1294 | 1294 | 1294 | 1294 | 1294 | 1294 | 1294 | 1294 | 1294 | 1294 | 1294 | 1294
| Luxembourg | EU Blue | Counterfactual | Capacity (MW) | Renewable | Solar | Solar PV | 318.21 | 375.48 | 435.42 | 457.293 | 479.166 | 501.039 | 522.912 | 544.785 | 549.2426 | 553.7002 | 558.1578 | 562.6154 | 567.073 | 571.532 | 575.991 | 580.45 | 584.909 | 589.368 | 603.7574 | 618.1468 | 632.5362 | 646.9256 | 661.315 | 668.121 | 674.927 | 681.733 | 688.539 | 695.345
| Luxembourg | EU Blue | Counterfactual | Capacity (MW) | Renewable | Onshore Wind | Wind Onshore | 151.53 | 168.12 | 193.07 | 201.0562 | 209.0424 | 217.0286 | 225.0148 | 233.001 | 247.0014 | 261.0018 | 275.0022 | 289.0026 | 303.003 | 313.0032 | 323.0034 | 333.0036 | 343.0038 | 353.004 | 361.0044 | 369.0048 | 377.0052 | 385.0056 | 393.006 | 401.0062 | 409.0064 | 417.0066 | 425.0068 | 433.007
| Luxembourg | EU Green | Electric Engagement | Demand (TWh) | Demand | Demand | Demand Total (TWh) | 7.4 | 7.77 | 8.3 | 8.5 | 8.68 | 8.91 | 9.11 | 9.36 | 9.8 | 10.27 | 10.72 | 11.16 | 11.55 | 11.93 | 12.38 | 12.66 | 13.13 | 13.54 | 13.63 | 13.77 | 14.02 | 14.18 | 14.25 | 14.34 | 14.57 | 14.58 | 14.57 | 14.68
| Luxembourg | EU Blue | Counterfactual | Demand (TWh) | Demand | Demand | Demand Total (TWh) | 7.44 | 7.81 | 8.25 | 8.39 | 8.53 | 8.69 | 8.82 | 9.01 | 9.37 | 9.77 | 10.15 | 10.5 | 10.9 | 11.34 | 11.81 | 12.19 | 12.37 | 12.57 | 12.66 | 12.78 | 12.88 | 13.01 | 13.06 | 13.04 | 13.01 | 13.02 | 12.94 | 12.89
| Netherlands | EU Green | Electric Engagement | Capacity (MW) | Storage | Storage | Battery | 194 | 204.5 | 215 | 599 | 983 | 1367 | 1751 | 2135 | 2318 | 2501 | 2684 | 2867 | 3049.5 | 3437.5 | 3825.5 | 4213.5 | 4601.5 | 4989.5 | 4989.5 | 4989.5 | 4989.5 | 4989.5 | 4989.5 | 5183.5 | 5377.5 | 5571.5 | 5765.5 | 5959.5
| Netherlands | EU Green | Electric Engagement | Capacity (MW) | Renewable | Biomass | Biomass | 1059 | 1059 | 1059 | 1059 | 1059 | 1059 | 1059 | 1059 | 1059 | 1059 | 1059 | 1059 | 1059 | 1059 | 1059 | 1059 | 1059 | 1059 | 1059 | 1059 | 1059 | 1059 | 1059 | 1059 | 1059 | 1059 | 1059 | 1059
| Netherlands | EU Green | Electric Engagement | Capacity (MW) | Low Carbon | CCS | Biomass CCS | 0 | 0 | 0 | 0 | 0 | 0 | 0 | 0 | 0 | 0 | 0 | 0 | 0 | 72 | 144 | 216 | 288 | 360 | 504 | 648 | 792 | 936 | 1080 | 1296 | 1512 | 1728 | 1944 | 2160
| Netherlands | EU Green | Electric Engagement | Capacity (MW) | Thermal | Coal | Coal | 3450 | 3450 | 3450 | 3450 | 3450 | 3450 | 3450 | 0 | 0 | 0 | 0 | 0 | 0 | 0 | 0 | 0 | 0 | 0 | 0 | 0 | 0 | 0 | 0 | 0 | 0 | 0 | 0 | 0
| Netherlands | EU Green | Electric Engagement | Capacity (MW) | Thermal | Gas | Fossil Gas | 15686 | 15686 | 15390 | 15130 | 15186 | 14986 | 15186 | 15386 | 12922 | 12872 | 12802 | 12012 | 12012 | 11562 | 11162 | 10762 | 9442 | 8607 | 7385 | 6967 | 6967 | 6967 | 6126 | 3650 | 3450 | 3250 | 3050 | 2850
| Netherlands | EU Green | Electric Engagement | Capacity (MW) | Low Carbon | Low Carbon | GT Hydrogen | 0 | 0 | 0 | 1045 | 2090 | 3134 | 4179 | 5224 | 5224 | 5224 | 5224 | 5224 | 5424 | 6672 | 7920 | 9168 | 10417 | 11465 | 11497 | 11529 | 11562 | 11594 | 11626 | 11626 | 11626 | 11626 | 11626 | 11626
| Netherlands | EU Green | Electric Engagement | Capacity (MW) | Low Carbon | Nuclear | Nuclear | 485 | 485 | 485 | 485 | 485 | 485 | 485 | 485 | 485 | 485 | 485 | 485 | 485 | 485 | 485 | 0 | 0 | 0 | 0 | 0 | 0 | 0 | 0 | 0 | 0 | 0 | 0 | 0
| Netherlands | EU Green | Electric Engagement | Capacity (MW) | Renewable | Solar | Solar PV | 16250.01 | 18654.04 | 21759.44 | 23758.3 | 25757.16 | 27756.02 | 29754.88 | 31753.74 | 31899.8402 | 32045.9404 | 32192.0406 | 32338.1408 | 32484.241 | 32630.341 | 32776.441 | 32922.541 | 33068.641 | 33214.741 | 33482.4652 | 33750.1894 | 34017.9136 | 34285.6378 | 34553.362 | 34658.362 | 34763.362 | 34868.362 | 34973.362 | 35078.362
| Netherlands | EU Green | Electric Engagement | Capacity (MW) | Renewable | Waste | Waste | 780 | 780 | 780 | 780 | 780 | 780 | 780 | 0 | 0 | 0 | 0 | 0 | 0 | 0 | 0 | 0 | 0 | 0 | 0 | 0 | 0 | 0 | 0 | 0 | 0 | 0 | 0 | 0
| Netherlands | EU Green | Electric Engagement | Capacity (MW) | Renewable | Offshore Wind | Wind Offshore | 3960 | 4710 | 5460 | 6625.8 | 7791.6 | 8957.4 | 10123.2 | 11289 | 14021.804 | 16754.608 | 19487.412 | 22220.216 | 24953.02 | 27991.22 | 31029.42 | 34067.62 | 37105.82 | 40144.02 | 40646.02 | 41148.02 | 41650.02 | 42152.02 | 42654.02 | 44176.1934 | 45698.3668 | 47220.5402 | 48742.7136 | 50264.887
| Netherlands | EU Green | Electric Engagement | Capacity (MW) | Renewable | Onshore Wind | Wind Onshore | 5750 | 6100 | 6350 | 6893 | 7436 | 7979 | 8522 | 9065 | 9065.2022 | 9065.4044 | 9065.6066 | 9065.8088 | 9066.011 | 9066.0092 | 9066.0074 | 9066.0056 | 9066.0038 | 9066.002 | 9066.0022 | 9066.0024 | 9066.0026 | 9066.0028 | 9066.003 | 9066.0032 | 9066.0034 | 9066.0036 | 9066.0038 | 9066.004
| Netherlands | EU Blue | Counterfactual | Capacity (MW) | Storage | Storage | Battery | 194 | 204.5 | 215 | 637 | 1059 | 1481 | 1903 | 2325 | 2325 | 2325 | 2325 | 2325 | 2325 | 2434.5 | 2543.5 | 2653 | 2762 | 2871 | 2871 | 2871 | 2871.5 | 2871.5 | 2871.5 | 3015.5 | 3159.5 | 3303.5 | 3447.5 | 3591.5
| Netherlands | EU Blue | Counterfactual | Capacity (MW) | Renewable | Biomass | Biomass | 1059 | 1059 | 1059 | 1059 | 1059 | 1059 | 1059 | 1059 | 1059 | 1059 | 1059 | 1059 | 1059 | 1059 | 1059 | 1059 | 1059 | 1059 | 1059 | 1059 | 1059 | 1059 | 1059 | 1059 | 1059 | 1059 | 1059 | 1059
| Netherlands | EU Blue | Counterfactual | Capacity (MW) | Low Carbon | CCS | Biomass CCS | 0 | 0 | 0 | 0 | 0 | 0 | 0 | 0 | 48 | 96 | 144 | 192 | 240 | 348 | 456 | 564 | 672 | 780 | 936 | 1092 | 1248 | 1404 | 1560 | 1560 | 1560 | 1560 | 1560 | 1560
| Netherlands | EU Blue | Counterfactual | Capacity (MW) | Thermal | Coal | Coal | 3450 | 3450 | 3450 | 3450 | 3450 | 3450 | 3450 | 0 | 0 | 0 | 0 | 0 | 0 | 0 | 0 | 0 | 0 | 0 | 0 | 0 | 0 | 0 | 0 | 0 | 0 | 0 | 0 | 0
| Netherlands | EU Blue | Counterfactual | Capacity (MW) | Thermal | Gas | Fossil Gas | 15686 | 15686 | 15390 | 15130 | 15186 | 14986 | 15186 | 15386 | 12922 | 12872 | 12802 | 12012 | 12012 | 11562 | 11162 | 10762 | 9442 | 9042 | 7820 | 7402 | 6967 | 6967 | 6967 | 3850 | 3850 | 3850 | 3850 | 3850
| Netherlands | EU Blue | Counterfactual | Capacity (MW) | Low Carbon | Low Carbon | GT Hydrogen | 0 | 0 | 0 | 0 | 0 | 0 | 0 | 0 | 976 | 1952 | 2928 | 3904 | 4880 | 4880 | 4880 | 4880 | 4880 | 4880 | 5312 | 5745 | 6177 | 6609 | 7041 | 7041 | 7041 | 7041 | 7041 | 7041
| Netherlands | EU Blue | Counterfactual | Capacity (MW) | Low Carbon | Nuclear | Nuclear | 485 | 485 | 485 | 485 | 485 | 485 | 485 | 485 | 485 | 485 | 485 | 485 | 485 | 485 | 485 | 0 | 0 | 0 | 0 | 0 | 0 | 0 | 0 | 0 | 0 | 0 | 0 | 0
| Netherlands | EU Blue | Counterfactual | Capacity (MW) | Renewable | Solar | Solar PV | 16250.01 | 18654.04 | 21759.44 | 23024.3046 | 24289.1692 | 25554.0338 | 26818.8984 | 28083.763 | 28229.8644 | 28375.9658 | 28522.0672 | 28668.1686 | 28814.27 | 28960.371 | 29106.472 | 29252.573 | 29398.674 | 29544.775 | 29649.7826 | 29754.7902 | 29859.7978 | 29964.8054 | 30069.813 | 30174.8132 | 30279.8134 | 30384.8136 | 30489.8138 | 30594.814
| Netherlands | EU Blue | Counterfactual | Capacity (MW) | Renewable | Waste | Waste | 780 | 780 | 780 | 780 | 780 | 780 | 780 | 0 | 0 | 0 | 0 | 0 | 0 | 0 | 0 | 0 | 0 | 0 | 0 | 0 | 0 | 0 | 0 | 0 | 0 | 0 | 0 | 0
| Netherlands | EU Blue | Counterfactual | Capacity (MW) | Renewable | Offshore Wind | Wind Offshore | 3960 | 4710 | 5460 | 7763.8002 | 10067.6004 | 12371.4006 | 14675.2008 | 16979.001 | 20547.001 | 24115.001 | 27683.001 | 31251.001 | 34819.001 | 35177.201 | 35535.401 | 35893.601 | 36251.801 | 36610.001 | 36986.0012 | 37362.0014 | 37738.0016 | 38114.0018 | 38490.002 | 38884.0022 | 39278.0024 | 39672.0026 | 40066.0028 | 40460.003
| Netherlands | EU Blue | Counterfactual | Capacity (MW) | Renewable | Onshore Wind | Wind Onshore | 5750 | 6100 | 6350 | 6639 | 6928 | 7217 | 7506 | 7795 | 7795.2024 | 7795.4048 | 7795.6072 | 7795.8096 | 7796.012 | 7796.0102 | 7796.0084 | 7796.0066 | 7796.0048 | 7796.003 | 7796.0034 | 7796.0038 | 7796.0042 | 7796.0046 | 7796.005 | 7796.0052 | 7796.0054 | 7796.0056 | 7796.0058 | 7796.006
| Netherlands | EU Green | Electric Engagement | Demand (TWh) | Demand | Demand | Demand Total (TWh) | 122.86 | 126.2 | 128.68 | 140.28 | 148.08 | 156.42 | 164.22 | 177.05 | 185.12 | 193.72 | 202.8 | 211.75 | 220.33 | 229.73 | 237.77 | 245.87 | 254.48 | 263.73 | 269.49 | 271.41 | 271.87 | 275.98 | 281.17 | 284.9 | 293.48 | 298.96 | 304.2 | 312.04
| Netherlands | EU Blue | Counterfactual | Demand (TWh) | Demand | Demand | Demand Total (TWh) | 123.36 | 126.95 | 132.97 | 141.73 | 150.66 | 159.87 | 166.67 | 180.39 | 189.82 | 197 | 203.77 | 211.05 | 241.59 | 245.56 | 248.06 | 251.21 | 254.23 | 258.82 | 260.73 | 263.28 | 265.84 | 268.97 | 270.67 | 276.51 | 282.33 | 288.98 | 294.19 | 299.98
| Norway | EU Green | Electric Engagement | Capacity (MW) | Storage | Storage | Battery | 243.5 | 329 | 394.5 | 410.5 | 426 | 442 | 458 | 474 | 474 | 474 | 474 | 474 | 474 | 474 | 474 | 474 | 474 | 474 | 474 | 474 | 474 | 474 | 474 | 474 | 474 | 474 | 474 | 474
| Norway | EU Green | Electric Engagement | Capacity (MW) | Renewable | Biomass | Biomass | 90 | 90 | 90 | 90 | 90 | 90 | 90 | 90 | 90 | 90 | 90 | 90 | 90 | 90 | 90 | 90 | 90 | 90 | 90 | 90 | 90 | 90 | 90 | 90 | 90 | 90 | 90 | 90
| Norway | EU Green | Electric Engagement | Capacity (MW) | Low Carbon | CCS | Biomass CCS | 0 | 0 | 0 | 0 | 0 | 0 | 0 | 0 | 0 | 0 | 0 | 0 | 0 | 84 | 168 | 252 | 336 | 420 | 564 | 708 | 852 | 996 | 1140 | 1368 | 1596 | 1824 | 2052 | 2280
| Norway | EU Green | Electric Engagement | Capacity (MW) | Low Carbon | Low Carbon | GT Hydrogen | 0 | 0 | 0 | 0 | 0 | 0 | 0 | 0 | 44 | 87 | 131 | 175 | 219 | 219 | 219 | 219 | 219 | 219 | 219 | 219 | 219 | 219 | 219 | 219 | 219 | 219 | 219 | 219
| Norway | EU Green | Electric Engagement | Capacity (MW) | Renewable | Hydro | Run-of-river Hydro | 34456 | 35552 | 36648 | 36648 | 36648 | 36648 | 36648 | 36648 | 37046 | 37046 | 37046 | 37046 | 37046 | 37046 | 37046 | 37046 | 37046 | 37046 | 37046 | 37046 | 37046 | 37046 | 37046 | 37046 | 37046 | 37046 | 37046 | 37046
| Norway | EU Green | Electric Engagement | Capacity (MW) | Renewable | Solar | Solar PV | 578.11 | 629.65 | 682.79 | 1066.7902 | 1450.7904 | 1834.7906 | 2218.7908 | 2602.791 | 2634.7916 | 2666.7922 | 2698.7928 | 2730.7934 | 2762.794 | 2794.7946 | 2826.7952 | 2858.7958 | 2890.7964 | 2922.797 | 2988.7992 | 3054.8014 | 3120.8036 | 3186.8058 | 3252.808 | 3392.8094 | 3532.8108 | 3672.8122 | 3812.8136 | 3952.815
| Norway | EU Green | Electric Engagement | Capacity (MW) | Renewable | Offshore Wind | Wind Offshore | 0 | 0 | 0 | 822 | 1644 | 2466 | 3288 | 4110 | 4749.287 | 5388.574 | 6027.861 | 6667.148 | 7306.435 | 8108.4346 | 8910.4342 | 9712.4338 | 10514.4334 | 11316.433 | 11865.4258 | 12414.4186 | 12963.4114 | 13512.4042 | 14061.397 | 14147.259 | 14233.121 | 14318.983 | 14404.845 | 14490.707
| Norway | EU Green | Electric Engagement | Capacity (MW) | Renewable | Onshore Wind | Wind Onshore | 5231.9 | 5630.21 | 5870.21 | 6318.063 | 6765.916 | 7213.769 | 7661.622 | 8109.475 | 8227.4738 | 8345.4726 | 8463.4714 | 8581.4702 | 8699.469 | 8819.47 | 8939.471 | 9059.472 | 9179.473 | 9299.474 | 9683.4732 | 10067.4724 | 10451.4716 | 10835.4708 | 11219.47 | 11341.4686 | 11463.4672 | 11585.4658 | 11707.4644 | 11829.463
| Norway | EU Blue | Counterfactual | Capacity (MW) | Storage | Storage | Battery | 243.5 | 329 | 394.5 | 410.5 | 426.5 | 442 | 458 | 474 | 490 | 506 | 522 | 538 | 554 | 554 | 554 | 554 | 554 | 554 | 554 | 554 | 554 | 554 | 554 | 554 | 554 | 554 | 554 | 554
| Norway | EU Blue | Counterfactual | Capacity (MW) | Renewable | Biomass | Biomass | 90 | 90 | 90 | 90 | 90 | 90 | 90 | 90 | 90 | 90 | 90 | 90 | 90 | 90 | 90 | 90 | 90 | 90 | 90 | 90 | 90 | 90 | 90 | 90 | 90 | 90 | 90 | 90
| Norway | EU Blue | Counterfactual | Capacity (MW) | Low Carbon | CCS | Biomass CCS | 0 | 0 | 0 | 0 | 0 | 0 | 0 | 0 | 60 | 120 | 180 | 240 | 300 | 408 | 516 | 624 | 732 | 840 | 840 | 840 | 840 | 840 | 840 | 840 | 840 | 840 | 840 | 840
| Norway | EU Blue | Counterfactual | Capacity (MW) | Renewable | Hydro | Run-of-river Hydro | 34456 | 35552 | 36648 | 36648 | 36648 | 36648 | 36648 | 36648 | 37046 | 37046 | 37046 | 37046 | 37046 | 37046 | 37046 | 37046 | 37046 | 37046 | 37046 | 37046 | 37046 | 37046 | 37046 | 37046 | 37046 | 37046 | 37046 | 37046
| Norway | EU Blue | Counterfactual | Capacity (MW) | Renewable | Solar | Solar PV | 578.11 | 629.65 | 682.79 | 1058.7904 | 1434.7908 | 1810.7912 | 2186.7916 | 2562.792 | 2660.7964 | 2758.8008 | 2856.8052 | 2954.8096 | 3052.814 | 3074.8152 | 3096.8164 | 3118.8176 | 3140.8188 | 3162.82 | 3178.8216 | 3194.8232 | 3210.8248 | 3226.8264 | 3242.828 | 3258.8294 | 3274.8308 | 3290.8322 | 3306.8336 | 3322.835
| Norway | EU Blue | Counterfactual | Capacity (MW) | Renewable | Offshore Wind | Wind Offshore | 0 | 0 | 0 | 1755.8616 | 3511.7232 | 5267.5848 | 7023.4464 | 8779.308 | 9201.3082 | 9623.3084 | 10045.3086 | 10467.3088 | 10889.309 | 12723.3092 | 14557.3094 | 16391.3096 | 18225.3098 | 20059.31 | 21897.3102 | 23735.3104 | 25573.3106 | 27411.3108 | 29249.311 | 31083.3112 | 32917.3114 | 34751.3116 | 36585.3118 | 38419.312
| Norway | EU Blue | Counterfactual | Capacity (MW) | Renewable | Onshore Wind | Wind Onshore | 5231.9 | 5630.21 | 5870.21 | 5970.0648 | 6069.9196 | 6169.7744 | 6269.6292 | 6369.484 | 6615.2718 | 6861.0596 | 7106.8474 | 7352.6352 | 7598.423 | 7818.1586 | 8037.8942 | 8257.6298 | 8477.3654 | 8697.101 | 9011.5732 | 9326.0454 | 9640.5176 | 9954.9898 | 10269.462 | 10377.4664 | 10485.4708 | 10593.4752 | 10701.4796 | 10809.484
| Norway | EU Green | Electric Engagement | Demand (TWh) | Demand | Demand | Demand Total (TWh) | 141.87 | 144.76 | 147.71 | 153.47 | 157.84 | 162.82 | 167.37 | 172.93 | 174.92 | 177.12 | 178.38 | 181.12 | 183.01 | 186.02 | 187.38 | 188.33 | 190.67 | 194.35 | 193.21 | 194.8 | 195.49 | 196.95 | 198.43 | 198.26 | 199.37 | 201.63 | 201.86 | 202.93
| Norway | EU Blue | Counterfactual | Demand (TWh) | Demand | Demand | Demand Total (TWh) | 141.87 | 144.75 | 147.68 | 151.84 | 155.86 | 160.52 | 164.84 | 170.26 | 172.31 | 174.32 | 175.77 | 178.47 | 186.54 | 189.68 | 191.17 | 192.47 | 194.38 | 203.13 | 202.17 | 204.12 | 204.82 | 206.63 | 219.85 | 219.96 | 221.49 | 225.43 | 225.91 | 247.9
| Poland | EU Green | Electric Engagement | Capacity (MW) | Storage | Storage | Battery | 100.5 | 117 | 123 | 123 | 123 | 123 | 123 | 123 | 123 | 123 | 123 | 123 | 123 | 123 | 123 | 123 | 123 | 123.5 | 123.5 | 123.5 | 123.5 | 123.5 | 123.5 | 219.5 | 315.5 | 411.5 | 508 | 604
| Poland | EU Green | Electric Engagement | Capacity (MW) | Renewable | Biomass | Biomass | 1098.32 | 1316.65 | 1316.65 | 1316.65 | 1316.65 | 1534.98 | 1534.98 | 1534.98 | 1534.98 | 1534.98 | 1534.98 | 1534.98 | 1534.98 | 1534.98 | 1534.98 | 1534.98 | 1534.98 | 1534.98 | 1534.98 | 1534.98 | 1534.98 | 1534.98 | 1534.98 | 1534.98 | 1534.98 | 1534.98 | 1534.98 | 1534.98
| Poland | EU Green | Electric Engagement | Capacity (MW) | Low Carbon | CCS | Biomass CCS | 0 | 0 | 0 | 0 | 0 | 0 | 0 | 0 | 0 | 0 | 0 | 0 | 0 | 0 | 0 | 0 | 0 | 0 | 84 | 168 | 252 | 336 | 420 | 600 | 780 | 960 | 1140 | 1320
| Poland | EU Green | Electric Engagement | Capacity (MW) | Thermal | Coal | Coal | 26447.3 | 23749 | 23398 | 23398 | 23048 | 20711 | 18714 | 16583.8 | 15397.6 | 15158.6 | 14936.6 | 13104.4 | 12607.4 | 10814.4 | 10189.4 | 9799.4 | 9409.4 | 8636.4 | 8636.4 | 8636.4 | 7386.4 | 6489.4 | 6270.4 | 5752.4 | 5162.4 | 4252.4 | 4252.4 | 3238
| Poland | EU Green | Electric Engagement | Capacity (MW) | Thermal | Gas | Fossil Gas | 3635.4 | 5035.4 | 5935.4 | 6585.4 | 7085.4 | 7985.4 | 8235.4 | 8182 | 8182 | 8182 | 8081 | 8075.36 | 7426 | 7426 | 7426 | 7195 | 7195 | 6100 | 6100 | 6100 | 6100 | 6100 | 6100 | 5900 | 5700 | 5500 | 5300 | 5100
| Poland | EU Green | Electric Engagement | Capacity (MW) | Thermal | Other Thermal | Fossil Oil | 358.9 | 358.9 | 358.9 | 358.9 | 358.9 | 358.9 | 358.9 | 0 | 0 | 0 | 0 | 0 | 0 | 0 | 0 | 0 | 0 | 0 | 0 | 0 | 0 | 0 | 0 | 0 | 0 | 0 | 0 | 0
| Poland | EU Green | Electric Engagement | Capacity (MW) | Low Carbon | Low Carbon | GT Hydrogen | 0 | 0 | 0 | 0 | 0 | 0 | 0 | 0 | 1924 | 3848 | 5772 | 7696 | 9620 | 10676 | 11732 | 12788 | 13844 | 14900 | 14900 | 14900 | 14900 | 14900 | 14900 | 14900 | 14900 | 14900 | 14900 | 14900
| Poland | EU Green | Electric Engagement | Capacity (MW) | Low Carbon | Nuclear | Nuclear | 0 | 0 | 0 | 0 | 0 | 0 | 0 | 0 | 0 | 0 | 1600 | 1600 | 1600 | 1600 | 1600 | 1600 | 1600 | 1600 | 1600 | 1600 | 1600 | 1600 | 1600 | 1600 | 1600 | 1600 | 1600 | 1600
| Poland | EU Green | Electric Engagement | Capacity (MW) | Storage | Storage | Pumped Hydro | 1859 | 1859 | 1859 | 1859 | 1859 | 1859 | 1859 | 1859 | 1859 | 1859 | 1859 | 1859 | 1859 | 1859 | 1859 | 1859 | 1859 | 1859 | 1859 | 1859 | 1859 | 1859 | 1859 | 1859 | 1859 | 1859 | 1859 | 1859
| Poland | EU Green | Electric Engagement | Capacity (MW) | Renewable | Hydro | Run-of-river Hydro | 980 | 980 | 980 | 980 | 980 | 980 | 980 | 980 | 980 | 980 | 980 | 980 | 980 | 980 | 980 | 980 | 980 | 980 | 980 | 980 | 980 | 980 | 980 | 980 | 980 | 980 | 980 | 980
| Poland | EU Green | Electric Engagement | Capacity (MW) | Renewable | Solar | Solar PV | 10803 | 11241.99 | 11681 | 13127.4634 | 14573.9268 | 16020.3902 | 17466.8536 | 18913.317 | 19646.5414 | 20379.7658 | 21112.9902 | 21846.2146 | 22579.439 | 23282.6632 | 23985.8874 | 24689.1116 | 25392.3358 | 26095.56 | 26811.6804 | 27527.8008 | 28243.9212 | 28960.0416 | 29676.162 | 30391.6978 | 31107.2336 | 31822.7694 | 32538.3052 | 33253.841
| Poland | EU Green | Electric Engagement | Capacity (MW) | Renewable | Offshore Wind | Wind Offshore | 0 | 0 | 720 | 2225.7692 | 3731.5384 | 5237.3076 | 6743.0768 | 8248.846 | 8787.4814 | 9326.1168 | 9864.7522 | 10403.3876 | 10942.023 | 12332.023 | 13722.023 | 15112.023 | 16502.023 | 17892.023 | 17892.023 | 17892.023 | 17892.023 | 17892.023 | 17892.023 | 17892.023 | 17892.023 | 17892.023 | 17892.023 | 17892.023
| Poland | EU Green | Electric Engagement | Capacity (MW) | Renewable | Onshore Wind | Wind Onshore | 7800 | 8050 | 8425 | 10070.8 | 11716.6 | 13362.4 | 15008.2 | 16654 | 18080 | 19506 | 20932 | 22358 | 23784 | 25120 | 26456 | 27792 | 29128 | 30464 | 31800 | 33136 | 34472 | 35808 | 37144 | 37271.9998 | 37399.9996 | 37527.9994 | 37655.9992 | 37783.999
| Poland | EU Blue | Counterfactual | Capacity (MW) | Storage | Storage | Battery | 100.5 | 117 | 123 | 351 | 579 | 807 | 1035 | 1263 | 1549 | 1835 | 2121 | 2407 | 2693 | 2693 | 2693 | 2693 | 2693 | 2693 | 2693 | 2693 | 2693 | 2693 | 2693 | 2693 | 2693 | 2693 | 2693 | 2693
| Poland | EU Blue | Counterfactual | Capacity (MW) | Renewable | Biomass | Biomass | 1098.32 | 1316.65 | 1316.65 | 1316.65 | 1316.65 | 1534.98 | 1534.98 | 1534.98 | 1534.98 | 1534.98 | 1534.98 | 1534.98 | 1534.98 | 1534.98 | 1534.98 | 1534.98 | 1534.98 | 1534.98 | 1534.98 | 1534.98 | 1534.98 | 1534.98 | 1534.98 | 1534.98 | 1534.98 | 1534.98 | 1534.98 | 1534.98
| Poland | EU Blue | Counterfactual | Capacity (MW) | Low Carbon | CCS | Biomass CCS | 0 | 0 | 0 | 0 | 0 | 0 | 0 | 0 | 0 | 0 | 0 | 0 | 0 | 60 | 120 | 180 | 240 | 300 | 432 | 564 | 696 | 828 | 960 | 1002 | 1050 | 1092 | 1134 | 1176
| Poland | EU Blue | Counterfactual | Capacity (MW) | Thermal | Coal | Coal | 26447.3 | 23749 | 23398 | 23398 | 23048 | 20711 | 18714 | 16583.8 | 15397.6 | 15158.6 | 14936.6 | 13104.4 | 12607.4 | 10814.4 | 10189.4 | 9799.4 | 9409.4 | 8636.4 | 8636.4 | 8636.4 | 7386.4 | 6489.4 | 6270.4 | 5752.4 | 5162.4 | 4252.4 | 4252.4 | 3238
| Poland | EU Blue | Counterfactual | Capacity (MW) | Thermal | Gas | Fossil Gas | 3635.4 | 5035.4 | 5935.4 | 6585.4 | 7085.4 | 7985.4 | 8235.4 | 8182 | 8182 | 8182 | 8081 | 8075.36 | 7893 | 7893 | 7893 | 7893 | 7893 | 7197 | 7197 | 7197 | 7197 | 7197 | 7197 | 6997 | 6797 | 6597 | 6397 | 6197
| Poland | EU Blue | Counterfactual | Capacity (MW) | Thermal | Other Thermal | Fossil Oil | 358.9 | 358.9 | 358.9 | 358.9 | 358.9 | 358.9 | 358.9 | 0 | 0 | 0 | 0 | 0 | 0 | 0 | 0 | 0 | 0 | 0 | 0 | 0 | 0 | 0 | 0 | 0 | 0 | 0 | 0 | 0
| Poland | EU Blue | Counterfactual | Capacity (MW) | Low Carbon | Low Carbon | GT Hydrogen | 0 | 0 | 0 | 0 | 0 | 0 | 0 | 0 | 0 | 0 | 0 | 0 | 0 | 1166 | 2331 | 3497 | 4662 | 5828 | 6475 | 7122 | 7769 | 8416 | 9064 | 9064 | 9064 | 9064 | 9064 | 9064
| Poland | EU Blue | Counterfactual | Capacity (MW) | Low Carbon | Nuclear | Nuclear | 0 | 0 | 0 | 0 | 0 | 0 | 0 | 0 | 0 | 0 | 1600 | 1600 | 1600 | 3200 | 3200 | 4800 | 4800 | 4800 | 6400 | 6400 | 8000 | 8000 | 9600 | 9600 | 9600 | 9600 | 9600 | 9600
| Poland | EU Blue | Counterfactual | Capacity (MW) | Storage | Storage | Pumped Hydro | 1859 | 1859 | 1859 | 1859 | 1859 | 1859 | 1859 | 1859 | 1859 | 1859 | 1859 | 1859 | 1859 | 1859 | 1859 | 1859 | 1859 | 1859 | 1859 | 1859 | 1859 | 1859 | 1859 | 1859 | 1859 | 1859 | 1859 | 1859
| Poland | EU Blue | Counterfactual | Capacity (MW) | Renewable | Hydro | Run-of-river Hydro | 980 | 980 | 980 | 980 | 980 | 980 | 980 | 980 | 980 | 980 | 980 | 980 | 980 | 980 | 980 | 980 | 980 | 980 | 980 | 980 | 980 | 980 | 980 | 980 | 980 | 980 | 980 | 980
| Poland | EU Blue | Counterfactual | Capacity (MW) | Renewable | Solar | Solar PV | 10803 | 11241.99 | 11681 | 12464.1904 | 13247.3808 | 14030.5712 | 14813.7616 | 15596.952 | 15682.1788 | 15767.4056 | 15852.6324 | 15937.8592 | 16023.086 | 16108.3102 | 16193.5344 | 16278.7586 | 16363.9828 | 16449.207 | 16551.3274 | 16653.4478 | 16755.5682 | 16857.6886 | 16959.809 | 17061.3452 | 17162.8814 | 17264.4176 | 17365.9538 | 17467.49
| Poland | EU Blue | Counterfactual | Capacity (MW) | Renewable | Offshore Wind | Wind Offshore | 0 | 0 | 720 | 2688.0004 | 4656.0008 | 6624.0012 | 8592.0016 | 10560.002 | 11079.2116 | 11598.4212 | 12117.6308 | 12636.8404 | 13156.05 | 13156.0516 | 13156.0532 | 13156.0548 | 13156.0564 | 13156.058 | 13312.0582 | 13468.0584 | 13624.0586 | 13780.0588 | 13936.059 | 14098.8476 | 14261.6362 | 14424.4248 | 14587.2134 | 14750.002
| Poland | EU Blue | Counterfactual | Capacity (MW) | Renewable | Onshore Wind | Wind Onshore | 7800 | 8050 | 8425 | 9850.7996 | 11276.5992 | 12702.3988 | 14128.1984 | 15553.998 | 16783.9974 | 18013.9968 | 19243.9962 | 20473.9956 | 21703.995 | 21703.9952 | 21703.9954 | 21703.9956 | 21703.9958 | 21703.996 | 21703.996 | 21703.996 | 21703.996 | 21703.996 | 21703.996 | 21703.997 | 21703.998 | 21703.999 | 21704 | 21704.001
| Poland | EU Green | Electric Engagement | Demand (TWh) | Demand | Demand | Demand Total (TWh) | 178.81 | 181.75 | 183.27 | 188.52 | 192.47 | 196.98 | 201.06 | 206.7 | 211.15 | 214.62 | 217.27 | 220.7 | 224.31 | 230.24 | 234.79 | 239.95 | 244.94 | 250.32 | 254.8 | 259.91 | 264.68 | 269.91 | 273.31 | 275.01 | 276.4 | 278.53 | 279.06 | 280.41
| Poland | EU Blue | Counterfactual | Demand (TWh) | Demand | Demand | Demand Total (TWh) | 178.81 | 181.75 | 184.96 | 187.31 | 189.74 | 192.58 | 194.79 | 197.6 | 199.09 | 201.19 | 202.4 | 204.31 | 206.37 | 209.39 | 211.28 | 213.91 | 216.65 | 220.01 | 223.09 | 226.72 | 230.17 | 234.13 | 236.73 | 238.61 | 240.3 | 242.61 | 243.63 | 245.13
| Portugal | EU Green | Electric Engagement | Capacity (MW) | Storage | Storage | Battery | 81 | 151 | 221.5 | 222 | 222 | 222 | 222 | 522 | 572 | 622 | 672 | 722 | 772 | 932.5 | 993 | 1053.5 | 1114 | 1174.5 | 1324.5 | 1474.5 | 1624.5 | 1774.5 | 1924.5 | 2156.5 | 2238.5 | 2320.5 | 2402.5 | 2485
| Portugal | EU Green | Electric Engagement | Capacity (MW) | Renewable | Biomass | Biomass | 700 | 700 | 700 | 700 | 700 | 700 | 700 | 700 | 700 | 700 | 700 | 700 | 700 | 700 | 700 | 700 | 700 | 700 | 700 | 700 | 700 | 700 | 700 | 700 | 700 | 700 | 700 | 700
| Portugal | EU Green | Electric Engagement | Capacity (MW) | Low Carbon | CCS | Biomass CCS | 0 | 0 | 0 | 0 | 0 | 0 | 0 | 0 | 0 | 0 | 0 | 0 | 0 | 0 | 0 | 0 | 0 | 0 | 24 | 48 | 72 | 96 | 120 | 192 | 264 | 336 | 408 | 480
| Portugal | EU Green | Electric Engagement | Capacity (MW) | Thermal | Gas | Fossil Gas | 4016 | 4016 | 4016 | 4016 | 4016 | 4016 | 4016 | 4016 | 4016 | 4016 | 4016 | 4016 | 4016 | 4016 | 4016 | 4016 | 4016 | 4016 | 2604.9 | 2584 | 2584 | 2584 | 2584 | 392 | 392 | 392 | 392 | 392
| Portugal | EU Green | Electric Engagement | Capacity (MW) | Low Carbon | Low Carbon | GT Hydrogen | 0 | 0 | 0 | 0 | 0 | 0 | 0 | 300 | 348 | 397 | 445 | 493 | 741 | 1241 | 1441 | 1641 | 1841 | 2041 | 3041 | 3241 | 4241 | 4341 | 4541 | 5593 | 5945 | 6297 | 6649 | 7001
| Portugal | EU Green | Electric Engagement | Capacity (MW) | Storage | Storage | Pumped Hydro | 3621 | 3921 | 3921 | 3921 | 3921 | 3921 | 3921 | 3921 | 3921 | 3921 | 3921 | 3921 | 3921 | 3921 | 3921 | 3921 | 3921 | 3921 | 3921 | 3921 | 3921 | 3921 | 3921 | 3921 | 3921 | 3921 | 3921 | 3921
| Portugal | EU Green | Electric Engagement | Capacity (MW) | Renewable | Hydro | Run-of-river Hydro | 4413.3999 | 4434.1001 | 4454.7998 | 4475.5 | 4496.2002 | 4516.8999 | 4537.6001 | 4558.6001 | 4558.6001 | 4558.6001 | 4558.6001 | 4558.6001 | 4558.6001 | 4558.6001 | 4558.6001 | 4558.6001 | 4558.6001 | 4558.6001 | 4558.6001 | 4558.6001 | 4558.6001 | 4558.6001 | 4558.6001 | 4558.6001 | 4558.6001 | 4558.6001 | 4558.6001 | 4558.6001
| Portugal | EU Green | Electric Engagement | Capacity (MW) | Renewable | Solar | Solar PV | 3567.35 | 4621.2 | 5749.14 | 7440.6 | 9132.06 | 10823.52 | 12514.98 | 14206.44 | 14932.0662 | 15657.6924 | 16383.3186 | 17108.9448 | 17834.571 | 18582.1972 | 19329.8234 | 20077.4496 | 20825.0758 | 21572.702 | 22320.3302 | 23067.9584 | 23815.5866 | 24563.2148 | 25310.843 | 25879.3602 | 26447.8774 | 27016.3946 | 27584.9118 | 28153.429
| Portugal | EU Green | Electric Engagement | Capacity (MW) | Renewable | Offshore Wind | Wind Offshore | 43 | 52 | 61 | 198.8 | 336.6 | 474.4 | 612.2 | 750 | 920.1184 | 1090.2368 | 1260.3552 | 1430.4736 | 1600.592 | 1702.592 | 1804.592 | 1906.592 | 2008.592 | 2110.592 | 2414.5918 | 2718.5916 | 3022.5914 | 3326.5912 | 3630.591 | 3934.5914 | 4238.5918 | 4542.5922 | 4846.5926 | 5150.593
| Portugal | EU Green | Electric Engagement | Capacity (MW) | Renewable | Onshore Wind | Wind Onshore | 6283 | 6606 | 6970.34 | 7626.472 | 8282.604 | 8938.736 | 9594.868 | 10251 | 10843 | 11435 | 12027 | 12619 | 13211 | 13752.9998 | 14294.9996 | 14836.9994 | 15378.9992 | 15920.999 | 16462.999 | 17004.999 | 17546.999 | 18088.999 | 18630.999 | 19172.9986 | 19714.9982 | 20256.9978 | 20798.9974 | 21340.997
| Portugal | EU Blue | Counterfactual | Capacity (MW) | Storage | Storage | Battery | 81 | 151 | 221.5 | 222 | 222 | 222 | 222 | 222 | 222 | 222 | 222 | 222 | 222 | 622 | 622 | 622 | 622 | 622.5 | 822.5 | 1022.5 | 1222.5 | 1422.5 | 1622.5 | 1889.5 | 1956.5 | 2023.5 | 2090.5 | 2157.5
| Portugal | EU Blue | Counterfactual | Capacity (MW) | Renewable | Biomass | Biomass | 700 | 700 | 700 | 700 | 700 | 700 | 700 | 700 | 700 | 700 | 700 | 700 | 700 | 700 | 700 | 700 | 700 | 700 | 700 | 700 | 700 | 700 | 700 | 700 | 700 | 700 | 700 | 700
| Portugal | EU Blue | Counterfactual | Capacity (MW) | Low Carbon | CCS | Biomass CCS | 0 | 0 | 0 | 0 | 0 | 0 | 0 | 0 | 0 | 0 | 0 | 0 | 0 | 24 | 48 | 72 | 96 | 120 | 168 | 216 | 264 | 312 | 360 | 360 | 360 | 360 | 360 | 360
| Portugal | EU Blue | Counterfactual | Capacity (MW) | Thermal | Gas | Fossil Gas | 4016 | 4016 | 4016 | 4016 | 4016 | 4016 | 4016 | 4016 | 4016 | 4016 | 4016 | 4016 | 4016 | 4016 | 4016 | 4016 | 4016 | 4016 | 2604.9 | 2584 | 2584 | 2584 | 2584 | 392 | 392 | 392 | 392 | 392
| Portugal | EU Blue | Counterfactual | Capacity (MW) | Low Carbon | Low Carbon | GT Hydrogen | 0 | 0 | 0 | 0 | 0 | 0 | 0 | 0 | 0 | 0 | 0 | 100 | 200 | 400 | 500 | 600 | 800 | 900 | 1000 | 1200 | 1300 | 1400 | 1600 | 2108 | 2615 | 3223 | 3731 | 4238
| Portugal | EU Blue | Counterfactual | Capacity (MW) | Storage | Storage | Pumped Hydro | 3621 | 3921 | 3921 | 3921 | 3921 | 3921 | 3921 | 3921 | 3921 | 3921 | 3921 | 3921 | 3921 | 3921 | 3921 | 3921 | 3921 | 3921 | 3921 | 3921 | 3921 | 3921 | 3921 | 3921 | 3921 | 3921 | 3921 | 3921
| Portugal | EU Blue | Counterfactual | Capacity (MW) | Renewable | Hydro | Run-of-river Hydro | 4413.3999 | 4434.1001 | 4454.7998 | 4475.5 | 4496.2002 | 4516.8999 | 4537.6001 | 4558.6001 | 4558.6001 | 4558.6001 | 4558.6001 | 4558.6001 | 4558.6001 | 4558.6001 | 4558.6001 | 4558.6001 | 4558.6001 | 4558.6001 | 4558.6001 | 4558.6001 | 4558.6001 | 4558.6001 | 4558.6001 | 4558.6001 | 4558.6001 | 4558.6001 | 4558.6001 | 4558.6001
| Portugal | EU Blue | Counterfactual | Capacity (MW) | Renewable | Solar | Solar PV | 3567.35 | 4621.2 | 5749.14 | 7297.2932 | 8845.4464 | 10393.5996 | 11941.7528 | 13489.906 | 14037.533 | 14585.16 | 15132.787 | 15680.414 | 16228.041 | 16423.6698 | 16619.2986 | 16814.9274 | 17010.5562 | 17206.185 | 17673.9 | 18141.615 | 18609.33 | 19077.045 | 19544.76 | 19753.2264 | 19961.6928 | 20170.1592 | 20378.6256 | 20587.092
| Portugal | EU Blue | Counterfactual | Capacity (MW) | Renewable | Offshore Wind | Wind Offshore | 43 | 52 | 61 | 114.8002 | 168.6004 | 222.4006 | 276.2008 | 330.001 | 342.001 | 354.001 | 366.001 | 378.001 | 390.001 | 402.0012 | 414.0014 | 426.0016 | 438.0018 | 450.002 | 462.0022 | 474.0024 | 486.0026 | 498.0028 | 510.003 | 522.0032 | 534.0034 | 546.0036 | 558.0038 | 570.004
| Portugal | EU Blue | Counterfactual | Capacity (MW) | Renewable | Onshore Wind | Wind Onshore | 6283 | 6606 | 6970.34 | 7526.4712 | 8082.6024 | 8638.7336 | 9194.8648 | 9750.996 | 10194.996 | 10638.996 | 11082.996 | 11526.996 | 11970.996 | 12376.9942 | 12782.9924 | 13188.9906 | 13594.9888 | 14000.987 | 14406.9858 | 14812.9846 | 15218.9834 | 15624.9822 | 16030.981 | 16436.98 | 16842.979 | 17248.978 | 17654.977 | 18060.976
| Portugal | EU Green | Electric Engagement | Demand (TWh) | Demand | Demand | Demand Total (TWh) | 49.9 | 50.64 | 51.1 | 53.36 | 55 | 56.98 | 58.89 | 61.19 | 63.6 | 66.18 | 68.31 | 70.69 | 72.97 | 75.16 | 76.84 | 78.64 | 80.35 | 82.24 | 83.67 | 85.38 | 87.15 | 89 | 90.17 | 91.55 | 92.92 | 94.53 | 95.5 | 97.01
| Portugal | EU Blue | Counterfactual | Demand (TWh) | Demand | Demand | Demand Total (TWh) | 50.69 | 51.83 | 53.8 | 54.84 | 56.03 | 57.59 | 58.91 | 60.88 | 63.13 | 65.47 | 67.45 | 69.74 | 71.71 | 73.06 | 73.91 | 74.94 | 75.91 | 77.07 | 78.52 | 80.17 | 81.76 | 83.58 | 84.82 | 88.94 | 93.02 | 97.4 | 101.15 | 105.17
| SEM | EU Green | Electric Engagement | Capacity (MW) | Storage | Storage | Battery | 622.1 | 722.1 | 772.1 | 996.1 | 1220.1 | 1443.6 | 1667.6 | 1891.6 | 1951.6 | 2011.6 | 2071.6 | 2131.6 | 2191.6 | 2851.6 | 3061.6 | 3121.6 | 3181.6 | 3241.6 | 3601.6 | 3961.6 | 4021.6 | 4081.6 | 4141.6 | 4221.6 | 4301.6 | 4381.6 | 4461.6 | 4891.6
| SEM | EU Green | Electric Engagement | Capacity (MW) | Low Carbon | CCS | Biomass CCS | 0 | 0 | 0 | 0 | 0 | 0 | 0 | 0 | 0 | 0 | 0 | 0 | 0 | 24 | 48 | 72 | 96 | 120 | 156 | 192 | 228 | 264 | 300 | 372 | 444 | 516 | 588 | 660
| SEM | EU Green | Electric Engagement | Capacity (MW) | Thermal | Coal | Coal | 1397.3 | 855 | 855 | 0 | 0 | 0 | 0 | 0 | 0 | 0 | 0 | 0 | 0 | 0 | 0 | 0 | 0 | 0 | 0 | 0 | 0 | 0 | 0 | 0 | 0 | 0 | 0 | 0
| SEM | EU Green | Electric Engagement | Capacity (MW) | Thermal | Gas | Fossil Gas | 5220.46 | 6321.415 | 7754.6 | 7904.6 | 8054.6 | 8154.6 | 8304.6 | 7722.6 | 7922.6 | 8122.6 | 7929.6 | 8329.6 | 7953.74 | 7791.72 | 7560.6 | 7760.6 | 7960.6 | 7267.621 | 7267.5 | 7267.5 | 7089 | 6739 | 6275 | 5650 | 5450 | 5250 | 5050 | 4850
| SEM | EU Green | Electric Engagement | Capacity (MW) | Thermal | Other Thermal | Fossil Oil | 1324.717 | 692.717 | 692.717 | 692.717 | 692.717 | 692.717 | 692.717 | 692.717 | 515.717 | 565.717 | 511.717 | 457.717 | 557.717 | 607.717 | 657.717 | 707.717 | 757.717 | 691.717 | 691.717 | 741.717 | 741.717 | 741.717 | 734 | 734 | 734 | 734 | 700 | 700
| SEM | EU Green | Electric Engagement | Capacity (MW) | Low Carbon | Low Carbon | GT Hydrogen | 0 | 0 | 0 | 0 | 0 | 0 | 0 | 0 | 0 | 0 | 0 | 0 | 0 | 200 | 300 | 400 | 500 | 600 | 798 | 997 | 1195 | 1393 | 1642 | 1792 | 1942 | 2092 | 2242 | 2392
| SEM | EU Green | Electric Engagement | Capacity (MW) | Storage | Storage | Pumped Hydro | 292 | 292 | 292 | 292 | 292 | 292 | 292 | 292 | 292 | 292 | 292 | 292 | 292 | 292 | 292 | 292 | 292 | 292 | 292 | 292 | 292 | 292 | 292 | 292 | 292 | 292 | 292 | 292
| SEM | EU Green | Electric Engagement | Capacity (MW) | Renewable | Hydro | Run-of-river Hydro | 216 | 216 | 216 | 216 | 216 | 216 | 216 | 216 | 216 | 216 | 216 | 216 | 216 | 216 | 216 | 216 | 216 | 216 | 216 | 216 | 216 | 216 | 216 | 216 | 216 | 216 | 216 | 216
| SEM | EU Green | Electric Engagement | Capacity (MW) | Renewable | Solar | Solar PV | 865.81 | 1333.36 | 2025.64 | 2801.64 | 3577.64 | 4353.64 | 5129.64 | 5905.64 | 5905.64 | 5905.64 | 5905.64 | 5905.64 | 5905.64 | 5905.6402 | 5905.6404 | 5905.6406 | 5905.6408 | 5905.641 | 5905.641 | 5905.641 | 5905.641 | 5905.641 | 5905.641 | 5905.641 | 5905.641 | 5905.641 | 5905.641 | 5905.641
| SEM | EU Green | Electric Engagement | Capacity (MW) | Renewable | Waste | Waste | 102.797 | 102.797 | 102.797 | 102.797 | 102.797 | 102.797 | 102.797 | 102.797 | 102.797 | 102.797 | 102.797 | 102.797 | 102.797 | 102.797 | 102.797 | 102.797 | 102.797 | 102.797 | 102.797 | 102.797 | 102.797 | 102.797 | 102.797 | 102.797 | 85.797 | 85.797 | 85.797 | 85.797
| SEM | EU Green | Electric Engagement | Capacity (MW) | Renewable | Offshore Wind | Wind Offshore | 25 | 25 | 25 | 25 | 486.28 | 793.81 | 968.0622 | 1304 | 1304 | 1304 | 1304 | 1304 | 1304 | 1437.8182 | 1571.6364 | 1705.4546 | 1839.2728 | 1973.091 | 2130.928 | 2288.765 | 2446.602 | 2604.439 | 2762.276 | 2762.276 | 2762.276 | 2762.276 | 2762.276 | 2762.276
| SEM | EU Green | Electric Engagement | Capacity (MW) | Renewable | Onshore Wind | Wind Onshore | 5726.5 | 6079.7 | 6639.78 | 7515.646 | 8391.512 | 9267.378 | 10143.244 | 11019.11 | 11355.2 | 11691.29 | 12027.38 | 12363.47 | 12699.56 | 13025.6894 | 13351.8188 | 13677.9482 | 14004.0776 | 14330.207 | 14656.165 | 14982.123 | 15308.081 | 15634.039 | 15959.997 | 16238.17 | 16516.343 | 16794.516 | 17072.689 | 17350.862
| SEM | EU Blue | Counterfactual | Capacity (MW) | Storage | Storage | Battery | 622.1 | 722.1 | 772.1 | 892.1 | 1012.1 | 1131.6 | 1251.6 | 1371.6 | 1371.6 | 1371.6 | 1371.6 | 1371.6 | 1371.6 | 1813.6 | 1955.6 | 1997.6 | 2039.6 | 2081.6 | 2281.6 | 2631.6 | 2731.6 | 2831.6 | 2931.6 | 3087.6 | 3243.6 | 3399.6 | 3555.6 | 3711.6
| SEM | EU Blue | Counterfactual | Capacity (MW) | Low Carbon | CCS | Biomass CCS | 0 | 0 | 0 | 0 | 0 | 0 | 0 | 0 | 0 | 0 | 0 | 0 | 0 | 24 | 48 | 72 | 96 | 120 | 156 | 192 | 228 | 264 | 300 | 300 | 300 | 300 | 300 | 300
| SEM | EU Blue | Counterfactual | Capacity (MW) | Thermal | Coal | Coal | 1397.3 | 855 | 855 | 0 | 0 | 0 | 0 | 0 | 0 | 0 | 0 | 0 | 0 | 0 | 0 | 0 | 0 | 0 | 0 | 0 | 0 | 0 | 0 | 0 | 0 | 0 | 0 | 0
| SEM | EU Blue | Counterfactual | Capacity (MW) | Thermal | Gas | Fossil Gas | 5220.46 | 6321.415 | 7754.6 | 7904.6 | 8054.6 | 8154.6 | 8304.6 | 7722.6 | 7922.6 | 8122.6 | 7929.6 | 8329.6 | 7953.74 | 7791.72 | 7560.6 | 7760.6 | 7960.6 | 7267.621 | 7267.5 | 7267.5 | 7267.5 | 7267.5 | 6873.1 | 6803.5 | 6803.5 | 6803.5 | 6803.5 | 6803.5
| SEM | EU Blue | Counterfactual | Capacity (MW) | Thermal | Other Thermal | Fossil Oil | 1324.717 | 692.717 | 692.717 | 692.717 | 692.717 | 692.717 | 692.717 | 692.717 | 515.717 | 565.717 | 511.717 | 457.717 | 557.717 | 607.717 | 657.717 | 707.717 | 757.717 | 691.717 | 691.717 | 741.717 | 741.717 | 741.717 | 734 | 734 | 734 | 734 | 700 | 700
| SEM | EU Blue | Counterfactual | Capacity (MW) | Low Carbon | Low Carbon | GT Hydrogen | 0 | 0 | 0 | 0 | 0 | 0 | 0 | 0 | 0 | 0 | 0 | 0 | 0 | 200 | 300 | 400 | 500 | 600 | 700 | 900 | 1000 | 1100 | 1250 | 1400 | 1700 | 2100 | 2400 | 2500
| SEM | EU Blue | Counterfactual | Capacity (MW) | Storage | Storage | Pumped Hydro | 292 | 292 | 292 | 292 | 292 | 292 | 292 | 292 | 292 | 292 | 292 | 292 | 292 | 292 | 292 | 292 | 292 | 292 | 292 | 292 | 292 | 292 | 292 | 292 | 292 | 292 | 292 | 292
| SEM | EU Blue | Counterfactual | Capacity (MW) | Renewable | Hydro | Run-of-river Hydro | 216 | 216 | 216 | 216 | 216 | 216 | 216 | 216 | 216 | 216 | 216 | 216 | 216 | 216 | 216 | 216 | 216 | 216 | 216 | 216 | 216 | 216 | 216 | 216 | 216 | 216 | 216 | 216
| SEM | EU Blue | Counterfactual | Capacity (MW) | Renewable | Solar | Solar PV | 865.81 | 1333.36 | 2025.64 | 2519.6402 | 3013.6404 | 3507.6406 | 4001.6408 | 4495.641 | 4495.641 | 4495.641 | 4495.641 | 4495.641 | 4495.641 | 4495.6412 | 4495.6414 | 4495.6416 | 4495.6418 | 4495.642 | 4495.6424 | 4495.6428 | 4495.6432 | 4495.6436 | 4495.644 | 4495.6442 | 4495.6444 | 4495.6446 | 4495.6448 | 4495.645
| SEM | EU Blue | Counterfactual | Capacity (MW) | Renewable | Waste | Waste | 102.797 | 102.797 | 102.797 | 102.797 | 102.797 | 102.797 | 102.797 | 102.797 | 102.797 | 102.797 | 102.797 | 102.797 | 102.797 | 102.797 | 102.797 | 102.797 | 102.797 | 102.797 | 102.797 | 102.797 | 102.797 | 102.797 | 102.797 | 102.797 | 85.797 | 85.797 | 85.797 | 85.797
| SEM | EU Blue | Counterfactual | Capacity (MW) | Renewable | Offshore Wind | Wind Offshore | 25 | 25 | 25 | 25 | 486.28 | 793.81 | 2299.5944 | 4344 | 4768 | 5192 | 5616 | 6040 | 6464 | 6888.0002 | 7312.0004 | 7736.0006 | 8160.0008 | 8584.001 | 9010.001 | 9436.001 | 9862.001 | 10288.001 | 10714.001 | 11138.001 | 11562.001 | 11986.001 | 12410.001 | 12834.001
| SEM | EU Blue | Counterfactual | Capacity (MW) | Renewable | Onshore Wind | Wind Onshore | 5726.5 | 6079.7 | 6639.78 | 7061.6462 | 7483.5124 | 7905.3786 | 8327.2448 | 8749.111 | 8749.201 | 8749.291 | 8749.381 | 8749.471 | 8749.561 | 8749.691 | 8749.821 | 8749.951 | 8750.081 | 8750.211 | 8750.169 | 8750.127 | 8750.085 | 8750.043 | 8750.001 | 8750.001 | 8750.001 | 8750.001 | 8750.001 | 8750.001
| SEM | EU Green | Electric Engagement | Demand (TWh) | Demand | Demand | Demand Total (TWh) | 43.16 | 44.43 | 45.03 | 47.59 | 48.96 | 50.69 | 52.09 | 53.71 | 56.16 | 58.69 | 60.67 | 62.75 | 63.87 | 65.58 | 66.32 | 67.62 | 68.78 | 69.64 | 70.24 | 70.82 | 71.21 | 72.31 | 72.58 | 72.98 | 73.59 | 74.36 | 75.02 | 75.45
| SEM | EU Blue | Counterfactual | Demand (TWh) | Demand | Demand | Demand Total (TWh) | 43.16 | 44.43 | 45.03 | 46.61 | 48 | 49.7 | 50.9 | 52.17 | 54.65 | 57.3 | 59.22 | 61.33 | 62.46 | 62.95 | 64.28 | 65.47 | 67.23 | 68.13 | 69.3 | 70.18 | 71.27 | 72.34 | 72.74 | 73.85 | 74.71 | 76.76 | 77.78 | 78.4
| Slovenia | EU Green | Electric Engagement | Capacity (MW) | Storage | Storage | Battery | 10 | 13.5 | 17 | 17 | 17 | 17 | 17 | 17 | 93 | 169 | 245 | 321 | 397 | 473 | 549 | 625 | 701 | 777 | 815 | 853 | 891 | 929 | 967 | 1043 | 1119 | 1195 | 1271 | 1347
| Slovenia | EU Green | Electric Engagement | Capacity (MW) | Renewable | Biomass | Biomass | 23 | 23 | 23 | 23 | 23 | 23 | 23 | 23 | 23 | 23 | 23 | 23 | 23 | 23 | 23 | 23 | 23 | 23 | 23 | 23 | 23 | 23 | 23 | 23 | 23 | 23 | 23 | 23
| Slovenia | EU Green | Electric Engagement | Capacity (MW) | Low Carbon | CCS | Biomass CCS | 0 | 0 | 0 | 0 | 0 | 0 | 0 | 0 | 0 | 0 | 0 | 0 | 0 | 0 | 0 | 0 | 0 | 0 | 0 | 0 | 0 | 0 | 0 | 12 | 24 | 36 | 48 | 60
| Slovenia | EU Green | Electric Engagement | Capacity (MW) | Thermal | Coal | Coal | 894 | 894 | 894 | 894 | 894 | 589 | 589 | 539 | 539 | 539 | 539 | 539 | 0 | 0 | 0 | 0 | 0 | 0 | 0 | 0 | 0 | 0 | 0 | 0 | 0 | 0 | 0 | 0
| Slovenia | EU Green | Electric Engagement | Capacity (MW) | Thermal | Gas | Fossil Gas | 586 | 586 | 636 | 686 | 786 | 752 | 802 | 460 | 460 | 460 | 460 | 460 | 460 | 460 | 460 | 460 | 460 | 460 | 460 | 460 | 460 | 460 | 460 | 460 | 460 | 460 | 460 | 460
| Slovenia | EU Green | Electric Engagement | Capacity (MW) | Storage | Storage | Pumped Hydro | 185 | 185 | 185 | 185 | 185 | 185 | 185 | 185 | 185 | 185 | 185 | 185 | 185 | 185 | 185 | 185 | 185 | 185 | 185 | 185 | 185 | 185 | 185 | 185 | 185 | 185 | 185 | 185
| Slovenia | EU Green | Electric Engagement | Capacity (MW) | Renewable | Hydro | Run-of-river Hydro | 1630 | 1630 | 1630 | 1630 | 1630 | 1630 | 1630 | 1630 | 1630 | 1630 | 1630 | 1630 | 1630 | 1630 | 1630 | 1630 | 1630 | 1630 | 1630 | 1630 | 1630 | 1630 | 1630 | 1630 | 1630 | 1630 | 1630 | 1630
| Slovenia | EU Green | Electric Engagement | Capacity (MW) | Low Carbon | Nuclear | Nuclear | 696 | 696 | 696 | 696 | 696 | 696 | 696 | 696 | 696 | 696 | 696 | 696 | 696 | 696 | 696 | 696 | 696 | 696 | 696 | 696 | 696 | 0 | 0 | 0 | 0 | 0 | 0 | 0
| Slovenia | EU Green | Electric Engagement | Capacity (MW) | Renewable | Solar | Solar PV | 699.65 | 829.29 | 999.76 | 1165.449 | 1331.138 | 1496.827 | 1662.516 | 1828.205 | 1914.9286 | 2001.6522 | 2088.3758 | 2175.0994 | 2261.823 | 2423.1032 | 2584.3834 | 2745.6636 | 2906.9438 | 3068.224 | 3229.7938 | 3391.3636 | 3552.9334 | 3714.5032 | 3876.073 | 3886.2316 | 3896.3902 | 3906.5488 | 3916.7074 | 3926.866
| Slovenia | EU Green | Electric Engagement | Capacity (MW) | Renewable | Onshore Wind | Wind Onshore | 46 | 108.75 | 221.76 | 373.648 | 525.536 | 677.424 | 829.312 | 981.2 | 1093.2 | 1205.2 | 1317.2 | 1429.2 | 1541.2 | 1653.2 | 1765.2 | 1877.2 | 1989.2 | 2101.2 | 2285.2 | 2469.2 | 2653.2 | 2837.2 | 3021.2 | 3173.1994 | 3325.1988 | 3477.1982 | 3629.1976 | 3781.197
| Slovenia | EU Blue | Counterfactual | Capacity (MW) | Storage | Storage | Battery | 10 | 13.5 | 17 | 17 | 17 | 17 | 17 | 17 | 45 | 73.5 | 101.5 | 129.5 | 157.5 | 213.5 | 269.5 | 325.5 | 381.5 | 437.5 | 465.5 | 493.5 | 521.5 | 549.5 | 577.5 | 634 | 690.5 | 746.5 | 803 | 859.5
| Slovenia | EU Blue | Counterfactual | Capacity (MW) | Renewable | Biomass | Biomass | 23 | 23 | 23 | 23 | 23 | 23 | 23 | 23 | 23 | 23 | 23 | 23 | 23 | 23 | 23 | 23 | 23 | 23 | 23 | 23 | 23 | 23 | 23 | 23 | 23 | 23 | 23 | 23
| Slovenia | EU Blue | Counterfactual | Capacity (MW) | Low Carbon | CCS | Biomass CCS | 0 | 0 | 0 | 0 | 0 | 0 | 0 | 0 | 0 | 0 | 0 | 0 | 0 | 0 | 0 | 0 | 0 | 0 | 0 | 0 | 0 | 0 | 0 | 6 | 6 | 12 | 12 | 18
| Slovenia | EU Blue | Counterfactual | Capacity (MW) | Thermal | Coal | Coal | 894 | 894 | 894 | 894 | 894 | 589 | 589 | 539 | 539 | 539 | 539 | 539 | 0 | 0 | 0 | 0 | 0 | 0 | 0 | 0 | 0 | 0 | 0 | 0 | 0 | 0 | 0 | 0
| Slovenia | EU Blue | Counterfactual | Capacity (MW) | Thermal | Gas | Fossil Gas | 586 | 586 | 636 | 686 | 786 | 752 | 802 | 460 | 460 | 460 | 460 | 460 | 460 | 460 | 460 | 460 | 460 | 460 | 460 | 460 | 460 | 460 | 460 | 460 | 460 | 460 | 460 | 460
| Slovenia | EU Blue | Counterfactual | Capacity (MW) | Low Carbon | Low Carbon | GT Hydrogen | 0 | 0 | 0 | 0 | 0 | 0 | 0 | 0 | 0 | 0 | 0 | 0 | 0 | 1 | 2 | 2 | 3 | 4 | 5 | 5 | 6 | 6 | 7 | 7 | 7 | 7 | 7 | 7
| Slovenia | EU Blue | Counterfactual | Capacity (MW) | Low Carbon | Nuclear | Nuclear | 696 | 696 | 696 | 696 | 696 | 696 | 696 | 696 | 696 | 696 | 696 | 696 | 696 | 696 | 696 | 696 | 696 | 696 | 696 | 696 | 696 | 0 | 0 | 0 | 0 | 0 | 0 | 0
| Slovenia | EU Blue | Counterfactual | Capacity (MW) | Storage | Storage | Pumped Hydro | 185 | 185 | 185 | 185 | 185 | 185 | 185 | 185 | 185 | 185 | 185 | 185 | 185 | 185 | 185 | 185 | 185 | 185 | 185 | 185 | 185 | 185 | 185 | 185 | 185 | 185 | 185 | 185
| Slovenia | EU Blue | Counterfactual | Capacity (MW) | Renewable | Hydro | Run-of-river Hydro | 1630 | 1630 | 1630 | 1630 | 1630 | 1630 | 1630 | 1630 | 1630 | 1630 | 1630 | 1630 | 1630 | 1630 | 1630 | 1630 | 1630 | 1630 | 1630 | 1630 | 1630 | 1630 | 1630 | 1630 | 1630 | 1630 | 1630 | 1630
| Slovenia | EU Blue | Counterfactual | Capacity (MW) | Renewable | Solar | Solar PV | 699.65 | 829.29 | 999.76 | 1153.4528 | 1307.1456 | 1460.8384 | 1614.5312 | 1768.224 | 1820.9526 | 1873.6812 | 1926.4098 | 1979.1384 | 2031.867 | 2087.1496 | 2142.4322 | 2197.7148 | 2252.9974 | 2308.28 | 2365.85 | 2423.42 | 2480.99 | 2538.56 | 2596.13 | 2652.1056 | 2708.0812 | 2764.0568 | 2820.0324 | 2876.008
| Slovenia | EU Blue | Counterfactual | Capacity (MW) | Renewable | Onshore Wind | Wind Onshore | 46 | 108.75 | 221.76 | 373.648 | 525.536 | 677.424 | 829.312 | 981.2 | 1093.2 | 1205.2 | 1317.2 | 1429.2 | 1541.2 | 1653.1998 | 1765.1996 | 1877.1994 | 1989.1992 | 2101.199 | 2285.1986 | 2469.1982 | 2653.1978 | 2837.1974 | 3021.197 | 3173.1946 | 3325.1922 | 3477.1898 | 3629.1874 | 3781.185
| Slovenia | EU Green | Electric Engagement | Demand (TWh) | Demand | Demand | Demand Total (TWh) | 14.54 | 14.79 | 15.11 | 15.66 | 16.29 | 16.75 | 17.24 | 17.78 | 18.21 | 18.59 | 18.85 | 19.26 | 19.56 | 19.91 | 20.12 | 20.38 | 20.62 | 20.91 | 21.14 | 21.34 | 21.53 | 21.79 | 21.89 | 22.08 | 22.36 | 22.63 | 22.74 | 22.92
| Slovenia | EU Blue | Counterfactual | Demand (TWh) | Demand | Demand | Demand Total (TWh) | 14.54 | 14.79 | 15.11 | 15.31 | 15.71 | 15.94 | 16.19 | 16.59 | 16.79 | 17.05 | 17.22 | 17.54 | 17.77 | 18.09 | 18.29 | 18.55 | 18.8 | 19.11 | 19.38 | 19.61 | 19.82 | 20.11 | 20.25 | 20.46 | 20.77 | 21.06 | 21.2 | 21.41
| Spain | EU Green | Electric Engagement | Capacity (MW) | Storage | Storage | Battery | 175 | 275 | 300 | 300 | 300 | 300 | 300 | 700 | 1350 | 2000 | 2650 | 3300 | 3950 | 1816 | 2432 | 3048 | 3664 | 4280 | 4380 | 4480 | 4580 | 4680 | 4780 | 5396.5 | 6012.5 | 6628.5 | 7245 | 7861
| Spain | EU Green | Electric Engagement | Capacity (MW) | Renewable | Biomass | Biomass | 1100 | 1100 | 1100 | 1100 | 1100 | 1100 | 1100 | 1100 | 1100 | 1100 | 1100 | 1100 | 1100 | 1100 | 1100 | 1100 | 1100 | 1100 | 1100 | 1100 | 1100 | 1100 | 1100 | 1100 | 1100 | 1100 | 1100 | 1100
| Spain | EU Green | Electric Engagement | Capacity (MW) | Low Carbon | CCS | Biomass CCS | 0 | 0 | 0 | 0 | 0 | 0 | 0 | 0 | 0 | 0 | 0 | 0 | 0 | 0 | 0 | 0 | 0 | 0 | 132 | 264 | 396 | 528 | 660 | 936 | 1212 | 1488 | 1764 | 2040
| Spain | EU Green | Electric Engagement | Capacity (MW) | Thermal | Coal | Coal | 611.8 | 611.8 | 0 | 0 | 0 | 0 | 0 | 0 | 0 | 0 | 0 | 0 | 0 | 0 | 0 | 0 | 0 | 0 | 0 | 0 | 0 | 0 | 0 | 0 | 0 | 0 | 0 | 0
| Spain | EU Green | Electric Engagement | Capacity (MW) | Thermal | Gas | Fossil Gas | 29338.6 | 28138.6 | 27338.6 | 25738.6 | 24538.6 | 22523.2 | 20174.583 | 18874.865 | 18703.485 | 18505.912 | 17015.6 | 16272.143 | 13987.216 | 12718.654 | 11711.038 | 11669.516 | 11669.516 | 11669.516 | 11669.516 | 11669.516 | 11582.944 | 11575.416 | 10757.916 | 1681.8 | 1681.8 | 1681.8 | 1681.8 | 1681.8
| Spain | EU Green | Electric Engagement | Capacity (MW) | Thermal | Other Thermal | Fossil Oil | 84 | 84 | 84 | 84 | 84 | 84 | 84 | 0 | 0 | 0 | 0 | 0 | 0 | 0 | 0 | 0 | 0 | 0 | 0 | 0 | 0 | 0 | 0 | 0 | 0 | 0 | 0 | 0
| Spain | EU Green | Electric Engagement | Capacity (MW) | Low Carbon | Low Carbon | GT Hydrogen | 0 | 0 | 0 | 0 | 0 | 0 | 0 | 200 | 1199 | 2198 | 3197 | 4196 | 5195 | 5195 | 5595 | 5995 | 6395 | 6795 | 7195 | 7595 | 7995 | 8395 | 8995 | 9996 | 10396 | 10796 | 11196 | 11196
| Spain | EU Green | Electric Engagement | Capacity (MW) | Low Carbon | Nuclear | Nuclear | 7117.2 | 7117.2 | 7117.2 | 7117.2 | 7117.2 | 6105.9 | 5100.1 | 4104.3 | 2048.7 | 2048.7 | 2048.7 | 2048.7 | 1003.4 | 0 | 0 | 0 | 0 | 0 | 0 | 0 | 0 | 0 | 0 | 0 | 0 | 0 | 0 | 0
| Spain | EU Green | Electric Engagement | Capacity (MW) | Storage | Storage | Pumped Hydro | 5617.6 | 5617.6 | 5617.6 | 5617.6 | 6617.6 | 8617.6 | 8617.6 | 8617.6 | 9217.6 | 9817.6 | 10417.6 | 11017.6 | 11617.6 | 11717.6 | 11917.6 | 12017.6 | 12217.6 | 12317.6 | 12617.6 | 12817.6 | 13017.6 | 13317.6 | 13517.6 | 13517.6 | 13517.6 | 13517.6 | 13517.6 | 13517.6
| Spain | EU Green | Electric Engagement | Capacity (MW) | Renewable | Hydro | Run-of-river Hydro | 14647 | 14647 | 14647 | 14647 | 14647 | 14647 | 14647 | 14647 | 14647 | 14647 | 14647 | 14647 | 14647 | 14647 | 14647 | 14647 | 14647 | 14647 | 14647 | 14647 | 14647 | 14647 | 14647 | 14647 | 14647 | 14647 | 14647 | 14647
| Spain | EU Green | Electric Engagement | Capacity (MW) | Renewable | Solar | Solar PV | 23315.63 | 28570.26 | 33389.8 | 38687.236 | 43984.672 | 49282.108 | 54579.544 | 59876.98 | 63932.2466 | 67987.5132 | 72042.7798 | 76098.0464 | 80153.313 | 84024.5796 | 87895.8462 | 91767.1128 | 95638.3794 | 99509.646 | 103156.6964 | 106803.7468 | 110450.7972 | 114097.8476 | 117744.898 | 119247.1846 | 120749.4712 | 122251.7578 | 123754.0444 | 125256.331
| Spain | EU Green | Electric Engagement | Capacity (MW) | Renewable | Waste | Waste | 149.5 | 149.5 | 149.5 | 149.5 | 149.5 | 149.5 | 149.5 | 0 | 0 | 0 | 0 | 0 | 0 | 0 | 0 | 0 | 0 | 0 | 0 | 0 | 0 | 0 | 0 | 0 | 0 | 0 | 0 | 0
| Spain | EU Green | Electric Engagement | Capacity (MW) | Renewable | Offshore Wind | Wind Offshore | 0 | 0 | 0 | 329.9998 | 659.9996 | 989.9994 | 1319.9992 | 1649.999 | 1855.999 | 2061.999 | 2267.999 | 2473.999 | 2679.999 | 3287.999 | 3895.999 | 4503.999 | 5111.999 | 5719.999 | 6329.9988 | 6939.9986 | 7549.9984 | 8159.9982 | 8769.998 | 9383.3244 | 9996.6508 | 10609.9772 | 11223.3036 | 11836.63
| Spain | EU Green | Electric Engagement | Capacity (MW) | Renewable | Onshore Wind | Wind Onshore | 30300 | 31750 | 33262.63 | 35862.5012 | 38462.3724 | 41062.2436 | 43662.1148 | 46261.986 | 48837.9858 | 51413.9856 | 53989.9854 | 56565.9852 | 59141.985 | 61051.985 | 62961.985 | 64871.985 | 66781.985 | 68691.985 | 70123.9838 | 71555.9826 | 72987.9814 | 74419.9802 | 75851.979 | 77580.8148 | 79309.6506 | 81038.4864 | 82767.3222 | 84496.158
| Spain | EU Blue | Counterfactual | Capacity (MW) | Storage | Storage | Battery | 175 | 275 | 300 | 300 | 300 | 300 | 300 | 700 | 800 | 900 | 1000 | 1100 | 1200 | 1519 | 1838.5 | 2157.5 | 2476.5 | 2795.5 | 2895.5 | 2995.5 | 3095.5 | 3195.5 | 3295.5 | 4159.5 | 5023.5 | 5887.5 | 6751.5 | 7615.5
| Spain | EU Blue | Counterfactual | Capacity (MW) | Renewable | Biomass | Biomass | 1100 | 1100 | 1100 | 1100 | 1100 | 1100 | 1100 | 1100 | 1100 | 1100 | 1100 | 1100 | 1100 | 1100 | 1100 | 1100 | 1100 | 1100 | 1100 | 1100 | 1100 | 1100 | 1100 | 1100 | 1100 | 1100 | 1100 | 1100
| Spain | EU Blue | Counterfactual | Capacity (MW) | Low Carbon | CCS | Biomass CCS | 0 | 0 | 0 | 0 | 0 | 0 | 0 | 0 | 0 | 0 | 0 | 0 | 0 | 96 | 192 | 288 | 384 | 480 | 684 | 888 | 1092 | 1296 | 1500 | 1500 | 1500 | 1500 | 1500 | 1500
| Spain | EU Blue | Counterfactual | Capacity (MW) | Thermal | Coal | Coal | 611.8 | 611.8 | 0 | 0 | 0 | 0 | 0 | 0 | 0 | 0 | 0 | 0 | 0 | 0 | 0 | 0 | 0 | 0 | 0 | 0 | 0 | 0 | 0 | 0 | 0 | 0 | 0 | 0
| Spain | EU Blue | Counterfactual | Capacity (MW) | Thermal | Gas | Fossil Gas | 29338.6 | 28138.6 | 27338.6 | 25738.6 | 24538.6 | 22523.2 | 20174.583 | 18874.865 | 18703.485 | 18505.912 | 17015.6 | 16272.143 | 13987.216 | 12718.654 | 11711.038 | 11669.516 | 11669.516 | 11669.516 | 11669.516 | 11669.516 | 11582.944 | 11575.416 | 11575.416 | 2499.3 | 2499.3 | 2499.3 | 2499.3 | 2499.3
| Spain | EU Blue | Counterfactual | Capacity (MW) | Thermal | Other Thermal | Fossil Oil | 84 | 84 | 84 | 84 | 84 | 84 | 84 | 0 | 0 | 0 | 0 | 0 | 0 | 0 | 0 | 0 | 0 | 0 | 0 | 0 | 0 | 0 | 0 | 0 | 0 | 0 | 0 | 0
| Spain | EU Blue | Counterfactual | Capacity (MW) | Low Carbon | Low Carbon | GT Hydrogen | 0 | 0 | 0 | 0 | 0 | 0 | 0 | 200 | 800 | 1400 | 2000 | 2600 | 3200 | 3200 | 3600 | 4000 | 4400 | 4800 | 5200 | 5600 | 6000 | 6400 | 6800 | 7842 | 8883 | 9925 | 10967 | 12008
| Spain | EU Blue | Counterfactual | Capacity (MW) | Low Carbon | Nuclear | Nuclear | 7117.2 | 7117.2 | 7117.2 | 7117.2 | 7117.2 | 6105.9 | 5100.1 | 4104.3 | 2048.7 | 2048.7 | 2048.7 | 2048.7 | 1003.4 | 0 | 0 | 0 | 0 | 0 | 0 | 0 | 0 | 0 | 0 | 0 | 0 | 0 | 0 | 0
| Spain | EU Blue | Counterfactual | Capacity (MW) | Storage | Storage | Pumped Hydro | 5617.6 | 5617.6 | 5617.6 | 5617.6 | 6617.6 | 8617.6 | 8617.6 | 8617.6 | 9217.6 | 9817.6 | 10417.6 | 11017.6 | 11617.6 | 11717.6 | 11917.6 | 12017.6 | 12217.6 | 12317.6 | 12617.6 | 12817.6 | 13017.6 | 13317.6 | 13517.6 | 13517.6 | 13517.6 | 13517.6 | 13517.6 | 13517.6
| Spain | EU Blue | Counterfactual | Capacity (MW) | Renewable | Hydro | Run-of-river Hydro | 14647 | 14647 | 14647 | 14647 | 14647 | 14647 | 14647 | 14647 | 14647 | 14647 | 14647 | 14647 | 14647 | 14647 | 14647 | 14647 | 14647 | 14647 | 14647 | 14647 | 14647 | 14647 | 14647 | 14647 | 14647 | 14647 | 14647 | 14647
| Spain | EU Blue | Counterfactual | Capacity (MW) | Renewable | Solar | Solar PV | 23315.63 | 28570.26 | 33389.8 | 37757.2372 | 42124.6744 | 46492.1116 | 50859.5488 | 55226.986 | 58374.2504 | 61521.5148 | 64668.7792 | 67816.0436 | 70963.308 | 72973.4126 | 74983.5172 | 76993.6218 | 79003.7264 | 81013.831 | 83878.8772 | 86743.9234 | 89608.9696 | 92474.0158 | 95339.062 | 96639.563 | 97940.064 | 99240.565 | 100541.066 | 101841.567
| Spain | EU Blue | Counterfactual | Capacity (MW) | Renewable | Waste | Waste | 149.5 | 149.5 | 149.5 | 149.5 | 149.5 | 149.5 | 149.5 | 0 | 0 | 0 | 0 | 0 | 0 | 0 | 0 | 0 | 0 | 0 | 0 | 0 | 0 | 0 | 0 | 0 | 0 | 0 | 0 | 0
| Spain | EU Blue | Counterfactual | Capacity (MW) | Renewable | Offshore Wind | Wind Offshore | 0 | 0 | 0 | 336.0002 | 672.0004 | 1008.0006 | 1344.0008 | 1680.001 | 1696.001 | 1712.001 | 1728.001 | 1744.001 | 1760.001 | 1778.001 | 1796.001 | 1814.001 | 1832.001 | 1850.001 | 1866.0012 | 1882.0014 | 1898.0016 | 1914.0018 | 1930.002 | 2074.0626 | 2218.1232 | 2362.1838 | 2506.2444 | 2650.305
| Spain | EU Blue | Counterfactual | Capacity (MW) | Renewable | Onshore Wind | Wind Onshore | 30300 | 31750 | 33262.63 | 34817.1064 | 36371.5828 | 37926.0592 | 39480.5356 | 41035.012 | 42009.0104 | 42983.0088 | 43957.0072 | 44931.0056 | 45905.004 | 46713.0026 | 47521.0012 | 48328.9998 | 49136.9984 | 49944.997 | 50752.9962 | 51560.9954 | 52368.9946 | 53176.9938 | 53984.993 | 55526.9918 | 57068.9906 | 58610.9894 | 60152.9882 | 61694.987
| Spain | EU Green | Electric Engagement | Demand (TWh) | Demand | Demand | Demand Total (TWh) | 253.9 | 258.22 | 259.99 | 267.48 | 272.78 | 279.09 | 284.1 | 291.53 | 300.23 | 311.06 | 320.97 | 332.29 | 342.98 | 355.45 | 365.3 | 375.56 | 384.97 | 395.33 | 402.07 | 409.17 | 419 | 427.57 | 432.8 | 439.68 | 446.56 | 454.33 | 458.76 | 467.07
| Spain | EU Blue | Counterfactual | Demand (TWh) | Demand | Demand | Demand Total (TWh) | 254.98 | 259.84 | 265.44 | 268.72 | 272.15 | 276.73 | 280.01 | 286.63 | 291.87 | 294.92 | 296.3 | 298.76 | 301.24 | 310.23 | 317.08 | 324.68 | 331.93 | 339.85 | 349.36 | 359.48 | 369.47 | 380.59 | 389.32 | 399.24 | 409.28 | 420.83 | 429.72 | 439.69
| Sweden | EU Green | Electric Engagement | Capacity (MW) | Storage | Storage | Battery | 251.5 | 350 | 425 | 594 | 762 | 930 | 1098 | 1266 | 1266 | 1266 | 1266 | 1266 | 1266 | 1266 | 1266 | 1266 | 1266 | 1266 | 1266 | 1266 | 1266 | 1266 | 1266 | 1266 | 1266 | 1266 | 1266 | 1266
| Sweden | EU Green | Electric Engagement | Capacity (MW) | Renewable | Biomass | Biomass | 2020 | 2020 | 2120 | 2120 | 2220 | 2220 | 2220 | 2220 | 2220 | 2220 | 2220 | 2220 | 2220 | 2220 | 2220 | 2220 | 2220 | 2220 | 2220 | 2220 | 2220 | 2220 | 2220 | 2220 | 2220 | 2220 | 2220 | 2220
| Sweden | EU Green | Electric Engagement | Capacity (MW) | Low Carbon | CCS | Biomass CCS | 0 | 0 | 0 | 0 | 0 | 0 | 0 | 0 | 0 | 0 | 0 | 0 | 0 | 84 | 168 | 252 | 336 | 420 | 576 | 732 | 888 | 1044 | 1200 | 1356 | 1512 | 1668 | 1824 | 1980
| Sweden | EU Green | Electric Engagement | Capacity (MW) | Thermal | Gas | Fossil Gas | 260 | 260 | 260 | 260 | 260 | 260 | 260 | 0 | 0 | 0 | 0 | 0 | 0 | 0 | 0 | 0 | 0 | 0 | 0 | 0 | 0 | 0 | 0 | 0 | 0 | 0 | 0 | 0
| Sweden | EU Green | Electric Engagement | Capacity (MW) | Low Carbon | Low Carbon | GT Hydrogen | 0 | 0 | 0 | 0 | 0 | 0 | 0 | 0 | 1222 | 2444 | 3666 | 4888 | 6110 | 6110 | 6110 | 6110 | 6110 | 6110 | 6110 | 6110 | 6110 | 6110 | 6110 | 6110 | 6110 | 6110 | 6110 | 6110
| Sweden | EU Green | Electric Engagement | Capacity (MW) | Renewable | Hydro | Run-of-river Hydro | 16629 | 16629 | 16629 | 16629 | 16629 | 16629 | 16629 | 16629 | 16629 | 16629 | 16629 | 16629 | 16629 | 16629 | 16629 | 16629 | 16629 | 16629 | 16629 | 16629 | 16629 | 16629 | 16629 | 16629 | 16629 | 16629 | 16629 | 16629
| Sweden | EU Green | Electric Engagement | Capacity (MW) | Low Carbon | Nuclear | Nuclear | 6881 | 6881 | 6881 | 6881 | 6881 | 6881 | 6881 | 6881 | 6881 | 6881 | 6881 | 6881 | 6881 | 6881 | 6881 | 6881 | 6881 | 6881 | 5893 | 5893 | 3712 | 3712 | 2572 | 1400 | 0 | 0 | 0 | 0
| Sweden | EU Green | Electric Engagement | Capacity (MW) | Renewable | Solar | Solar PV | 1772.3 | 1886.78 | 2001.21 | 2567.0062 | 3132.8024 | 3698.5986 | 4264.3948 | 4830.191 | 4865.8072 | 4901.4234 | 4937.0396 | 4972.6558 | 5008.272 | 5047.4134 | 5086.5548 | 5125.6962 | 5164.8376 | 5203.979 | 5551.87 | 5899.761 | 6247.652 | 6595.543 | 6943.434 | 6987.9162 | 7032.3984 | 7076.8806 | 7121.3628 | 7165.845
| Sweden | EU Green | Electric Engagement | Capacity (MW) | Renewable | Waste | Waste | 120 | 120 | 120 | 120 | 120 | 120 | 120 | 0 | 0 | 0 | 0 | 0 | 0 | 0 | 0 | 0 | 0 | 0 | 0 | 0 | 0 | 0 | 0 | 0 | 0 | 0 | 0 | 0
| Sweden | EU Green | Electric Engagement | Capacity (MW) | Renewable | Offshore Wind | Wind Offshore | 218.5 | 218.5 | 218.5 | 494.5 | 770.5 | 1046.5 | 1322.5 | 1598.5 | 1924.4998 | 2250.4996 | 2576.4994 | 2902.4992 | 3228.499 | 3836.499 | 4444.499 | 5052.499 | 5660.499 | 6268.499 | 6694.6368 | 7120.7746 | 7546.9124 | 7973.0502 | 8399.188 | 8399.1888 | 8399.1896 | 8399.1904 | 8399.1912 | 8399.192
| Sweden | EU Green | Electric Engagement | Capacity (MW) | Renewable | Onshore Wind | Wind Onshore | 15190 | 16021 | 17059.66 | 18483.528 | 19907.396 | 21331.264 | 22755.132 | 24179 | 25401 | 26623 | 27845 | 29067 | 30289 | 31229 | 32169 | 33109 | 34049 | 34989 | 36079 | 37169 | 38259 | 39349 | 40439 | 41528.9994 | 42618.9988 | 43708.9982 | 44798.9976 | 45888.997
| Sweden | EU Blue | Counterfactual | Capacity (MW) | Storage | Storage | Battery | 251.5 | 350 | 425 | 582.5 | 739 | 895.5 | 1052.5 | 1209 | 1355 | 1501 | 1647 | 1793 | 1939 | 1939 | 1939 | 1939 | 1939 | 1939 | 1939 | 1939 | 1939 | 1939 | 1939 | 1939 | 1939 | 1939 | 1939 | 1939
| Sweden | EU Blue | Counterfactual | Capacity (MW) | Renewable | Biomass | Biomass | 2020 | 2020 | 2120 | 2120 | 2220 | 2220 | 2220 | 2220 | 2220 | 2220 | 2220 | 2220 | 2220 | 2220 | 2220 | 2220 | 2220 | 2220 | 2220 | 2220 | 2220 | 2220 | 2220 | 2220 | 2220 | 2220 | 2220 | 2220
| Sweden | EU Blue | Counterfactual | Capacity (MW) | Low Carbon | CCS | Biomass CCS | 0 | 0 | 0 | 0 | 0 | 0 | 0 | 0 | 0 | 0 | 0 | 0 | 0 | 0 | 0 | 0 | 0 | 0 | 72 | 144 | 216 | 288 | 360 | 360 | 360 | 360 | 360 | 360
| Sweden | EU Blue | Counterfactual | Capacity (MW) | Thermal | Gas | Fossil Gas | 260 | 260 | 260 | 260 | 260 | 260 | 260 | 0 | 0 | 0 | 0 | 0 | 0 | 0 | 0 | 0 | 0 | 0 | 0 | 0 | 0 | 0 | 0 | 0 | 0 | 0 | 0 | 0
| Sweden | EU Blue | Counterfactual | Capacity (MW) | Low Carbon | Low Carbon | GT Hydrogen | 0 | 0 | 0 | 0 | 0 | 0 | 0 | 0 | 0 | 0 | 0 | 0 | 0 | 368 | 736 | 1103 | 1471 | 1839 | 1839 | 1839 | 1839 | 1839 | 1839 | 1876 | 1914 | 1951 | 1988 | 2025
| Sweden | EU Blue | Counterfactual | Capacity (MW) | Low Carbon | Nuclear | Nuclear | 6881 | 6881 | 6881 | 6881 | 6881 | 6881 | 6881 | 6881 | 6881 | 6881 | 6881 | 6881 | 6881 | 6881 | 6881 | 6881 | 6881 | 6881 | 5893 | 5893 | 3712 | 3712 | 2572 | 1400 | 0 | 0 | 0 | 0
| Sweden | EU Blue | Counterfactual | Capacity (MW) | Renewable | Hydro | Run-of-river Hydro | 16629 | 16629 | 16629 | 16629 | 16629 | 16629 | 16629 | 16629 | 16629 | 16629 | 16629 | 16629 | 16629 | 16629 | 16629 | 16629 | 16629 | 16629 | 16629 | 16629 | 16629 | 16629 | 16629 | 16629 | 16629 | 16629 | 16629 | 16629
| Sweden | EU Blue | Counterfactual | Capacity (MW) | Renewable | Solar | Solar PV | 1772.3 | 1886.78 | 2001.21 | 2566.9766 | 3132.7432 | 3698.5098 | 4264.2764 | 4830.043 | 5257.7262 | 5685.4094 | 6113.0926 | 6540.7758 | 6968.459 | 7003.6142 | 7038.7694 | 7073.9246 | 7109.0798 | 7144.235 | 7188.1234 | 7232.0118 | 7275.9002 | 7319.7886 | 7363.677 | 7408.16 | 7452.643 | 7497.126 | 7541.609 | 7586.092
| Sweden | EU Blue | Counterfactual | Capacity (MW) | Renewable | Waste | Waste | 120 | 120 | 120 | 120 | 120 | 120 | 120 | 0 | 0 | 0 | 0 | 0 | 0 | 0 | 0 | 0 | 0 | 0 | 0 | 0 | 0 | 0 | 0 | 0 | 0 | 0 | 0 | 0
| Sweden | EU Blue | Counterfactual | Capacity (MW) | Renewable | Offshore Wind | Wind Offshore | 218.5 | 218.5 | 218.5 | 494.5002 | 770.5004 | 1046.5006 | 1322.5008 | 1598.501 | 2194.4772 | 2790.4534 | 3386.4296 | 3982.4058 | 4578.382 | 5330.4058 | 6082.4296 | 6834.4534 | 7586.4772 | 8338.501 | 9104.501 | 9870.501 | 10636.501 | 11402.501 | 12168.501 | 12424.5012 | 12680.5014 | 12936.5016 | 13192.5018 | 13448.502
| Sweden | EU Blue | Counterfactual | Capacity (MW) | Renewable | Onshore Wind | Wind Onshore | 15190 | 16021 | 17059.66 | 18139.6096 | 19219.5592 | 20299.5088 | 21379.4584 | 22459.408 | 23363.4074 | 24267.4068 | 25171.4062 | 26075.4056 | 26979.405 | 27511.402 | 28043.399 | 28575.396 | 29107.393 | 29639.39 | 30329.3838 | 31019.3776 | 31709.3714 | 32399.3652 | 33089.359 | 33895.353 | 34701.347 | 35507.341 | 36313.335 | 37119.329
| Sweden | EU Green | Electric Engagement | Demand (TWh) | Demand | Demand | Demand Total (TWh) | 145.59 | 147.12 | 152.56 | 157.51 | 160.93 | 164.65 | 167.68 | 170.89 | 174.86 | 179.45 | 183.01 | 186.98 | 190.78 | 196.14 | 200.57 | 204.89 | 211.07 | 216.01 | 217.81 | 220.32 | 222.91 | 226.22 | 227.74 | 228.49 | 230.75 | 233.8 | 235.06 | 237.39
| Sweden | EU Blue | Counterfactual | Demand (TWh) | Demand | Demand | Demand Total (TWh) | 145.59 | 147.13 | 152.28 | 155.5 | 158.54 | 162.01 | 164.63 | 168.69 | 173 | 178.07 | 182.12 | 186.41 | 191.32 | 198.14 | 204.46 | 209.18 | 214.77 | 227.28 | 227.07 | 230.69 | 231.25 | 233.8 | 233.43 | 233.88 | 235.75 | 238.69 | 240.23 | 241.56
| Switzerland | EU Green | Electric Engagement | Capacity (MW) | Storage | Storage | Battery | 105.5 | 119 | 122.5 | 123 | 123 | 123 | 123 | 123 | 447 | 771 | 1095 | 1419 | 1743 | 2607 | 3471 | 4335 | 5199 | 6063 | 6063 | 6063 | 6063 | 6063 | 6063 | 6711 | 7359 | 8007 | 8655 | 9303
| Switzerland | EU Green | Electric Engagement | Capacity (MW) | Renewable | Biomass | Biomass | 100 | 200 | 200 | 300 | 300 | 400 | 400 | 400 | 400 | 400 | 400 | 400 | 400 | 400 | 400 | 400 | 400 | 400 | 400 | 400 | 400 | 400 | 400 | 400 | 400 | 400 | 400 | 400
| Switzerland | EU Green | Electric Engagement | Capacity (MW) | Low Carbon | CCS | Biomass CCS | 0 | 0 | 0 | 0 | 0 | 0 | 0 | 0 | 0 | 0 | 0 | 0 | 0 | 0 | 0 | 0 | 0 | 0 | 0 | 0 | 0 | 0 | 0 | 36 | 72 | 108 | 144 | 180
| Switzerland | EU Green | Electric Engagement | Capacity (MW) | Low Carbon | Nuclear | Nuclear | 2240 | 2240 | 2240 | 2240 | 2240 | 2240 | 1220 | 1220 | 1220 | 1220 | 1220 | 0 | 0 | 0 | 0 | 0 | 0 | 0 | 0 | 0 | 0 | 0 | 0 | 0 | 0 | 0 | 0 | 0
| Switzerland | EU Green | Electric Engagement | Capacity (MW) | Storage | Storage | Pumped Hydro | 4500 | 5500 | 5500 | 5500 | 5500 | 5500 | 5500 | 9657.5 | 9657.5 | 9657.5 | 9657.5 | 9657.5 | 9657.5 | 9657.5 | 9657.5 | 9657.5 | 9657.5 | 9657.5 | 9657.5 | 9657.5 | 9657.5 | 9657.5 | 9657.5 | 9657.5 | 9657.5 | 9657.5 | 9657.5 | 9657.5
| Switzerland | EU Green | Electric Engagement | Capacity (MW) | Renewable | Other Renewables | Other RES | 0 | 0 | 0 | 0 | 0 | 0 | 0 | 200 | 200 | 200 | 200 | 200 | 200 | 200 | 200 | 200 | 200 | 200 | 200 | 200 | 200 | 200 | 200 | 200 | 200 | 200 | 200 | 200
| Switzerland | EU Green | Electric Engagement | Capacity (MW) | Renewable | Hydro | Run-of-river Hydro | 12400 | 12450 | 12800 | 12960 | 13120 | 13280 | 13440 | 13600 | 13600 | 13600 | 13600 | 13600 | 13600 | 13600 | 13600 | 13600 | 13600 | 13600 | 13600 | 13600 | 13600 | 13600 | 13600 | 13600 | 13600 | 13600 | 13600 | 13600
| Switzerland | EU Green | Electric Engagement | Capacity (MW) | Renewable | Solar | Solar PV | 3895.27 | 4270.26 | 4660.27 | 6400.0794 | 8139.8888 | 9879.6982 | 11619.5076 | 13359.317 | 14866.3802 | 16373.4434 | 17880.5066 | 19387.5698 | 20894.633 | 22270.0122 | 23645.3914 | 25020.7706 | 26396.1498 | 27771.529 | 28844.6282 | 29917.7274 | 30990.8266 | 32063.9258 | 33137.025 | 33729.5954 | 34322.1658 | 34914.7362 | 35507.3066 | 36099.877
| Switzerland | EU Green | Electric Engagement | Capacity (MW) | Renewable | Onshore Wind | Wind Onshore | 165.3 | 165.3 | 175.3 | 323.2994 | 471.2988 | 619.2982 | 767.2976 | 915.297 | 1061.3284 | 1207.3598 | 1353.3912 | 1499.4226 | 1645.454 | 1661.454 | 1677.454 | 1693.454 | 1709.454 | 1725.454 | 1765.4218 | 1805.3896 | 1845.3574 | 1885.3252 | 1925.293 | 1967.293 | 2009.293 | 2051.293 | 2093.293 | 2135.293
| Switzerland | EU Blue | Counterfactual | Capacity (MW) | Storage | Storage | Battery | 105.5 | 119 | 122.5 | 283 | 443 | 603 | 763 | 923.5 | 923.5 | 923.5 | 923.5 | 923.5 | 923.5 | 1243.5 | 1563.5 | 1883.5 | 2203.5 | 2523.5 | 2523.5 | 2523.5 | 2523.5 | 2523.5 | 2523.5 | 3483.5 | 4443.5 | 5403.5 | 6363.5 | 7323.5
| Switzerland | EU Blue | Counterfactual | Capacity (MW) | Renewable | Biomass | Biomass | 100 | 200 | 200 | 300 | 300 | 400 | 400 | 400 | 400 | 400 | 400 | 400 | 400 | 400 | 400 | 400 | 400 | 400 | 400 | 400 | 400 | 400 | 400 | 400 | 400 | 400 | 400 | 400
| Switzerland | EU Blue | Counterfactual | Capacity (MW) | Low Carbon | CCS | Biomass CCS | 0 | 0 | 0 | 0 | 0 | 0 | 0 | 0 | 0 | 0 | 0 | 0 | 0 | 0 | 0 | 0 | 0 | 0 | 36 | 72 | 108 | 144 | 180 | 180 | 180 | 180 | 180 | 180
| Switzerland | EU Blue | Counterfactual | Capacity (MW) | Low Carbon | Low Carbon | GT Hydrogen | 0 | 0 | 0 | 0 | 0 | 0 | 0 | 0 | 0 | 0 | 0 | 0 | 0 | 0 | 0 | 1 | 1 | 1 | 7 | 12 | 18 | 23 | 29 | 29 | 29 | 29 | 29 | 29
| Switzerland | EU Blue | Counterfactual | Capacity (MW) | Low Carbon | Nuclear | Nuclear | 2240 | 2240 | 2240 | 2240 | 2240 | 2240 | 1220 | 1220 | 1220 | 1220 | 1220 | 0 | 0 | 0 | 0 | 0 | 0 | 0 | 0 | 0 | 0 | 0 | 0 | 0 | 0 | 0 | 0 | 0
| Switzerland | EU Blue | Counterfactual | Capacity (MW) | Renewable | Other Renewables | Other RES | 0 | 0 | 0 | 0 | 0 | 0 | 0 | 200 | 200 | 200 | 200 | 200 | 200 | 200 | 200 | 200 | 200 | 200 | 200 | 200 | 200 | 200 | 200 | 200 | 200 | 200 | 200 | 200
| Switzerland | EU Blue | Counterfactual | Capacity (MW) | Storage | Storage | Pumped Hydro | 4500 | 5500 | 5500 | 5500 | 5500 | 5500 | 5500 | 9657.5 | 9657.5 | 9657.5 | 9657.5 | 9657.5 | 9657.5 | 9657.5 | 9657.5 | 9657.5 | 9657.5 | 9657.5 | 9657.5 | 9657.5 | 9657.5 | 9657.5 | 9657.5 | 9657.5 | 9657.5 | 9657.5 | 9657.5 | 9657.5
| Switzerland | EU Blue | Counterfactual | Capacity (MW) | Renewable | Hydro | Run-of-river Hydro | 12400 | 12450 | 12800 | 12960 | 13120 | 13280 | 13440 | 13600 | 13600 | 13600 | 13600 | 13600 | 13600 | 13600 | 13600 | 13600 | 13600 | 13600 | 13600 | 13600 | 13600 | 13600 | 13600 | 13600 | 13600 | 13600 | 13600 | 13600
| Switzerland | EU Blue | Counterfactual | Capacity (MW) | Renewable | Solar | Solar PV | 3895.27 | 4270.26 | 4660.27 | 5781.082 | 6901.894 | 8022.706 | 9143.518 | 10264.33 | 11046.3928 | 11828.4556 | 12610.5184 | 13392.5812 | 14174.644 | 14749.1958 | 15323.7476 | 15898.2994 | 16472.8512 | 17047.403 | 18086.7556 | 19126.1082 | 20165.4608 | 21204.8134 | 22244.166 | 22790.7366 | 23337.3072 | 23883.8778 | 24430.4484 | 24977.019
| Switzerland | EU Blue | Counterfactual | Capacity (MW) | Renewable | Onshore Wind | Wind Onshore | 165.3 | 165.3 | 175.3 | 239.3 | 303.3 | 367.3 | 431.3 | 495.3 | 553.301 | 611.302 | 669.303 | 727.304 | 785.305 | 795.3052 | 805.3054 | 815.3056 | 825.3058 | 835.306 | 863.3062 | 891.3064 | 919.3066 | 947.3068 | 975.307 | 1015.307 | 1055.307 | 1095.307 | 1135.307 | 1175.307
| Switzerland | EU Green | Electric Engagement | Demand (TWh) | Demand | Demand | Demand Total (TWh) | 64.37 | 65.18 | 65.7 | 67.81 | 68.91 | 70.18 | 71.23 | 72.38 | 74.28 | 76.44 | 78.21 | 79.86 | 81.41 | 82.94 | 83.41 | 83.86 | 84.25 | 84.87 | 84.92 | 85.28 | 85.66 | 86.41 | 86.45 | 86.6 | 86.65 | 86.91 | 86.55 | 86.64
| Switzerland | EU Blue | Counterfactual | Demand (TWh) | Demand | Demand | Demand Total (TWh) | 64.37 | 65.18 | 65.7 | 66.48 | 67.23 | 68.11 | 68.74 | 71.68 | 72.59 | 73.74 | 74.5 | 75.41 | 76.22 | 77.02 | 77.37 | 77.8 | 78.15 | 78.69 | 78.64 | 78.91 | 79 | 79.43 | 79.34 | 79.46 | 79.53 | 79.76 | 79.45 | 79.59

## ES5
ES5: Generation Spatial data
Return to: Main Menu
Notes: | These data show our regional projections for different generation and storage types.
Storage' includes batteries, LAES, CAES and PHES.
| Scenario | Technology | Variable | East England | Midlands | North England | North Scotland | South East | South Scotland | South West | Wales
| Further Flex and Renewables | Solar | Capacity (MW) | 7605.701 | 7255.1272 | 7292.731 | 1801.797 | 7853.2061 | 1239.2809 | 10589.7574 | 3716.3994
| Further Flex and Renewables | Solar | Generation (GWh) | 7043.4572 | 6954.1774 | 6155.456 | 1544.1575 | 7955.9595 | 926.5394 | 10509.3998 | 3601.4567
| Further Flex and Renewables | Offshore Wind | Capacity (MW) | 15191.4432 | 1035.0637 | 15576.9976 | 7648.1 | 2681.4577 | 4328 | 0 | 4188.0292
| Further Flex and Renewables | Offshore Wind | Generation (GWh) | 57971.8695 | 3402.0814 | 60884.5555 | 26299.7618 | 10110.9054 | 17086.3904 | 0 | 10909.8786
| Further Flex and Renewables | Onshore Wind | Capacity (MW) | 718.2494 | 272.9515 | 2402.4856 | 8956.0472 | 300.6231 | 11063.5115 | 476.9132 | 3135.5967
| Further Flex and Renewables | Onshore Wind | Generation (GWh) | 1420.9887 | 448.152 | 3842.3663 | 22176.6739 | 608.0556 | 20754.7627 | 1003.0835 | 7504.3413
| Further Flex and Renewables | Batteries | Capacity (MW) | 1691.4925 | 2690.5894 | 9253.7819 | 1725.5672 | 3821.8321 | 4732.5208 | 2667.8073 | 799.8557
| Further Flex and Renewables | Batteries | Generation (GWh) | 888.3245 | 1500.6075 | 6337.6163 | 1735.6851 | 1325.9111 | 4594.9215 | 1178.5631 | 384.0823
| Further Flex and Renewables | Storage | Capacity (MW) | 1691.4925 | 2690.5894 | 9611.9759 | 3771.5672 | 4321.8321 | 6982.3208 | 2667.8073 | 3503.7557
| Further Flex and Renewables | Storage | Generation (GWh) | 888.3245 | 1500.6075 | 6504.5442 | 5629.3578 | 1562.3275 | 7351.4968 | 1178.5631 | 3772.0175
| New Dispatch | Solar | Capacity (MW) | 7570.3769 | 7833.2681 | 7794.6158 | 1518.8074 | 7308.1348 | 968.4853 | 10486.1391 | 3872.1727
| New Dispatch | Solar | Generation (GWh) | 7147.5548 | 7135.0247 | 6561.4138 | 1324.0013 | 7425.2077 | 718.5779 | 10539.2837 | 3771.3926
| New Dispatch | Offshore Wind | Capacity (MW) | 13111.4432 | 1035.0637 | 14026.9976 | 6148.1 | 2681.4577 | 3528 | 0 | 2588.0292
| New Dispatch | Offshore Wind | Generation (GWh) | 50377.9379 | 3434.1562 | 54753.2309 | 23521.689 | 10156.354 | 13864.2614 | 0 | 10510.5393
| New Dispatch | Onshore Wind | Capacity (MW) | 973.0852 | 646.5622 | 3161.0792 | 7877.8111 | 489.923 | 9946.1046 | 931.4477 | 3302.5106
| New Dispatch | Onshore Wind | Generation (GWh) | 2049.8856 | 1122.8391 | 5357.866 | 19608.6366 | 1023.345 | 19253.7402 | 2036.6901 | 7940.4155
| New Dispatch | Batteries | Capacity (MW) | 1613.2659 | 2215.0791 | 6453.6285 | 1234.9786 | 3472.4833 | 4644.542 | 2438.618 | 552.7724
| New Dispatch | Batteries | Generation (GWh) | 757.4079 | 1164.3222 | 4015.6899 | 1190.7547 | 1102.5441 | 4200.8752 | 1007.7142 | 220.714
| New Dispatch | Storage | Capacity (MW) | 1613.2659 | 2215.0791 | 6811.8225 | 2596.9786 | 3472.4833 | 5394.342 | 2438.618 | 2656.6724
| New Dispatch | Storage | Generation (GWh) | 757.4079 | 1164.3222 | 4202.1089 | 3695.2949 | 1102.5441 | 5267.7279 | 1007.7142 | 3188.5418

## N1
N1: Networks infrastucture data
Return to: Main Menu
| Notes: | Baseline Network
| Code | Description | TO | Current Project Status | Last published delivery date | Latest Delivery Year (updated September 2024) | Wider network |  | Enabling work |  | Required for CP30 | Acceleration beneficial
[7 empty] | Further Flex and Renewables | New Dispatch | Further Flex and Renewables | New Dispatch
| AENC | New circuit in north East Anglia | NGET | 3 - Design/development and consenting | 2030 | 2031 | ü | ü | ü | ü | ü
| ATNC | New circuit in south East Anglia | NGET | 3 - Design/development and consenting | 2030 | 2031 | ü | ü | ü | ü | ü
| BBNC | New circuit between Beauly and Coachford (Blackhillock 2) | SHET | 4 - Planning/consenting | 2030 | 2030 | ü | ü |  |  | ü
| BDUP | Upgrade the existing network to a higher voltage between Beauly and Denny | SHET, SPT | 4 - Planning/consenting | 2029 | 2029 | ü | ü | ü | ü | ü
| BFHW | Bramley to Fleet circuits thermal uprating | NGET | 2 - Strategic Optioneering | 2024 | 2025 | ü | ü |  |  | ü
| BFPC | Power control device along Bramley to Fleet | NGET | 2 - Strategic Optioneering | 2025 | 2025 | ü | ü |  |  | ü
| BFRE | Replace the conductors on the existing circuit between Bramley and Fleet with higher capacity conductors | NGET | 2 - Strategic Optioneering | 2025 | 2025 | ü | ü |  |  | ü
| BLN4 | New circuit between Carnaig (Loch Buidhe) and Beauly | SHET | 4 - Planning/consenting | 2031 | 2030 | ü | ü | ü | ü | ü
| BMM2 | Install new MSCs at Burwell Main | NGET | 5 - Construction | 2022 | 2030 | ü | ü |  |  | ü
| BPNC | New circuit between Coachford (Blackhillock 2) and Peterhead | SHET | 4 - Planning/consenting | 2031 | 2030 | ü | ü | ü |  | ü
| BPRE | Reconductor the newly formed second Bramford to Braintree to Rayleigh Main circuit | NGET | 1 - Scoping | 2028 | 2028 | ü | ü |  |  | ü
| BRRE | Reconductor remainder of Bramford to Braintree to Rayleigh route | NGET | 5 - Construction | 2023 | 2025 | ü | ü |  |  | ü
| BTNO | New circuit between Bramford and Twinstead | NGET | 3 - Design/development and consenting | 2028 | 2029 | ü | ü | ü | ü | ü
| BWRE | Replace the conductors on the existing circuit between Barking and West Ham with higher capacity conductors | NGET | 2 - Strategic Optioneering | 2025 | 2028 | ü | ü |  |  | ü
| CDHW | Cellarhead to Drakelow circuits thermal uprating | NGET | Built | Built | Built | ü | ü |  |  | ü
| CDP1 | Add power control devices to the existing circuit between Cellarhead and Drakelow | NGET | 2 - Strategic Optioneering | 2024 | 2027 | ü | ü |  |  | ü
| CDP2 | Increase rating of power control devices installed on the existing circuit between Cellarhead and Drakelow | NGET | 2 - Strategic Optioneering | 2024 | 2027 | ü | ü |  |  | ü
| CDP3 | Further increase rating of power control devices installed on the existing circuit between Cellarhead and Drakelow | NGET | 2 - Strategic Optioneering | 2024 | 2027 | ü | ü |  |  | ü
| CGNC | New circuit between Creyke Beck and High Marnham | NGET | 3 - Design/development and consenting | 2031 | 2031 | [5 empty] | ü
| CTRE | Reconductor remainder of Coryton South to Tilbury circuit | NGET | Built | Built | Built | ü | ü |  |  | ü
| DFRE | Replace the conductors on the existing circuit between Drax and Fenwick Tee with higher capacity conductors | NGET | 5 - Construction | 2026 | 2029 | ü | ü |  |  | ü
| DLUP | Upgrade the existing network between Windyhill, Lambhill and Denny North, including increasing elements to a higher voltage | SPT | 3 - Design/development and consenting | 2029 | 2029 | ü | ü |  |  | ü
| DNEU | Denny North 400/275 kV second supergrid transformer | SPT | 5 - Construction | 2025 | 2025 | ü | ü |  |  | ü
| DREU | Generator circuit breaker replacement to allow Thornton to run a two-way split | NGET | Built | Built | Built | ü | ü |  |  | ü
| DWNO | Upgrade existing circuits and establish a new route between Bonnybridge and Glenmavis | SPT | 3 - Design/development and consenting | 2028 | 2030 | ü | ü |  |  | ü
| DWUP | Upgrade the circuit between Kincardine to Wishaw, including increasing elements to a higher voltage | SPT | 3 - Design/development and consenting | 2026 | 2029 | ü | ü |  |  | ü
| E2DC | New offshore HVDC link between Torness and Hawthorn Pit (Eastern Green Link 1) | NGET, SPT | 5 - Construction | 2027 | 2030 | ü | ü | ü | ü | ü
| E4D3 | New offshore HVDC link between Peterhead and Drax (Eastern Green Link 2) | NGET, SHET | 4 - Planning/consenting | 2029 | 2029 | ü | ü | ü | ü | ü
| E4L5 | New offshore HVDC link between Peterhead and the East Coast of England (Eastern Green Link 3) | NGET, SHET | 4 - Planning/consenting | 2031 | 2033 | [5 empty] | ü
| EBRE | Replace the conductors on the existing circuit between Enderby and Patford Bridge and East Claydon with higher capacity conductors | NGET | 2 - Strategic Optioneering | 2026 | 2030 | ü | ü |  |  | ü
| EDEU | Upgrade the existing network to a higher voltage between Brinsworth and Chesterfield and Chesterfield and High Marnham. Develop new High Marnham and Chesterfield high voltage substations | NGET | 3 - Design/development and consenting | 2027 | 2029 | ü | ü | ü | ü | ü
| EDN2 | New circuit between Chesterfield and Ratcliffe-on-Soar | NGET | 3 - Design/development and consenting | 2032 | 2031 | [5 empty] | ü
| EHRE | Replace the conductors on the existing circuit between Elvanfoot and Harker with higher capacity conductors | NGET, SPT | 3 - Design/development and consenting | 2030 | 2030 | ü | ü |  |  | ü
| ESC1 | New circuit between Elstree and St John’s Wood | NGET | 2 - Strategic Optioneering | 2026 | 2029 | ü | ü |  |  | ü
| GCHW | Carry out thermal upgrading on the existing circuit between Cottam and Market Harborough and Grendon | NGET | 2 - Strategic Optioneering | 2025 | 2030 | ü | ü |  |  | ü
| GWNC | New circuit between North Lincolnshire and South Lincolnshire border | NGET | 3 - Design/development and consenting | 2031 | 2033 | [5 empty] | ü
| HAE2 | Harker supergrid transformer 6 replacement | NGET | Built | Built | Built | ü | ü |  |  | ü
| HAEU | Harker supergrid transformer 5 and supergrid transformer 9A banking arrangement | NGET | Built | Built | Built | ü | ü |  |  | ü
| HBUP | Upgrade the existing network to a higher voltage at Bridgewater and replace the conductors on the existing circuit to Hinkley with higher capacity conductors | NGET | 5 - Construction | 2024 | 2027 | ü | ü |  |  | ü
| HWUP | Upgrade the existing network to a higher voltage between Waltham Cross to Hackney | NGET | 3 - Design/development and consenting | 2027 | 2028 | ü | ü | ü |  | ü
| IFR1 | Replace the conductors on the existing circuit between Feckenham and Ironbridge with higher capacity conductors | NGET | 1 - Scoping | 2025 | 2028 | ü | ü | ü | ü | ü
| KCEU | Carry out thermal upgrading of the existing circuits between Creyke Beck, Keadby and Killingholme | NGET | Built | Built | Built | ü | ü | ü | ü | ü
| KCRE | Replace the conductors on the existing circuit between Cottam and Keadby with higher capacity conductors | NGET | 5 - Construction | 2025 | 2024 | ü | ü | ü | ü | ü
| KWHW | Carry out thermal upgrading on the existing circuit between Keadby and West Burton | NGET | 5 - Construction | 2024 | 2024 | ü | ü |  |  | ü
| KWP2 | Increase rating of power control devices installed on the existing circuit between Keadby and West Burton | NGET | 2 - Strategic Optioneering | 2025 | 2026 | ü | ü | ü | ü | ü
| KWPC | Add power control devices to the existing circuit between Keadby and West Burton | NGET | 2 - Strategic Optioneering | 2024 | 2026 | ü | ü |  |  | ü
| LNRE | Replace the conductors on the existing circuit between Lackenby and Norton with higher capacity conductors | NGET | 1 - Scoping | 2024 | 2030 | ü | ü |  |  | ü
| LRN6 | New transmission capacity between the South Lincolnshire, Cambridgeshire and North West Norfolk boundary to Hertfordshire | NGET | 2 - Strategic Optioneering | 2034 | 2034 | [5 empty] | ü
| LWUP | Build a new substation north of Kincardine and connect this to Denny North | SPT | 3 - Design/development and consenting | 2027 | 2029 | ü | ü |  |  | ü
| MBHW | Carry out thermal upgrading on the existing circuit between Bramley and Melksham | NGET | 5 - Construction | 2024 | 2025 | ü | ü |  |  | ü
| MBRE | Replace the conductors on the existing circuit between Bramley and Melksham with higher capacity conductors | NGET | 5 - Construction | 2026 | 2025 | ü | ü |  |  | ü
| MRP2 | Additional power control devices at both Harker and Penwortham | NGET | Built | Built | Built | ü | ü |  |  | ü
| NBEU | Carry out thermal upgrading to Bramford and Norwich substations | NGET | 2 - Strategic Optioneering | 2025 | 2025 | ü | ü |  |  | ü
| NBRE | Reconductor Bramford to Norwich double circuit | NGET | Built | Built | Built | ü | ü |  |  | ü
| NEMS | Install voltage support equipment within the North East region | NGET | 2 - Strategic Optioneering | 2025 | 2030 | ü | ü |  |  | ü
| NEP1 | Add power control devices to the existing circuits between Blyth and Tynemouth and Blyth and South Shields | NGET | 5 - Construction | 2025 | 2027 | ü | ü |  |  | ü
| NEPC | Power control device along Blyth to Tynemouth and Blyth to South Shields | NGET | 5 - Construction | 2024 | 2027 | ü | ü |  |  | ü
| NOR4 | Reconductor a short span of the Norton-Osbaldwick 2 400 kV circuit | NGET | 2 - Strategic Optioneering | 2024 | 2027 | ü | ü |  |  | ü
| NOR5 | Reconductor a short span of the Norton-Osbaldwick 1 400 kV circuit | NGET | 2 - Strategic Optioneering | 2024 | 2027 | ü | ü |  |  | ü
| OPN2 | New circuit between Osbaldwick and Poppleton | NGET | 5 - Construction | 2027 | 2028 | ü | ü | ü | ü | ü
| PEM1 | Install further voltage support equipment at Pelham | NGET | 5 - Construction | 2024 | 2029 | ü | ü |  |  | ü
| PEM2 | Install voltage support equipment at Pelham | NGET | 5 - Construction | 2024 | 2029 | ü | ü |  |  | ü
| PSDC | New offshore circuit between Banniskirk (Spittal) and Longside (Peterhead 2) | SHET | 4 - Planning/consenting | 2030 | 2030 | ü | ü | ü | ü | ü
| PSNC | New circuit between North Wales and South Wales | NGET | 1 - Scoping | 2037 | 2037 | [5 empty] | ü
| PTC1 | Pentir to Trawsfynydd cable replacement | NGET | 4 - Planning/consenting | 2027 | 2029 | ü | ü | ü | ü | ü
| PTNO | A second transmission circuit on the existing Pentir to Trawsfynydd route | NGET | 4 - Planning/consenting | 2028 | 2030 | ü | ü | ü | ü | ü
| PWMS | Install voltage support equipment at Penwortham | NGET | 2 - Strategic Optioneering | 2025 | 2030 | ü | ü |  |  | ü
| RHM1 | Install voltage support equipment at Rye House | NGET | 2 - Strategic Optioneering | 2024 | 2028 | ü | ü |  |  | ü
| RHM2 | Install further voltage support equipment at Rye House | NGET | 2 - Strategic Optioneering | 2024 | 2028 | ü | ü |  |  | ü
| RTRE | Reconductor remainder of Rayleigh to Tilbury circuit | NGET | Built | Built | Built | ü | ü |  |  | ü
| SCD1 | New offshore circuit between Suffolk and Kent | NGET | 3 - Design/development and consenting | 2030 | 2031 | ü | ü | ü | ü | ü
| SEEU | Reactive compensation protective switching scheme | NGET | 5 - Construction | 2024 | 2025 | ü | ü |  |  | ü
| SER1 | Replace the conductors on the existing circuit between Elstree and Sundon with higher capacity conductors | NGET | 2 - Strategic Optioneering | 2024 | 2024 | ü | ü |  |  | ü
| SER2 | Replace the conductors on the existing circuit between Elstree and Sundon with higher capacity conductors and connect into the Elstree Substation | NGET | 2 - Strategic Optioneering | 2026 | 2029 | ü | ü |  |  | ü
| SHNS | New substation in the South Humber area | NGET | 3 - Design/development and consenting | 2031 | 2033 | [5 empty] | ü
| SLU4 | New circuit between Banniskirk (Spittal) and Carnaig (Loch Buidhe) | SHET | 4 - Planning/consenting | 2030 | 2030 | ü | ü | ü | ü | ü
| SNHW | Spennymoor to Norton circuit thermal uprating | NGET | 2 - Strategic Optioneering | 2024 | 2029 | ü | ü |  |  | ü
| SSHW | Carry out thermal upgrading on the existing circuit between Stella West and Spennymoor | NGET | 2 - Strategic Optioneering | 2024 | 2029 | ü | ü |  |  | ü
| TFPC | Power flow control device along Tealing to Westfield | SHET, SPT | 1 - Scoping | 2025 | 2025 | ü | ü |  |  | ü
| TGDC | New offshore HVDC link between East Scotland and the East of England (Eastern Green Link 4) | NGET, SPT | 4 - Planning/consenting | 2031 | 2034 | [5 empty] | ü
| TKP1 | Add power control devices to the existing circuit between Tilbury and Kingsnorth | NGET | 2 - Strategic Optioneering | 2024 | 2024 | ü | ü |  |  | ü
| TKRE | Carry out thermal upgrading on the existing circuits between Tilbury to Grain and Tilbury to Kingsnorth | NGET | 3 - Design/development and consenting | 2028 | 2029 | ü | ü |  |  | ü
| TKUP | New circuit from Kintore to Emmock (Tealing) and upgrade elements of the existing Emmock to Westfield and Alyth to Emmock circuits | SHET, SPT | 4 - Planning/consenting | 2030 | 2030 | ü | ü | ü |  | ü
| VERE | Replace the conductors on the existing circuit between Strathaven and Elvanfoot with higher capacity conductors | SPT | 3 - Design/development and consenting | 2030 | 2030 | ü | ü |  |  | ü
| VSRE | Replace the conductors on the existing circuit between Strathaven and Smeaton with higher capacity conductors | SPT | 3 - Design/development and consenting | 2027 | 2027 | ü | ü |  |  | ü
| WRRE | Replace the conductors on the existing circuit between West Burton and Ratcliffe-on-Soar with higher capacity conductors | NGET | 3 - Design/development and consenting | 2028 | 2029 | ü | ü | ü | ü | ü
| WSEU | Thermal upgrade for Sundon and Wymondley 400 kV substation | NGET | 5 - Construction | 2024 | 2025 | ü | ü |  |  | ü
| WYTI | Connect the existing circuit between Pelham and Sundon that passes Wymondley substation into the substation | NGET | 3 - Design/development and consenting | 2024 | 2028 | ü | ü |  |  | ü
| CWPC | Power control device along Cottam to West Burton | NGET | Previous ESO and TO agreement scheme not required | 2024 | Previous ESO and TO agreement scheme not required for wider network benefit |  |  | ü | ü | ü
| ETRE | Upgrade the existing circuits between Eggborough and Thorpe Marsh to allow for more capacity | NGET | 1 - Scoping | 2029 | 2029 |  |  | ü | ü | ü
| FHRE | Replace the conductors on the existing circuit between Feckenham and Hams Hall with higher capacity conductors | NGET | 1 - Scoping | 2027 | TBC |  |  | ü | ü | ü
| HNRE | Replace the conductors on the existing circuits between Hawthorn Pit and Norton with higher capacity conductors | NGET | 1 - Scoping | 2029 | 2029 |  |  | ü | ü | ü
| FMR2 | Replace the conductors on the existing circuit between Feckenham and Minety with higher capacity conductors | NGET | 1 - Scoping | 2029 | 2029 |  |  | ü | ü | ü
| NNNC | New circuit between New Deer and Greens | SHET | 4 - Planning/consenting | 2030 | 2030 |  |  | ü |  | ü
| NOR6 | Replace the conductors on the existing circuit between Norton and Osbaldwick with higher capacity conductors | NGET | 1 - Scoping | 2029 | 2029 |  |  | ü | ü | ü
| OTHW | Carry out thermal upgrading on the existing circuit between Osbaldwick and Thornton | NGET | 1 - Scoping | 2027 | TBC |  |  | ü | ü | ü
| PCR1 | Replace the conductors on the existing circuits between Carrington and Penwortham and Penwortham and Padiham with higher capacity conductors | NGET | 1 - Scoping | 2030 | 2030 |  |  | ü | ü | ü
| PKUP | Upgrade and/or rebuild the circuits and equipment between Longside (Peterhead 2), Peterhead, Persley, Kintore, Fetteresso, Alyth, and Kincardine | NGET | 3 - Design/development and consenting | 2033 | 2033 |  |  | ü |  | ü

## N2
N2: Redispatch data
Return to: Main Menu
| Notes: | Data table includes multiple variables as indicated in "Variable" column.
| Connection | Pathway | Variable | Category | Type | SubType | 2030
| Tx | Further Flex and Renewables | Generation (GWh) | Renewable | Biomass | Biomass | 10155
| Dx | Further Flex and Renewables | Generation (GWh) | Renewable | Biomass | Biomass | 2959
| Tx | Further Flex and Renewables | Generation (GWh) | Low Carbon | Nuclear | Nuclear - Large | 25892
| Tx | Further Flex and Renewables | Generation (GWh) | Low Carbon | Nuclear | Nuclear - SMR | 0
| Dx | Further Flex and Renewables | Generation (GWh) | Renewable | Solar | Solar PV | 38999
| Tx | Further Flex and Renewables | Generation (GWh) | Renewable | Solar | Solar PV | 5244
| Dx | Further Flex and Renewables | Generation (GWh) | Renewable | Waste | Waste | 7451
| Tx | Further Flex and Renewables | Generation (GWh) | Renewable | Waste | Waste | 1115
| Dx | Further Flex and Renewables | Generation (GWh) | Renewable | Other Renewables | Other Renewables | 4589
| Dx | Further Flex and Renewables | Generation (GWh) | Renewable | Waste | Waste CHP | 4498
| Tx | Further Flex and Renewables | Generation (GWh) | Renewable | Biomass | Biomass CHP | 82
| Tx | Further Flex and Renewables | Generation (GWh) | Thermal | Gas | CCGT | 18526
| Tx | Further Flex and Renewables | Generation (GWh) | Thermal | Low Carbon | Hydrogen | 0
| Tx | Further Flex and Renewables | Generation (GWh) | Low Carbon | CCS | CCS Biomass | 3503
| Tx | Further Flex and Renewables | Generation (GWh) | Low Carbon | CCS | CCS Gas | 0
| Dx | Further Flex and Renewables | Generation (GWh) | Thermal | Gas | Gas Reciprocating Engines | 0
| Tx | Further Flex and Renewables | Generation (GWh) | Thermal | Gas | Gas Reciprocating Engines | 0
| Tx | Further Flex and Renewables | Generation (GWh) | Thermal | Other Thermal | Fuel Oil | 40
| Tx | Further Flex and Renewables | Generation (GWh) | Thermal | Gas | OCGT | 13
| Tx | Further Flex and Renewables | Generation (GWh) | Thermal | Gas | Gas CHP | 11098
| Dx | Further Flex and Renewables | Generation (GWh) | Renewable | Offshore Wind | Offshore Wind | 2086
| Tx | Further Flex and Renewables | Generation (GWh) | Renewable | Offshore Wind | Offshore Wind | 181428
| Dx | Further Flex and Renewables | Generation (GWh) | Renewable | Onshore Wind | Onshore Wind | 11533
| Tx | Further Flex and Renewables | Generation (GWh) | Renewable | Onshore Wind | Onshore Wind | 39795
| Dx | Further Flex and Renewables | Generation (GWh) | Storage | Storage | Pumped Hydro | 150
| Dx | Further Flex and Renewables | Pump Load (GWh) | Storage | Storage | Pumped Hydro | 200
| Tx | Further Flex and Renewables | Generation (GWh) | Storage | Storage | Pumped Hydro | 9212
| Tx | Further Flex and Renewables | Pump Load (GWh) | Storage | Storage | Pumped Hydro | 12484
| Tx | Further Flex and Renewables | Generation (GWh) | Renewable | Hydro | Hydro | 754
| Dx | Further Flex and Renewables | Generation (GWh) | Renewable | Hydro | Hydro | 2740
| Dx | Further Flex and Renewables | Generation (GWh) | Renewable | Marine | Marine | 294
| Tx | Further Flex and Renewables | Generation (GWh) | Renewable | Marine | Marine | 113
| Dx | Further Flex and Renewables | Generation (GWh) | Thermal | Low Carbon | Hydrogen | 176
| Dx | Further Flex and Renewables | Generation (GWh) | Thermal | Gas | Gas CHP | 634
| Dx | Further Flex and Renewables | Generation (GWh) | Thermal | Hydrogen | Hydrogen CHP | 271
| Dx | Further Flex and Renewables | Generation (GWh) | Storage | Storage | Battery | 5743
| Dx | Further Flex and Renewables | Load (GWh) | Storage | Storage | Battery | 8204
| Tx | Further Flex and Renewables | Generation (GWh) | Storage | Storage | Battery | 16041
| Tx | Further Flex and Renewables | Load (GWh) | Storage | Storage | Battery | 22916
| Dx | Further Flex and Renewables | Generation (GWh) | Storage | Storage | Compressed Air | 3
| Dx | Further Flex and Renewables | Load (GWh) | Storage | Storage | Compressed Air | 5
| Dx | Further Flex and Renewables | Generation (GWh) | Storage | Storage | Liquid Air | 169
| Dx | Further Flex and Renewables | Load (GWh) | Storage | Storage | Liquid Air | 307
| Tx | Further Flex and Renewables | Generation (GWh) | Storage | Storage | Liquid Air | 1851
| Tx | Further Flex and Renewables | Load (GWh) | Storage | Storage | Liquid Air | 3366
| Tx | Further Flex and Renewables | Load (GWh) | Electrolysis | Electrolysis | Electrolysis | 14218
| Tx | Further Flex and Renewables | Import (GWh) | Interconnectors | Interconnectors | Interconnector | 24038
| Tx | Further Flex and Renewables | Export (GWh) | Interconnectors | Interconnectors | Interconnector | 53005
| Tx | New Dispatch | Generation (GWh) | Renewable | Biomass | Biomass | 7323
| Dx | New Dispatch | Generation (GWh) | Renewable | Biomass | Biomass | 2676
| Tx | New Dispatch | Generation (GWh) | Low Carbon | Nuclear | Nuclear - Large | 30663
| Tx | New Dispatch | Generation (GWh) | Low Carbon | Nuclear | Nuclear - SMR | 0
| Dx | New Dispatch | Generation (GWh) | Renewable | Solar | Solar PV | 41036
| Tx | New Dispatch | Generation (GWh) | Renewable | Solar | Solar PV | 3419
| Dx | New Dispatch | Generation (GWh) | Renewable | Waste | Waste | 7304
| Tx | New Dispatch | Generation (GWh) | Renewable | Waste | Waste | 1110
| Dx | New Dispatch | Generation (GWh) | Renewable | Other Renewables | Other Renewables | 4289
| Dx | New Dispatch | Generation (GWh) | Renewable | Waste | Waste CHP | 4523
| Tx | New Dispatch | Generation (GWh) | Renewable | Biomass | Biomass CHP | 83
| Tx | New Dispatch | Generation (GWh) | Thermal | Gas | CCGT | 18001
| Tx | New Dispatch | Generation (GWh) | Thermal | Low Carbon | Hydrogen | 5094
| Tx | New Dispatch | Generation (GWh) | Low Carbon | CCS | CCS Biomass | 6989
| Tx | New Dispatch | Generation (GWh) | Low Carbon | CCS | CCS Gas | 4505
| Dx | New Dispatch | Generation (GWh) | Thermal | Gas | Gas Reciprocating Engines | 0
| Tx | New Dispatch | Generation (GWh) | Thermal | Gas | Gas Reciprocating Engines | 0
| Tx | New Dispatch | Generation (GWh) | Thermal | Other Thermal | Fuel Oil | 42
| Tx | New Dispatch | Generation (GWh) | Thermal | Gas | OCGT | 16
| Tx | New Dispatch | Generation (GWh) | Thermal | Gas | Gas CHP | 11104
| Dx | New Dispatch | Generation (GWh) | Renewable | Offshore Wind | Offshore Wind | 2141
| Tx | New Dispatch | Generation (GWh) | Renewable | Offshore Wind | Offshore Wind | 154335
| Dx | New Dispatch | Generation (GWh) | Renewable | Onshore Wind | Onshore Wind | 16935
| Tx | New Dispatch | Generation (GWh) | Renewable | Onshore Wind | Onshore Wind | 37081
| Dx | New Dispatch | Generation (GWh) | Storage | Storage | Pumped Hydro | 140
| Dx | New Dispatch | Pump Load (GWh) | Storage | Storage | Pumped Hydro | 187
| Tx | New Dispatch | Generation (GWh) | Storage | Storage | Pumped Hydro | 6296
| Tx | New Dispatch | Pump Load (GWh) | Storage | Storage | Pumped Hydro | 8460
| Tx | New Dispatch | Generation (GWh) | Renewable | Hydro | Hydro | 755
| Dx | New Dispatch | Generation (GWh) | Renewable | Hydro | Hydro | 2757
| Dx | New Dispatch | Generation (GWh) | Renewable | Marine | Marine | 298
| Tx | New Dispatch | Generation (GWh) | Renewable | Marine | Marine | 113
| Dx | New Dispatch | Generation (GWh) | Thermal | Low Carbon | Hydrogen | 105
| Dx | New Dispatch | Generation (GWh) | Thermal | Gas | Gas CHP | 634
| Dx | New Dispatch | Generation (GWh) | Thermal | Hydrogen | Hydrogen CHP | 218
| Dx | New Dispatch | Generation (GWh) | Storage | Storage | Battery | 4060
| Dx | New Dispatch | Load (GWh) | Storage | Storage | Battery | 5800
| Tx | New Dispatch | Generation (GWh) | Storage | Storage | Battery | 11620
| Tx | New Dispatch | Load (GWh) | Storage | Storage | Battery | 16601
| Dx | New Dispatch | Generation (GWh) | Storage | Storage | Compressed Air | 3
| Dx | New Dispatch | Load (GWh) | Storage | Storage | Compressed Air | 5
| Dx | New Dispatch | Generation (GWh) | Storage | Storage | Liquid Air | 149
| Dx | New Dispatch | Load (GWh) | Storage | Storage | Liquid Air | 271
| Tx | New Dispatch | Generation (GWh) | Storage | Storage | Liquid Air | 137
| Tx | New Dispatch | Load (GWh) | Storage | Storage | Liquid Air | 250
| Tx | New Dispatch | Load (GWh) | Electrolysis | Electrolysis | Electrolysis | 12529
| Tx | New Dispatch | Import (GWh) | Interconnectors | Interconnectors | Interconnector | 25137
| Tx | New Dispatch | Export (GWh) | Interconnectors | Interconnectors | Interconnector | 50433

## C1
C1: Connections data
Return to: Main Menu
Notes
Data is compared to CP30 scenarios in graphs (tab CP.12)
Due to distribution data categorisation, the technology categories are aggregated at a higher level of technology grouping. This effects technology such as storage, fossil fuels, and other renewables.
Projects in the queue which have applied for multiple technologies in their Plant_Type are only mapped to the first generation technology.
Built capacity is included in the queue for each year
| Technology | Built | Unit | Built Capacity | 2024 | 2025 | 2026 | 2027 | 2028 | 2029 | 2030 | 2031 | 2032 | 2033 | 2034 | 2035
| Storage | Full Queue | Capacity (MW) | 7428.744 | 8772.144 | 13991.739 | 22226.439 | 32368.039 | 43029.839 | 59592.639 | 72357.539 | 86630.739 | 94713.299 | 118032.899 | 126238.799 | 133546.799
| Solar | Full Queue | Capacity (MW) | 15136.19 | 15844.36 | 19112.95 | 24901.93 | 30831.51 | 43901.92 | 57338.82 | 67604.43 | 86025.06 | 109762.56 | 137106.765 | 152918.365 | 162056.46
| Onshore Wind | Full Queue | Capacity (MW) | 13694.94 | 14834.87 | 16529.07 | 17755.27 | 20997.67 | 25087.67 | 28893.97 | 31556.67 | 34682.97 | 36146.17 | 44122.47 | 49536.47 | 50151.17
| Offshore Wind | Full Queue | Capacity (MW) | 14716.5 | 14898.1 | 19786.1 | 24996.1 | 27070.1 | 37131.35 | 46830.35 | 53840.75 | 74241.35 | 76041.35 | 105012.35 | 105412.35 | 105362.75
| Fossil Fuel | Full Queue | Capacity (MW) | 47310.03 | 50406.03 | 54406.93 | 61211.83 | 63810.83 | 65569.83 | 65880.83 | 66532.83 | 71403.83 | 71513.83 | 74569.83 | 75286.83 | 92099.83
| Nuclear | Full Queue | Capacity (MW) | 6075 | 6075 | 7195 | 7195 | 8865 | 10535 | 10535 | 10535 | 10535 | 10535 | 10535 | 10535 | 12205
| Interconnectors | Full Queue | Capacity (MW) | 8400 | 10000 | 10000 | 11400 | 21050 | 22530 | 26930 | 28330 | 29530 | 29530 | 31330 | 31330 | 31330
| Other Renewables | Full Queue | Capacity (MW) | 2987.904 | 2987.904 | 3214.404 | 3360.394 | 3929.394 | 4226.394 | 4309.394 | 4499.394 | 4610.394 | 4690.394 | 4739.394 | 4789.394 | 4793.394

## G1
G1: Gas Networks data
Return to: Main Menu
NOTE: Sensitivity Analysis carried out on the most challenging areas of the Gas Transmission network (South West and South East) to assess the impact of CP30 Gas generator ramp up under the worst case. High Resilience sensitivity further tests the network under "N-1" conditions, which is the loss of 1 "significantly impacting "compressor station
| Scenario Description | National Data |  |  | Zonal Data |  |  | Operational Changes to Support Power Profile |  | South East Pressure Profile Data
|  | Total Linepack (Average) (Mil Nm3) | Total Demand (mcm/d) | Linepack Swing (Mil Nm3) | Zone | Linepack Swing (Mil Nm3) | Power Demand (mscm) | Compression | Flow Control | Parameter | 1\06:00 | 1\07:00 | 1\08:00 | 1\09:00 | 1\10:00 | 1\11:00 | 1\12:00 | 1\13:00 | 1\14:00 | 1\15:00 | 1\16:00 | 1\17:00 | 1\18:00 | 1\19:00 | 1\20:00 | 1\21:00 | 1\22:00 | 1\23:00 | 2\00:00 | 2\01:00 | 2\02:00 | 2\03:00 | 2\04:00 | 2\05:00 | 2\06:00 | 2\07:00 | 2\08:00 | 2\09:00 | 2\10:00 | 2\11:00 | 2\12:00 | 2\13:00 | 2\14:00 | 2\15:00 | 2\16:00 | 2\17:00 | 2\18:00 | 2\19:00 | 2\20:00 | 2\21:00 | 2\22:00 | 2\23:00 | 3\00:00 | 3\01:00 | 3\02:00 | 3\03:00 | 3\04:00 | 3\05:00 | 3\06:00
| South East Sensitivity (Intact Network) | 359.626 | 370 | 32.31 | SE | 4.81 | 3.9151 | Additional use of South East compression utilised to support loss of compressor station | Additional use of South East FCVs to manager pressure boundary | Pressure (Intact Network) | 54 | 53 | 53 | 52 | 52 | 52 | 51 | 51 | 51 | 51 | 51 | 51 | 48 | 46 | 45 | 44 | 44 | 46 | 48 | 50 | 51 | 52 | 53 | 54 | 54 | 53 | 53 | 52 | 52 | 52 | 51 | 51 | 51 | 51 | 51 | 51 | 48 | 46 | 44 | 43 | 44 | 45 | 48 | 50 | 51 | 52 | 53 | 54 | 54
| South East Min Supply sensitivity (High Resilience Average Linepack) | 349.6984 | 370 | 32.34 | SE | 4.97 | 3.9151 | Additional use of South East compression utilised to support loss of compressor station | Additional use of South East FCVs to manager pressure boundary | Average Linepack Pressure (High Resilience) | 50 | 49 | 48 | 48 | 48 | 48 | 47 | 47 | 47 | 47 | 46 | 46 | 43 | 41 | 39 | 37 | 38 | 39 | 42 | 44 | 46 | 47 | 49 | 50 | 50 | 49 | 49 | 48 | 48 | 48 | 48 | 47 | 47 | 47 | 47 | 46 | 44 | 41 | 39 | 37 | 38 | 39 | 42 | 44 | 46 | 48 | 49 | 50 | 50
| South East Min Supply sensitivity (High Resilience High Linepack) | 359.3656 | 370 | 32.39 | SE | 5.02 | 3.9151 | Additional use of South East compression utilised to support loss of compressor station | Additional use of South East FCVs to manager pressure boundary | High Linepack Pressure (High Resilience) | 52 | 51 | 51 | 51 | 50 | 50 | 50 | 50 | 50 | 50 | 49 | 49 | 47 | 44 | 43 | 41 | 41 | 42 | 44 | 46 | 48 | 50 | 51 | 53 | 53 | 52 | 51 | 51 | 51 | 50 | 50 | 50 | 50 | 50 | 49 | 49 | 47 | 44 | 43 | 41 | 41 | 42 | 44 | 46 | 48 | 50 | 51 | 52 | 52
[10 empty] | Contractual Obligation | 45 | 38 | 38 | 38 | 38 | 38 | 38 | 38 | 38 | 38 | 38 | 38 | 38 | 38 | 38 | 38 | 38 | 38 | 38 | 38 | 38 | 38 | 38 | 38 | 45 | 38 | 38 | 38 | 38 | 38 | 38 | 38 | 38 | 38 | 38 | 38 | 38 | 38 | 38 | 38 | 38 | 38 | 38 | 38 | 38 | 38 | 38 | 38 | 45
| Scenario Description | National Data |  |  | Zonal Data |  |  | Operational Changes to Support Power Profile |  | Minimum Pressure Cover | 4.5 | 4.5 | 4.5 | 4.5 | 4.5 | 4.5 | 4.5 | 4.5 | 4.5 | 4.5 | 4.5 | 4.5 | 4.5 | 4.5 | 4.5 | 4.5 | 4.5 | 4.5 | 4.5 | 4.5 | 4.5 | 4.5 | 4.5 | 4.5 | 4.5 | 4.5 | 4.5 | 4.5 | 4.5 | 4.5 | 4.5 | 4.5 | 4.5 | 4.5 | 4.5 | 4.5 | 4.5 | 4.5 | 4.5 | 4.5 | 4.5 | 4.5 | 4.5 | 4.5 | 4.5 | 4.5 | 4.5 | 4.5 | 4.5
|  | Total Linepack (Average) | Total Demand (mcm/d) | Linepack Swing (Mil Nm3) | Zone | Linepack Swing (Mil Nm3) | Power Demand (mscm) | Compression | Flow Control
| South West (1 Hour Ramp Rate) | 344.326 | 269.08 | 22.49 | SW | 1.03 | 2.8943 | No changes required | No changes required | South West Pressure Profile Data
| South West (2 Hour Ramp Rate) | 353.0224 | 379.15 | 30.97 | SW | 3.56 | 4.0053 | No changes required | No changes required |  | 1\06:00 | 1\07:00 | 1\08:00 | 1\09:00 | 1\10:00 | 1\11:00 | 1\12:00 | 1\13:00 | 1\14:00 | 1\15:00 | 1\16:00 | 1\17:00 | 1\18:00 | 1\19:00 | 1\20:00 | 1\21:00 | 1\22:00 | 1\23:00 | 2\00:00 | 2\01:00 | 2\02:00 | 2\03:00 | 2\04:00 | 2\05:00 | 2\06:00 | 2\07:00 | 2\08:00 | 2\09:00 | 2\10:00 | 2\11:00 | 2\12:00 | 2\13:00 | 2\14:00 | 2\15:00 | 2\16:00 | 2\17:00 | 2\18:00 | 2\19:00 | 2\20:00 | 2\21:00 | 2\22:00 | 2\23:00 | 3\00:00 | 3\01:00 | 3\02:00 | 3\03:00 | 3\04:00 | 3\05:00 | 3\06:00
| South West (4 Hour Ramp Rate) | 347.2176 | 282.84 | 22.26 | SW | 2.31 | 5.8337 | Additional use of South East compression to support increase in power demand | No changes required | Pressure (1 Hour Ramp Rate) | 52.23 | 53 | 53.36 | 53.43 | 53.34 | 53.38 | 53.59 | 53.79 | 53.7 | 53.26 | 52.16 | 50.51 | 48.7 | 46.89 | 45.2 | 43.82 | 42.96 | 42.76 | 43.36 | 44.46 | 45.87 | 47.47 | 49.2 | 50.96 | 52.38 | 53.13 | 53.47 | 53.52 | 53.42 | 53.45 | 53.65 | 53.83 | 53.73 | 53.28 | 52.19 | 50.53 | 48.72 | 46.91 | 45.21 | 43.83 | 42.98 | 42.77 | 43.37 | 44.47 | 45.88 | 47.49 | 49.22 | 50.97 | 52.39
[10 empty] | Pressure (2 Hour Ramp Rate) | 53.01 | 53.47 | 53.62 | 53.59 | 53.45 | 53.42 | 53.52 | 53.6 | 53.4 | 53.01 | 52.48 | 51.46 | 50.23 | 49.15 | 47.93 | 46.81 | 46.47 | 46.59 | 46.92 | 47.47 | 48.26 | 49.17 | 50.19 | 51.74 | 53.02 | 53.47 | 53.62 | 53.6 | 53.46 | 53.42 | 53.53 | 53.61 | 53.41 | 53.03 | 52.5 | 51.48 | 50.25 | 49.17 | 47.95 | 46.84 | 46.49 | 46.61 | 46.94 | 47.49 | 48.28 | 49.19 | 50.22 | 51.76 | 53.04
[10 empty] | Pressure (4 Hour Ramp Rate) | 54.66 | 54.52 | 54.8 | 55.01 | 55.03 | 55.13 | 55.38 | 55.62 | 55.62 | 54.96 | 53.75 | 52.51 | 51.42 | 50.45 | 49.55 | 48.84 | 48.92 | 49.47 | 50.17 | 50.93 | 51.71 | 52.55 | 53.48 | 54.42 | 54.67 | 54.53 | 54.81 | 55.02 | 55.04 | 55.14 | 55.38 | 55.62 | 55.62 | 54.96 | 53.76 | 52.52 | 51.42 | 50.45 | 49.55 | 48.85 | 48.93 | 49.48 | 50.18 | 50.94 | 51.72 | 52.56 | 53.5 | 54.43 | 54.68
[10 empty] | Contractual Obligation | 38.8 | 31 | 31 | 31 | 31 | 31 | 31 | 31 | 31 | 31 | 31 | 31 | 31 | 31 | 31 | 31 | 31 | 31 | 31 | 31 | 31 | 31 | 31 | 31 | 38.8 | 31 | 31 | 31 | 31 | 31 | 31 | 31 | 31 | 31 | 31 | 31 | 31 | 31 | 31 | 31 | 31 | 31 | 31 | 31 | 31 | 31 | 31 | 31 | 38.8
[10 empty] | Minimum pressure cover | 4.1 | 4.1 | 4.1 | 4.1 | 4.1 | 4.1 | 4.1 | 4.1 | 4.1 | 4.1 | 4.1 | 4.1 | 4.1 | 4.1 | 4.1 | 4.1 | 4.1 | 4.1 | 4.1 | 4.1 | 4.1 | 4.1 | 4.1 | 4.1 | 4.1 | 4.1 | 4.1 | 4.1 | 4.1 | 4.1 | 4.1 | 4.1 | 4.1 | 4.1 | 4.1 | 4.1 | 4.1 | 4.1 | 4.1 | 4.1 | 4.1 | 4.1 | 4.1 | 4.1 | 4.1 | 4.1 | 4.1 | 4.1 | 4.1

## NA1
NA1: Network access data
Return to: Main Menu
| Boundary name | Equivalent ETYS name | Capacity available (outage days) | Capacity Used 2024/25 (outage days) | Free capacity 2024/25(%) | Capacity Used 2025/26 (outage days) | Free capacity 2025/26(%) | Capacity Used 2026/27 (outage days) | Free capacity 2026/27(%) | Capacity Used 2027/28 (outage days) | Free capacity 2027/28(%) | Capacity Used 2028/29 (outage days) | Free capacity 2028/29(%) | Capacity Used 2029/30 (outage days) | Free capacity 2029/30(%) | Capacity Used 2030/31(outage days) | Free capacity 2030/31(%) | Plan Years | 2018/19 | 2019/20 | 2020/21 | 2021/22 | 2022/23 | 2023/24 | 2025/26 | 2026/27 | 2027/28 | 2028/29 | 2029/30
| FLOWSTH (5DC) | B9 | 1095 | 346 | 68.4 | 669 | 38.9 | 459 | 58.1 | 679 | 38 | 849 | 22.5 | 350 | 68 | 378 | 65.5 | Outages taken* / Outages Submitted | 8220 | 8004 | 8361 | 8465 | 7854 | 7894 | 3871 | 360 | 266 | 247 | 191
| SEIMPR2 (7DC) | LE1 | 1460 | 361 | 75.3 | 484 | 66.8 | 224 | 84.7 | 700 | 52.1 | 1118 | 23.4 | 575 | 60.6 | 0 | 100 | Outages submitted | 2025/26: 3871; 2026/27: 360; 2027/28: 266; 2028/29: 247; 2029/30: 191
| ESTEX (3DC) | SC3 | 730 | 83 | 88.6 | 54 | 92.6 | 0 | 100 | 240 | 67.1 | 120 | 83.6 | 26 | 96.4 | 133 | 81.8 | 20% increase | 8220 | 8004 | 8361 | 8465 | 7854 | 7894 | 9473 | 9473 | 9473 | 9473 | 9473
| DRESHEX1 (6DC) | N/A | 1095 | 704 | 35.7 | 507 | 53.7 | 0 | 100 | 95 | 91.3 | 150 | 86.3 | 69 | 93.7 | 0 | 100 | 15% increase | 8220 | 8004 | 8361 | 8465 | 7854 | 7894 | 9078 | 9078 | 9078 | 9078 | 9078
| SSHARN3 (4DC) | B7a | 730 | 248 | 66 | 363 | 50.3 | 0 | 100 | 55 | 92.5 | 0 | 100 | 0 | 100 | 0 | 100 | 10% increase | 8220 | 8004 | 8361 | 8465 | 7854 | 7894 | 8683 | 8683 | 8683 | 8683 | 8683
| HARSPNBLY (3DC) | N/A | 365 | 355 | 2.7 | 359 | 1.6 | 0 | 100 | 110 | 69.9 | 60 | 83.6 | 0 | 100 | 0 | 100 | 5% increase | 8220 | 8004 | 8361 | 8465 | 7854 | 7894 | 8289 | 8289 | 8289 | 8289 | 8289
| SWALEX (3DC) | SW1 | 365 | 210 | 42.5 | 266 | 27.1 | 91 | 75.1 | 158 | 56.7 | 147 | 59.7 | 0 | 100 | 0 | 100 | * Number of outages taken 2018-24 has been derived from the outages database (eNAMS). Years 25 onwards are from the TO plan submissions at week 6 and week 12 (2024)
| SCOTEX (2DC) | B6 | 365 | 281 | 23 | 209 | 42.7 | 35 | 90.4 | 56 | 84.7 | 273 | 25.2 | 35 | 90.4 | 231 | 36.7
| SSE-SP2 (3DC) | B4 | 730 | 730 | 0 | 427 | 41.5 | 287 | 60.7 | 91 | 87.5 | 175 | 76 | 294 | 59.7 | 119 | 83.7
| SSENWEX9 (3DC) | B1 | 365 | 170 | 53.4 | 51 | 86 | 0 | 100 | 35 | 90.4 | 329 | 9.9 | 231 | 36.7 | 0 | 100
Assumptions
SCOTEX - normal recommendation is only 1 single circuit can be taken on outage - Boundary has 2 DC
SSE-SP2 - normal recommendation is only 2 single circuits can be taken on outage - Boundary has 3 DC
FLOWSTH; - normal recommendation is only 3 single circuits can be taken on outage - Boundary has 5 DC
SEIMPR2; - normal recommendation is only 4 single circuits can be taken on outage - Boundary has 7 DC
ESTEX; - normal recommendation is only 2 single circuits can be taken on outage - boundary had 3 DC
DRESHEX1; - normal recommendation is only 3 single circuits can be taken on outage - boundary has 6 DC
SHHARN3; - normal recommendation is only 2 single circuits can be taken on outage - boundary has 4 DC
HARSPNBLY; - normal recommendation is only 1 single circuit can be taken on outage - boundary has 3 DC
SWALEX; - normal recommendation is only 1 single circuit can be taken on outage - boundary has 3 DC
SSE NWEX9 - normal recommendation is only 1 single circuit can be taken on outage - boundary has 3 DC
365 days used for each circuit to be available for outages
Some circuits are shared across different boundaries
Boundaries in bold indicate a boundary which potentially restrict reserve availability

## EC1
EC1: Comparison of cost changes from today to the New Dispatch pathway in 2030
Return to: Main Menu
Notes:
Table 1: Comparison of unit cost between New Dispatch pathway in 2030 and 2023
| Cost component | Direction of impact | New Dispatch v today
| Average cost of generation, per MWh produced | ↓ | - £ 15 / MWh
| Higher curtailment (at times of ‘excess’ wind/solar) | ↑ | + £ 5 / MWh
| Exporting at low cost (at times of ‘excess’ wind/solar) | ↑ | + £ 5 /MWh
| Building storage and round-trip losses | ↑ | + £ 10 / MWh
| Grid expansion and constraint costs | ↑ | +£ 5 / MWh
Total =
+ £ 10 / MWh *
Bill components resulting from clean power pathways
| Merit order effect reducing infra-marginal rents | ↓ | - £ 10 / MWh
| Other bill changes to 2030 |  |  | tha
| Falling legacy policy costs, and spread of other levies | ↓ | - £ 10 / MWh
| Energy efficiency improvement in typical households | ↓ | c. 5 - 10% consumption
*Due to rounding, the displayed value may appear higher than the sum of the values in the table when added together

## EC2
EC2: List of economics tables from annex
Return to: Main Menu
Table: List of inputs to economic analysis
| Data | Unit | Source | Pathway variable | Sensitivities
| Generation capacity | MW | NESO (PLEXOS model) & FES data workbook | Yes | No
| Generation technology CAPEX | £/kW | DESNZ, complemented by Baringa analysis based on public sources | No | Yes (low case, base case and high case for CfD technologies)
| Generation technology FOM | £/kW/year | DESNZ | No | No
| Generation technology VOM (excl. fuel costs, emission costs) | £/MWh | DESNZ | No | No
| Generation technology lifetime | years | DESNZ | No | No
| Generation technology WACC | % | DESNZ | No | No
| Generation fuel costs & emission costs | £m/year | NESO (PLEXOS model) | Yes | Yes for gas price (base case, low case and high case)
| Transmission network CAPEX | £m | NESO received data from TOs – highly confidential | Yes | No
| Transmission network OPEX | £m/year | NESO, Ofgem, Baringa analysis | Yes | No
| Offshore network cost | £m/year | NESO, Baringa analysis – highly confidential | Yes | No
| Distribution network CAPEX | £m | Baringa analysis based on public sources | No | No
| Distribution network OPEX | £m/year | Baringa analysis based on public sources | No | No
| Constraint costs (thermal) | £m/year | NESO | Yes | No
| Constraint costs (voltage and stability) | £m/year | NESO | No | No
| Electricity demand | GWh | NESO (PLEXOS model) | Yes | No
| Flexibility load | GWh | NESO (PLEXOS model) | Yes | No
| CO2 transportation and storage unit costs | £/tCO2 | NESO and Baringa analysis based on public sources | No[1] | Yes, base case and high case
| CO2 captured | tCO2 | NESO (PLEXOS model) | Yes | No
| Hydrogen infrastructure | £m | NESO | Yes | No
| Wholesale price (baseload and technology specified capture price) | £/MWh | NESO (PLEXOS model) | Yes | No
| Import costs | £m | NESO (PLEXOS model) | Yes | No
| Export credits | £m | NESO (PLEXOS model) | Yes | No
[1] Each pathway has different requirements and thus different total costs
Table: Grid carbon intensity with and without BECCS (CO2e/kWh)
| Grid carbon intensity (CO2e/kWh) | 2030 Counterfactual | 2030 Further Flex and Renewables | 2030 New Dispatch
| Carbon intensity inc. ACT, EfW and CHPs (w/o BECCS) | 120 | 51.1 | 52.5
| Carbon intensity exc. ACT, EfW and CHPs (w/o BECCS) | 78.1 | 15 | 15.9
| Carbon intensity exc. ACT, EfW and CHPs (w BECCS) | - | 5 | <0