## Menu
Electricity Ten Year Statement 2013
Appendix F - Generation Data
Table
F1.1 | Boundary vs Zone Table
F2.1 | Slow Progression Fuel Type Table
F2.1a | Slow Progression Fuel Type Table - Case Study One
F2.1b | Slow Progression Fuel Type Table - Case Study Two
F2.2 | Gone Green Fuel Type Table
F2.2a | Gone Green Fuel Type Table - Case Study One
F2.2b | Gone Green Fuel Type Table - Case Study Two
F3.1 | Contracted Background
F3.2 | Contracted Background Split

## F1.1
Table F1.1 - Boundary to Zone Mapping Table
Boundary Number | Boundary Name | Licensee | Zone Numbers
B1 | North West | SHE Transmission | Z1
B2 | North-South | SHE Transmission | Z1, Z2
B3 | South West | SHE Transmission | Z3
B4 | SHETL-SPT | SHE Transmission/SPT | Z1, Z2, Z3, Z4
B5 | North-South | SPT | Z1, Z2, Z3, Z4, Z5
B6 | SPT-NGET | SPT/NGET | Z1, Z2, Z3, Z4, Z5, Z6
B7 | Upper North-North | NGET | Z1, Z2, Z3, Z4, Z5, Z6, Z7
B8 | North to Midlands | NGET | Z1, Z2, Z3, Z4, Z5, Z6, Z7, Z8, Z9
B9 | Midlands to South | NGET | Z1, Z2, Z3, Z4, Z5, Z6, Z7, Z8, Z9, Z10, Z11
B10 | South Coast | NGET | Z16, Z17
B11 | North East & Yorkshire | NGET | Z1, Z2, Z3, Z4, Z5, Z6, Z7, Z8
B12 | South & South West | NGET | Z13, Z16, Z17
B13 | South West | NGET | Z17
B14 | London | NGET | Z14
B15 | Thames Estuary | NGET | Z15
B16 | North East, Trent & Yorkshire | NGET | Z1, Z2, Z3, Z4, Z5, Z6, Z7,Z8, Z10
B17 | West Midlands | NGET | Z11

## F2.1
Table F2.1 - Slow Progression Fuel Type Mix | *Please note that all values are insatlled capacity and that embedded generation and microgeneration are netted of the transmission demand used in the ETYS | [15 empty] | Back to Menu
Slow Progression - Transmission Connected
Fuel Type | 2013 | 2014 | 2015 | 2016 | 2017 | 2018 | 2019 | 2020 | 2021 | 2022 | 2023 | 2024 | 2025 | 2026 | 2027 | 2028 | 2029 | 2030 | 2031 | 2032 | 2033 | 2034 | 2035
Nuclear | 9470 | 8980 | 8980 | 8980 | 8980 | 8980 | 8980 | 8980 | 8980 | 8980 | 8980 | 8791 | 9991 | 10454 | 9251 | 9251 | 9251 | 9251 | 9840 | 8622 | 10292 | 10292 | 10292
Coal | 20442.5 | 18598 | 18178 | 16574.5 | 16574.5 | 16574.5 | 15598.5 | 13651.5 | 13651.5 | 10082.5 | 8139.5 | 6186.5 | 1987 | 0 | 0 | 0 | 0 | 0 | 0 | 0 | 0 | 0 | 0
Gas / CHP | 31111 | 30331 | 30398 | 32018 | 32018 | 30923 | 31323 | 32337 | 33352 | 37117 | 39086 | 40696 | 42281 | 43681 | 45220 | 45270 | 45000 | 44265 | 43565 | 44465 | 43000 | 43750 | 43750
CCS | 0 | 0 | 0 | 0 | 0 | 0 | 0 | 0 | 0 | 0 | 0 | 0 | 0 | 0 | 0 | 0 | 0 | 0 | 0 | 0 | 0 | 0 | 0
Offshore Wind | 3477 | 4004 | 4429 | 4429 | 4429 | 4706 | 5733 | 6733 | 7778 | 9608 | 11328 | 12862 | 15127 | 16819 | 18229 | 19029 | 19529 | 20029 | 20529 | 20529 | 20529 | 20529 | 20529
Onshore Wind | 3452.9 | 3789.3 | 4191.7 | 4633.1 | 5317.4 | 5672.6 | 6084.6 | 6168.6 | 6223.6 | 6439.9 | 6905.9 | 7177.9 | 7755.4 | 7879.3 | 7956.7 | 8207.2 | 8232.2 | 8287.2 | 8342.2 | 8367.2 | 8367.2 | 8392.2 | 8392.2
Other Renewables | 2528.68 | 3103.33 | 2728.98 | 4172.48 | 4182.13 | 4292.13 | 4292.13 | 4298.13 | 4298.13 | 4298.13 | 4298.13 | 4298.13 | 4298.13 | 4298.13 | 4298.13 | 3429.63 | 3429.63 | 3429.63 | 3449.63 | 3449.63 | 3479.63 | 3509.63 | 3539.63
Interconnector | 4200 | 4200 | 4200 | 4200 | 4200 | 4200 | 5200 | 5200 | 5200 | 6200 | 6200 | 6200 | 6200 | 6200 | 6200 | 6200 | 7200 | 7200 | 7200 | 8600 | 8600 | 8600 | 8600
Other (Oil / Pumped) | 5038 | 5038 | 3735 | 3735 | 3735 | 3735 | 3701 | 3661 | 3661 | 3661 | 3560 | 3526 | 3526 | 3492 | 3492 | 3492 | 3492 | 3492 | 3492 | 3492 | 3492 | 3492 | 3492
Total | 79720.08 | 78043.63 | 76840.68 | 78742.08 | 79436.03 | 79083.23 | 80912.23 | 81029.23 | 83144.23 | 86386.53 | 88497.53 | 89737.53 | 91165.53 | 92823.43 | 94646.83 | 94878.83 | 96133.83 | 95953.83 | 96417.83 | 97524.83 | 97759.83 | 98564.83 | 98594.83
Demand (Transmission) | 56732.7649 | 56110.4693 | 55596.457 | 55039.7542 | 54205.0891 | 53368.5239 | 52833.5966 | 53428.2845 | 53279.7598 | 53248.4024 | 53181.6102 | 53146.5132 | 53020.2648 | 52918.9979 | 52818.0692 | 52728.7923 | 52561.2826 | 52436.252 | 52356.608 | 52285.3876 | 52166.0107 | 52111.7598 | 52086.0326
Slow Progression - Embedded
Fuel Type | 2013 | 2014 | 2015 | 2016 | 2017 | 2018 | 2019 | 2020 | 2021 | 2022 | 2023 | 2024 | 2025 | 2026 | 2027 | 2028 | 2029 | 2030 | 2031 | 2032 | 2033 | 2034 | 2035
Biomass | 2414.92 | 2350.7 | 2286.48 | 2222.26 | 2158.04 | 2093.82 | 2029.6 | 1965.38 | 1992.01 | 2018.64 | 2072.26 | 2125.89 | 2179.52 | 2247.5 | 2315.48 | 2383.47 | 2451.45 | 2519.44 | 2579.49 | 2639.55 | 2699.61 | 2759.67 | 2819.73
Offshore Wind | 678.2 | 752.3 | 752.3 | 803.3 | 803.3 | 803.3 | 803.3 | 803.3 | 803.3 | 803.3 | 803.3 | 803.3 | 803.3 | 803.3 | 803.3 | 803.3 | 803.3 | 803.3 | 803.3 | 803.3 | 803.3 | 803.3 | 803.3
Onshore Wind | 2454.8546 | 2742.3746 | 2913.1324 | 3083.8901 | 3254.6479 | 3425.4057 | 3596.1634 | 3766.9212 | 3937.6789 | 4108.4367 | 4279.1945 | 4449.9522 | 4620.71 | 4699.1739 | 4733.389 | 4889.5067 | 4905.0873 | 4939.3646 | 4973.642 | 4989.2226 | 4989.2226 | 5004.8032 | 5004.8032
CHP | 4394.9791 | 4386.6491 | 4378.3191 | 4369.9891 | 4361.6591 | 4353.3291 | 4344.9991 | 4336.6691 | 4328.3391 | 4320.0091 | 4311.6791 | 4303.3491 | 4295.0191 | 4286.6891 | 4278.3591 | 4270.0291 | 4261.6991 | 4253.3691 | 4245.0391 | 4236.7091 | 4228.3791 | 4220.0491 | 4211.7191
Marine | 12.01 | 13.0115 | 14 | 15.7 | 17.4 | 19.1 | 19.7 | 20.4 | 20.4 | 20.4 | 20.4 | 20.4 | 20.4 | 20.4 | 20.4 | 20.4 | 20.4 | 20.4 | 20.4 | 20.4 | 20.4 | 20.4 | 20.4
Hydro | 541.202 | 541.202 | 548.702 | 548.702 | 548.702 | 548.702 | 548.702 | 548.702 | 548.702 | 548.702 | 548.702 | 548.702 | 548.702 | 548.702 | 548.702 | 548.702 | 548.702 | 548.702 | 548.702 | 548.702 | 548.702 | 548.702 | 548.702
Total | 10496.1657 | 10786.2372 | 10892.9335 | 11043.8413 | 11143.749 | 11243.6568 | 11342.4646 | 11441.3723 | 11630.4301 | 11819.4878 | 12035.5356 | 12251.5934 | 12467.6511 | 12605.7651 | 12699.6301 | 12915.4078 | 12990.6384 | 13084.5757 | 13170.5731 | 13237.8837 | 13289.6137 | 13356.9243 | 13408.6543
Slow Progression - Microgeneration
Fuel Type | 2013 | 2014 | 2015 | 2016 | 2017 | 2018 | 2019 | 2020 | 2021 | 2022 | 2023 | 2024 | 2025 | 2026 | 2027 | 2028 | 2029 | 2030 | 2031 | 2032 | 2033 | 2034 | 2035
Solar PV | 1724.3352 | 1934.3975 | 2183.2217 | 2406.2842 | 2681.2442 | 2925.7705 | 3174.6852 | 3428.0712 | 3683.9911 | 3942.4701 | 4203.534 | 4467.2085 | 4733.5197 | 5002.494 | 5274.1581 | 5548.5388 | 5825.6634 | 6105.5591 | 6388.2539 | 6673.7756 | 6962.1525 | 7253.4131 | 7547.5864
Hydro | 41.4172 | 49.5506 | 58.4974 | 68.3389 | 79.1645 | 91.0727 | 104.1717 | 118.5806 | 133.2776 | 148.2686 | 163.5595 | 179.1561 | 195.0647 | 211.2914 | 227.8427 | 244.725 | 261.945 | 279.5093 | 297.425 | 315.6989 | 334.3384 | 353.3506 | 372.743
Wind | 119.3429 | 130.8394 | 142.4509 | 154.1785 | 166.0234 | 177.9868 | 190.0697 | 202.2735 | 215.0875 | 228.5422 | 242.6696 | 257.5034 | 273.0789 | 289.4332 | 306.6052 | 324.6357 | 343.5678 | 363.4465 | 384.3192 | 406.2355 | 429.2475 | 453.4102 | 478.7811
Total | 1885.0953 | 2114.7875 | 2384.17 | 2628.8016 | 2926.4321 | 3194.8299 | 3468.9266 | 3748.9253 | 4032.3562 | 4319.281 | 4609.7631 | 4903.868 | 5201.6633 | 5503.2186 | 5808.606 | 6117.8996 | 6431.1762 | 6748.515 | 7069.998 | 7395.7099 | 7725.7384 | 8060.1739 | 8399.1105
Slow Progression Total Generation | 92101.3411 | 90944.6548 | 90117.7835 | 92414.7229 | 93506.2112 | 93521.7167 | 95723.6212 | 96219.5276 | 98807.0163 | 102525.2988 | 105142.8287 | 106892.9914 | 108834.8444 | 110932.4137 | 113155.0661 | 113912.1374 | 115555.6446 | 115786.9208 | 116658.4011 | 118158.4236 | 118775.182 | 119981.9282 | 120402.5948
Slow Progression Total GB Demand | 61513.2899 | 60879.8746 | 60416.8963 | 59907.0515 | 59101.8471 | 58322.9246 | 57803.1055 | 57549.5157 | 57321.592 | 57210.9882 | 57187.391 | 57197.6305 | 57113.7471 | 57056.1949 | 56995.025 | 56954.3342 | 56822.3629 | 56736.2793 | 56674.6559 | 56620.0446 | 56513.265 | 56475.1724 | 56465.6471

## F2.1a
Table F2.1a - Slow Progression Fuel Type Mix - Case Study One | *Please note that all values are insatlled capacity and that embedded generation and microgeneration are netted of the transmission demand used in the ETYS | [15 empty] | Back to Menu
Slow Progression - Transmission Connected
Fuel Type | 2013 | 2014 | 2015 | 2016 | 2017 | 2018 | 2019 | 2020 | 2021 | 2022 | 2023 | 2024 | 2025 | 2026 | 2027 | 2028 | 2029 | 2030 | 2031 | 2032 | 2033 | 2034 | 2035
Nuclear | 9470 | 8980 | 8980 | 8980 | 8980 | 8980 | 8980 | 8980 | 8980 | 8980 | 8980 | 8791 | 9991 | 10454 | 9251 | 9251 | 9251 | 9251 | 9840 | 8622 | 10292 | 10292 | 10292
Coal | 20442.5 | 18598 | 18598 | 17959.5 | 17959.5 | 17959.5 | 13467.5 | 10559.5 | 6275.5 | 2407 | 1987 | 1987 | 0 | 0 | 0 | 0 | 0 | 0 | 0 | 0 | 0 | 0 | 0
Gas / CHP | 31111 | 30331 | 30398 | 32018 | 32018 | 31493 | 33333 | 37098 | 42542 | 45866 | 45806 | 46715 | 46000 | 46000 | 46900 | 47200 | 47210 | 46945 | 47145 | 48045 | 45380 | 45380 | 45380
CCS | 0 | 0 | 0 | 0 | 0 | 0 | 0 | 0 | 0 | 0 | 0 | 0 | 0 | 0 | 0 | 0 | 0 | 0 | 0 | 0 | 0 | 0 | 0
Offshore Wind | 3477 | 4004 | 4429 | 4429 | 4429 | 4706 | 5733 | 6733 | 7778 | 9608 | 11328 | 12862 | 15127 | 16819 | 18229 | 19029 | 19529 | 20029 | 20529 | 20529 | 20529 | 20529 | 20529
Onshore Wind | 3452.9 | 3789.3 | 4191.7 | 4633.1 | 5317.4 | 5672.6 | 6084.6 | 6168.6 | 6223.6 | 6439.9 | 6905.9 | 7177.9 | 7755.4 | 7879.3 | 7956.7 | 8207.2 | 8232.2 | 8287.2 | 8342.2 | 8367.2 | 8367.2 | 8392.2 | 8392.2
Other Renewables | 2528.68 | 3103.33 | 2362.98 | 2937.98 | 2947.63 | 3057.63 | 3057.63 | 3063.63 | 3063.63 | 3063.63 | 3063.63 | 3063.63 | 3063.63 | 3063.63 | 3063.63 | 1339.68 | 1339.68 | 1339.68 | 1359.68 | 1359.68 | 1389.68 | 1419.68 | 1449.68
Interconnector | 4200 | 4200 | 4200 | 4200 | 4200 | 4200 | 5200 | 5200 | 5200 | 6200 | 6200 | 6200 | 6200 | 6200 | 6200 | 6200 | 7200 | 7200 | 7200 | 8600 | 8600 | 8600 | 8600
Other (Oil / Pumped) | 5038 | 5038 | 3735 | 3735 | 3735 | 3735 | 3610 | 3560 | 3560 | 3451 | 3451 | 3451 | 3417 | 3417 | 3417 | 3417 | 3417 | 3417 | 3417 | 3417 | 3417 | 3417 | 3417
Total | 79720.08 | 78043.63 | 76894.68 | 78892.58 | 79586.53 | 79803.73 | 79465.73 | 81362.73 | 83622.73 | 86015.53 | 87721.53 | 90247.53 | 91554.03 | 93832.93 | 95017.33 | 94643.88 | 96178.88 | 96468.88 | 97832.88 | 98939.88 | 97974.88 | 98029.88 | 98059.88
Demand (Transmission) | 56732.7649 | 56110.4693 | 55596.457 | 55039.7542 | 54205.0891 | 53368.5239 | 52833.5966 | 53428.2845 | 53279.7598 | 53248.4024 | 53181.6102 | 53146.5132 | 53020.2648 | 52918.9979 | 52818.0692 | 52728.7923 | 52561.2826 | 52436.252 | 52356.608 | 52285.3876 | 52166.0107 | 52111.7598 | 52086.0326
Slow Progression - Embedded
Fuel Type | 2013 | 2014 | 2015 | 2016 | 2017 | 2018 | 2019 | 2020 | 2021 | 2022 | 2023 | 2024 | 2025 | 2026 | 2027 | 2028 | 2029 | 2030 | 2031 | 2032 | 2033 | 2034 | 2035
Biomass | 2414.92 | 2350.7 | 2286.48 | 2222.26 | 2158.04 | 2093.82 | 2029.6 | 1965.38 | 1992.01 | 2018.64 | 2072.26 | 2125.89 | 2179.52 | 2247.5 | 2315.48 | 2383.47 | 2451.45 | 2519.44 | 2579.49 | 2639.55 | 2699.61 | 2759.67 | 2819.73
Offshore Wind | 678.2 | 752.3 | 752.3 | 803.3 | 803.3 | 803.3 | 803.3 | 803.3 | 803.3 | 803.3 | 803.3 | 803.3 | 803.3 | 803.3 | 803.3 | 803.3 | 803.3 | 803.3 | 803.3 | 803.3 | 803.3 | 803.3 | 803.3
Onshore Wind | 2454.8546 | 2742.3746 | 2913.1324 | 3083.8901 | 3254.6479 | 3425.4057 | 3596.1634 | 3766.9212 | 3937.6789 | 4108.4367 | 4279.1945 | 4449.9522 | 4620.71 | 4699.1739 | 4733.389 | 4889.5067 | 4905.0873 | 4939.3646 | 4973.642 | 4989.2226 | 4989.2226 | 5004.8032 | 5004.8032
CHP | 4394.9791 | 4386.6491 | 4378.3191 | 4369.9891 | 4361.6591 | 4353.3291 | 4344.9991 | 4336.6691 | 4328.3391 | 4320.0091 | 4311.6791 | 4303.3491 | 4295.0191 | 4286.6891 | 4278.3591 | 4270.0291 | 4261.6991 | 4253.3691 | 4245.0391 | 4236.7091 | 4228.3791 | 4220.0491 | 4211.7191
Marine | 12.01 | 13.0115 | 14 | 15.7 | 17.4 | 19.1 | 19.7 | 20.4 | 20.4 | 20.4 | 20.4 | 20.4 | 20.4 | 20.4 | 20.4 | 20.4 | 20.4 | 20.4 | 20.4 | 20.4 | 20.4 | 20.4 | 20.4
Hydro | 541.202 | 541.202 | 548.702 | 548.702 | 548.702 | 548.702 | 548.702 | 548.702 | 548.702 | 548.702 | 548.702 | 548.702 | 548.702 | 548.702 | 548.702 | 548.702 | 548.702 | 548.702 | 548.702 | 548.702 | 548.702 | 548.702 | 548.702
Total | 10496.1657 | 10786.2372 | 10892.9335 | 11043.8413 | 11143.749 | 11243.6568 | 11342.4646 | 11441.3723 | 11630.4301 | 11819.4878 | 12035.5356 | 12251.5934 | 12467.6511 | 12605.7651 | 12699.6301 | 12915.4078 | 12990.6384 | 13084.5757 | 13170.5731 | 13237.8837 | 13289.6137 | 13356.9243 | 13408.6543
Slow Progression - Microgeneration
Fuel Type | 2013 | 2014 | 2015 | 2016 | 2017 | 2018 | 2019 | 2020 | 2021 | 2022 | 2023 | 2024 | 2025 | 2026 | 2027 | 2028 | 2029 | 2030 | 2031 | 2032 | 2033 | 2034 | 2035
Solar PV | 1724.3352 | 1934.3975 | 2183.2217 | 2406.2842 | 2681.2442 | 2925.7705 | 3174.6852 | 3428.0712 | 3683.9911 | 3942.4701 | 4203.534 | 4467.2085 | 4733.5197 | 5002.494 | 5274.1581 | 5548.5388 | 5825.6634 | 6105.5591 | 6388.2539 | 6673.7756 | 6962.1525 | 7253.4131 | 7547.5864
Hydro | 41.4172 | 49.5506 | 58.4974 | 68.3389 | 79.1645 | 91.0727 | 104.1717 | 118.5806 | 133.2776 | 148.2686 | 163.5595 | 179.1561 | 195.0647 | 211.2914 | 227.8427 | 244.725 | 261.945 | 279.5093 | 297.425 | 315.6989 | 334.3384 | 353.3506 | 372.743
Wind | 119.3429 | 130.8394 | 142.4509 | 154.1785 | 166.0234 | 177.9868 | 190.0697 | 202.2735 | 215.0875 | 228.5422 | 242.6696 | 257.5034 | 273.0789 | 289.4332 | 306.6052 | 324.6357 | 343.5678 | 363.4465 | 384.3192 | 406.2355 | 429.2475 | 453.4102 | 478.7811
Total | 1885.0953 | 2114.7875 | 2384.17 | 2628.8016 | 2926.4321 | 3194.8299 | 3468.9266 | 3748.9253 | 4032.3562 | 4319.281 | 4609.7631 | 4903.868 | 5201.6633 | 5503.2186 | 5808.606 | 6117.8996 | 6431.1762 | 6748.515 | 7069.998 | 7395.7099 | 7725.7384 | 8060.1739 | 8399.1105
Slow Progression Total Generation | 92101.3411 | 90944.6548 | 90171.7835 | 92565.2229 | 93656.7112 | 94242.2167 | 94277.1212 | 96553.0276 | 99285.5163 | 102154.2988 | 104366.8287 | 107402.9914 | 109223.3444 | 111941.9137 | 113525.5661 | 113677.1874 | 115600.6946 | 116301.9708 | 118073.4511 | 119573.4736 | 118990.232 | 119446.9782 | 119867.6448
Slow Progression Total GB Demand | 61513.2899 | 60879.8746 | 60416.8963 | 59907.0515 | 59101.8471 | 58322.9246 | 57803.1055 | 57549.5157 | 57321.592 | 57210.9882 | 57187.391 | 57197.6305 | 57113.7471 | 57056.1949 | 56995.025 | 56954.3342 | 56822.3629 | 56736.2793 | 56674.6559 | 56620.0446 | 56513.265 | 56475.1724 | 56465.6471

## F2.1b
Table F2.1b - Slow Progression Fuel Type Mix - Case Study Two | *Please note that all values are insatlled capacity and that embedded generation and microgeneration are netted of the transmission demand used in the ETYS | [15 empty] | Back to Menu
Slow Progression - Transmission Connected
Fuel Type | 2013 | 2014 | 2015 | 2016 | 2017 | 2018 | 2019 | 2020 | 2021 | 2022 | 2023 | 2024 | 2025 | 2026 | 2027 | 2028 | 2029 | 2030 | 2031 | 2032 | 2033 | 2034 | 2035
Nuclear | 9470 | 8980 | 8980 | 8980 | 8980 | 8980 | 8980 | 8980 | 8980 | 8980 | 8980 | 8791 | 9991 | 10454 | 9251 | 9251 | 9251 | 9251 | 9840 | 8622 | 10292 | 10292 | 10292
Coal | 20442.5 | 18598 | 18598 | 17959.5 | 17959.5 | 17959.5 | 16983.5 | 15036.5 | 15036.5 | 15036.5 | 14068.5 | 12499.5 | 10559.5 | 10559.5 | 10559.5 | 8559.5 | 5855.5 | 5855.5 | 3902.5 | 3902.5 | 3902.5 | 3902.5 | 3902.5
Gas / CHP | 31111 | 30331 | 30398 | 32018 | 32018 | 30453 | 30923 | 32337 | 33352 | 33197 | 33597 | 34747 | 34972 | 34972 | 35463 | 38203 | 40922 | 41326 | 42026 | 43115 | 41200 | 41950 | 41950
CCS | 0 | 0 | 0 | 0 | 0 | 0 | 0 | 0 | 0 | 0 | 0 | 0 | 0 | 0 | 0 | 0 | 0 | 0 | 0 | 0 | 0 | 0 | 0
Offshore Wind | 3477 | 4004 | 4429 | 4429 | 4429 | 4706 | 5733 | 6733 | 7778 | 9608 | 11328 | 12862 | 15127 | 16819 | 18229 | 19029 | 19529 | 20029 | 20529 | 20529 | 20529 | 20529 | 20529
Onshore Wind | 3452.9 | 3789.3 | 4191.7 | 4633.1 | 5317.4 | 5672.6 | 6084.6 | 6168.6 | 6223.6 | 6439.9 | 6905.9 | 7177.9 | 7755.4 | 7879.3 | 7956.7 | 8207.2 | 8232.2 | 8287.2 | 8342.2 | 8367.2 | 8367.2 | 8392.2 | 8392.2
Other Renewables | 2528.68 | 3103.33 | 2362.98 | 2937.98 | 2947.63 | 3057.63 | 3057.63 | 3063.63 | 3063.63 | 3063.63 | 3063.63 | 3063.63 | 3063.63 | 3063.63 | 3063.63 | 1339.68 | 1339.68 | 1339.68 | 1359.68 | 1359.68 | 1389.68 | 1419.68 | 1449.68
Interconnector | 4200 | 4200 | 4200 | 4200 | 4200 | 4200 | 5200 | 5200 | 5200 | 6200 | 6200 | 6200 | 6200 | 6200 | 6200 | 6200 | 7200 | 7200 | 7200 | 8600 | 8600 | 8600 | 8600
Other (Oil / Pumped) | 5038 | 5038 | 3735 | 3735 | 3735 | 3735 | 3701 | 3661 | 3661 | 3661 | 3611 | 3560 | 3560 | 3560 | 3560 | 3560 | 3560 | 3560 | 3526 | 3526 | 3526 | 3526 | 3526
Total | 79720.08 | 78043.63 | 76894.68 | 78892.58 | 79586.53 | 78763.73 | 80662.73 | 81179.73 | 83294.73 | 86186.03 | 87754.03 | 88901.03 | 91228.53 | 93507.43 | 94282.83 | 94349.38 | 95889.38 | 96848.38 | 96725.38 | 98021.38 | 97806.38 | 98611.38 | 98641.38
Demand (Transmission) | 56732.7649 | 56110.4693 | 55596.457 | 55039.7542 | 54205.0891 | 53368.5239 | 52833.5966 | 53428.2845 | 53279.7598 | 53248.4024 | 53181.6102 | 53146.5132 | 53020.2648 | 52918.9979 | 52818.0692 | 52728.7923 | 52561.2826 | 52436.252 | 52356.608 | 52285.3876 | 52166.0107 | 52111.7598 | 52086.0326
Slow Progression - Embedded
Fuel Type | 2013 | 2014 | 2015 | 2016 | 2017 | 2018 | 2019 | 2020 | 2021 | 2022 | 2023 | 2024 | 2025 | 2026 | 2027 | 2028 | 2029 | 2030 | 2031 | 2032 | 2033 | 2034 | 2035
Biomass | 2414.92 | 2350.7 | 2286.48 | 2222.26 | 2158.04 | 2093.82 | 2029.6 | 1965.38 | 1992.01 | 2018.64 | 2072.26 | 2125.89 | 2179.52 | 2247.5 | 2315.48 | 2383.47 | 2451.45 | 2519.44 | 2579.49 | 2639.55 | 2699.61 | 2759.67 | 2819.73
Offshore Wind | 678.2 | 752.3 | 752.3 | 803.3 | 803.3 | 803.3 | 803.3 | 803.3 | 803.3 | 803.3 | 803.3 | 803.3 | 803.3 | 803.3 | 803.3 | 803.3 | 803.3 | 803.3 | 803.3 | 803.3 | 803.3 | 803.3 | 803.3
Onshore Wind | 2454.8546 | 2742.3746 | 2913.1324 | 3083.8901 | 3254.6479 | 3425.4057 | 3596.1634 | 3766.9212 | 3937.6789 | 4108.4367 | 4279.1945 | 4449.9522 | 4620.71 | 4699.1739 | 4733.389 | 4889.5067 | 4905.0873 | 4939.3646 | 4973.642 | 4989.2226 | 4989.2226 | 5004.8032 | 5004.8032
CHP | 4394.9791 | 4386.6491 | 4378.3191 | 4369.9891 | 4361.6591 | 4353.3291 | 4344.9991 | 4336.6691 | 4328.3391 | 4320.0091 | 4311.6791 | 4303.3491 | 4295.0191 | 4286.6891 | 4278.3591 | 4270.0291 | 4261.6991 | 4253.3691 | 4245.0391 | 4236.7091 | 4228.3791 | 4220.0491 | 4211.7191
Marine | 12.01 | 13.0115 | 14 | 15.7 | 17.4 | 19.1 | 19.7 | 20.4 | 20.4 | 20.4 | 20.4 | 20.4 | 20.4 | 20.4 | 20.4 | 20.4 | 20.4 | 20.4 | 20.4 | 20.4 | 20.4 | 20.4 | 20.4
Hydro | 541.202 | 541.202 | 548.702 | 548.702 | 548.702 | 548.702 | 548.702 | 548.702 | 548.702 | 548.702 | 548.702 | 548.702 | 548.702 | 548.702 | 548.702 | 548.702 | 548.702 | 548.702 | 548.702 | 548.702 | 548.702 | 548.702 | 548.702
Total | 10496.1657 | 10786.2372 | 10892.9335 | 11043.8413 | 11143.749 | 11243.6568 | 11342.4646 | 11441.3723 | 11630.4301 | 11819.4878 | 12035.5356 | 12251.5934 | 12467.6511 | 12605.7651 | 12699.6301 | 12915.4078 | 12990.6384 | 13084.5757 | 13170.5731 | 13237.8837 | 13289.6137 | 13356.9243 | 13408.6543
Slow Progression - Microgeneration
Fuel Type | 2013 | 2014 | 2015 | 2016 | 2017 | 2018 | 2019 | 2020 | 2021 | 2022 | 2023 | 2024 | 2025 | 2026 | 2027 | 2028 | 2029 | 2030 | 2031 | 2032 | 2033 | 2034 | 2035
Solar PV | 1724.3352 | 1934.3975 | 2183.2217 | 2406.2842 | 2681.2442 | 2925.7705 | 3174.6852 | 3428.0712 | 3683.9911 | 3942.4701 | 4203.534 | 4467.2085 | 4733.5197 | 5002.494 | 5274.1581 | 5548.5388 | 5825.6634 | 6105.5591 | 6388.2539 | 6673.7756 | 6962.1525 | 7253.4131 | 7547.5864
Hydro | 41.4172 | 49.5506 | 58.4974 | 68.3389 | 79.1645 | 91.0727 | 104.1717 | 118.5806 | 133.2776 | 148.2686 | 163.5595 | 179.1561 | 195.0647 | 211.2914 | 227.8427 | 244.725 | 261.945 | 279.5093 | 297.425 | 315.6989 | 334.3384 | 353.3506 | 372.743
Wind | 119.3429 | 130.8394 | 142.4509 | 154.1785 | 166.0234 | 177.9868 | 190.0697 | 202.2735 | 215.0875 | 228.5422 | 242.6696 | 257.5034 | 273.0789 | 289.4332 | 306.6052 | 324.6357 | 343.5678 | 363.4465 | 384.3192 | 406.2355 | 429.2475 | 453.4102 | 478.7811
Total | 1885.0953 | 2114.7875 | 2384.17 | 2628.8016 | 2926.4321 | 3194.8299 | 3468.9266 | 3748.9253 | 4032.3562 | 4319.281 | 4609.7631 | 4903.868 | 5201.6633 | 5503.2186 | 5808.606 | 6117.8996 | 6431.1762 | 6748.515 | 7069.998 | 7395.7099 | 7725.7384 | 8060.1739 | 8399.1105
Slow Progression Total Generation | 92101.3411 | 90944.6548 | 90171.7835 | 92565.2229 | 93656.7112 | 93202.2167 | 95474.1212 | 96370.0276 | 98957.5163 | 102324.7988 | 104399.3287 | 106056.4914 | 108897.8444 | 111616.4137 | 112791.0661 | 113382.6874 | 115311.1946 | 116681.4708 | 116965.9511 | 118654.9736 | 118821.732 | 120028.4782 | 120449.1448
Slow Progression Total GB Demand | 61513.2899 | 60879.8746 | 60416.8963 | 59907.0515 | 59101.8471 | 58322.9246 | 57803.1055 | 57549.5157 | 57321.592 | 57210.9882 | 57187.391 | 57197.6305 | 57113.7471 | 57056.1949 | 56995.025 | 56954.3342 | 56822.3629 | 56736.2793 | 56674.6559 | 56620.0446 | 56513.265 | 56475.1724 | 56465.6471

## F2.2
Table F2.2 - Gone Green Fuel Type Mix | *Please note that all values are insatlled capacity and that embedded generation and microgeneration are netted of the transmission demand used in the ETYS | [15 empty] | Back to Menu
Gone Green - Transmission Connected
Fuel Type | 2013 | 2014 | 2015 | 2016 | 2017 | 2018 | 2019 | 2020 | 2021 | 2022 | 2023 | 2024 | 2025 | 2026 | 2027 | 2028 | 2029 | 2030 | 2031 | 2032 | 2033 | 2034 | 2035
Nuclear | 9470 | 8980 | 8980 | 8980 | 8980 | 8980 | 8980 | 8980 | 10650 | 10650 | 11661 | 10451 | 12121 | 12121 | 12121 | 12710 | 12710 | 12710 | 10292 | 10292 | 11892 | 11892 | 11892
Coal | 20442.5 | 18598 | 18178 | 16574.5 | 16574.5 | 16574.5 | 16574.5 | 15598.5 | 13651.5 | 10082.5 | 9107.5 | 6186.5 | 3902.5 | 3902.5 | 3902.5 | 3902.5 | 3902.5 | 1987 | 1987 | 1987 | 1987 | 1987 | 1987
Gas / CHP | 30661 | 29881 | 30398 | 31876 | 31721 | 29587 | 29317 | 30532 | 30082 | 32532 | 33463 | 35863 | 35863 | 36313 | 37153 | 36728 | 36458 | 35048 | 33498 | 33498 | 30833 | 30833 | 30833
CCS | 0 | 0 | 0 | 0 | 0 | 0 | 0 | 0 | 0 | 0 | 0 | 0 | 304 | 304 | 304 | 304 | 1304 | 4588 | 8200 | 10200 | 11100 | 11854 | 12304
Offshore Wind | 3477 | 4004 | 4429 | 4706 | 6233 | 7912 | 9612 | 11322 | 14331 | 17895 | 21409 | 24304 | 27789 | 30089 | 32221 | 34153 | 34653 | 35153 | 35653 | 36153 | 36653 | 36653 | 36653
Onshore Wind | 3600.3 | 3789.2 | 4264.5 | 4927.4 | 5980.9 | 7341.5 | 8522.9 | 8986.7 | 9362.7 | 10293.6 | 10667.6 | 11856.6 | 12111.6 | 12775.6 | 12892.2 | 13927.2 | 13962.2 | 13997.2 | 14032.2 | 14067.2 | 14102.2 | 14137.2 | 14172.2
Other Renewables | 2528.68 | 3845.33 | 3470.98 | 4914.48 | 5024.13 | 5034.13 | 5034.13 | 5160.13 | 5460.13 | 5460.13 | 5460.13 | 5499.13 | 5612.63 | 5769.13 | 5909.13 | 5165.63 | 5255.63 | 5342.63 | 5402.63 | 5462.63 | 5552.63 | 5682.63 | 5762.63
Interconnector | 4200 | 4200 | 4200 | 5200 | 5200 | 6200 | 6200 | 6200 | 6200 | 6200 | 7600 | 7600 | 7600 | 7600 | 7600 | 7600 | 7600 | 7600 | 8600 | 9600 | 9600 | 9600 | 9600
Other (Oil / Pumped) | 5038 | 5038 | 3735 | 3735 | 3735 | 3735 | 3735 | 3735 | 3695 | 3644 | 3610 | 3526 | 4138 | 4138 | 4138 | 4138 | 4138 | 4138 | 4138 | 4138 | 4138 | 4138 | 4138
Total | 79417.48 | 78335.53 | 77655.48 | 80913.38 | 83448.53 | 85364.13 | 87975.53 | 90514.33 | 93432.33 | 96757.23 | 102978.23 | 105286.23 | 109441.73 | 113012.23 | 116240.83 | 118628.33 | 119983.33 | 120563.83 | 121802.83 | 125397.83 | 125857.83 | 126776.83 | 127341.83
Demand (Transmission) | 56780.1123 | 56353.1296 | 55777.2539 | 55053.5396 | 54170.4359 | 53448.2759 | 53040.6744 | 53685.0592 | 53601.8564 | 53665.9122 | 53820.0907 | 54052.3232 | 54217.3052 | 54467.8663 | 54767.8408 | 55179.825 | 55501.791 | 55917.8839 | 56460.5957 | 57081.5059 | 57730.4484 | 58570.1334 | 59490.919
Gone Green - Embedded
Fuel Type | 2013 | 2014 | 2015 | 2016 | 2017 | 2018 | 2019 | 2020 | 2021 | 2022 | 2023 | 2024 | 2025 | 2026 | 2027 | 2028 | 2029 | 2030 | 2031 | 2032 | 2033 | 2034 | 2035
Biomass | 2542.44 | 2565.04 | 2587.64 | 2610.24 | 2632.84 | 2655.44 | 2678.04 | 2700.64 | 2741.86 | 2783.08 | 2824.29 | 2865.51 | 2906.73 | 2970.87 | 3035.01 | 3090.44 | 3198.75 | 3307.06 | 3382.37 | 3457.67 | 3532.98 | 3608.29 | 3683.6
Offshore Wind | 678.2 | 752.3 | 752.3 | 803.3 | 803.3 | 803.3 | 803.3 | 803.3 | 803.3 | 803.3 | 803.3 | 803.3 | 803.3 | 803.3 | 803.3 | 803.3 | 803.3 | 803.3 | 803.3 | 803.3 | 803.3 | 803.3 | 803.3
Onshore Wind | 2454.8546 | 2742.3746 | 3046.3914 | 3366.905 | 3703.9154 | 4057.4226 | 4427.4266 | 4813.9274 | 4982.661 | 5199.3983 | 5380.4131 | 5500.5558 | 5636.7174 | 5724.288 | 5786.5486 | 5805.2374 | 5823.9263 | 5842.6151 | 5861.304 | 5879.9928 | 5898.6817 | 5917.3705 | 5936.0594
CHP | 4471.6391 | 4501.6391 | 4531.6391 | 4561.6391 | 4591.6391 | 4621.6391 | 4651.6391 | 4681.6391 | 4711.6391 | 4741.6391 | 4771.6391 | 4801.6391 | 4831.6391 | 4861.6391 | 4891.6391 | 4921.6391 | 4951.6391 | 4981.6391 | 5011.6391 | 5041.6391 | 5071.6391 | 5101.6391 | 5131.6391
Marine | 12.01 | 14.013 | 16 | 19.4 | 22.7 | 26.1 | 30.3 | 34.5 | 37.4 | 40.2 | 43.1 | 45.9 | 48.7 | 51.6 | 54.4 | 57.3 | 60.1 | 63 | 65.8 | 68.7 | 71.5 | 74.4 | 77.2
Hydro | 541.202 | 541.202 | 548.702 | 548.702 | 548.702 | 548.702 | 548.702 | 548.702 | 548.702 | 548.702 | 548.702 | 548.702 | 548.702 | 548.702 | 548.702 | 548.702 | 548.702 | 548.702 | 548.702 | 548.702 | 548.702 | 548.702 | 548.702
Total | 10159.1437 | 10575.3667 | 10933.9705 | 11361.4841 | 11754.3945 | 12163.9017 | 12590.7057 | 13034.0065 | 13276.8602 | 13567.6174 | 13822.7423 | 14016.9049 | 14227.0865 | 14411.6971 | 14570.8977 | 14677.9165 | 14837.7154 | 14997.6142 | 15124.4131 | 15251.3019 | 15378.1008 | 15504.9996 | 15631.7985
Gone Green - Microgeneration
Fuel Type | 2013 | 2014 | 2015 | 2016 | 2017 | 2018 | 2019 | 2020 | 2021 | 2022 | 2023 | 2024 | 2025 | 2026 | 2027 | 2028 | 2029 | 2030 | 2031 | 2032 | 2033 | 2034 | 2035
Solar PV | 1989.0382 | 2446.566 | 3083.667 | 3694.4905 | 4477.7299 | 5232.5713 | 6051.6009 | 6941.1246 | 7830.1772 | 8718.7755 | 9606.9365 | 10494.6773 | 11382.015 | 12268.967 | 13155.5506 | 14041.7835 | 14927.6834 | 15813.268 | 16698.5554 | 17583.5635 | 18468.3107 | 19352.8152 | 20237.0955
Hydro | 49.671 | 67.6476 | 86.1635 | 105.0497 | 124.3137 | 143.9629 | 164.0051 | 184.4481 | 206.5266 | 230.3714 | 256.1238 | 283.9363 | 313.9738 | 346.4144 | 381.4502 | 419.2888 | 460.1546 | 504.2896 | 551.9554 | 603.4345 | 659.0319 | 719.0771 | 783.9259
Wind | 143.294 | 182.0948 | 221.2836 | 260.8643 | 300.8408 | 341.2171 | 381.9971 | 423.1849 | 468.4915 | 518.3288 | 573.1498 | 633.4529 | 699.7863 | 772.7531 | 853.0165 | 941.3063 | 1038.425 | 1145.2556 | 1253.1546 | 1362.1325 | 1472.2002 | 1583.3685 | 1695.6486
Total | 2182.0032 | 2696.3084 | 3391.1141 | 4060.4045 | 4902.8844 | 5717.7513 | 6597.6031 | 7548.7577 | 8505.1954 | 9467.4757 | 10436.2101 | 11412.0665 | 12395.7752 | 13388.1344 | 14390.0173 | 15402.3786 | 16426.263 | 17462.8133 | 18503.6653 | 19549.1305 | 20599.5427 | 21655.2608 | 22716.67
Gone Green Total Generation | 91758.6269 | 91607.2051 | 91980.5646 | 96335.2687 | 100105.8089 | 103245.783 | 107163.8388 | 111097.0942 | 115214.3855 | 119792.3232 | 127237.1824 | 130715.2014 | 136064.5917 | 140812.0615 | 145201.745 | 148708.6252 | 151247.3084 | 153024.2575 | 155430.9084 | 160198.2624 | 161835.4735 | 163937.0904 | 165690.2985
Gone Green Total GB Demand | 61862.8793 | 61682.103 | 61394.8206 | 60913.9778 | 60262.9243 | 59825.3492 | 59655.3298 | 59667.2377 | 59643.5918 | 59778.2737 | 60007.0157 | 60313.6854 | 60548.3137 | 60881.4731 | 61265.0458 | 61758.2301 | 62186.6294 | 62717.0298 | 63348.7072 | 64060.6263 | 64794.3959 | 65726.0023 | 66742.8261

## F2.2a
Table F2.2a - Gone Green Fuel Type Mix - Case Study One | *Please note that all values are insatlled capacity and that embedded generation and microgeneration are netted of the transmission demand used in the ETYS | [15 empty] | Back to Menu
Gone Green - Transmission Connected
Fuel Type | 2013 | 2014 | 2015 | 2016 | 2017 | 2018 | 2019 | 2020 | 2021 | 2022 | 2023 | 2024 | 2025 | 2026 | 2027 | 2028 | 2029 | 2030 | 2031 | 2032 | 2033 | 2034 | 2035
Nuclear | 9470 | 8980 | 8980 | 8980 | 8980 | 8980 | 8980 | 8980 | 10650 | 10650 | 10461 | 9251 | 10451 | 10451 | 10451 | 11040 | 11040 | 11040 | 10292 | 10292 | 10292 | 10292 | 10292
Coal | 20442.5 | 18598 | 18178 | 16574.5 | 16574.5 | 16574.5 | 16574.5 | 15598.5 | 13651.5 | 10082.5 | 9107.5 | 6186.5 | 3902.5 | 3902.5 | 3902.5 | 3902.5 | 3902.5 | 1987 | 1987 | 1987 | 1987 | 1987 | 1987
Gas / CHP | 30661 | 29881 | 30398 | 31876 | 31721 | 29587 | 29317 | 30532 | 30082 | 32532 | 33863 | 36263 | 36263 | 37213 | 37553 | 37153 | 36923 | 36213 | 34663 | 34663 | 32688 | 32688 | 32688
CCS | 0 | 0 | 0 | 0 | 0 | 0 | 0 | 0 | 0 | 0 | 0 | 0 | 0 | 0 | 0 | 304 | 1304 | 4088 | 7200 | 7700 | 9600 | 10854 | 11304
Offshore Wind | 3477 | 4004 | 4429 | 4706 | 6233 | 7912 | 10222 | 12764 | 15421 | 19395 | 23769 | 28069 | 32054 | 35714 | 38346 | 40278 | 41278 | 42278 | 42278 | 42278 | 42278 | 42278 | 42278
Onshore Wind | 3600.3 | 3789.2 | 4264.5 | 4927.4 | 5602.9 | 5988.1 | 6400.1 | 6400.1 | 6400.1 | 6900.1 | 6981.1 | 7981.1 | 7981.1 | 8481.1 | 8481.1 | 9481.1 | 9481.1 | 9481.1 | 9481.1 | 9481.1 | 9481.1 | 9481.1 | 9481.1
Other Renewables | 2528.68 | 3845.33 | 3470.98 | 4914.48 | 5024.13 | 5034.13 | 5034.13 | 5160.13 | 5460.13 | 5460.13 | 5460.13 | 5499.13 | 5612.63 | 5769.13 | 5909.13 | 5165.63 | 5255.63 | 5342.63 | 5402.63 | 5462.63 | 5552.63 | 5682.63 | 5762.63
Interconnector | 4200 | 4200 | 4200 | 5200 | 5200 | 6200 | 6200 | 6200 | 6200 | 6200 | 7600 | 7600 | 7600 | 7600 | 7600 | 7600 | 7600 | 7600 | 8600 | 9600 | 9600 | 9600 | 9600
Other (Oil / Pumped) | 5038 | 5038 | 3735 | 3735 | 3735 | 3735 | 3735 | 3735 | 3735 | 3684 | 3650 | 4766 | 5378 | 5378 | 5378 | 5378 | 5378 | 5378 | 5378 | 5378 | 5378 | 5378 | 5378
Total | 79417.48 | 78335.53 | 77655.48 | 80913.38 | 83070.53 | 84010.73 | 86462.73 | 89369.73 | 91599.73 | 94903.73 | 100891.73 | 105615.73 | 109242.23 | 114508.73 | 117620.73 | 120302.23 | 122162.23 | 123407.73 | 125281.73 | 126841.73 | 126856.73 | 128240.73 | 128770.73
Demand (Transmission) | 56780.1123 | 56353.1296 | 55777.2539 | 55053.5396 | 54170.4359 | 53448.2759 | 53040.6744 | 53685.0592 | 53601.8564 | 53665.9122 | 53820.0907 | 54052.3232 | 54217.3052 | 54467.8663 | 54767.8408 | 55179.825 | 55501.791 | 55917.8839 | 56460.5957 | 57081.5059 | 57730.4484 | 58570.1334 | 59490.919
Gone Green - Embedded
Fuel Type | 2013 | 2014 | 2015 | 2016 | 2017 | 2018 | 2019 | 2020 | 2021 | 2022 | 2023 | 2024 | 2025 | 2026 | 2027 | 2028 | 2029 | 2030 | 2031 | 2032 | 2033 | 2034 | 2035
Biomass | 2542.44 | 2565.04 | 2587.64 | 2610.24 | 2632.84 | 2655.44 | 2678.04 | 2700.64 | 2741.86 | 2783.08 | 2824.29 | 2865.51 | 2906.73 | 2970.87 | 3035.01 | 3090.44 | 3198.75 | 3307.06 | 3382.37 | 3457.67 | 3532.98 | 3608.29 | 3683.6
Offshore Wind | 678.2 | 752.3 | 752.3 | 803.3 | 803.3 | 803.3 | 803.3 | 803.3 | 803.3 | 803.3 | 803.3 | 803.3 | 803.3 | 803.3 | 803.3 | 803.3 | 803.3 | 803.3 | 803.3 | 803.3 | 803.3 | 803.3 | 803.3
Onshore Wind | 2454.8546 | 2742.3746 | 3046.3914 | 3366.905 | 3703.9154 | 4057.4226 | 4427.4266 | 4813.9274 | 4982.661 | 5199.3983 | 5380.4131 | 5500.5558 | 5636.7174 | 5724.288 | 5786.5486 | 5805.2374 | 5823.9263 | 5842.6151 | 5861.304 | 5879.9928 | 5898.6817 | 5917.3705 | 5936.0594
CHP | 4471.6391 | 4501.6391 | 4531.6391 | 4561.6391 | 4591.6391 | 4621.6391 | 4651.6391 | 4681.6391 | 4711.6391 | 4741.6391 | 4771.6391 | 4801.6391 | 4831.6391 | 4861.6391 | 4891.6391 | 4921.6391 | 4951.6391 | 4981.6391 | 5011.6391 | 5041.6391 | 5071.6391 | 5101.6391 | 5131.6391
Marine | 12.01 | 14.013 | 16 | 19.4 | 22.7 | 26.1 | 30.3 | 34.5 | 37.4 | 40.2 | 43.1 | 45.9 | 48.7 | 51.6 | 54.4 | 57.3 | 60.1 | 63 | 65.8 | 68.7 | 71.5 | 74.4 | 77.2
Hydro | 541.202 | 541.202 | 548.702 | 548.702 | 548.702 | 548.702 | 548.702 | 548.702 | 548.702 | 548.702 | 548.702 | 548.702 | 548.702 | 548.702 | 548.702 | 548.702 | 548.702 | 548.702 | 548.702 | 548.702 | 548.702 | 548.702 | 548.702
Total | 10159.1437 | 10575.3667 | 10933.9705 | 11361.4841 | 11754.3945 | 12163.9017 | 12590.7057 | 13034.0065 | 13276.8602 | 13567.6174 | 13822.7423 | 14016.9049 | 14227.0865 | 14411.6971 | 14570.8977 | 14677.9165 | 14837.7154 | 14997.6142 | 15124.4131 | 15251.3019 | 15378.1008 | 15504.9996 | 15631.7985
Gone Green - Microgeneration
Fuel Type | 2013 | 2014 | 2015 | 2016 | 2017 | 2018 | 2019 | 2020 | 2021 | 2022 | 2023 | 2024 | 2025 | 2026 | 2027 | 2028 | 2029 | 2030 | 2031 | 2032 | 2033 | 2034 | 2035
Solar PV | 1989.0382 | 2446.566 | 3083.667 | 3694.4905 | 4477.7299 | 5232.5713 | 6051.6009 | 6941.1246 | 7830.1772 | 8718.7755 | 9606.9365 | 10494.6773 | 11382.015 | 12268.967 | 13155.5506 | 14041.7835 | 14927.6834 | 15813.268 | 16698.5554 | 17583.5635 | 18468.3107 | 19352.8152 | 20237.0955
Hydro | 49.671 | 67.6476 | 86.1635 | 105.0497 | 124.3137 | 143.9629 | 164.0051 | 184.4481 | 206.5266 | 230.3714 | 256.1238 | 283.9363 | 313.9738 | 346.4144 | 381.4502 | 419.2888 | 460.1546 | 504.2896 | 551.9554 | 603.4345 | 659.0319 | 719.0771 | 783.9259
Wind | 143.294 | 182.0948 | 221.2836 | 260.8643 | 300.8408 | 341.2171 | 381.9971 | 423.1849 | 468.4915 | 518.3288 | 573.1498 | 633.4529 | 699.7863 | 772.7531 | 853.0165 | 941.3063 | 1038.425 | 1145.2556 | 1253.1546 | 1362.1325 | 1472.2002 | 1583.3685 | 1695.6486
Total | 2182.0032 | 2696.3084 | 3391.1141 | 4060.4045 | 4902.8844 | 5717.7513 | 6597.6031 | 7548.7577 | 8505.1954 | 9467.4757 | 10436.2101 | 11412.0665 | 12395.7752 | 13388.1344 | 14390.0173 | 15402.3786 | 16426.263 | 17462.8133 | 18503.6653 | 19549.1305 | 20599.5427 | 21655.2608 | 22716.67
Gone Green Total Generation | 91758.6269 | 91607.2051 | 91980.5646 | 96335.2687 | 99727.8089 | 101892.383 | 105651.0388 | 109952.4942 | 113381.7855 | 117938.8232 | 125150.6824 | 131044.7014 | 135865.0917 | 142308.5615 | 146581.645 | 150382.5252 | 153426.2084 | 155868.1575 | 158909.8084 | 161642.1624 | 162834.3735 | 165400.9904 | 167119.1985
Gone Green Total GB Demand | 61862.8793 | 61682.103 | 61394.8206 | 60913.9778 | 60262.9243 | 59825.3492 | 59655.3298 | 59667.2377 | 59643.5918 | 59778.2737 | 60007.0157 | 60313.6854 | 60548.3137 | 60881.4731 | 61265.0458 | 61758.2301 | 62186.6294 | 62717.0298 | 63348.7072 | 64060.6263 | 64794.3959 | 65726.0023 | 66742.8261

## F2.2b
Table F2.2b - Gone Green Fuel Type Mix - Case Study Two | *Please note that all values are insatlled capacity and that embedded generation and microgeneration are netted of the transmission demand used in the ETYS | [15 empty] | Back to Menu
Gone Green - Transmission Connected
Fuel Type | 2013 | 2014 | 2015 | 2016 | 2017 | 2018 | 2019 | 2020 | 2021 | 2022 | 2023 | 2024 | 2025 | 2026 | 2027 | 2028 | 2029 | 2030 | 2031 | 2032 | 2033 | 2034 | 2035
Nuclear | 9470 | 8980 | 8980 | 8980 | 8980 | 8980 | 8980 | 8980 | 10650 | 10650 | 10461 | 9251 | 10451 | 10451 | 10451 | 11040 | 11040 | 11040 | 10292 | 10292 | 10292 | 10292 | 10292
Coal | 20442.5 | 18598 | 18178 | 16574.5 | 16574.5 | 16574.5 | 16574.5 | 15598.5 | 13651.5 | 10082.5 | 9107.5 | 6186.5 | 3902.5 | 3902.5 | 3902.5 | 3902.5 | 3902.5 | 1987 | 1987 | 1987 | 1987 | 1987 | 1987
Gas / CHP | 30661 | 29881 | 30398 | 31876 | 31721 | 29587 | 29317 | 30532 | 30082 | 32532 | 33863 | 36263 | 36263 | 37213 | 37553 | 37153 | 36923 | 36213 | 34663 | 34663 | 32688 | 32688 | 32688
CCS | 0 | 0 | 0 | 0 | 0 | 0 | 0 | 0 | 0 | 0 | 0 | 0 | 0 | 0 | 0 | 304 | 1304 | 4088 | 7200 | 7700 | 9600 | 10854 | 11304
Offshore Wind | 3477 | 4004 | 4429 | 4706 | 5233 | 5733 | 6103 | 6653 | 9515 | 13309 | 15923 | 18418 | 21863 | 24755 | 26887 | 28719 | 30219 | 31719 | 32219 | 32719 | 33219 | 33719 | 33719
Onshore Wind | 3600.3 | 3789.2 | 4264.5 | 4927.4 | 6230.9 | 8841.5 | 10772.9 | 13736.7 | 15187.7 | 16443.6 | 16917.6 | 17281.6 | 18211.6 | 19590.6 | 20672.2 | 21922.2 | 21922.2 | 22922.2 | 22922.2 | 22922.2 | 22922.2 | 22922.2 | 22922.2
Other Renewables | 2528.68 | 3845.33 | 3470.98 | 4914.48 | 5024.13 | 5034.13 | 5034.13 | 5160.13 | 5460.13 | 5460.13 | 5460.13 | 5499.13 | 5612.63 | 5769.13 | 5909.13 | 5165.63 | 5255.63 | 5342.63 | 5402.63 | 5462.63 | 5552.63 | 5682.63 | 5762.63
Interconnector | 4200 | 4200 | 4200 | 5200 | 5200 | 6200 | 6200 | 6200 | 6200 | 6200 | 7600 | 7600 | 7600 | 7600 | 7600 | 7600 | 7600 | 7600 | 8600 | 9600 | 9600 | 9600 | 9600
Other (Oil / Pumped) | 5038 | 5038 | 3735 | 3735 | 3735 | 3735 | 3735 | 3735 | 3735 | 3684 | 3650 | 4766 | 5378 | 5378 | 5378 | 5378 | 5378 | 5378 | 5378 | 5378 | 5378 | 5378 | 5378
Total | 79417.48 | 78335.53 | 77655.48 | 80913.38 | 82698.53 | 84685.13 | 86716.53 | 90595.33 | 94481.33 | 98361.23 | 102982.23 | 105265.23 | 109281.73 | 114659.23 | 118352.83 | 121184.33 | 123544.33 | 126289.83 | 128663.83 | 130723.83 | 131238.83 | 133122.83 | 133652.83
Demand (Transmission) | 56780.1123 | 56353.1296 | 55777.2539 | 55053.5396 | 54170.4359 | 53448.2759 | 53040.6744 | 53685.0592 | 53601.8564 | 53665.9122 | 53820.0907 | 54052.3232 | 54217.3052 | 54467.8663 | 54767.8408 | 55179.825 | 55501.791 | 55917.8839 | 56460.5957 | 57081.5059 | 57730.4484 | 58570.1334 | 59490.919
Gone Green - Embedded
Fuel Type | 2013 | 2014 | 2015 | 2016 | 2017 | 2018 | 2019 | 2020 | 2021 | 2022 | 2023 | 2024 | 2025 | 2026 | 2027 | 2028 | 2029 | 2030 | 2031 | 2032 | 2033 | 2034 | 2035
Biomass | 2542.44 | 2565.04 | 2587.64 | 2610.24 | 2632.84 | 2655.44 | 2678.04 | 2700.64 | 2741.86 | 2783.08 | 2824.29 | 2865.51 | 2906.73 | 2970.87 | 3035.01 | 3090.44 | 3198.75 | 3307.06 | 3382.37 | 3457.67 | 3532.98 | 3608.29 | 3683.6
Offshore Wind | 678.2 | 752.3 | 752.3 | 803.3 | 803.3 | 803.3 | 803.3 | 803.3 | 803.3 | 803.3 | 803.3 | 803.3 | 803.3 | 803.3 | 803.3 | 803.3 | 803.3 | 803.3 | 803.3 | 803.3 | 803.3 | 803.3 | 803.3
Onshore Wind | 2454.8546 | 2742.3746 | 3046.3914 | 3366.905 | 3703.9154 | 4057.4226 | 4427.4266 | 4813.9274 | 4982.661 | 5199.3983 | 5380.4131 | 5500.5558 | 5636.7174 | 5724.288 | 5786.5486 | 5805.2374 | 5823.9263 | 5842.6151 | 5861.304 | 5879.9928 | 5898.6817 | 5917.3705 | 5936.0594
CHP | 4471.6391 | 4501.6391 | 4531.6391 | 4561.6391 | 4591.6391 | 4621.6391 | 4651.6391 | 4681.6391 | 4711.6391 | 4741.6391 | 4771.6391 | 4801.6391 | 4831.6391 | 4861.6391 | 4891.6391 | 4921.6391 | 4951.6391 | 4981.6391 | 5011.6391 | 5041.6391 | 5071.6391 | 5101.6391 | 5131.6391
Marine | 12.01 | 14.013 | 16 | 19.4 | 22.7 | 26.1 | 30.3 | 34.5 | 37.4 | 40.2 | 43.1 | 45.9 | 48.7 | 51.6 | 54.4 | 57.3 | 60.1 | 63 | 65.8 | 68.7 | 71.5 | 74.4 | 77.2
Hydro | 541.202 | 541.202 | 548.702 | 548.702 | 548.702 | 548.702 | 548.702 | 548.702 | 548.702 | 548.702 | 548.702 | 548.702 | 548.702 | 548.702 | 548.702 | 548.702 | 548.702 | 548.702 | 548.702 | 548.702 | 548.702 | 548.702 | 548.702
Total | 10159.1437 | 10575.3667 | 10933.9705 | 11361.4841 | 11754.3945 | 12163.9017 | 12590.7057 | 13034.0065 | 13276.8602 | 13567.6174 | 13822.7423 | 14016.9049 | 14227.0865 | 14411.6971 | 14570.8977 | 14677.9165 | 14837.7154 | 14997.6142 | 15124.4131 | 15251.3019 | 15378.1008 | 15504.9996 | 15631.7985
Gone Green - Microgeneration
Fuel Type | 2013 | 2014 | 2015 | 2016 | 2017 | 2018 | 2019 | 2020 | 2021 | 2022 | 2023 | 2024 | 2025 | 2026 | 2027 | 2028 | 2029 | 2030 | 2031 | 2032 | 2033 | 2034 | 2035
Solar PV | 1989.0382 | 2446.566 | 3083.667 | 3694.4905 | 4477.7299 | 5232.5713 | 6051.6009 | 6941.1246 | 7830.1772 | 8718.7755 | 9606.9365 | 10494.6773 | 11382.015 | 12268.967 | 13155.5506 | 14041.7835 | 14927.6834 | 15813.268 | 16698.5554 | 17583.5635 | 18468.3107 | 19352.8152 | 20237.0955
Hydro | 49.671 | 67.6476 | 86.1635 | 105.0497 | 124.3137 | 143.9629 | 164.0051 | 184.4481 | 206.5266 | 230.3714 | 256.1238 | 283.9363 | 313.9738 | 346.4144 | 381.4502 | 419.2888 | 460.1546 | 504.2896 | 551.9554 | 603.4345 | 659.0319 | 719.0771 | 783.9259
Wind | 143.294 | 182.0948 | 221.2836 | 260.8643 | 300.8408 | 341.2171 | 381.9971 | 423.1849 | 468.4915 | 518.3288 | 573.1498 | 633.4529 | 699.7863 | 772.7531 | 853.0165 | 941.3063 | 1038.425 | 1145.2556 | 1253.1546 | 1362.1325 | 1472.2002 | 1583.3685 | 1695.6486
Total | 2182.0032 | 2696.3084 | 3391.1141 | 4060.4045 | 4902.8844 | 5717.7513 | 6597.6031 | 7548.7577 | 8505.1954 | 9467.4757 | 10436.2101 | 11412.0665 | 12395.7752 | 13388.1344 | 14390.0173 | 15402.3786 | 16426.263 | 17462.8133 | 18503.6653 | 19549.1305 | 20599.5427 | 21655.2608 | 22716.67
Gone Green Total Generation | 91758.6269 | 91607.2051 | 91980.5646 | 96335.2687 | 99355.8089 | 102566.783 | 105904.8388 | 111178.0942 | 116263.3855 | 121396.3232 | 127241.1824 | 130694.2014 | 135904.5917 | 142459.0615 | 147313.745 | 151264.6252 | 154808.3084 | 158750.2575 | 162291.9084 | 165524.2624 | 167216.4735 | 170283.0904 | 172001.2985
Gone Green Total GB Demand | 61862.8793 | 61682.103 | 61394.8206 | 60913.9778 | 60262.9243 | 59825.3492 | 59655.3298 | 59667.2377 | 59643.5918 | 59778.2737 | 60007.0157 | 60313.6854 | 60548.3137 | 60881.4731 | 61265.0458 | 61758.2301 | 62186.6294 | 62717.0298 | 63348.7072 | 64060.6263 | 64794.3959 | 65726.0023 | 66742.8261

## F3.1
Table F3.1 - Contracted Background | Back to Menu
Station Name | Company | Host TO | Study Zone | Plant Type | TEC (MW) | Year | Project Status | 2012 | 2013 | 2014 | 2015 | 2016 | 2017 | 2018 | 2019 | 2020 | 2021 | 2022 | 2023 | 2024 | 2025
Bristol | E.On | NGET | G7 | Biomass | 165 | 2015 | Scoping | 0 | 0 | 0 | 165 | 165 | 165 | 165 | 165 | 165 | 165 | 165 | 165 | 165 | 165
Drax Conversion | Drax Power Ltd | NGET | P4 | Biomass | 1724.3 | 2013 | Consents Approved | 0 | 575 | 1149.65 | 1149.3 | 1724.3 | 1723.95 | 1723.95 | 1723.95 | 1723.95 | 1723.95 | 1723.95 | 1723.95 | 1723.95 | 1723.95
Ironbridge Conversion | E.On | NGET | L5 | Biomass | 740 | 2013 | Consents Approved | 0 | 740 | 740 | 0 | 0 | 0 | 0 | 0 | 0 | 0 | 0 | 0 | 0 | 0
Tilbury conversion | RWE | NGET | C1 | Biomass | 742 | 2012 | Existing | 742 | 0 | 0 | 0 | 0 | 0 | 0 | 0 | 0 | 0 | 0 | 0 | 0 | 0
Hatfield CCS | 2Co Power (Yorkshire) Ltd | NGET |  | CCS | 800 | 2016 | Awaiting Consents | 0 | 0 | 0 | 0 | 800 | 800 | 800 | 800 | 800 | 800 | 800 | 800 | 800 | 800
Aberthaw B | RWE | NGET | H2 | Coal | 1569 | 2012 | Existing | 1569 | 1569 | 1569 | 1569 | 1569 | 1569 | 1569 | 1569 | 1569 | 1569 | 1569 | 1569 | 1569 | 1569
Cottam | EDF | NGET | K5 | Coal | 2000 | 2012 | Existing | 2000 | 2000 | 2000 | 2000 | 2000 | 2000 | 2000 | 2000 | 2000 | 2000 | 2000 | 2000 | 2000 | 2000
Didcot A | RWE | NGET | D6 | Coal | 1458 | 2012 | Existing | 1458 | 0 | 0 | 0 | 0 | 0 | 0 | 0 | 0 | 0 | 0 | 0 | 0 | 0
Drax | Drax Power Ltd | NGET | P4 | Coal | 3831 | 2012 | Existing | 3831 | 3192.5 | 2554 | 2554 | 1915.5 | 1915.5 | 1915.5 | 1915.5 | 1915.5 | 1915.5 | 1915.5 | 1915.5 | 1915.5 | 1915.5
Eggborough | Eggborough Power Ltd | NGET | P6 | Coal | 1940 | 2012 | Existing | 1940 | 1940 | 1940 | 1940 | 1940 | 1940 | 1940 | 1940 | 1940 | 1940 | 1940 | 1940 | 1940 | 1940
Ferrybridge C (LCPD In) | SSE | NGET | P5 | Coal | 976 | 2012 | Existing | 976 | 976 | 976 | 976 | 976 | 976 | 976 | 976 | 976 | 976 | 976 | 976 | 976 | 976
Ferrybridge C (LCPD Out) | SSE | NGET | P5 | Coal | 976 | 2012 | Existing | 976 | 976 | 0 | 0 | 0 | 0 | 0 | 0 | 0 | 0 | 0 | 0 | 0 | 0
Fiddlers Ferry | SSE | NGET | N1 | Coal | 1953 | 2012 | Existing | 1953 | 1953 | 1953 | 1953 | 1953 | 1953 | 1953 | 1953 | 1953 | 1953 | 1953 | 1953 | 1953 | 1953
Lynemouth | RWE | NGET | Q6 | Coal | 420 | 2012 | Existing | 420 | 420 | 420 | 420 | 420 | 420 | 420 | 420 | 420 | 420 | 420 | 420 | 420 | 420
Ratcliffe-on-Soar | E.On | NGET | L7 | Coal | 1987 | 2012 | Existing | 1987 | 1987 | 1987 | 1987 | 1987 | 1987 | 1987 | 1987 | 1987 | 1987 | 1987 | 1987 | 1987 | 1987
Rugeley B | Int Power | NGET | L5 | Coal | 968 | 2012 | Existing | 968 | 968 | 968 | 968 | 968 | 968 | 968 | 968 | 968 | 968 | 968 | 968 | 968 | 968
Uskmouth | SSE | NGET | H2 | Coal | 363 | 2012 | Existing | 363 | 230 | 0 | 0 | 0 | 0 | 0 | 0 | 0 | 0 | 0 | 0 | 0 | 0
West Burton A | EDF | NGET | K6 | Coal | 1947 | 2012 | Existing | 1947 | 1947 | 1947 | 1947 | 1947 | 1947 | 1947 | 1947 | 1947 | 1947 | 1947 | 1947 | 1947 | 1947
Abernedd | SSE | NGET | H1 | Gas | 470 | 2015 | Consents Approved | 0 | 0 | 0 | 470 | 470 | 470 | 470 | 470 | 470 | 470 | 470 | 470 | 470 | 470
Baglan Bay | BP | NGET | H1 | Gas | 520 | 2012 | Existing | 520 | 520 | 520 | 520 | 520 | 520 | 520 | 520 | 520 | 520 | 520 | 520 | 520 | 520
Baglan Bay GT | BP | NGET | H1 | Gas | 32 | 2012 | Existing | 32 | 32 | 32 | 32 | 32 | 32 | 32 | 32 | 32 | 32 | 32 | 32 | 32 | 32
Barking | Barking Power Ltd | NGET | A1 | Gas | 950 | 2012 | Existing | 500 | 950 | 950 | 950 | 950 | 950 | 950 | 950 | 950 | 950 | 950 | 950 | 950 | 950
Barking C | Barking Power Ltd | NGET | A1 | Gas | 470 | 2017 | Consents Approved | 0 | 0 | 0 | 0 | 0 | 470 | 470 | 470 | 470 | 470 | 470 | 470 | 470 | 470
Barry | Centrica | NGET | H2 | Gas | 245 | 2012 | Existing | 245 | 142 | 142 | 142 | 142 | 142 | 142 | 142 | 142 | 142 | 142 | 142 | 142 | 142
Brigg | Centrica | NGET | P8 | Gas | 260 | 2012 | Existing | 260 | 155 | 155 | 155 | 155 | 155 | 155 | 155 | 155 | 155 | 155 | 155 | 155 | 155
Carrington | ESBI | NGET | N2 | Gas | 910 | 2014 | Consents Approved | 0 | 0 | 910 | 910 | 910 | 910 | 910 | 910 | 910 | 910 | 910 | 910 | 910 | 910
CDCL | E.On | NGET | K5 | Gas | 395 | 2012 | Existing | 395 | 395 | 395 | 395 | 395 | 395 | 395 | 395 | 395 | 395 | 395 | 395 | 395 | 395
Connah's Quay | E.On | NGET | M5 | Gas | 1380 | 2012 | Existing | 1380 | 1380 | 1380 | 1380 | 1380 | 1380 | 1380 | 1380 | 1380 | 1380 | 1380 | 1380 | 1380 | 1380
Corby | Corby Power Ltd | NGET | J6 | Gas | 401 | 2012 | Existing | 227 | 401 | 401 | 401 | 401 | 401 | 401 | 401 | 401 | 401 | 401 | 401 | 401 | 401
Coryton | Intergen | NGET | C5 | Gas | 800 | 2012 | Existing | 800 | 800 | 800 | 800 | 800 | 800 | 800 | 800 | 800 | 800 | 800 | 800 | 800 | 800
Damhead Creek | Scottish Power | NGET | C2 | Gas | 805 | 2012 | Existing | 805 | 805 | 805 | 805 | 805 | 805 | 805 | 805 | 805 | 805 | 805 | 805 | 805 | 805
Damhead Creek 2 | Scottish Power | NGET | C2 | Gas | 1200 | 2016 | Consents Approved | 0 | 0 | 0 | 0 | 1200 | 1200 | 1200 | 1200 | 1200 | 1200 | 1200 | 1200 | 1200 | 1200
Deeside | Int Power | NGET | M5 | Gas | 515 | 2012 | Existing | 515 | 515 | 515 | 515 | 515 | 515 | 515 | 515 | 515 | 515 | 515 | 515 | 515 | 515
Didcot B | RWE | NGET | D6 | Gas | 1550 | 2012 | Existing | 1550 | 1550 | 1550 | 1550 | 1550 | 1550 | 1550 | 1550 | 1550 | 1550 | 1550 | 1550 | 1550 | 1550
Drakelow D | e.on | NGET | L5 | Gas | 1320 | 2014 | Consents Approved | 0 | 0 | 1320 | 1320 | 1320 | 1320 | 1320 | 1320 | 1320 | 1320 | 1320 | 1320 | 1320 | 1320
Enfield | E.On | NGET | A3 | Gas | 408 | 2012 | Existing | 408 | 408 | 408 | 408 | 408 | 408 | 408 | 408 | 408 | 408 | 408 | 408 | 408 | 408
Fawley CHP | RWE | NGET | B2 | Gas | 158 | 2012 | Existing | 158 | 158 | 158 | 158 | 158 | 158 | 158 | 158 | 158 | 158 | 158 | 158 | 158 | 158
Grain (CCGT) | E.On | NGET | C3 | Gas | 1290 | 2012 | Existing | 1290 | 1290 | 1290 | 1290 | 1290 | 1290 | 1290 | 1290 | 1290 | 1290 | 1290 | 1290 | 1290 | 1290
Great Yarmouth | RWE | NGET | J3 | Gas | 420 | 2012 | Existing | 420 | 405 | 405 | 405 | 405 | 405 | 405 | 405 | 405 | 405 | 405 | 405 | 405 | 405
Immingham CHP | Conoco | NGET | P7 | Gas | 1218 | 2012 | Existing | 1218 | 1218 | 1218 | 1218 | 1218 | 1218 | 1218 | 1218 | 1218 | 1218 | 1218 | 1218 | 1218 | 1218
Keadby | SSE | NGET | P8 | Gas | 710 | 2015 | Existing | 0 | 0 | 0 | 710 | 710 | 710 | 710 | 710 | 710 | 710 | 710 | 710 | 710 | 710
Keadby (Black Start) GT | SSE | NGET | P8 | Gas | 25 | 2015 | Existing | 0 | 0 | 0 | 25 | 25 | 25 | 25 | 25 | 25 | 25 | 25 | 25 | 25 | 25
Keadby 2 | SSE | NGET | P8 | Gas | 710 | 2016 | Awaiting Consents | 0 | 0 | 0 | 0 | 710 | 710 | 710 | 710 | 710 | 710 | 710 | 710 | 710 | 710
Killingholme 1 | E.On | NGET | P7 | Gas | 900 | 2012 | Existing | 900 | 900 | 900 | 900 | 900 | 900 | 900 | 900 | 900 | 900 | 900 | 900 | 900 | 900
Killingholme 2 | Centrica | NGET | P7 | Gas | 665 | 2012 | Existing | 665 | 665 | 665 | 665 | 665 | 665 | 665 | 665 | 665 | 665 | 665 | 665 | 665 | 665
King's Lynn B | Centrica | NGET | J1 | Gas | 981 | 2017 | Consents Approved | 0 | 0 | 0 | 0 | 0 | 981 | 981 | 981 | 981 | 981 | 981 | 981 | 981 | 981
Knottingley Power | ESBI | NGET | P5 | Gas | 1500 | 2018 | Scoping | 0 | 0 | 0 | 0 | 0 | 0 | 1500 | 1500 | 1500 | 1500 | 1500 | 1500 | 1500 | 1500
Langage | Centrica | NGET | F6 | Gas | 905 | 2012 | Existing | 905 | 905 | 905 | 905 | 905 | 905 | 905 | 905 | 905 | 905 | 905 | 905 | 905 | 905
Little Barford | RWE | NGET | J4 | Gas | 740 | 2012 | Existing | 740 | 740 | 740 | 740 | 740 | 740 | 740 | 740 | 740 | 740 | 740 | 740 | 740 | 740
Marchwood | Marchwood Power Ltd | NGET | B2 | Gas | 900 | 2012 | Existing | 900 | 900 | 900 | 900 | 900 | 900 | 900 | 900 | 900 | 900 | 900 | 900 | 900 | 900
Medway | SSE | NGET | C3 | Gas | 700 | 2013 | Existing | 0 | 700 | 700 | 700 | 700 | 700 | 700 | 700 | 700 | 700 | 700 | 700 | 700 | 700
Pembroke | RWE | NGET | H6 | Gas | 2199 | 2012 | Existing | 2199 | 2199 | 2199 | 2199 | 2199 | 2199 | 2199 | 2199 | 2199 | 2199 | 2199 | 2199 | 2199 | 2199
Pembroke CHP (South Hook CHP) | Qatar Petroleum International Ltd | NGET | H6 | Gas | 490 | 2016 | Scoping | 0 | 0 | 0 | 0 | 490 | 490 | 490 | 490 | 490 | 490 | 490 | 490 | 490 | 490
Peterborough | Centrica | NGET | J1 | Gas | 245 | 2012 | Existing | 245 | 245 | 245 | 245 | 245 | 245 | 245 | 245 | 245 | 245 | 245 | 245 | 245 | 245
Rocksavage | Intergen | NGET | N3 | Gas | 810 | 2012 | Existing | 810 | 810 | 810 | 810 | 810 | 810 | 810 | 810 | 810 | 810 | 810 | 810 | 810 | 810
Rye House | Scottish Power | NGET | A9 | Gas | 715 | 2012 | Existing | 715 | 715 | 715 | 715 | 715 | 715 | 715 | 715 | 715 | 715 | 715 | 715 | 715 | 715
Saltend | Int Power | NGET | P8 | Gas | 1100 | 2012 | Existing | 1100 | 1100 | 1100 | 1100 | 1100 | 1100 | 1100 | 1100 | 1100 | 1100 | 1100 | 1100 | 1100 | 1100
Seabank | Seabank Power Ltd | NGET | G7 | Gas | 1234 | 2012 | Existing | 1234 | 1234 | 1234 | 1234 | 1234 | 1234 | 1234 | 1234 | 1234 | 1234 | 1234 | 1234 | 1234 | 1234
Seabank 3 | SSE | NGET | G7 | Gas | 1200 | 2019 | Awaiting Consents | 0 | 0 | 0 | 0 | 0 | 0 | 0 | 1200 | 1200 | 1200 | 1200 | 1200 | 1200 | 1200
Sellafield CHP | NDA | NGET | R6 | Gas | 155 | 2012 | Existing | 155 | 155 | 155 | 155 | 155 | 155 | 155 | 155 | 155 | 155 | 155 | 155 | 155 | 155
Severn Power | Severn Power Limited | NGET | H2 | Gas | 850 | 2012 | Existing | 850 | 850 | 850 | 850 | 850 | 850 | 850 | 850 | 850 | 850 | 850 | 850 | 850 | 850
Shoreham | Scottish Power | NGET | B1 | Gas | 420 | 2013 | Existing | 0 | 420 | 420 | 420 | 420 | 420 | 420 | 420 | 420 | 420 | 420 | 420 | 420 | 420
South Humber Bank | Centrica | NGET | P7 | Gas | 1285 | 2012 | Existing | 1285 | 1285 | 1285 | 1285 | 1285 | 1285 | 1285 | 1285 | 1285 | 1285 | 1285 | 1285 | 1285 | 1285
Spalding | Intergen | NGET | K1 | Gas | 880 | 2012 | Existing | 880 | 880 | 880 | 880 | 880 | 880 | 880 | 880 | 880 | 880 | 880 | 880 | 880 | 880
Spalding Energy Expansion | Intergen | NGET | K1 | Gas | 920 | 2017 | Consents Approved | 0 | 0 | 0 | 0 | 0 | 920 | 920 | 920 | 920 | 920 | 920 | 920 | 920 | 920
Staythorpe | RWE | NGET | K5 | Gas | 1728 | 2012 | Existing | 1728 | 1728 | 1728 | 1728 | 1728 | 1728 | 1728 | 1728 | 1728 | 1728 | 1728 | 1728 | 1728 | 1728
Sutton Bridge A | Macquarie consortium | NGET | J1 | Gas | 819 | 2012 | Existing | 819 | 819 | 819 | 819 | 819 | 819 | 819 | 819 | 819 | 819 | 819 | 819 | 819 | 819
Teesside | GDF | NGET | Q2 | Gas | 45 | 2012 | Existing | 45 | 0 | 0 | 0 | 0 | 0 | 0 | 0 | 0 | 0 | 0 | 0 | 0 | 0
Thorpe Marsh | Acorn Power | NGET | P6 | Gas | 960 | 2016 | Consents Approved | 0 | 0 | 0 | 0 | 960 | 960 | 960 | 960 | 960 | 960 | 960 | 960 | 960 | 960
Tilbury C | RWE | NGET | C1 | Gas | 1800 | 2019 | Consents Approved | 0 | 0 | 0 | 0 | 0 | 0 | 0 | 1800 | 1800 | 1800 | 1800 | 1800 | 1800 | 1800
Trafford Power | Wainstones | NGET | N2 | Gas | 1520 | 2016 | Awaiting Consents | 0 | 0 | 0 | 0 | 570 | 570 | 1520 | 1520 | 1520 | 1520 | 1520 | 1520 | 1520 | 1520
West Burton B | EDF | NGET | K6 | Gas | 1305 | 2012 | Existing | 870 | 1305 | 1305 | 1305 | 1305 | 1305 | 1305 | 1305 | 1305 | 1305 | 1305 | 1305 | 1305 | 1305
Wilton | Sembcorp | NGET | Q2 | Gas | 141 | 2012 | Existing | 99 | 99 | 99 | 141 | 141 | 141 | 141 | 141 | 141 | 141 | 141 | 141 | 141 | 141
Belgium Interconnector | NGC | NGET | C7 | Interconnector | 1000 | 2018 | Scoping | 0 | 0 | 0 | 0 | 0 | 0 | 1000 | 1000 | 1000 | 1000 | 1000 | 1000 | 1000 | 1000
Britned | BritNed | NGET | C3 | Interconnector | 1200 | 2012 | Existing | 1200 | 1200 | 1200 | 1200 | 1200 | 1200 | 1200 | 1200 | 1200 | 1200 | 1200 | 1200 | 1200 | 1200
East-West (Wales-Ireland) | EirGrid | NGET | M5 | Interconnector | 500 | 2012 | Existing | 500 | 500 | 500 | 500 | 500 | 500 | 500 | 500 | 500 | 500 | 500 | 500 | 500 | 500
Eleclink | Eleclink | NGET | C9 | Interconnector | 1000 | 2015 | Scoping | 0 | 0 | 0 | 500 | 500 | 500 | 500 | 500 | 500 | 500 | 500 | 1000 | 1000 | 1000
IFA | NGC | NGET | C9 | Interconnector | 2000 | 2012 | Existing | 2000 | 2000 | 2000 | 2000 | 2000 | 2000 | 2000 | 2000 | 2000 | 2000 | 2000 | 2000 | 2000 | 2000
IFA2 | NGC | NGET | B2 | Interconnector | 1000 | 2019 | Scoping | 0 | 0 | 0 | 0 | 0 | 0 | 0 | 1000 | 1000 | 1000 | 1000 | 1000 | 1000 | 1000
NSN | 0 | NGET | Q6 | Interconnector | 1400 | 2019 | Scoping | 0 | 0 | 0 | 0 | 0 | 0 | 0 | 1400 | 1400 | 1400 | 1400 | 1400 | 1400 | 1400
Alderney | Alderney Renewable Energy Ltd | NGET | F6 | Marine | 2000 | 2017 | Scoping | 0 | 0 | 0 | 0 | 0 | 100 | 300 | 500 | 800 | 1100 | 1400 | 1700 | 2000 | 2000
Bradwell B | EDF | NGET | C5 | Nuclear | 1670 | 2021 | Scoping | 0 | 0 | 0 | 0 | 0 | 0 | 0 | 0 | 0 | 1670 | 1670 | 1670 | 1670 | 1670
Dungeness B | EDF | NGET | C4 | Nuclear | 1081 | 2012 | Existing | 1081 | 1081 | 1081 | 1081 | 1081 | 1081 | 1081 | 1081 | 1081 | 1081 | 1081 | 1081 | 1081 | 1081
Dungeness C | EDF | NGET |  | Nuclear | 1650 | 2018 | Scoping | 0 | 0 | 0 | 0 | 0 | 0 | 1650 | 1650 | 1650 | 1650 | 1650 | 1650 | 1650 | 1650
Hartlepool | EDF | NGET | Q2 | Nuclear | 1207 | 2012 | Existing | 1207 | 1207 | 1207 | 1207 | 1207 | 1207 | 1207 | 1207 | 1207 | 1207 | 1207 | 1207 | 1207 | 1207
Heysham 1 | EDF | NGET | R5 | Nuclear | 1203 | 2012 | Existing | 1203 | 1203 | 1203 | 1203 | 1203 | 1203 | 1203 | 1203 | 1203 | 1203 | 1203 | 1203 | 1203 | 1203
Heysham 2 | EDF | NGET | R5 | Nuclear | 1203 | 2012 | Existing | 1203 | 1203 | 1203 | 1203 | 1203 | 1203 | 1203 | 1203 | 1203 | 1203 | 1203 | 1203 | 1203 | 1203
Hinkley Point B | EDF | NGET | E7 | Nuclear | 912 | 2012 | Existing | 912 | 912 | 912 | 912 | 912 | 912 | 912 | 912 | 912 | 912 | 912 | 912 | 912 | 912
Hinkley Point C | EDF | NGET | E7 | Nuclear | 3340 | 2019 | Consents Approved | 0 | 0 | 0 | 0 | 0 | 0 | 0 | 1670 | 1670 | 3340 | 3340 | 3340 | 3340 | 3340
Moorside | Nu Gen | NGET | R6 | Nuclear | 3200 | 2023 | Scoping | 0 | 0 | 0 | 0 | 0 | 0 | 0 | 0 | 0 | 0 | 0 | 1600 | 1600 | 3200
Oldbury C | Horizon | NGET | G7 | Nuclear | 1600 | 2023 | Scoping | 0 | 0 | 0 | 0 | 0 | 0 | 0 | 0 | 0 | 0 | 0 | 1600 | 1600 | 1600
Oldbury-on-Severn | Horizon | NGET | G7 | Nuclear | 1600 | 2020 | Scoping | 0 | 0 | 0 | 0 | 0 | 0 | 0 | 0 | 1600 | 1600 | 1600 | 1600 | 1600 | 1600
Sizewell B | EDF | NGET | J2 | Nuclear | 1212 | 2012 | Existing | 1212 | 1212 | 1212 | 1212 | 1212 | 1212 | 1212 | 1212 | 1212 | 1212 | 1212 | 1212 | 1212 | 1212
Sizewell C | EDF | NGET | J2 | Nuclear | 3340 | 2020 | Scoping | 0 | 0 | 0 | 0 | 0 | 0 | 0 | 0 | 1670 | 3340 | 3340 | 3340 | 3340 | 3340
Wylfa | NDA | NGET | M8 | Nuclear | 440 | 2012 | Existing | 440 | 440 | 0 | 0 | 0 | 0 | 0 | 0 | 0 | 0 | 0 | 0 | 0 | 0
Wylfa C | Horizon | NGET | M8 | Nuclear | 3600 | 2020 | Scoping | 0 | 0 | 0 | 0 | 0 | 0 | 0 | 0 | 1200 | 2400 | 3600 | 3600 | 3600 | 3600
Atlantic Array | Channel Energy Limited | NGET | F6 | Offshore Wind | 1515 | 2016 | Scoping | 0 | 0 | 0 | 0 | 302 | 706 | 1110 | 1515 | 1515 | 1515 | 1515 | 1515 | 1515 | 1515
Barrow | Barrow | NGET | R5 | Offshore Wind | 90 | 2012 | Existing | 90 | 90 | 90 | 90 | 90 | 90 | 90 | 90 | 90 | 90 | 90 | 90 | 90 | 90
Burbo Bank Extension | Dong | NGET | M6 | Offshore Wind | 234 | 2015 | Scoping | 0 | 0 | 0 | 234 | 234 | 234 | 234 | 234 | 234 | 234 | 234 | 234 | 234 | 234
Celtic Array | Centrica | NGET | M8 | Offshore Wind | 3000 | 2017 | Scoping | 0 | 0 | 0 | 0 | 0 | 500 | 1000 | 1500 | 2000 | 2500 | 3000 | 3000 | 3000 | 3000
Codling Wind Park | Codling Wind Park | NGET | M6 | Offshore Wind | 1000 | 2018 | Scoping | 0 | 0 | 0 | 0 | 0 | 0 | 1000 | 1000 | 1000 | 1000 | 1000 | 1000 | 1000 | 1000
Docking Shoal | Centrica | NGET | J1 | Offshore Wind | 500 | 2016 | Awaiting Consents | 0 | 0 | 0 | 0 | 500 | 500 | 500 | 500 | 500 | 500 | 500 | 500 | 500 | 500
Dogger Bank | Forewind Limited | NGET | P8 | Offshore Wind | 6000 | 2016 | Scoping | 0 | 0 | 0 | 0 | 500 | 1500 | 2500 | 4000 | 5000 | 5500 | 6000 | 6000 | 6000 | 6000
Dudgeon | Dudgeon Offshore Wind Limited | NGET | J3 | Offshore Wind | 500 | 2016 | Awaiting Consents | 0 | 0 | 0 | 0 | 500 | 500 | 500 | 500 | 500 | 500 | 500 | 500 | 500 | 500
East Anglia | East Anglia Offshore Wind | NGET | J5 | Offshore Wind | 7200 | 2016 | Scoping | 0 | 0 | 0 | 0 | 1200 | 3600 | 6000 | 6600 | 7200 | 7200 | 7200 | 7200 | 7200 | 7200
Galloper | Galloper Wind Farm Ltd | NGET | J2 | Offshore Wind | 500 | 2017 | Awaiting Consents | 0 | 0 | 0 | 0 | 0 | 500 | 500 | 500 | 500 | 500 | 500 | 500 | 500 | 500
Greater Gabbard | Greater Gabbard Offshore Winds Limited | NGET | J2 | Offshore Wind | 500 | 2012 | Existing | 500 | 500 | 500 | 500 | 500 | 500 | 500 | 500 | 500 | 500 | 500 | 500 | 500 | 500
Gunfleet Sands | Dong | NGET | J5 | Offshore Wind | 164 | 2012 | Existing | 164 | 164 | 164 | 164 | 164 | 164 | 164 | 164 | 164 | 164 | 164 | 164 | 164 | 164
Gwynt Y Mor | RWE | NGET | M6 | Offshore Wind | 37 | 2012 | Existing | 37 | 37 | 37 | 37 | 37 | 37 | 37 | 37 | 37 | 37 | 37 | 37 | 37 | 37
Gwynt Y Mor | RWE | NGET | M6 | Offshore Wind | 383 | 2013 | Under Construction | - | 383 | 383 | 383 | 383 | 383 | 383 | 383 | 383 | 383 | 383 | 383 | 383 | 383
Gwynt Y Mor | RWE | NGET | M6 | Offshore Wind | 145 | 2014 | Under Construction | - | - | 145 | 145 | 145 | 145 | 145 | 145 | 145 | 145 | 145 | 145 | 145 | 145
Hornsea | SMart Wind Limited | NGET | P7 | Offshore Wind | 2000 | 2014 | Scoping | 0 | 0 | 500 | 1000 | 1000 | 1500 | 2000 | 2000 | 2000 | 2000 | 2000 | 2000 | 2000 | 2000
Humber Gateway | E.On | NGET | P8 | Offshore Wind | 220 | 2013 | Under Construction | 0 | 220 | 220 | 220 | 220 | 220 | 220 | 220 | 220 | 220 | 220 | 220 | 220 | 220
Irish Bridge | Mainstream | NGET | M8 | Offshore Wind | 5000 | 2017 | Scoping | 0 | 0 | 0 | 0 | 0 | 1000 | 2400 | 2400 | 4300 | 4300 | 5000 | 5000 | 5000 | 5000
Lincs | Centrica | NGET | J1 | Offshore Wind | 250 | 2013 | Under Construction | 0 | 250 | 250 | 250 | 250 | 250 | 250 | 250 | 250 | 250 | 250 | 250 | 250 | 250
London Array | London Array Limited | NGET | C3 | Offshore Wind | 630 | 2012 | Existing | 630 | 630 | 630 | 630 | 630 | 630 | 630 | 630 | 630 | 630 | 630 | 630 | 630 | 630
London Array | London Array Limited | NGET | C3 | Offshore Wind | 277 | 2015 | Scoping | - | - | - | 277 | 277 | 277 | 277 | 277 | 277 | 277 | 277 | 277 | 277 | 277
Navitus Bay Offshore Wind Platform 1 | Eneco / EDF | NGET | E6 | Offshore Wind | 400 | 2017 | Scoping | 0 | 0 | 0 | 0 | 0 | 400 | 400 | 400 | 400 | 400 | 400 | 400 | 400 | 400
Navitus Bay Offshore Wind Platform 2 | Eneco / EDF | NGET | E6 | Offshore Wind | 400 | 2018 | Scoping | 0 | 0 | 0 | 0 | 0 | 0 | 400 | 400 | 400 | 400 | 400 | 400 | 400 | 400
Navitus Bay Offshore Wind Platform 3 | Eneco / EDF | NGET | E6 | Offshore Wind | 400 | 2019 | Scoping | 0 | 0 | 0 | 0 | 0 | 0 | 0 | 400 | 400 | 400 | 400 | 400 | 400 | 400
Ormonde | Vattenfall | NGET | R5 | Offshore Wind | 150 | 2012 | Existing | 150 | 150 | 150 | 150 | 150 | 150 | 150 | 150 | 150 | 150 | 150 | 150 | 150 | 150
Race Bank | Centrica | NGET | J1 | Offshore Wind | 500 | 2015 | Consents Approved | 0 | 0 | 0 | 500 | 500 | 500 | 500 | 500 | 500 | 500 | 500 | 500 | 500 | 500
Rampion (Hastings) | E.On | NGET | B1 | Offshore Wind | 664 | 2015 | Scoping | 0 | 0 | 0 | 332 | 664 | 664 | 664 | 664 | 664 | 664 | 664 | 664 | 664 | 664
Robin Rigg | E.On | NGET | Q8 | Offshore Wind | 184 | 2012 | Existing | 184 | 184 | 184 | 184 | 184 | 184 | 184 | 184 | 184 | 184 | 184 | 184 | 184 | 184
Sheringham Shoal | Scira Offshore Energy Ltd | NGET | J3 | Offshore Wind | 315 | 2012 | Existing | 315 | 315 | 315 | 315 | 315 | 315 | 315 | 315 | 315 | 315 | 315 | 315 | 315 | 315
Thanet | Vattenfall | NGET | C7 | Offshore Wind | 300 | 2012 | Existing | 300 | 300 | 300 | 300 | 300 | 300 | 300 | 300 | 300 | 300 | 300 | 300 | 300 | 300
Triton Knoll | RWE | NGET | K4 | Offshore Wind | 1200 | 2018 | Scoping | 0 | 0 | 0 | 0 | 0 | 0 | 200 | 400 | 400 | 600 | 800 | 800 | 1000 | 1200
Walney | Dong | NGET | R5 | Offshore Wind | 364 | 2012 | Existing | 364 | 364 | 364 | 364 | 364 | 364 | 364 | 364 | 364 | 364 | 364 | 364 | 364 | 364
Walney Extension | Dong | NGET | R5 | Offshore Wind | 752 | 2016 | Scoping | 0 | 0 | 0 | 0 | 752 | 752 | 752 | 752 | 752 | 752 | 752 | 752 | 752 | 752
West of Duddon Sands | Scottish Power | NGET | R5 | Offshore Wind | 382 | 2013 | Consents Approved | 0 | 204 | 382 | 382 | 382 | 382 | 382 | 382 | 382 | 382 | 382 | 382 | 382 | 382
Westermost Rough | Dong | NGET | P8 | Offshore Wind | 205 | 2014 | Awaiting Consents | 0 | 0 | 205 | 205 | 205 | 205 | 205 | 205 | 205 | 205 | 205 | 205 | 205 | 205
Aberthaw B GT | RWE | NGET | H2 | Oil | 51 | 2012 | Existing | 51 | 51 | 51 | 51 | 51 | 51 | 51 | 51 | 51 | 51 | 51 | 51 | 51 | 51
Cowes | RWE | NGET | B2 | Oil | 145 | 2012 | Existing | 145 | 145 | 145 | 145 | 145 | 145 | 145 | 145 | 145 | 145 | 145 | 145 | 145 | 145
Didcot A GT | RWE | NGET | D6 | Oil | 100 | 2012 | Existing | 100 | 100 | 100 | 100 | 100 | 100 | 100 | 100 | 100 | 100 | 100 | 100 | 100 | 100
Drax GT | Drax Power Ltd | NGET | P4 | Oil | 75 | 2012 | Existing | 75 | 75 | 75 | 75 | 75 | 75 | 75 | 75 | 75 | 75 | 75 | 75 | 75 | 75
Fawley (Oil) | RWE | NGET | B2 | Oil | 1002 | 2012 | Existing | 1002 | 0 | 0 | 0 | 0 | 0 | 0 | 0 | 0 | 0 | 0 | 0 | 0 | 0
Fawley (Oil) GT | RWE | NGET | B2 | Oil | 34 | 2012 | Existing | 34 | 34 | 34 | 34 | 34 | 34 | 34 | 34 | 34 | 34 | 34 | 34 | 34 | 34
Ferrybridge C GT | SSE | NGET | P5 | Oil | 34 | 2012 | Existing | 34 | 34 | 34 | 34 | 34 | 34 | 34 | 34 | 34 | 34 | 34 | 34 | 34 | 34
Fiddlers Ferry GT | SSE | NGET | N1 | Oil | 34 | 2012 | Existing | 34 | 34 | 34 | 34 | 34 | 34 | 34 | 34 | 34 | 34 | 34 | 34 | 34 | 34
Indian Queens | Int Power | NGET | F6 | Oil | 140 | 2012 | Existing | 140 | 140 | 140 | 140 | 140 | 140 | 140 | 140 | 140 | 140 | 140 | 140 | 140 | 140
Littlebrook D | RWE | NGET | A8 | Oil | 1140 | 2012 | Existing | 1140 | 1140 | 1140 | 0 | 0 | 0 | 0 | 0 | 0 | 0 | 0 | 0 | 0 | 0
Littlebrook D GT | RWE | NGET | A8 | Oil | 105 | 2012 | Existing | 105 | 105 | 105 | 0 | 0 | 0 | 0 | 0 | 0 | 0 | 0 | 0 | 0 | 0
Ratcliffe-on-Soar GT | E.On | NGET | L7 | Oil | 34 | 2012 | Existing | 34 | 34 | 34 | 34 | 34 | 34 | 34 | 34 | 34 | 34 | 34 | 34 | 34 | 34
Rugeley B GT | Rugeley Power Ltd | NGET | L5 | Oil | 50 | 2012 | Existing | 50 | 50 | 50 | 50 | 50 | 50 | 50 | 50 | 50 | 50 | 50 | 50 | 50 | 50
Taylors Lane | E.On | NGET | A7 | Oil | 144 | 2012 | Existing | 144 | 144 | 144 | 144 | 144 | 144 | 144 | 144 | 144 | 144 | 144 | 144 | 144 | 144
Tilbury B GT | RWE | NGET | C1 | Oil | 68 | 2012 | Existing | 68 | 68 | 68 | 68 | 68 | 68 | 68 | 68 | 68 | 68 | 68 | 68 | 68 | 68
West Burton A GT | EDF | NGET | K6 | Oil | 40 | 2012 | Existing | 40 | 40 | 40 | 40 | 40 | 40 | 40 | 40 | 40 | 40 | 40 | 40 | 40 | 40
Carnedd Wen | RWE | NGET | L5 | Onshore Wind | 150 | 2017 | Scoping | 0 | 0 | 0 | 0 | 0 | 150 | 150 | 150 | 150 | 150 | 150 | 150 | 150 | 150
Greenwire-Pembroke | Greenwire Ltd | NGET | M8 | Onshore Wind | 2000 | 2017 | Scoping | 0 | 0 | 0 | 0 | 0 | 2000 | 2000 | 2000 | 2000 | 2000 | 2000 | 2000 | 2000 | 2000
Greenwire-Pentir | Greenwire Ltd | NGET | H6 | Onshore Wind | 1000 | 2018 | Scoping | 0 | 0 | 0 | 0 | 0 | 0 | 1000 | 1000 | 1000 | 1000 | 1000 | 1000 | 1000 | 1000
Nant Y Moch | SSE | NGET | L5 | Onshore Wind | 160 | 2017 | Scoping | 0 | 0 | 0 | 0 | 0 | 160 | 160 | 160 | 160 | 160 | 160 | 160 | 160 | 160
Pen Y Cymoedd | Nuon | NGET | H6 | Onshore Wind | 299 | 2016 | Consents Approved | 0 | 0 | 0 | 0 | 299 | 299 | 299 | 299 | 299 | 299 | 299 | 299 | 299 | 299
Dinorwig | Int Power | NGET | M6 | Pumped_Storage | 1644 | 2012 | Existing | 1644 | 1644 | 1644 | 1644 | 1644 | 1644 | 1644 | 1644 | 1644 | 1644 | 1644 | 1644 | 1644 | 1644
Ffestiniog | Int Power | NGET | M7 | Pumped_Storage | 360 | 2012 | Existing | 360 | 360 | 360 | 360 | 360 | 360 | 360 | 360 | 360 | 360 | 360 | 360 | 360 | 360
Peterhead | Shell / SSE | SHETL | T2 | Gas | 1180 | 2012 | Existing | 1180 | 1180 | 400 | 400 | 400 | 400 | 400 | 400 | 400 | 400 | 400 | 400 | 400 | 400
Aigas | SSE | SHETL | T1 | Hydro | 20 | 2012 | Existing | 20 | 20 | 20 | 20 | 20 | 20 | 20 | 20 | 20 | 20 | 20 | 20 | 20 | 20
Cashlie | SSE | SHETL | T4 | Hydro | 11.12 | 2012 | Existing | 11.12 | 11.12 | 11.12 | 11.12 | 11.12 | 11.12 | 11.12 | 11.12 | 11.12 | 11.12 | 11.12 | 11.12 | 11.12 | 11.12
Ceannacroc | SSE | SHETL | T1 | Hydro | 20 | 2012 | Existing | 20 | 20 | 20 | 20 | 20 | 20 | 20 | 20 | 20 | 20 | 20 | 20 | 20 | 20
Clachan | SSE | SHETL | T3 | Hydro | 40 | 2012 | Existing | 40 | 40 | 40 | 40 | 40 | 40 | 40 | 40 | 40 | 40 | 40 | 40 | 40 | 40
Clunie | SSE | SHETL | T4 | Hydro | 61.2 | 2012 | Existing | 61.2 | 61.2 | 61.2 | 61.2 | 61.2 | 61.2 | 61.2 | 61.2 | 61.2 | 61.2 | 61.2 | 61.2 | 61.2 | 61.2
Culligran | SSE | SHETL | T1 | Hydro | 19.1 | 2012 | Existing | 19.1 | 19.1 | 19.1 | 19.1 | 19.1 | 19.1 | 19.1 | 19.1 | 19.1 | 19.1 | 19.1 | 19.1 | 19.1 | 19.1
Deanie | SSE | SHETL | T1 | Hydro | 38 | 2012 | Existing | 38 | 38 | 38 | 38 | 38 | 38 | 38 | 38 | 38 | 38 | 38 | 38 | 38 | 38
Errochty | SSE | SHETL | T4 | Hydro | 75 | 2012 | Existing | 75 | 75 | 75 | 75 | 75 | 75 | 75 | 75 | 75 | 75 | 75 | 75 | 75 | 75
Fasnakyle | SSE | SHETL | T1 | Hydro | 76.5 | 2012 | Existing | 76.5 | 76.5 | 76.5 | 76.5 | 76.5 | 76.5 | 76.5 | 76.5 | 76.5 | 76.5 | 76.5 | 76.5 | 76.5 | 76.5
Finlarig | SSE | SHETL | T4 | Hydro | 16.5 | 2012 | Existing | 16.5 | 16.5 | 16.5 | 16.5 | 16.5 | 16.5 | 16.5 | 16.5 | 16.5 | 16.5 | 16.5 | 16.5 | 16.5 | 16.5
Glendoe | SSE | SHETL | T1 | Hydro | 100 | 2012 | Existing | 100 | 100 | 100 | 100 | 100 | 100 | 100 | 100 | 100 | 100 | 100 | 100 | 100 | 100
Glenmoriston | SSE | SHETL | T1 | Hydro | 37 | 2012 | Existing | 37 | 37 | 37 | 37 | 37 | 37 | 37 | 37 | 37 | 37 | 37 | 37 | 37 | 37
Glenmoriston 2 | SSE | SHETL | T1 | Hydro | 6 | 2019 | Consents Approved | - | - | - | - | - | - | - | 6 | 6 | 6 | 6 | 6 | 6 | 6
Grudie Bridge | SSE | SHETL | T1 | Hydro | 21.7 | 2012 | Existing | 21.7 | 21.7 | 21.7 | 21.7 | 21.7 | 21.7 | 21.7 | 21.7 | 21.7 | 21.7 | 21.7 | 21.7 | 21.7 | 21.7
Inverawe | SSE | SHETL | T3 | Hydro | 25 | 2012 | Existing | 25 | 25 | 25 | 25 | 25 | 25 | 25 | 25 | 25 | 25 | 25 | 25 | 25 | 25
Invergarry | SSE | SHETL | T1 | Hydro | 20 | 2012 | Existing | 20 | 20 | 20 | 20 | 20 | 20 | 20 | 20 | 20 | 20 | 20 | 20 | 20 | 20
Kilmorack | SSE | SHETL | T1 | Hydro | 20 | 2012 | Existing | 20 | 20 | 20 | 20 | 20 | 20 | 20 | 20 | 20 | 20 | 20 | 20 | 20 | 20
Kinlochleven | SSE | SHETL | T1 | Hydro | 20 | 2012 | Existing | 20 | 20 | 20 | 20 | 20 | 20 | 20 | 20 | 20 | 20 | 20 | 20 | 20 | 20
Livishie | SSE | SHETL | T1 | Hydro | 15 | 2012 | Existing | 15 | 15 | 15 | 15 | 15 | 15 | 15 | 15 | 15 | 15 | 15 | 15 | 15 | 15
Lochay | SSE | SHETL | T4 | Hydro | 47 | 2012 | Existing | 47 | 47 | 47 | 47 | 47 | 47 | 47 | 47 | 47 | 47 | 47 | 47 | 47 | 47
Luichart | SSE | SHETL | T1 | Hydro | 34 | 2012 | Existing | 34 | 34 | 34 | 34 | 34 | 34 | 34 | 34 | 34 | 34 | 34 | 34 | 34 | 34
Mossford | SSE | SHETL | T1 | Hydro | 18.66 | 2012 | Existing | 18.66 | 18.66 | 18.66 | 18.66 | 18.66 | 18.66 | 18.66 | 18.66 | 18.66 | 18.66 | 18.66 | 18.66 | 18.66 | 18.66
Nant | SSE | SHETL | T3 | Hydro | 15 | 2012 | Existing | 15 | 15 | 15 | 15 | 15 | 15 | 15 | 15 | 15 | 15 | 15 | 15 | 15 | 15
Orrin | SSE | SHETL | T1 | Hydro | 18 | 2012 | Existing | 18 | 18 | 18 | 18 | 18 | 18 | 18 | 18 | 18 | 18 | 18 | 18 | 18 | 18
Pitlochry | SSE | SHETL | T4 | Hydro | 15 | 2012 | Existing | 15 | 15 | 15 | 15 | 15 | 15 | 15 | 15 | 15 | 15 | 15 | 15 | 15 | 15
Quoich | SSE | SHETL | T1 | Hydro | 18 | 2012 | Existing | 18 | 18 | 18 | 18 | 18 | 18 | 18 | 18 | 18 | 18 | 18 | 18 | 18 | 18
Rannoch | SSE | SHETL | T4 | Hydro | 45 | 2012 | Existing | 45 | 45 | 45 | 45 | 45 | 45 | 45 | 45 | 45 | 45 | 45 | 45 | 45 | 45
Shin | SSE | SHETL | T5 | Hydro | 18.6 | 2012 | Existing | 18.6 | 18.6 | 18.6 | 18.6 | 18.6 | 18.6 | 18.6 | 18.6 | 18.6 | 18.6 | 18.6 | 18.6 | 18.6 | 18.6
Sloy | SSE | SHETL | T3 | Hydro | 152.5 | 2012 | Existing | 152.5 | 152.5 | 152.5 | 152.5 | 152.5 | 152.5 | 152.5 | 152.5 | 152.5 | 152.5 | 152.5 | 152.5 | 152.5 | 152.5
St Fillans | SSE | SHETL | T4 | Hydro | 16.8 | 2012 | Existing | 16.8 | 16.8 | 16.8 | 16.8 | 16.8 | 16.8 | 16.8 | 16.8 | 16.8 | 16.8 | 16.8 | 16.8 | 16.8 | 16.8
Torr Achilty | SSE | SHETL | T1 | Hydro | 15 | 2012 | Existing | 15 | 15 | 15 | 15 | 15 | 15 | 15 | 15 | 15 | 15 | 15 | 15 | 15 | 15
Tummel | SSE | SHETL | T4 | Hydro | 34 | 2012 | Existing | 34 | 34 | 34 | 34 | 34 | 34 | 34 | 34 | 34 | 34 | 34 | 34 | 34 | 34
Norwegian Link 2 | 0 | SHETL | T2 | Interconnector | 1400 | 2021 | Scoping | 0 | 0 | 0 | 0 | 0 | 0 | 0 | 0 | 0 | 1400 | 1400 | 1400 | 1400 | 1400
Costa Head, Westray South and Brough Head | SSE | SHETL | T5 | Marine | 450 | 2018 | Awaiting Consents | 0 | 0 | 0 | 0 | 0 | 0 | 130 | 130 | 450 | 450 | 450 | 450 | 450 | 450
Duncansby | Scottish Power | SHETL | T5 | Marine | 95 | 2018 | Scoping | 0 | 0 | 0 | 0 | 0 | 0 | 30 | 60 | 95 | 95 | 95 | 95 | 95 | 95
Lag Na Greine | Lewis Wind Power Ltd | SHETL | T1 | Marine | 40 | 2017 | Awaiting Consents | 0 | 0 | 0 | 0 | 0 | 10 | 20 | 40 | 40 | 40 | 40 | 40 | 40 | 40
Marwick Head | Scottish Power | SHETL | T5 | Marine | 40.5 | 2018 | Scoping | 0 | 0 | 0 | 0 | 0 | 0 | 40.5 | 40.5 | 40.5 | 40.5 | 40.5 | 40.5 | 40.5 | 40.5
Meygen | MeyGen | SHETL | T5 | Marine | 237 | 2018 | Awaiting Consents | 0 | 0 | 0 | 0 | 0 | 0 | 222 | 237 | 237 | 237 | 237 | 237 | 237 | 237
Sound of Islay | Scottish Power | SHETL | T3 | Marine | 10 | 2013 | Consents Approved | 0 | 10 | 10 | 10 | 10 | 10 | 10 | 10 | 10 | 10 | 10 | 10 | 10 | 10
Aberdeen Bay Wind Farm | Aberdeen Offshore Wind Farm Ltd | SHETL | T2 | Offshore Wind | 77 | 2015 | Awaiting Consents | 0 | 0 | 0 | 77 | 77 | 77 | 77 | 77 | 77 | 77 | 77 | 77 | 77 | 77
Beatrice | SSE | SHETL | T1 | Offshore Wind | 1000 | 2018 | Awaiting Consents | 0 | 0 | 0 | 0 | 0 | 0 | 400 | 700 | 1000 | 1000 | 1000 | 1000 | 1000 | 1000
Firth of Forth SHETL | Seagreen Wind Energy Limited | SHETL | T4 | Offshore Wind | 1075 | 2015 | Scoping | 0 | 0 | 0 | 1075 | 1075 | 1075 | 1075 | 1075 | 1075 | 1075 | 1075 | 1075 | 1075 | 1075
Moray Firth | Moray Offshore Renewables Limited | SHETL | T2 | Offshore Wind | 1500 | 2018 | Awaiting Consents | 0 | 0 | 0 | 0 | 0 | 0 | 780 | 1140 | 1500 | 1500 | 1500 | 1500 | 1500 | 1500
A Chruach |  | SHETL | T3 | Onshore Wind | 49.9 | 2014 | Consents Approved | 0 | 0 | 49.9 | 49.9 | 49.9 | 49.9 | 49.9 | 49.9 | 49.9 | 49.9 | 49.9 | 49.9 | 49.9 | 49.9
Allt Duine |  | SHETL | T1 | Onshore Wind | 87 | 2016 | Scoping | 0 | 0 | 0 | 0 | 87 | 87 | 87 | 87 | 87 | 87 | 87 | 87 | 87 | 87
An Suidhe |  | SHETL | T3 | Onshore Wind | 20.7 | 2012 | Existing | 20.7 | 20.7 | 20.7 | 20.7 | 20.7 | 20.7 | 20.7 | 20.7 | 20.7 | 20.7 | 20.7 | 20.7 | 20.7 | 20.7
Ardkinglas |  | SHETL | T3 | Onshore Wind | 19.25 | 2012 | Existing | 19.25 | 19.25 | 19.25 | 19.25 | 19.25 | 19.25 | 19.25 | 19.25 | 19.25 | 19.25 | 19.25 | 19.25 | 19.25 | 19.25
Aultmore |  | SHETL | T1 | Onshore Wind | 39 | 2017 | Awaiting Consents | 0 | 0 | 0 | 0 | 0 | 39 | 39 | 39 | 39 | 39 | 39 | 39 | 39 | 39
Bad a Cheo Wind Farm |  | SHETL | T5 | Onshore Wind | 30 | 2020 | Scoping | 0 | 0 | 0 | 0 | 0 | 0 | 0 | 0 | 30 | 30 | 30 | 30 | 30 | 30
Baillie and Bardnaheigh |  | SHETL | T5 | Onshore Wind | 52.5 | 2012 | Existing | 52.5 | 52.5 | 52.5 | 52.5 | 52.5 | 52.5 | 52.5 | 52.5 | 52.5 | 52.5 | 52.5 | 52.5 | 52.5 | 52.5
Beinn an Tuirc |  | SHETL | T3 | Onshore Wind | 30 | 2012 | Existing | 30 | 30 | 30 | 30 | 30 | 30 | 30 | 30 | 30 | 30 | 30 | 30 | 30 | 30
Beinn an Tuirc 2 |  | SHETL | T3 | Onshore Wind | 43.7 | 2012 | Existing | 43.7 | 43.7 | 43.7 | 43.7 | 43.7 | 43.7 | 43.7 | 43.7 | 43.7 | 43.7 | 43.7 | 43.7 | 43.7 | 43.7
Beinn Tharsuinn |  | SHETL | T5 | Onshore Wind | 29 | 2012 | Existing | 29 | 29 | 29 | 29 | 29 | 29 | 29 | 29 | 29 | 29 | 29 | 29 | 29 | 29
Beinneun Wind Farm |  | SHETL | T1 | Onshore Wind | 85 | 2021 | Consents Approved | 0 | 0 | 0 | 0 | 0 | 0 | 0 | 0 | 0 | 85 | 85 | 85 | 85 | 85
Ben Aketil |  | SHETL | T1 | Onshore Wind | 28 | 2012 | Existing | 28 | 28 | 28 | 28 | 28 | 28 | 28 | 28 | 28 | 28 | 28 | 28 | 28 | 28
Benbrack & Quantans Hill |  | SHETL |  | Onshore Wind | 72 | 2018 | Scoping | 0 | 0 | 0 | 0 | 0 | 0 | 72 | 72 | 72 | 72 | 72 | 72 | 72 | 72
Berry Burn |  | SHETL | T1 | Onshore Wind | 72.5 | 2013 | Consents Approved | 0 | 72.5 | 72.5 | 72.5 | 72.5 | 72.5 | 72.5 | 72.5 | 72.5 | 72.5 | 72.5 | 72.5 | 72.5 | 72.5
Bhlaraidh Wind Farm |  | SHETL | T3 | Onshore Wind | 108 | 2021 | Scoping | 0 | 0 | 0 | 0 | 0 | 0 | 0 | 0 | 0 | 108 | 108 | 108 | 108 | 108
Boulfruich |  | SHETL | T5 | Onshore Wind | 13.5 | 2012 | Existing | 13.5 | 13.5 | 13.5 | 13.5 | 13.5 | 13.5 | 13.5 | 13.5 | 13.5 | 13.5 | 13.5 | 13.5 | 13.5 | 13.5
Boyndie |  | SHETL | T1 | Onshore Wind | 21 | 2012 | Existing | 21 | 21 | 21 | 21 | 21 | 21 | 21 | 21 | 21 | 21 | 21 | 21 | 21 | 21
Braes of Doune |  | SHETL | T4 | Onshore Wind | 74 | 2012 | Existing | 74 | 74 | 74 | 74 | 74 | 74 | 74 | 74 | 74 | 74 | 74 | 74 | 74 | 74
Burn of Whilk |  | SHETL | T5 | Onshore Wind | 22.5 | 2014 | Consents Approved | 0 | 0 | 22.5 | 22.5 | 22.5 | 22.5 | 22.5 | 22.5 | 22.5 | 22.5 | 22.5 | 22.5 | 22.5 | 22.5
Cairn Uish |  | SHETL | T1 | Onshore Wind | 50.6 | 2012 | Existing | 50.6 | 50.6 | 50.6 | 50.6 | 50.6 | 50.6 | 50.6 | 50.6 | 50.6 | 50.6 | 50.6 | 50.6 | 50.6 | 50.6
Cairn Uish 2 |  | SHETL | T1 | Onshore Wind | 41.4 | 2013 | Under Construction | 0 | 41.4 | 41.4 | 41.4 | 41.4 | 41.4 | 41.4 | 41.4 | 41.4 | 41.4 | 41.4 | 41.4 | 41.4 | 41.4
Camster |  | SHETL | T5 | Onshore Wind | 50 | 2013 | Consents Approved | 0 | 50 | 50 | 50 | 50 | 50 | 50 | 50 | 50 | 50 | 50 | 50 | 50 | 50
Carraig Gheal |  | SHETL | T3 | Onshore Wind | 46 | 2012 | Existing | 46 | 46 | 46 | 46 | 46 | 46 | 46 | 46 | 46 | 46 | 46 | 46 | 46 | 46
Causeymire |  | SHETL | T5 | Onshore Wind | 48.3 | 2012 | Existing | 48.3 | 48.3 | 48.3 | 48.3 | 48.3 | 48.3 | 48.3 | 48.3 | 48.3 | 48.3 | 48.3 | 48.3 | 48.3 | 48.3
Causeymire 2 |  | SHETL | T5 | Onshore Wind | 6.9 | 2013 | Consents Approved | 0 | 6.9 | 6.9 | 6.9 | 6.9 | 6.9 | 6.9 | 6.9 | 6.9 | 6.9 | 6.9 | 6.9 | 6.9 | 6.9
Clashindarroch |  | SHETL | T2 | Onshore Wind | 37 | 2014 | Consents Approved | 0 | 0 | 37 | 37 | 37 | 37 | 37 | 37 | 37 | 37 | 37 | 37 | 37 | 37
Coire Na Cloiche |  | SHETL | T5 | Onshore Wind | 30 | 2018 | Awaiting Consents | 0 | 0 | 0 | 0 | 0 | 0 | 30 | 30 | 30 | 30 | 30 | 30 | 30 | 30
Corriegarth |  | SHETL | T1 | Onshore Wind | 70 | 2015 | Awaiting Consents | 0 | 0 | 0 | 70 | 70 | 70 | 70 | 70 | 70 | 70 | 70 | 70 | 70 | 70
Corriemollie |  | SHETL | T1 | Onshore Wind | 47.5 | 2016 | Consents Approved | 0 | 0 | 0 | 0 | 47.5 | 47.5 | 47.5 | 47.5 | 47.5 | 47.5 | 47.5 | 47.5 | 47.5 | 47.5
Cour |  | SHETL | T3 | Onshore Wind | 23 | 2015 | Consents Approved | 0 | 0 | 0 | 23 | 23 | 23 | 23 | 23 | 23 | 23 | 23 | 23 | 23 | 23
Dalnessie |  | SHETL | T5 | Onshore Wind | 81 | 2018 | Scoping | 0 | 0 | 0 | 0 | 0 | 0 | 81 | 81 | 81 | 81 | 81 | 81 | 81 | 81
Deucheran Hill |  | SHETL | T3 | Onshore Wind | 15 | 2012 | Existing | 15 | 15 | 15 | 15 | 15 | 15 | 15 | 15 | 15 | 15 | 15 | 15 | 15 | 15
Dorenell |  | SHETL | T1 | Onshore Wind | 180 | 2018 | Consents Approved | 0 | 0 | 0 | 0 | 0 | 0 | 180 | 180 | 180 | 180 | 180 | 180 | 180 | 180
Druim Ba |  | SHETL | T1 | Onshore Wind | 69 | 2015 | Awaiting Consents | 0 | 0 | 0 | 69 | 69 | 69 | 69 | 69 | 69 | 69 | 69 | 69 | 69 | 69
Drumderg |  | SHETL | T4 | Onshore Wind | 69 | 2012 | Existing | 69 | 69 | 69 | 69 | 69 | 69 | 69 | 69 | 69 | 69 | 69 | 69 | 69 | 69
Dummuies |  | SHETL | T1 | Onshore Wind | 12.3 | 2012 | Existing | 12.3 | 12.3 | 12.3 | 12.3 | 12.3 | 12.3 | 12.3 | 12.3 | 12.3 | 12.3 | 12.3 | 12.3 | 12.3 | 12.3
Dunbeath |  | SHETL | T5 | Onshore Wind | 55 | 2015 | Awaiting Consents | 0 | 0 | 0 | 55 | 55 | 55 | 55 | 55 | 55 | 55 | 55 | 55 | 55 | 55
Dunmaglass |  | SHETL | T1 | Onshore Wind | 98.5 | 2015 | Consents Approved | 0 | 0 | 0 | 98.5 | 98.5 | 98.5 | 98.5 | 98.5 | 98.5 | 98.5 | 98.5 | 98.5 | 98.5 | 98.5
Edinbane |  | SHETL | T1 | Onshore Wind | 41.4 | 2012 | Existing | 41.4 | 41.4 | 41.4 | 41.4 | 41.4 | 41.4 | 41.4 | 41.4 | 41.4 | 41.4 | 41.4 | 41.4 | 41.4 | 41.4
Eishken |  | SHETL | T1 | Onshore Wind | 133 | 2016 | Consents Approved | 0 | 0 | 0 | 0 | 133 | 133 | 133 | 133 | 133 | 133 | 133 | 133 | 133 | 133
Fairburn Extension Wind Farm |  | SHETL | T1 | Onshore Wind | 51 | 2020 | Scoping | 0 | 0 | 0 | 0 | 0 | 0 | 0 | 0 | 51 | 51 | 51 | 51 | 51 | 51
Fairburn Wind Farm |  | SHETL | T1 | Onshore Wind | 40 | 2017 | Scoping | 0 | 0 | 0 | 0 | 0 | 40 | 40 | 40 | 40 | 40 | 40 | 40 | 40 | 40
Farr |  | SHETL | T1 | Onshore Wind | 92 | 2012 | Existing | 92 | 92 | 92 | 92 | 92 | 92 | 92 | 92 | 92 | 92 | 92 | 92 | 92 | 92
Glen Ullinish |  | SHETL | T1 | Onshore Wind | 42 | 2021 | Scoping | 0 | 0 | 0 | 0 | 0 | 0 | 0 | 0 | 0 | 42 | 42 | 42 | 42 | 42
Glencassley |  | SHETL | T5 | Onshore Wind | 65 | 2020 | Scoping | 0 | 0 | 0 | 0 | 0 | 0 | 0 | 0 | 65 | 65 | 65 | 65 | 65 | 65
Glenmorie |  | SHETL | T5 | Onshore Wind | 114 | 2018 | Scoping | 0 | 0 | 0 | 0 | 0 | 0 | 114 | 114 | 114 | 114 | 114 | 114 | 114 | 114
Glens of Foudland |  | SHETL | T1 | Onshore Wind | 26 | 2012 | Existing | 26 | 26 | 26 | 26 | 26 | 26 | 26 | 26 | 26 | 26 | 26 | 26 | 26 | 26
Gordonbush |  | SHETL | T5 | Onshore Wind | 70 | 2012 | Existing | 70 | 70 | 70 | 70 | 70 | 70 | 70 | 70 | 70 | 70 | 70 | 70 | 70 | 70
Griffin |  | SHETL | T4 | Onshore Wind | 15.4 | 2016 | Scoping | 0 | 0 | 0 | 0 | 15.4 | 15.4 | 15.4 | 15.4 | 15.4 | 15.4 | 15.4 | 15.4 | 15.4 | 15.4
Griffin |  | SHETL | T4 | Onshore Wind | 94.3 | 2012 | Existing | 94.3 | 94.3 | 94.3 | 94.3 | 94.3 | 94.3 | 94.3 | 94.3 | 94.3 | 94.3 | 94.3 | 94.3 | 94.3 | 94.3
Griffin |  | SHETL | T4 | Onshore Wind | 94.3 | 2012 | Existing | 94.3 | 94.3 | 94.3 | 94.3 | 94.3 | 94.3 | 94.3 | 94.3 | 94.3 | 94.3 | 94.3 | 94.3 | 94.3 | 94.3
Halsary |  | SHETL | T5 | Onshore Wind | 41.4 | 2018 | Scoping | 0 | 0 | 0 | 0 | 0 | 0 | 41.4 | 41.4 | 41.4 | 41.4 | 41.4 | 41.4 | 41.4 | 41.4
Hill of Fishrie |  | SHETL | T2 | Onshore Wind | 13 | 2014 | Awaiting Consents | 0 | 0 | 13 | 13 | 13 | 13 | 13 | 13 | 13 | 13 | 13 | 13 | 13 | 13
Hill of Towie |  | SHETL | T1 | Onshore Wind | 48.3 | 2012 | Existing | 48.3 | 48.3 | 48.3 | 48.3 | 48.3 | 48.3 | 48.3 | 48.3 | 48.3 | 48.3 | 48.3 | 48.3 | 48.3 | 48.3
Kilbruar |  | SHETL | T5 | Onshore Wind | 67 | 2012 | Existing | 67 | 67 | 67 | 67 | 67 | 67 | 67 | 67 | 67 | 67 | 67 | 67 | 67 | 67
Kildrummy |  | SHETL | T2 | Onshore Wind | 18.4 | 2012 | Existing | 18.4 | 18.4 | 18.4 | 18.4 | 18.4 | 18.4 | 18.4 | 18.4 | 18.4 | 18.4 | 18.4 | 18.4 | 18.4 | 18.4
Lairg - Achany |  | SHETL | T5 | Onshore Wind | 38 | 2012 | Existing | 38 | 38 | 38 | 38 | 38 | 38 | 38 | 38 | 38 | 38 | 38 | 38 | 38 | 38
Limekilns |  | SHETL | T5 | Onshore Wind | 90 | 2020 | Scoping | 0 | 0 | 0 | 0 | 0 | 0 | 0 | 0 | 90 | 90 | 90 | 90 | 90 | 90
Loch Urr |  | SHETL |  | Onshore Wind | 84 | 2018 | Scoping | 0 | 0 | 0 | 0 | 0 | 0 | 84 | 84 | 84 | 84 | 84 | 84 | 84 | 84
Lochluichart |  | SHETL | T1 | Onshore Wind | 69 | 2013 | Consents Approved | 0 | 51 | 69 | 69 | 69 | 69 | 69 | 69 | 69 | 69 | 69 | 69 | 69 | 69
Mid Hill |  | SHETL | T2 | Onshore Wind | 75 | 2013 | Under Construction | 0 | 75 | 75 | 75 | 75 | 75 | 75 | 75 | 75 | 75 | 75 | 75 | 75 | 75
Millennium |  | SHETL | T1 | Onshore Wind | 65 | 2012 | Existing | 65 | 65 | 65 | 65 | 65 | 65 | 65 | 65 | 65 | 65 | 65 | 65 | 65 | 65
Millennium South |  | SHETL | T1 | Onshore Wind | 75 | 2016 | Awaiting Consents | 0 | 0 | 0 | 0 | 25 | 25 | 25 | 25 | 25 | 75 | 75 | 75 | 75 | 75
Muaithebheal |  | SHETL | T1 | Onshore Wind | 150 | 2017 | Consents Approved | 0 | 0 | 0 | 0 | 0 | 150 | 150 | 150 | 150 | 150 | 150 | 150 | 150 | 150
Novar |  | SHETL | T5 | Onshore Wind | 18.5 | 2012 | Existing | 18.5 | 18.5 | 18.5 | 18.5 | 18.5 | 18.5 | 18.5 | 18.5 | 18.5 | 18.5 | 18.5 | 18.5 | 18.5 | 18.5
Novar 2 |  | SHETL | T5 | Onshore Wind | 32 | 2012 | Existing | 32 | 32 | 32 | 32 | 32 | 32 | 32 | 32 | 32 | 32 | 32 | 32 | 32 | 32
Paul's Hill |  | SHETL | T1 | Onshore Wind | 70 | 2012 | Existing | 70 | 70 | 70 | 70 | 70 | 70 | 70 | 70 | 70 | 70 | 70 | 70 | 70 | 70
Pentland Road |  | SHETL | T1 | Onshore Wind | 18 | 2012 | Existing | 14 | 13.8 | 13.8 | 13.8 | 13.8 | 14 | 18 | 18 | 18 | 18 | 18 | 18 | 18 | 18
Rosehall |  | SHETL | T5 | Onshore Wind | 25 | 2012 | Existing | 25 | 25 | 25 | 25 | 25 | 25 | 25 | 25 | 25 | 25 | 25 | 25 | 25 | 25
Sallachy |  | SHETL | T5 | Onshore Wind | 66 | 2018 | Awaiting Consents | 0 | 0 | 0 | 0 | 0 | 0 | 66 | 66 | 66 | 66 | 66 | 66 | 66 | 66
Spittal Hill |  | SHETL | T5 | Onshore Wind | 21 | 2018 | Awaiting Consents | 0 | 0 | 0 | 0 | 0 | 0 | 21 | 21 | 21 | 21 | 21 | 21 | 21 | 21
Strathy North & South |  | SHETL | T5 | Onshore Wind | 226 | 2014 | Consents Approved | 0 | 0 | 76 | 226 | 226 | 226 | 226 | 226 | 226 | 226 | 226 | 226 | 226 | 226
Strathy Wood |  | SHETL | T5 | Onshore Wind | 84 | 2020 | Scoping | 0 | 0 | 0 | 0 | 0 | 0 | 0 | 0 | 84 | 84 | 84 | 84 | 84 | 84
Stronelairg |  | SHETL | T1 | Onshore Wind | 298.8 | 2018 | Scoping | 0 | 0 | 0 | 0 | 0 | 0 | 298.8 | 298.8 | 298.8 | 298.8 | 298.8 | 298.8 | 298.8 | 298.8
Stroupster |  | SHETL | T5 | Onshore Wind | 31.5 | 2014 | Awaiting Consents | 0 | 0 | 31.5 | 31.5 | 31.5 | 31.5 | 31.5 | 31.5 | 31.5 | 31.5 | 31.5 | 31.5 | 31.5 | 31.5
Tangy |  | SHETL | T3 | Onshore Wind | 19 | 2012 | Existing | 19 | 19 | 19 | 19 | 19 | 19 | 19 | 19 | 19 | 19 | 19 | 19 | 19 | 19
Tolsta Wind Farm |  | SHETL | T1 | Onshore Wind | 39 | 2017 | Awaiting Consents | 0 | 0 | 0 | 0 | 0 | 39 | 39 | 39 | 39 | 39 | 39 | 39 | 39 | 39
Tom Nan Clach |  | SHETL | T1 | Onshore Wind | 75 | 2018 | Awaiting Consents | 0 | 0 | 0 | 0 | 0 | 0 | 75 | 75 | 75 | 75 | 75 | 75 | 75 | 75
Tomatin |  | SHETL | T1 | Onshore Wind | 30 | 2013 | Awaiting Consents | 0 | 30 | 30 | 30 | 30 | 30 | 30 | 30 | 30 | 30 | 30 | 30 | 30 | 30
Tullo |  | SHETL | T2 | Onshore Wind | 17 | 2012 | Existing | 17 | 17 | 17 | 17 | 17 | 17 | 17 | 17 | 17 | 17 | 17 | 17 | 17 | 17
Tullo 2 |  | SHETL | T2 | Onshore Wind | 12.5 | 2013 | Under Construction | 0 | 12.5 | 12.5 | 12.5 | 12.5 | 12.5 | 12.5 | 12.5 | 12.5 | 12.5 | 12.5 | 12.5 | 12.5 | 12.5
Viking |  | SHETL | T1 | Onshore Wind | 412 | 2018 | Consents Approved | 0 | 0 | 0 | 0 | 0 | 0 | 412 | 412 | 412 | 412 | 412 | 412 | 412 | 412
Foyers | SSE | SHETL | T1 | Pumped_Storage | 300 | 2012 | Existing | 300 | 300 | 300 | 300 | 300 | 300 | 300 | 300 | 300 | 300 | 300 | 300 | 300 | 300
Markinch Biomass CHP Plant | RWE | SPTL | S5 | Biomass | 52 | 2013 | Under Construction | 0 | 52 | 52 | 52 | 52 | 52 | 52 | 52 | 52 | 52 | 52 | 52 | 52 | 52
Steven's Croft | E.On | SPTL | S1 | Biomass | 45 | 2012 | Existing | 45 | 45 | 45 | 45 | 45 | 45 | 45 | 45 | 45 | 45 | 45 | 45 | 45 | 45
Cockenzie | Scottish Power | SPTL | S1 | Coal | 551 | 2012 | Existing | 551 | 0 | 0 | 0 | 0 | 0 | 0 | 0 | 0 | 0 | 0 | 0 | 0 | 0
Longannet | Scottish Power | SPTL | S5 | Coal | 2260 | 2012 | Existing | 2260 | 2260 | 2260 | 2260 | 2260 | 2260 | 2260 | 2260 | 2260 | 2260 | 2260 | 2260 | 2260 | 2260
BP Grangemouth | Grangemouth CHP Limited | SPTL | S1 | Gas | 120 | 2012 | Existing | 120 | 120 | 120 | 120 | 120 | 120 | 120 | 120 | 120 | 120 | 120 | 120 | 120 | 120
Caledonian Paper | Caledonian Paper | SPTL | S2 | Gas | 20 | 2012 | Existing | 20 | 20 | 20 | 20 | 20 | 20 | 20 | 20 | 20 | 20 | 20 | 20 | 20 | 20
Tongland | Scottish Power | SPTL | S1 | Hydro | 33 | 2012 | Existing | 33 | 33 | 33 | 33 | 33 | 33 | 33 | 33 | 33 | 33 | 33 | 33 | 33 | 33
Moyle | Moyle | SPTL | S9 | Interconnector | 500 | 2012 | Existing | 500 | 500 | 500 | 500 | 500 | 500 | 500 | 500 | 500 | 500 | 500 | 500 | 500 | 500
Islay Marine Energy Park | DP Marine | SPTL | S6 | Marine | 400 | 2019 | Scoping | 0 | 0 | 0 | 0 | 0 | 0 | 0 | 400 | 400 | 400 | 400 | 400 | 400 | 400
Hunterston | EDF | SPTL | S2 | Nuclear | 947 | 2012 | Existing | 947 | 947 | 947 | 947 | 947 | 947 | 947 | 947 | 947 | 947 | 947 | 947 | 947 | 947
Torness | EDF | SPTL | S1 | Nuclear | 1215 | 2012 | Existing | 1215 | 1215 | 1215 | 1215 | 1215 | 1215 | 1215 | 1215 | 1215 | 1215 | 1215 | 1215 | 1215 | 1215
Argyll Array | Scottish Power | SPTL | S6 | Offshore Wind | 1000 | 2018 | Scoping | 0 | 0 | 0 | 0 | 0 | 0 | 400 | 800 | 1000 | 1000 | 1000 | 1000 | 1000 | 1000
Firth of Forth SPTL | Seagreen Wind Energy Limited | SPTL | S1 | Offshore Wind | 2615 | 2017 | Scoping | 0 | 0 | 0 | 0 | 0 | 1825 | 2615 | 2615 | 2615 | 2615 | 2615 | 2615 | 2615 | 2615
Inch Cape | SeaEnergy | SPTL | S1 | Offshore Wind | 1050 | 2017 | Scoping | 0 | 0 | 0 | 0 | 0 | 330 | 690 | 1050 | 1050 | 1050 | 1050 | 1050 | 1050 | 1050
Neart Na Gaoithe | Neart Na Gaoithe Offshore Wind Farm Limited | SPTL | S1 | Offshore Wind | 450 | 2014 | Scoping | 0 | 0 | 450 | 450 | 450 | 450 | 450 | 450 | 450 | 450 | 450 | 450 | 450 | 450
Afton |  | SPTL | S1 | Onshore Wind | 68 | 2015 | Awaiting Consents | 0 | 0 | 0 | 68 | 68 | 68 | 68 | 68 | 68 | 68 | 68 | 68 | 68 | 68
Aikengall |  | SPTL | S1 | Onshore Wind | 48 | 2012 | Existing | 48 | 48 | 48 | 48 | 48 | 48 | 48 | 48 | 48 | 48 | 48 | 48 | 48 | 48
Aikengall 2 |  | SPTL | S1 | Onshore Wind | 108 | 2015 | Awaiting Consents | 0 | 0 | 0 | 108 | 108 | 108 | 108 | 108 | 108 | 108 | 108 | 108 | 108 | 108
Arecleoch |  | SPTL | S1 | Onshore Wind | 120 | 2012 | Existing | 120 | 120 | 120 | 120 | 120 | 120 | 120 | 120 | 120 | 120 | 120 | 120 | 120 | 120
Assel Valley |  | SPTL |  | Onshore Wind | 33 | 2014 | Scoping | 0 | 0 | 33 | 33 | 33 | 33 | 33 | 33 | 33 | 33 | 33 | 33 | 33 | 33
Black Law |  | SPTL | S1 | Onshore Wind | 121 | 2012 | Existing | 121 | 121 | 121 | 121 | 121 | 121 | 121 | 121 | 121 | 121 | 121 | 121 | 121 | 121
Blackcraig |  | SPTL | S7 | Onshore Wind | 71 | 2016 | Consents Approved | 0 | 0 | 0 | 0 | 71 | 71 | 71 | 71 | 71 | 71 | 71 | 71 | 71 | 71
Blacklaw Extension |  | SPTL | S1 | Onshore Wind | 69 | 2015 | Awaiting Consents | 0 | 0 | 0 | 69 | 69 | 69 | 69 | 69 | 69 | 69 | 69 | 69 | 69 | 69
Bowbeat |  | SPTL | S1 | Onshore Wind | 33 | 2012 | Existing | 33 | 33 | 33 | 33 | 33 | 33 | 33 | 33 | 33 | 33 | 33 | 33 | 33 | 33
Brockloch Rig |  | SPTL | S1 | Onshore Wind | 75 | 2016 | Consents Approved | 0 | 0 | 0 | 0 | 75 | 75 | 75 | 75 | 75 | 75 | 75 | 75 | 75 | 75
Clyde North & South |  | SPTL | S1 | Onshore Wind | 519 | 2012 | Existing | 350 | 350 | 350 | 519 | 519 | 519 | 519 | 519 | 519 | 519 | 519 | 519 | 519 | 519
Cruach Mhor |  | SPTL | S7 | Onshore Wind | 29 | 2012 | Existing | 29 | 29 | 29 | 29 | 29 | 29 | 29 | 29 | 29 | 29 | 29 | 29 | 29 | 29
Crystal Rig |  | SPTL | S1 | Onshore Wind | 62.5 | 2012 | Existing | 62.5 | 62.5 | 62.5 | 62.5 | 62.5 | 62.5 | 62.5 | 62.5 | 62.5 | 62.5 | 62.5 | 62.5 | 62.5 | 62.5
Crystal Rig 2 |  | SPTL | S1 | Onshore Wind | 62 | 2016 | Existing | 0 | 0 | 0 | 0 | 62 | 62 | 62 | 62 | 62 | 62 | 62 | 62 | 62 | 62
Crystal Rig 2 |  | SPTL | S1 | Onshore Wind | 138 | 2012 | Existing | 138 | 138 | 138 | 138 | 138 | 138 | 138 | 138 | 138 | 138 | 138 | 138 | 138 | 138
Dalswinton |  | SPTL | S1 | Onshore Wind | 29.9 | 2012 | Existing | 29.9 | 29.9 | 29.9 | 29.9 | 29.9 | 29.9 | 29.9 | 29.9 | 29.9 | 29.9 | 29.9 | 29.9 | 29.9 | 29.9
Dersalloch |  | SPTL | S1 | Onshore Wind | 55 | 2014 | Awaiting Consents | 0 | 0 | 55 | 55 | 55 | 55 | 55 | 55 | 55 | 55 | 55 | 55 | 55 | 55
Dunlaw Extension |  | SPTL | S1 | Onshore Wind | 29.75 | 2012 | Existing | 29.75 | 29.75 | 29.75 | 29.75 | 29.75 | 29.75 | 29.75 | 29.75 | 29.75 | 29.75 | 29.75 | 29.75 | 29.75 | 29.75
Earlsburn |  | SPTL | S5 | Onshore Wind | 35 | 2012 | Existing | 35 | 35 | 35 | 35 | 35 | 35 | 35 | 35 | 35 | 35 | 35 | 35 | 35 | 35
Earlshaugh |  | SPTL | S1 | Onshore Wind | 55 | 2017 | Awaiting Consents | 0 | 0 | 0 | 0 | 0 | 55 | 55 | 55 | 55 | 55 | 55 | 55 | 55 | 55
Ewe Hill |  | SPTL | S1 | Onshore Wind | 51 | 2016 | Awaiting Consents | 0 | 0 | 0 | 0 | 18 | 51 | 51 | 51 | 51 | 51 | 51 | 51 | 51 | 51
Fallago |  | SPTL | S1 | Onshore Wind | 144 | 2013 | Existing | 0 | 144 | 144 | 144 | 144 | 144 | 144 | 144 | 144 | 144 | 144 | 144 | 144 | 144
Galawhistle |  | SPTL | S1 | Onshore Wind | 55.2 | 2017 | Consents Approved | 0 | 0 | 0 | 0 | 0 | 55.2 | 55.2 | 55.2 | 55.2 | 55.2 | 55.2 | 55.2 | 55.2 | 55.2
Glen App Windfarm |  | SPTL |  | Onshore Wind | 51 | 2018 | Scoping | 0 | 0 | 0 | 0 | 0 | 0 | 51 | 51 | 51 | 51 | 51 | 51 | 51 | 51
Hadyard Hill |  | SPTL | S1 | Onshore Wind | 117 | 2012 | Existing | 117 | 117 | 117 | 117 | 117 | 117 | 117 | 117 | 117 | 117 | 117 | 117 | 117 | 117
Harestanes |  | SPTL | S1 | Onshore Wind | 163.3 | 2013 | Under Construction | 0 | 111 | 126 | 146 | 163 | 163.3 | 163.3 | 163.3 | 163.3 | 163.3 | 163.3 | 163.3 | 163.3 | 163.3
Harrows Law |  | SPTL | S1 | Onshore Wind | 42.5 | 2013 | Awaiting Consents | 0 | 42.5 | 42.5 | 42.5 | 42.5 | 42.5 | 42.5 | 42.5 | 42.5 | 42.5 | 42.5 | 42.5 | 42.5 | 42.5
Hearthstanes B |  | SPTL | S1 | Onshore Wind | 81 | 2017 | Scoping | 0 | 0 | 0 | 0 | 0 | 81 | 81 | 81 | 81 | 81 | 81 | 81 | 81 | 81
Kilgallioch |  | SPTL | S1 | Onshore Wind | 274 | 2017 | Awaiting Consents | 0 | 0 | 0 | 0 | 0 | 274 | 274 | 274 | 274 | 274 | 274 | 274 | 274 | 274
Kingsburn |  | SPTL | S7 | Onshore Wind | 20 | 2012 | Existing | 20 | 20 | 20 | 20 | 20 | 20 | 20 | 20 | 20 | 20 | 20 | 20 | 20 | 20
Loch Hill |  | SPTL | S1 | Onshore Wind | 27.5 | 2016 | Awaiting Consents | 0 | 0 | 0 | 0 | 27.5 | 27.5 | 27.5 | 27.5 | 27.5 | 27.5 | 27.5 | 27.5 | 27.5 | 27.5
Longpark |  | SPTL | S1 | Onshore Wind | 38 | 2012 | Existing | 38 | 38 | 38 | 38 | 38 | 38 | 38 | 38 | 38 | 38 | 38 | 38 | 38 | 38
Margree |  | SPTL | S1 | Onshore Wind | 42.5 | 2016 | Awaiting Consents | 0 | 0 | 0 | 0 | 42.5 | 42.5 | 42.5 | 42.5 | 42.5 | 42.5 | 42.5 | 42.5 | 42.5 | 42.5
Mark Hill |  | SPTL | S1 | Onshore Wind | 56 | 2012 | Existing | 56 | 56 | 56 | 56 | 56 | 56 | 56 | 56 | 56 | 56 | 56 | 56 | 56 | 56
Minsca |  | SPTL | S1 | Onshore Wind | 37.5 | 2012 | Existing | 37.5 | 37.5 | 37.5 | 37.5 | 37.5 | 37.5 | 37.5 | 37.5 | 37.5 | 37.5 | 37.5 | 37.5 | 37.5 | 37.5
Neilston |  | SPTL | S1 | Onshore Wind | 80 | 2015 | Awaiting Consents | 0 | 0 | 0 | 80 | 80 | 80 | 80 | 80 | 80 | 80 | 80 | 80 | 80 | 80
Newfield |  | SPTL | S1 | Onshore Wind | 60 | 2016 | Awaiting Consents | 0 | 0 | 0 | 0 | 60 | 60 | 60 | 60 | 60 | 60 | 60 | 60 | 60 | 60
Pencloe |  | SPTL | S1 | Onshore Wind | 63 | 2016 | Awaiting Consents | 0 | 0 | 0 | 0 | 63 | 63 | 63 | 63 | 63 | 63 | 63 | 63 | 63 | 63
Rowantree |  | SPTL | S1 | Onshore Wind | 67 | 2016 | Scoping | 0 | 0 | 0 | 0 | 67 | 67 | 67 | 67 | 67 | 67 | 67 | 67 | 67 | 67
Toddleburn |  | SPTL | S1 | Onshore Wind | 27.6 | 2012 | Existing | 27.6 | 27.6 | 27.6 | 27.6 | 27.6 | 27.6 | 27.6 | 27.6 | 27.6 | 27.6 | 27.6 | 27.6 | 27.6 | 27.6
Tormywheel |  | SPTL | S5 | Onshore Wind | 32.4 | 2014 | Consents Approved | 0 | 0 | 32.4 | 32.4 | 32.4 | 32.4 | 32.4 | 32.4 | 32.4 | 32.4 | 32.4 | 32.4 | 32.4 | 32.4
Ulzieside |  | SPTL | S1 | Onshore Wind | 30 | 2016 | Awaiting Consents | 0 | 0 | 0 | 0 | 30 | 30 | 30 | 30 | 30 | 30 | 30 | 30 | 30 | 30
Whitelee |  | SPTL | S1 | Onshore Wind | 322 | 2012 | Existing | 322 | 322 | 322 | 322 | 322 | 322 | 322 | 322 | 322 | 322 | 322 | 322 | 322 | 322
Whitelee Extension |  | SPTL | S1 | Onshore Wind | 206 | 2014 | Existing | 0 | 0 | 206 | 206 | 206 | 206 | 206 | 206 | 206 | 206 | 206 | 206 | 206 | 206
Whiteside Hill |  | SPTL | S1 | Onshore Wind | 27 | 2016 | Consents Approved | 0 | 0 | 0 | 0 | 27 | 27 | 27 | 27 | 27 | 27 | 27 | 27 | 27 | 27
Cruachan | Scottish Power | SPTL | S6 | Pumped_Storage | 440 | 2012 | Existing | 440 | 440 | 440 | 440 | 440 | 440 | 440 | 440 | 440 | 440 | 440 | 440 | 440 | 440

## F3.2
F3.2 - Contracted Generation Split |  |  |  |  | Back to Menu
F3.2a Existing Generation
| 2012 | 2013 | 2014 | 2015 | 2016 | 2017 | 2018 | 2019 | 2020 | 2021 | 2022 | 2023 | 2024 | 2025
Biomass | 787 | 45 | 45 | 45 | 45 | 45 | 45 | 45 | 45 | 45 | 45 | 45 | 45 | 45
CCS | - | - | - | - | - | - | - | - | - | - | - | - | - | -
Coal | 23199 | 20418.5 | 18574 | 18574 | 17935.5 | 17935.5 | 17935.5 | 17935.5 | 17935.5 | 17935.5 | 17935.5 | 17935.5 | 17935.5 | 17935.5
Gas | 29187 | 31098 | 30318 | 31095 | 31095 | 31095 | 31095 | 31095 | 31095 | 31095 | 31095 | 31095 | 31095 | 31095
Interconnector | 4200 | 4200 | 4200 | 4200 | 4200 | 4200 | 4200 | 4200 | 4200 | 4200 | 4200 | 4200 | 4200 | 4200
Marine | 0 | 0 | 0 | 0 | 0 | 0 | 0 | 0 | 0 | 0 | 0 | 0 | 0 | 0
Nuclear | 9420 | 9420 | 8980 | 8980 | 8980 | 8980 | 8980 | 8980 | 8980 | 8980 | 8980 | 8980 | 8980 | 8980
Offshore Wind | 2734 | 2734 | 2734 | 2734 | 2734 | 2734 | 2734 | 2734 | 2734 | 2734 | 2734 | 2734 | 2734 | 2734
Oil | 3196 | 2194 | 2194 | 949 | 949 | 949 | 949 | 949 | 949 | 949 | 949 | 949 | 949 | 949
Onshore Wind | 3037.3 | 3181.1 | 3387.1 | 3556.1 | 3618.1 | 3618.3 | 3622.3 | 3622.3 | 3622.3 | 3622.3 | 3622.3 | 3622.3 | 3622.3 | 3622.3
Pumped_Storage | 2744 | 2744 | 2744 | 2744 | 2744 | 2744 | 2744 | 2744 | 2744 | 2744 | 2744 | 2744 | 2744 | 2744
Hydro | 1116.68 | 1116.68 | 1116.68 | 1116.68 | 1116.68 | 1116.68 | 1116.68 | 1116.68 | 1116.68 | 1116.68 | 1116.68 | 1116.68 | 1116.68 | 1116.68
Total | 79620.98 | 77151.28 | 74292.78 | 73993.78 | 73417.28 | 73417.48 | 73421.48 | 73421.48 | 73421.48 | 73421.48 | 73421.48 | 73421.48 | 73421.48 | 73421.48
F3.2b Generation Under Construction
| 2012 | 2013 | 2014 | 2015 | 2016 | 2017 | 2018 | 2019 | 2020 | 2021 | 2022 | 2023 | 2024 | 2025
Biomass | 0 | 52 | 52 | 52 | 52 | 52 | 52 | 52 | 52 | 52 | 52 | 52 | 52 | 52
CCS | - | - | - | - | - | - | - | - | - | - | - | - | - | -
Coal | - | - | - | - | - | - | - | - | - | - | - | - | - | -
Gas | - | - | - | - | - | - | - | - | - | - | - | - | - | -
Interconnector | - | - | - | - | - | - | - | - | - | - | - | - | - | -
Marine | - | - | - | - | - | - | - | - | - | - | - | - | - | -
Nuclear | - | - | - | - | - | - | - | - | - | - | - | - | - | -
Offshore Wind | 0 | 853 | 998 | 998 | 998 | 998 | 998 | 998 | 998 | 998 | 998 | 998 | 998 | 998
Oil | - | - | - | - | - | - | - | - | - | - | - | - | - | -
Onshore Wind | 0 | 239.9 | 254.9 | 274.9 | 291.9 | 292.2 | 292.2 | 292.2 | 292.2 | 292.2 | 292.2 | 292.2 | 292.2 | 292.2
Pumped_Storage | - | - | - | - | - | - | - | - | - | - | - | - | - | -
Hydro | - | - | - | - | - | - | - | - | - | - | - | - | - | -
Total | 0 | 1144.9 | 1304.9 | 1324.9 | 1341.9 | 1342.2 | 1342.2 | 1342.2 | 1342.2 | 1342.2 | 1342.2 | 1342.2 | 1342.2 | 1342.2
F3.2c Generation with Consents Approved
| 2012 | 2013 | 2014 | 2015 | 2016 | 2017 | 2018 | 2019 | 2020 | 2021 | 2022 | 2023 | 2024 | 2025
Biomass | 0 | 1315 | 1889.65 | 1149.3 | 1724.3 | 1723.95 | 1723.95 | 1723.95 | 1723.95 | 1723.95 | 1723.95 | 1723.95 | 1723.95 | 1723.95
CCS | - | - | - | - | - | - | - | - | - | - | - | - | - | -
Coal | - | - | - | - | - | - | - | - | - | - | - | - | - | -
Gas | 0 | 0 | 2230 | 2700 | 4860 | 7231 | 7231 | 9031 | 9031 | 9031 | 9031 | 9031 | 9031 | 9031
Interconnector | - | - | - | - | - | - | - | - | - | - | - | - | - | -
Marine | 0 | 10 | 10 | 10 | 10 | 10 | 10 | 10 | 10 | 10 | 10 | 10 | 10 | 10
Nuclear | 0 | 0 | 0 | 0 | 0 | 0 | 0 | 1670 | 1670 | 3340 | 3340 | 3340 | 3340 | 3340
Offshore Wind | 0 | 204 | 382 | 882 | 882 | 882 | 882 | 882 | 882 | 882 | 882 | 882 | 882 | 882
Oil | - | - | - | - | - | - | - | - | - | - | - | - | - | -
Onshore Wind | 0 | 180.4 | 416.2 | 687.7 | 1340.2 | 1545.4 | 2137.4 | 2137.4 | 2137.4 | 2222.4 | 2222.4 | 2222.4 | 2222.4 | 2222.4
Pumped_Storage | - | - | - | - | - | - | - | - | - | - | - | - | - | -
Hydro | 0 | 0 | 0 | 0 | 0 | 0 | 0 | 6 | 6 | 6 | 6 | 6 | 6 | 6
Total | 0 | 1709.4 | 4927.85 | 5429 | 8816.5 | 11392.35 | 11984.35 | 15460.35 | 15460.35 | 17215.35 | 17215.35 | 17215.35 | 17215.35 | 17215.35
F3.2d Generation Awaiting Consents
| 2012 | 2013 | 2014 | 2015 | 2016 | 2017 | 2018 | 2019 | 2020 | 2021 | 2022 | 2023 | 2024 | 2025
Biomass | - | - | - | - | - | - | - | - | - | - | - | - | - | -
CCS | 0 | 0 | 0 | 0 | 800 | 800 | 800 | 800 | 800 | 800 | 800 | 800 | 800 | 800
Coal | - | - | - | - | - | - | - | - | - | - | - | - | - | -
Gas | 0 | 0 | 0 | 0 | 1280 | 1280 | 2230 | 3430 | 3430 | 3430 | 3430 | 3430 | 3430 | 3430
Interconnector | - | - | - | - | - | - | - | - | - | - | - | - | - | -
Marine | 0 | 0 | 0 | 0 | 0 | 10 | 372 | 407 | 727 | 727 | 727 | 727 | 727 | 727
Nuclear | - | - | - | - | - | - | - | - | - | - | - | - | - | -
Offshore Wind | 0 | 0 | 205 | 282 | 1282 | 1782 | 2962 | 3622 | 4282 | 4282 | 4282 | 4282 | 4282 | 4282
Oil | - | - | - | - | - | - | - | - | - | - | - | - | - | -
Onshore Wind | 0 | 72.5 | 172 | 691 | 957 | 1397 | 1589 | 1589 | 1589 | 1639 | 1639 | 1639 | 1639 | 1639
Pumped_Storage | - | - | - | - | - | - | - | - | - | - | - | - | - | -
Hydro | - | - | - | - | - | - | - | - | - | - | - | - | - | -
Total | 0 | 72.5 | 377 | 973 | 4319 | 5269 | 7953 | 9848 | 10828 | 10878 | 10878 | 10878 | 10878 | 10878
F3.2e - Other Generation / Scoping
| 2012 | 2013 | 2014 | 2015 | 2016 | 2017 | 2018 | 2019 | 2020 | 2021 | 2022 | 2023 | 2024 | 2025
Biomass | 0 | 0 | 0 | 165 | 165 | 165 | 165 | 165 | 165 | 165 | 165 | 165 | 165 | 165
CCS | - | - | - | - | - | - | - | - | - | - | - | - | - | -
Coal | - | - | - | - | - | - | - | - | - | - | - | - | - | -
Gas | 0 | 0 | 0 | 0 | 490 | 490 | 1990 | 1990 | 1990 | 1990 | 1990 | 1990 | 1990 | 1990
Interconnector | 0 | 0 | 0 | 500 | 500 | 500 | 1500 | 3900 | 3900 | 5300 | 5300 | 5800 | 5800 | 5800
Marine | 0 | 0 | 0 | 0 | 0 | 100 | 370.5 | 1000.5 | 1335.5 | 1635.5 | 1935.5 | 2235.5 | 2535.5 | 2535.5
Nuclear | 0 | 0 | 0 | 0 | 0 | 0 | 1650 | 1650 | 6120 | 10660 | 11860 | 15060 | 15060 | 16660
Offshore Wind | 0 | 0 | 950 | 3368 | 6454 | 14813 | 24167 | 28532 | 32732 | 33932 | 35832 | 35832 | 36032 | 36232
Oil | - | - | - | - | - | - | - | - | - | - | - | - | - | -
Onshore Wind | 0 | 0 | 33 | 33 | 202.4 | 2633.4 | 4375.6 | 4375.6 | 4695.6 | 4845.6 | 4845.6 | 4845.6 | 4845.6 | 4845.6
Pumped_Storage | - | - | - | - | - | - | - | - | - | - | - | - | - | -
Hydro | - | - | - | - | - | - | - | - | - | - | - | - | - | -
Total | 0 | 0 | 983 | 4066 | 7811.4 | 18701.4 | 34218.1 | 41613.1 | 50938.1 | 58528.1 | 61928.1 | 65928.1 | 66428.1 | 68228.1