## Index
Table | Table
Table 1 - 2016/17 Generation Tariffs | Figure 1 – Wider tariffs for a conventional 80% generator
Table 2 - 2017/18 Generation Tariffs | Figure 2 - Wider tariffs for an intermittent 40% load factor generator
Table 3 - 2018/19 Generation Tariffs | Figure 3 - Half Hour Demand Tariffs
Table 4 - 2019/20 Generation Tariffs | Figure 4 - Non-Half Hour Demand Tariffs
Table 5 - 2020/21 Generation Tariffs | Figure 5 - Impact of Western HVDC link on Conventional 80% Generator Wider Tariffs
Table 6 – Onshore Local Circuit Tariffs | Figure 6 - Impact of Western HVDC link on Intermittent 40% Generator Wider Tariffs
Table 7 – 2017/18 Onshore Local Substation Tariffs | Figure 7 - Impact of Western HVDC link on HH Tariffs
Table 8 – 2017/18 Offshore Local Tariffs | Figure 8 - Impact of Western HVDC link on NHH Tariffs
Table 9 - Small Generator Discount | Figure 9 Impact of Caithness-Moray Link on 2018/9 Conventional 80% Generation Tariffs
Table 10 – Half-Hour Demand Tariffs | Figure 10 Impact of Caithness-Moray Link on 2018/9 Intermittent 40% Generator Tariffs
Table 11 – Non Half-Hour Demand Tariffs | Figure 11 - Impact of Caithness-Moray on HH Tariffs
Table 12 - Contracted and Modelled TEC | Figure 12 - Impact of Caithness-Moray link on NHH Tariffs
Table 13 – Calculation of Generator and Demand Revenue Proportions | Figure 13 – Impact of increased Western HVDC costs on conventional generator wider tariffs
Table 14 – Transmission Owner Revenues | Figure 14 – Impact of increased Western HVDC costs on intermittent generator wider tariffs
Table 15 – Inflation Indices | Figure 15 - Impact of increased Western HVDC costs on HH Tariffs
Table 16 – Demand Forecasts | Figure 16 - Impact of increased Western HVDC costs on NHH Tariffs
Table 17 – Expansion Constants
Table 18 – Interconnector Adjustments
Table 19 - Wider tariffs for a Conventional 80% load factor generator
Table 20 - Wider tariffs for an Intermittent 40% load factor generator
Table 21 - Changes in Half-Hour Metered Tariffs
Table 22 - Changes in Non-Half-hour Metered Tariffs
Table 23 - Calculation of Residuals
Table 24 - 2017/18 Generation Tariffs without Western HVDC Link
Table 25 - 2017/18 Demand Tariffs without the Western HVDC Link
Table 26 - 2017/18 Generation Tariffs with increased Western HVDC Link Costs
Table 27 - Impact of increased HVDC costs on demand tariffs
Table 28 - 2018/19 Generation Tariffs without Caithness-Moray link
Table 29 - 2018/19 Demand Tariffs without Caithness-Moray Link
Table 30 - National Grid Revenue Forecast
Table 31 - Scottish Power Transmission Revenue Forecast
Table 32 - SHE Transmission Revenue Forecast
Table 33 - Offshore Transmission Revenue Forecast
Table 34 - Contracted TEC at Peak
Table 35 - Contracted TEC at Peak by Zone
Table 36 - Zonal Summary of Modelled Demand
Table 37 - Zonal Summary of Chargeable System Demand
Table 38 - Zonal Summary of Chargeable HH Demand
Table 39 - Zonal Summary of Chargeable NHH Demand

## T1
Table 1 - 2016/17 Generation Tariffs
Generation Tariffs |  | System Peak Tariff | Shared Year Round Tariff | Not Shared Year Round Tariff | Residual Tariff | Conventional 80% Load Factor | Intermittent 40% Load Factor
Zone | Zone Name | (£/kW) | (£/kW) | (£/kW) | (£/kW) | (£/kW) | (£/kW)
1 | North Scotland | -1.9864 | 10.5102 | 7.7684 | 0.50578 | 14.696 | 12.4783
2 | East Aberdeenshire | -0.95227 | 4.1619 | 7.7684 | 0.50578 | 10.6515 | 9.939
3 | Western Highlands | -2.0668 | 8.3042 | 7.4903 | 0.50578 | 12.5726 | 11.3178
4 | Skye and Lochalsh | -6.0745 | 8.3042 | 8.9605 | 0.50578 | 10.0351 | 12.7879
5 | Eastern Grampian and Tayside | -2.1135 | 7.4743 | 7.2023 | 0.50578 | 11.574 | 10.6978
6 | Central Grampian | 0.62614 | 7.7318 | 7.3514 | 0.50578 | 14.6688 | 10.9499
7 | Argyll | -0.46646 | 5.3361 | 15.8897 | 0.50578 | 20.1979 | 18.5299
8 | The Trossachs | 0.10701 | 5.3361 | 5.8556 | 0.50578 | 10.7373 | 8.4959
9 | Stirlingshire and Fife | -2.125 | 2.7723 | 5.0831 | 0.50578 | 5.6818 | 6.6978
10 | South West Scotland | -0.29744 | 4.219 | 5.4086 | 0.50578 | 8.9922 | 7.602
11 | Lothian and Borders | 0.68785 | 4.219 | 3.2352 | 0.50578 | 7.804 | 5.4285
12 | Solway and Cheviot | -0.73583 | 2.7415 | 2.9712 | 0.50578 | 4.9344 | 4.5736
13 | North East England | 0.90608 | 2.1018 | -0.11238 | 0.50578 | 2.9809 | 1.2341
14 | North Lancashire and The Lakes | 1.1 | 2.1018 | 1.8486 | 0.50578 | 5.1358 | 3.1951
15 | South Lancashire, Yorkshire and Humber | 4.0093 | 1.439 | 0.096468 | 0.50578 | 5.7628 | 1.1779
16 | North Midlands and North Wales | 3.8767 | 0.4642 | 0 | 0.50578 | 4.7539 | 0.69146
17 | South Lincolnshire and North Norfolk | 2.2427 | 0.59894 | 0 | 0.50578 | 3.2276 | 0.74535
18 | Mid Wales and The Midlands | 1.6089 | 0.33004 | 0 | 0.50578 | 2.3787 | 0.63779
19 | Anglesey and Snowdon | 4.9643 | 1.0257 | 0 | 0.50578 | 6.2906 | 0.91604
20 | Pembrokeshire | 9.1149 | -2.6783 | 0 | 0.50578 | 7.4781 | -0.56552
21 | South Wales & Gloucester | 6.2454 | -2.6485 | 0 | 0.50578 | 4.6324 | -0.55363
22 | Cotswold | 3.1914 | 3.1121 | -5.7452 | 0.50578 | 0.44161 | -3.9946
23 | Central London | -2.7622 | 3.1121 | -6.3201 | 0.50578 | -6.0869 | -4.5695
24 | Essex and Kent | -3.4975 | 3.1121 | 0 | 0.50578 | -0.50208 | 1.7506
25 | Oxfordshire, Surrey and Sussex | -0.98936 | -1.5167 | 0 | 0.50578 | -1.6969 | -0.10089
26 | Somerset and Wessex | -1.01 | -2.6476 | 0 | 0.50578 | -2.6223 | -0.55325
27 | West Devon and Cornwall | 0.25454 | -3.9485 | 0 | 0.50578 | -2.3985 | -1.0736

## T2
Table 2 - 2017/18 Generation Tariffs
Generation Tariffs |  | System Peak Tariff | Shared Year Round Tariff | Not Shared Year Round Tariff | Residual Tariff | Conventional 80% Load Factor | Intermittent 40% Load Factor
Zone | Zone Name | (£/kW) | (£/kW) | (£/kW) | (£/kW) | (£/kW) | (£/kW)
1 | North Scotland | -1.5454 | 13.7657 | 16.0733 | -0.92008 | 24.6204 | 20.6595
2 | East Aberdeenshire | -0.38636 | 7.0216 | 16.0733 | -0.92008 | 20.3842 | 17.9619
3 | Western Highlands | -1.6779 | 11.713 | 15.8145 | -0.92008 | 22.5869 | 19.5796
4 | Skye and Lochalsh | -5.6937 | 11.713 | 17.2189 | -0.92008 | 19.9755 | 20.984
5 | Eastern Grampian and Tayside | -1.9201 | 10.7923 | 15.3522 | -0.92008 | 21.1459 | 18.7491
6 | Central Grampian | -0.10312 | 11.5572 | 15.9553 | -0.92008 | 24.1778 | 19.6581
7 | Argyll | -1.385 | 9.3065 | 24.5044 | -0.92008 | 29.6445 | 27.3069
8 | The Trossachs | -0.76208 | 9.3065 | 14.0789 | -0.92008 | 19.8419 | 16.8814
9 | Stirlingshire and Fife | -1.4367 | 5.0592 | 12.2533 | -0.92008 | 13.9439 | 13.3569
10 | South West Scotland | -0.32599 | 8.1197 | 13.3281 | -0.92008 | 18.5778 | 15.6559
11 | Lothian and Borders | 1.6444 | 8.1197 | 8.0137 | -0.92008 | 15.2337 | 10.3415
12 | Solway and Cheviot | 0.24609 | 4.6685 | 7.3917 | -0.92008 | 10.4525 | 8.339
13 | North East England | 2.6057 | 2.8814 | 4.1395 | -0.92008 | 8.1301 | 4.3719
14 | North Lancashire and The Lakes | 1.2037 | 2.8814 | 2.4473 | -0.92008 | 5.036 | 2.6798
15 | South Lancashire, Yorkshire and Humber | 3.8229 | 1.0944 | 0.17546 | -0.92008 | 3.9538 | -0.30687
16 | North Midlands and North Wales | 3.5361 | -0.72051 | 0 | -0.92008 | 2.0397 | -1.2083
17 | South Lincolnshire and North Norfolk | 0.96626 | 0.65473 | 0 | -0.92008 | 0.56997 | -0.65818
18 | Mid Wales and The Midlands | 1.2044 | -0.18643 | 0 | -0.92008 | 0.13519 | -0.99465
19 | Anglesey and Snowdon | 5.2063 | -1.5916 | 0 | -0.92008 | 3.013 | -1.5567
20 | Pembrokeshire | 9.0156 | -4.7262 | 0 | -0.92008 | 4.3145 | -2.8106
21 | South Wales & Gloucester | 6.2803 | -4.6661 | 0 | -0.92008 | 1.6274 | -2.7865
22 | Cotswold | 3.333 | 1.4298 | -6.0751 | -0.92008 | -2.5183 | -6.4232
23 | Central London | -2.7092 | 1.4298 | -6.3079 | -0.92008 | -8.7933 | -6.6561
24 | Essex and Kent | -3.353 | 1.4298 | 0 | -0.92008 | -3.1292 | -0.34817
25 | Oxfordshire, Surrey and Sussex | -0.92336 | -3.2686 | 0 | -0.92008 | -4.4583 | -2.2275
26 | Somerset and Wessex | -0.94029 | -4.5363 | 0 | -0.92008 | -5.4894 | -2.7346
27 | West Devon and Cornwall | 0.48869 | -5.9053 | 0 | -0.92008 | -5.1557 | -3.2822

## T3
Table 3 - 2018/19 Generation Tariffs
Generation Tariffs |  | System Peak Tariff | Shared Year Round Tariff | Not Shared Year Round Tariff | Residual Tariff | Conventional 80% Load Factor | Intermittent 40% Load Factor
Zone | Zone Name | (£/kW) | (£/kW) | (£/kW) | (£/kW) | (£/kW) | (£/kW)
1 | North Scotland | 0.33248 | 13.4827 | 19.2964 | -3.3808 | 27.0342 | 21.3086
2 | East Aberdeenshire | 0.65699 | 4.7814 | 19.2964 | -3.3808 | 20.3977 | 17.8281
3 | Western Highlands | -0.39903 | 11.8475 | 18.6132 | -3.3808 | 24.3114 | 19.9714
4 | Skye and Lochalsh | -4.5292 | 11.8475 | 19.8385 | -3.3808 | 21.4065 | 21.1967
5 | Eastern Grampian and Tayside | -0.19257 | 10.2172 | 17.3191 | -3.3808 | 21.9195 | 18.0252
6 | Central Grampian | 1.6258 | 10.9149 | 18.1106 | -3.3808 | 25.0874 | 19.0957
7 | Argyll | 0.46641 | 8.9996 | 26.7703 | -3.3808 | 31.0556 | 26.9893
8 | The Trossachs | 0.82408 | 8.9996 | 15.8512 | -3.3808 | 20.4941 | 16.0702
9 | Stirlingshire and Fife | -0.25389 | 5.0067 | 13.2865 | -3.3808 | 13.6572 | 11.9084
10 | South West Scotland | 1.3883 | 8.153 | 14.9963 | -3.3808 | 19.5262 | 14.8767
11 | Lothian and Borders | 2.3296 | 8.153 | 8.8407 | -3.3808 | 14.3118 | 8.7211
12 | Solway and Cheviot | 0.9499 | 4.7855 | 8.0656 | -3.3808 | 9.4631 | 6.599
13 | North East England | 2.7883 | 3.0105 | 4.2354 | -3.3808 | 6.0513 | 2.0588
14 | North Lancashire and The Lakes | 1.4992 | 3.0105 | 3.1119 | -3.3808 | 3.6387 | 0.93531
15 | South Lancashire, Yorkshire and Humber | 3.6206 | 1.1795 | 0.214 | -3.3808 | 1.3974 | -2.695
16 | North Midlands and North Wales | 3.0599 | -0.28842 | 0 | -3.3808 | -0.55169 | -3.4962
17 | South Lincolnshire and North Norfolk | 0.70905 | 0.63262 | 0 | -3.3808 | -2.1657 | -3.1278
18 | Mid Wales and The Midlands | 1.0241 | -0.10874 | 0 | -3.3808 | -2.4437 | -3.4243
19 | Anglesey and Snowdon | 4.0506 | -0.12867 | -2.0082e-16 | -3.3808 | 0.56686 | -3.4323
20 | Pembrokeshire | 9.0086 | -4.99 | 0 | -3.3808 | 1.6358 | -5.3768
21 | South Wales & Gloucester | 6.1541 | -4.9757 | 0 | -3.3808 | -1.2074 | -5.3711
22 | Cotswold | 3.0921 | 1.4256 | -6.4172 | -3.3808 | -5.5655 | -9.2278
23 | Central London | -5.2574 | 1.4256 | -6.7984 | -3.3808 | -14.2962 | -9.609
24 | Essex and Kent | -3.5726 | 1.4256 | 0 | -3.3808 | -5.813 | -2.8106
25 | Oxfordshire, Surrey and Sussex | -1.1028 | -3.4372 | 0 | -3.3808 | -7.2334 | -4.7557
26 | Somerset and Wessex | -1.2171 | -4.8639 | 0 | -3.3808 | -8.4891 | -5.3264
27 | West Devon and Cornwall | 0.21527 | -6.2802 | 0 | -3.3808 | -8.1897 | -5.8929

## T4
Table 4 - 2019/20 Generation Tariffs
Generation Tariffs |  | System Peak Tariff | Shared Year Round Tariff | Not Shared Year Round Tariff | Residual Tariff | Conventional 80% Load Factor | Intermittent 40% Load Factor
Zone | Zone Name | (£/kW) | (£/kW) | (£/kW) | (£/kW) | (£/kW) | (£/kW)
1 | North Scotland | 2.3773 | 11.0856 | 22.2957 | -5.3705 | 28.171 | 21.3595
2 | East Aberdeenshire | 2.7832 | 3.9265 | 22.2957 | -5.3705 | 22.8497 | 18.4959
3 | Western Highlands | 2.0619 | 10.2321 | 21.5292 | -5.3705 | 26.4063 | 20.2515
4 | Skye and Lochalsh | -2.1897 | 10.2321 | 22.7743 | -5.3705 | 23.3997 | 21.4966
5 | Eastern Grampian and Tayside | 4.0349 | 9.9937 | 21.2254 | -5.3705 | 27.8848 | 19.8524
6 | Central Grampian | 3.5769 | 9.0285 | 19.6146 | -5.3705 | 25.0438 | 17.8555
7 | Argyll | 2.5994 | 7.6575 | 28.0074 | -5.3705 | 31.3623 | 25.6999
8 | The Trossachs | 2.8221 | 7.6575 | 17.2644 | -5.3705 | 20.8421 | 14.9569
9 | Stirlingshire and Fife | 1.8533 | 7.1005 | 16.7239 | -5.3705 | 18.8871 | 14.1936
10 | South West Scotland | 2.4202 | 6.6879 | 16.2011 | -5.3705 | 18.6011 | 13.5057
11 | Lothian and Borders | 3.4597 | 6.6879 | 10.4612 | -5.3705 | 13.9008 | 7.7659
12 | Solway and Cheviot | 1.7119 | 3.9946 | 9.1271 | -5.3705 | 8.6641 | 5.3544
13 | North East England | 3.3697 | 2.3793 | 4.7235 | -5.3705 | 4.6262 | 0.30475
14 | North Lancashire and The Lakes | 1.7579 | 2.3793 | 3.3727 | -5.3705 | 1.6636 | -1.046
15 | South Lancashire, Yorkshire and Humber | 4.136 | 0.63019 | 0.25503 | -5.3705 | -0.47532 | -4.8634
16 | North Midlands and North Wales | 3.2135 | -0.44629 | 0 | -5.3705 | -2.514 | -5.549
17 | South Lincolnshire and North Norfolk | 1.7395 | -0.10273 | 0 | -5.3705 | -3.7132 | -5.4116
18 | Mid Wales and The Midlands | 0.92929 | 0.19356 | 0 | -5.3705 | -4.2864 | -5.2931
19 | Anglesey and Snowdon | 3.947 | 0.015053 | -3.3612e-16 | -5.3705 | -1.4115 | -5.3645
20 | Pembrokeshire | 8.5811 | -5.3871 | 0 | -5.3705 | -1.099 | -7.5253
21 | South Wales & Gloucester | 5.5348 | -5.4565 | 0 | -5.3705 | -4.2008 | -7.5531
22 | Cotswold | 2.3417 | 1.9663 | -7.5174 | -5.3705 | -8.9732 | -12.1014
23 | Central London | -5.4748 | 1.9663 | -7.1817 | -5.3705 | -16.454 | -11.7657
24 | Essex and Kent | -3.7284 | 1.9663 | 0 | -5.3705 | -7.5259 | -4.584
25 | Oxfordshire, Surrey and Sussex | -1.1219 | -3.0905 | 0 | -5.3705 | -8.9648 | -6.6067
26 | Somerset and Wessex | -2.0079 | -5.5315 | 0 | -5.3705 | -11.8036 | -7.5831
27 | West Devon and Cornwall | -2.0819 | -8.4071 | 0 | -5.3705 | -14.178 | -8.7333

## T5
Table 5 - 2020/21 Generation Tariffs
Generation Tariffs |  | System Peak Tariff | Shared Year Round Tariff | Not Shared Year Round Tariff | Residual Tariff | Conventional 80% Load Factor | Intermittent 40% Load Factor
Zone | Zone Name | (£/kW) | (£/kW) | (£/kW) | (£/kW) | (£/kW) | (£/kW)
1 | North Scotland | 2.5807 | 11.8225 | 22.8322 | -9.6936 | 25.1773 | 17.8676
2 | East Aberdeenshire | 3.0422 | 4.4593 | 22.8322 | -9.6936 | 19.7482 | 14.9223
3 | Western Highlands | 2.222 | 12.433 | 23.3806 | -9.6936 | 25.8555 | 18.6602
4 | Skye and Lochalsh | 2.2241 | 12.433 | 26.2217 | -9.6936 | 28.6987 | 21.5013
5 | Eastern Grampian and Tayside | 4.2125 | 11.0584 | 21.4817 | -9.6936 | 24.8473 | 16.2115
6 | Central Grampian | 3.5431 | 10.026 | 19.6481 | -9.6936 | 21.5185 | 13.9649
7 | Argyll | 2.6145 | 8.5788 | 27.688 | -9.6936 | 27.472 | 21.426
8 | The Trossachs | 2.7048 | 8.5788 | 17.0122 | -9.6936 | 16.8865 | 10.7501
9 | Stirlingshire and Fife | 2.1163 | 8.2508 | 16.6722 | -9.6936 | 15.6956 | 10.279
10 | South West Scotland | 2.5393 | 7.6642 | 15.8941 | -9.6936 | 14.8712 | 9.2662
11 | Lothian and Borders | 3.6521 | 7.6642 | 10.2469 | -9.6936 | 10.3368 | 3.619
12 | Solway and Cheviot | 1.7517 | 5.0058 | 8.5215 | -9.6936 | 4.5843 | 0.83026
13 | North East England | 3.7447 | 3.9648 | 5.5308 | -9.6936 | 2.7537 | -2.5769
14 | North Lancashire and The Lakes | 1.7733 | 3.9648 | 2.0015 | -9.6936 | -2.7469 | -6.1062
15 | South Lancashire, Yorkshire and Humber | 4.1539 | 0.52322 | 0.21843 | -9.6936 | -4.9027 | -9.2659
16 | North Midlands and North Wales | 3.1808 | -0.44238 | 0 | -9.6936 | -6.8667 | -9.8706
17 | South Lincolnshire and North Norfolk | 1.6571 | -0.14814 | 0 | -9.6936 | -8.155 | -9.7529
18 | Mid Wales and The Midlands | 0.82848 | 0.46607 | 0 | -9.6936 | -8.4923 | -9.5072
19 | Anglesey and Snowdon | 2.7076 | 1.3187 | 0 | -9.6936 | -5.931 | -9.1661
20 | Pembrokeshire | 8.6456 | -5.5033 | 0 | -9.6936 | -5.4507 | -11.8949
21 | South Wales & Gloucester | 5.6949 | -5.6893 | 0 | -9.6936 | -8.5502 | -11.9693
22 | Cotswold | 2.2839 | 2.0898 | -7.8293 | -9.6936 | -13.5672 | -16.687
23 | Central London | -5.6506 | 2.0898 | -7.6237 | -9.6936 | -21.296 | -16.4814
24 | Essex and Kent | -3.7494 | 2.0898 | 0 | -9.6936 | -11.7711 | -8.8577
25 | Oxfordshire, Surrey and Sussex | -1.2595 | -3.059 | 0 | -9.6936 | -13.4002 | -10.9172
26 | Somerset and Wessex | -1.8592 | -3.6216 | 0 | -9.6936 | -14.4501 | -11.1423
27 | West Devon and Cornwall | -2.0355 | -7.8918 | 0 | -9.6936 | -18.0426 | -12.8503

## T6
Table 6 – Onshore Local Circuit Tariffs
Connection Point | 2016/17 (£/kW) | 2017/18 (£/kW) | 2018/19 (£/kW) | 2019/20 (£/kW) | 2020/21 (£/kW)
Achruach | 3.8779 | 3.9388 | 4.0566 | 4.1785 | 4.3039
Aigas | 0.59098 | 0.60047 | 0.61848 | 0.63704 | 0.65615
An Suidhe | 0.85476 | 0.86153 | 2.8874 | -0.91295 | -0.94075
Arecleoch | 1.8772 | 1.9074 | 1.9646 | 2.0235 | 2.0842
Baglan Bay | 0.62947 | 0.63956 | 0.65874 | 0.6785 | 0.69886
Beauly | - | - | - | 1.1685 | 1.2041
Beinneun Wind Farm | 1.3578 | 1.3796 | 1.4209 | 1.4635 | 1.5074
Bhlaraidh Wind Farm | -0.58341 | 0.59278 | 0.61056 | 0.62888 | 0.64775
Black Hill | - | 1.1856 | 1.2211 | 1.2578 | 1.2955
BlackCraig Wind Farm | - | 3.5869 | 3.6945 | 3.8054 | 3.9195
Black Law | 1.5789 | 1.6043 | 1.6524 | 1.702 | 1.753
BlackLaw Extension | 3.3483 | 3.4021 | 3.5042 | 3.6093 | 3.7176
Bodelwyddan | 0.10041 | 0.10202 | 0.10508 | 0.10824 | 0.11148
Carrington | -0.039345 | -0.035029 | -0.035837 | -0.037532 | -0.038311
Clyde (North) | 0.099095 | 0.10069 | 0.10371 | 0.10682 | 0.11002
Clyde (South) | 0.1146 | 0.11644 | 0.11993 | 0.12353 | 0.12724
Corriegarth | 3.4057 | 3.4604 | 3.5642 | 3.6711 | 3.7812
Corriemoillie | 1.5031 | 1.5272 | 1.573 | 1.6202 | 1.6688
Coryton | 0.31214 | 0.051553 | 0.05314 | 0.055623 | 0.057335
Cruachan | 1.6526 | 1.6807 | 1.754 | 1.8067 | 1.8609
Crystal Rig | 0.33204 | 0.3337 | 0.34369 | 0.028218 | 0.029313
Culligran | 1.5661 | 1.5913 | 1.639 | 1.6882 | 1.7388
Deanie | 2.5729 | 2.6142 | - | - | -
Dersalloch | 2.1766 | 2.2116 | 2.2779 | 2.3462 | 2.4166
Didcot | 0.46566 | 0.47363 | 0.48833 | 0.50377 | 0.51902
Dinorwig | 2.1723 | 2.2072 | 2.2734 | 2.3416 | 2.4118
Dorenell | - | - | 1.4419 | 1.4852 | 1.5297
Dunlaw Extension | 5.3661 | 5.4509 | 1.3668 | 1.4097 | 1.4522
Brochlock | - | 1.9682 | 1.9737 | 2.0329 | 2.0939
Dumnaglass | 1.6776 | 1.7046 | - | - | -
Edinbane | 6.1853 | 6.2845 | 6.4729 | 6.667 | 6.8662
Earlshaugh Wind Farm | - | 3.4553 | - | - | -
Ewe Hill | 1.2417 | 1.2617 | 1.2995 | 1.3385 | 1.3786
Farr Windfarm | 2.036 | 2.0369 | 4.7364 | 4.8843 | 5.0308
Fallago | 0.89547 | 0.90293 | - | - | -
Carraig Gheal | 3.9745 | 4.0384 | 4.1595 | 4.2843 | 4.4128
Ffestiniogg | 0.22899 | 0.23267 | 0.23965 | 0.24684 | 0.25424
Finlarig | 0.28933 | 0.29398 | 0.3028 | 0.31188 | 0.32124
Foyers | 0.6804 | 0.69133 | - | - | -
Galawhistle | 0.76474 | 0.77702 | 0.80033 | 0.82434 | 0.84907
Glendoe | 1.6621 | 1.6888 | 1.7395 | 3.2249 | 3.3217
Ulziside | - | 9.6239 | - | - | -
Gordonbush | 1.1729 | 0.16812 | 0.11797 | 0.11745 | 0.11925
Griffin Wind | -0.85231 | -0.87299 | -0.89989 | 9.4244 | 9.7071
Hadyard Hill | 2.5011 | 2.5412 | 2.6175 | 2.696 | 2.7769
Harestanes | 2.2847 | 2.2978 | 2.3669 | 2.4411 | 2.5147
Hartlepool | 0.54087 | 0.55062 | 0.56708 | 0.32439 | 0.039311
Hedon | 0.16361 | 0.16624 | 0.17123 | 0.17637 | 0.18166
Hornsea | - | - | - | 0.24676 | 0.25416
Invergarry | 1.282 | 1.3026 | 1.3417 | 1.382 | -0.68755
Kilgallioch | 0.95099 | 0.96627 | - | - | -
Killingholme | - | - | 0.67948 | - | -
Kilmorack | 0.17845 | 0.18132 | - | - | -
Langage | 0.59413 | 0.60367 | 0.62178 | 0.64044 | -0.33772
Lochay | 0.33067 | 0.33598 | 0.34606 | 0.35644 | 0.36713
Luichart | 0.51791 | 0.52622 | - | - | -
Mark Hill | 0.79116 | 0.80387 | - | - | -
Margree | - | 3.3349 | - | - | -
Marchwood | 0.34568 | 0.35123 | 0.36176 | 0.37261 | 0.38379
Millennium Wind | - | 1.6774 | - | - | -
Moffat | 0.17258 | 0.15172 | - | - | -
Mossford | 2.6014 | 2.6432 | - | - | -
Nant | -1.1098 | -1.1276 | -1.1614 | -1.1962 | -1.2321
Necton | -0.33632 | -0.34045 | -0.35002 | 1.0946 | 1.1274
Rhigos | 0.065754 | 0.066826 | 0.068851 | 0.070931 | 0.073062
Rocksavage | 0.015953 | 0.016209 | 0.016696 | 0.017196 | 0.017712
Sallachy | - | - | 0.86514 | -0.89109 | -0.91782
Saltend | 0.30767 | 0.31261 | - | - | -
South Humber Bank | 0.8603 | 0.87526 | 0.90195 | 0.40271 | 0.41479
Spalding | 0.24767 | 0.25232 | 0.26023 | - | -
Spalding North | - | - | - | 0.66567 | 0.27368
Kilbraur | 1.0449 | 0.053891 | - | - | -
Stannah | - | - | 0.062481 | - | -
Stannah A | - | - | - | 0.082602 | 0.085307
Stannah B | - | - | - | 0.04632 | 0.047936
Stronelairg | - | 3.3498 | 3.4446 | - | -
Strathy Wind | 2.441 | 2.3998 | 2.363 | 2.4103 | 2.4797
Ton Na Clach | - | - | 2.3057 | -1.4845 | -1.529
West of Duddon | - | 0.64611 | 0.66548 | 0.35965 | 0.37069
Whitelee | 0.095898 | 0.097439 | 0.10036 | 0.10337 | 0.10647
Whitelee Extension | 0.2666 | 0.27088 | 0.27901 | 0.28738 | 0.296

## T7
Table 7 – 2017/18 Onshore Local Substation Tariffs
Substation Rating | Connection Type | Local Substation Tariff (£/kW)
|  | 132kV | 275kV | 400kV
<1320 MW | No redundancy | 0.18433 | 0.10545 | 0.075979
<1320 MW | Redundancy | 0.40607 | 0.25124 | 0.18272
>=1320 MW | No redundancy | 0 | 0.33063 | 0.23911
>=1320 MW | Redundancy | 0 | 0.54282 | 0.39621

## T8
Table 8 – 2017/18 Offshore Local Tariffs
Offshore Generator | Tariff Component (£/kW)
| Substation | Circuit | ETUoS
Robin Rigg East | -0.42479 | 28.139 | 8.7216
Robin Rigg West | -0.42479 | 28.139 | 8.7216
Gunfleet Sands 1 & 2 | 16.0759 | 14.7589 | 2.7585
Barrow | 7.428 | 38.8635 | 0.96504
Ormonde | 22.9635 | 42.7789 | 0.34091
Walney 1 | 19.8186 | 39.4687 | 0
Walney 2 | 19.6745 | 39.8164 | 0
Thanet | 16.896 | 31.4833 | 0.75791
Sheringham Shoal | 22.1867 | 26.0199 | 0.5656
Greater Gabbard | 13.9267 | 32.0022 | 0
London Array | 9.4497 | 32.1851 | 0
Lincs | 13.8818 | 54.3504 | 0
Humber Gateway | 59.6359 |  | 0
West of Duddon Sands | 7.6475 | 37.7355 | 0
Westermost Rough | 45.1507 |  | 0
Gwynt Y Mor | 16.9605 | 16.7082 | 0

## T9
Table 9 - Small Generator Discount
| 2016/17 | 2017/18 | 2018/19 | 2019/20 | 2020/21
Small Generator Discount (£/kW) | -11.4599 | -11.3555 | -12.3818 | Discontinued
Included in HH Tariffs below (£/kW) | 0.53045 | 0.60834 | 0.74048
Included in NHH Tariffs below (p/kWh) | 0.074454 | 0.086757 | 0.10621

## T10
Table 10 – Half-Hour Demand Tariffs | [6 empty] | Figure 3 - Half Hour Demand Tariffs
Zone | Zone Name | 16/17 | 17/18 | 18/19 | 19/20 | 20/21
|  | (£/kW) | (£/kW) | (£/kW) | (£/kW) | (£/kW)
1 | Northern Scotland | 40.966 | 29.7323 | 35.5903 | 35.8438 | 51.3194
2 | Southern Scotland | 40.2445 | 30.4458 | 34.6444 | 36.5478 | 49.5321
3 | Northern | 42.928 | 38.1612 | 44.3842 | 47.9761 | 60.8564
4 | North West | 42.828 | 43.5926 | 49.6573 | 54.1153 | 67.8664
5 | Yorkshire | 42.4938 | 44.1255 | 50.8788 | 55.4213 | 69.2825
6 | N Wales & Mersey | 42.6784 | 45.4984 | 51.7331 | 56.3295 | 70.2052
7 | East Midlands | 44.7246 | 47.0067 | 53.9409 | 58.5398 | 72.6595
8 | Midlands | 45.7389 | 48.2594 | 54.8975 | 59.808 | 73.8992
9 | Eastern | 46.5431 | 49.0231 | 56.0913 | 60.4174 | 74.5395
10 | South Wales | 42.3067 | 45.4374 | 52.5484 | 58.0646 | 72.1048
11 | South East | 49.2043 | 51.8299 | 58.5804 | 62.853 | 76.7034
12 | London | 51.8702 | 54.3713 | 61.2287 | 65.7814 | 79.9389
13 | Southern | 50.078 | 52.8324 | 60.1449 | 64.8401 | 78.6126
14 | South Western | 48.5804 | 51.4288 | 58.7742 | 66.0493 | 79.6626

## T11
Table 11 – Non Half-Hour Demand Tariffs | [6 empty] | Figure 4 - Non-Half Hour Demand Tariffs
Zone | Zone Name | 16/17 | 17/18 | 18/19 | 19/20 | 20/21
|  | (p/kWh) | (p/kWh) | (p/kWh) | (p/kWh) | (p/kWh)
1 | Northern Scotland | 5.7678 | 4.3269 | 5.3416 | 5.5568 | 8.1953
2 | Southern Scotland | 6.207 | 4.8655 | 5.6441 | 6.1173 | 8.5106
3 | Northern | 6.7659 | 6.221 | 7.3062 | 8.0247 | 10.3349
4 | North West | 5.688 | 5.8531 | 6.7096 | 7.3914 | 9.3946
5 | Yorkshire | 6.5431 | 6.9624 | 8.0778 | 8.9176 | 11.3079
6 | N Wales & Mersey | 6.4794 | 7.0878 | 8.1146 | 8.9663 | 11.3507
7 | East Midlands | 6.3753 | 6.8117 | 7.8545 | 8.6228 | 10.8517
8 | Midlands | 6.3543 | 6.8055 | 7.7805 | 8.5687 | 10.7268
9 | Eastern | 6.3528 | 6.7856 | 7.8153 | 8.5159 | 10.6497
10 | South Wales | 6.403 | 6.9896 | 8.0564 | 8.9517 | 11.2132
11 | South East | 6.6527 | 7.0701 | 8.0153 | 8.6652 | 10.6788
12 | London | 6.508 | 6.7791 | 7.5858 | 8.1429 | 9.9374
13 | Southern | 6.4855 | 6.8664 | 7.8165 | 8.4727 | 10.3711
14 | South Western | 6.8779 | 7.4053 | 8.5226 | 9.6886 | 11.8284

## T12
Table 12 - Contracted and Modelled TEC
| 2016/17 | 2017/18 | 2018/19 | 2019/20 | 2020/21
Contracted TEC (GW) | 69.865 | 73.4422 | 82.9175 | 98.122 | 117.3888
Modelled TEC (GW) | 69.865 | 71.0949 | 74.6312 | 83.0895 | 91.0715
Chargeable TEC (GW) | 62.8589 | 67.255 | 69.0093 | 68.9431 | 69.2672

## T13
Table 13 – Calculation of Generator and Demand Revenue Proportions
|  | 2016/17 | 2017/18 | 2018/19 | 2019/20 | 2020/21
CAPEC | Limit on generation tariff (€/MWh) | 2.5 | 2.5 | 2.5 | 2.5 | 2.5
y | Error Margin | 8.2% | 8.2% | 8.2% | 8.2% | 8.2%
ER | Exchange Rate (€/£) | 1.36 | 1.34 | 1.33 | 1.31 | 1.31
MAR | Total Revenue (£m) | 2708.6534 | 2735.0162 | 2983.1297 | 3174.7256 | 3789.4852
GO | Generation Output (TWh) | 268.6972 | 262.6667 | 250.5383 | 232.6178 | 217.2345
G | % of revenue from generation | 16.74% | 16.45% | 14.49% | 12.84% | 10.04%
D | % of revenue from demand | 83.26% | 83.55% | 85.51% | 87.16% | 89.96%
G.MAR | Revenue recovered from generation (£m) | 453.4266 | 449.8658 | 432.3198 | 407.525 | 380.5749
D.MAR | Revenue recovered from demand (£m) | 2255.2267 | 2285.1504 | 2550.8099 | 2767.2006 | 3408.9103

## T14
Table 14 – Transmission Owner Revenues
£m Nominal | 2016/17 | 2017/18 | 2018/19 | 2019/20 | 2020/21
National Grid
Price controlled revenue | 1828.2265 | 1806.4483 | 1867.8355 | 1939.0923 | 2189.0867
Less income from connections | 42.677 | 46.4971 | 47.892 | 47.892 | 47.892
Income from TNUoS | 1785.5495 | 1759.9512 | 1819.9435 | 1891.2002 | 2141.1946
Scottish Power Transmission
Price controlled revenue | 306.44 | 347.0504 | 415.0915 | 404.7616 | 412.6877
Less income from connections | 11.816 | 13.9122 | 14.0596 | 14.3935 | 14.6669
Income from TNUoS | 294.624 | 333.1382 | 401.0318 | 390.3681 | 398.0209
SHE Transmission
Price controlled revenue | 326.217 | 328.513 | 323.7576 | 333.2138 | 338.7192
Less income from connections | 3.38 | 3.589 | 3.6853 | 3.8268 | 3.9174
Income from TNUoS | 322.837 | 324.924 | 320.0723 | 329.387 | 334.8018
Offshore | 260.7893 | 276.5029 | 401.5821 | 523.2703 | 874.9679
Network Innovation Competition | 44.8549 | 40.5 | 40.5 | 40.5 | 40.5
Total to Collect from TNUoS | 2708.6547 | 2735.0162 | 2983.1297 | 3174.7256 | 3789.4852

## T15
Table 15 – Inflation Indices
2009/10 | 2016/17 | 2017/18 | 2018/19 | 2019/20 | 2020/21
1 | 1.233 | 1.268 | 1.302 | 1.352 | 1.384

## T16
Table 16 – Demand Forecasts
| 2016/17 | 2017/18 | 2018/19 | 2019/20 | 2020/21
Average System Demand at Triad (GW) | 49.8 | 49.2977 | 48.2293 | 47.6033 | 47.2969
Average HH Metered Demand at Triad (GW) | 13.1005 | 16.2999 | 15.9198 | 15.6967 | 15.5895
NHH Annual Energy between 4pm and 7pm (TWh) | 26.1468 | 23.1382 | 22.5265 | 21.9936 | 21.566
`

## T17
Table 17 – Expansion Constants
£/MWkm | 16/17 | 17/18 | 18/19 | 19/20 | 20/21
Expansion Constant | 13.3361 | 13.5502 | 13.9568 | 14.3755 | 14.8067

## T18
Table 18 – Interconnector Adjustments
Interconnector | Zone | Adjustment (MW)
Auchencrosh (interconnector CCT) | 10 | 375
Belgium Interconnector (Nemo) | 24 | 1000 from 2018/19
Britned | 24 | 1200
East West Interconnector | 16 | 505
ElecLink | 24 | 1000
FAB Link Interconnector | 26 | 1400 from 2020/21
IFA Interconnector | 24 | 2000
IFA2 Interconnector | 26 | 1000 from 2019/20
NSN Link | 13 | 1400 from 2019/20
Viking Link Denmark Interconnector | 17 | 1500 from 2020/21

## T19
Table 19 - Wider tariffs for a Conventional 80% load factor generator | [6 empty] | Figure 1 – Wider tariffs for a conventional 80% generator
Wider Tariffs for a Conventional 80% Generator |  | 2016/17 | 2017/18 | 2018/19 | 2019/20 | 2020/21
Zone | Zone Name | (£/kW) | (£/kW) | (£/kW) | (£/kW) | (£/kW)
1 | North Scotland | 14.696 | 24.6204 | 27.0342 | 28.171 | 25.1773
2 | East Aberdeenshire | 10.6515 | 20.3842 | 20.3977 | 22.8497 | 19.7482
3 | Western Highlands | 12.5726 | 22.5869 | 24.3114 | 26.4063 | 25.8555
4 | Skye and Lochalsh | 10.0351 | 19.9755 | 21.4065 | 23.3997 | 28.6987
5 | Eastern Grampian and Tayside | 11.574 | 21.1459 | 21.9195 | 27.8848 | 24.8473
6 | Central Grampian | 14.6688 | 24.1778 | 25.0874 | 25.0438 | 21.5185
7 | Argyll | 20.1979 | 29.6445 | 31.0556 | 31.3623 | 27.472
8 | The Trossachs | 10.7373 | 19.8419 | 20.4941 | 20.8421 | 16.8865
9 | Stirlingshire and Fife | 5.6818 | 13.9439 | 13.6572 | 18.8871 | 15.6956
10 | South West Scotland | 8.9922 | 18.5778 | 19.5262 | 18.6011 | 14.8712
11 | Lothian and Borders | 7.804 | 15.2337 | 14.3118 | 13.9008 | 10.3368
12 | Solway and Cheviot | 4.9344 | 10.4525 | 9.4631 | 8.6641 | 4.5843
13 | North East England | 2.9809 | 8.1301 | 6.0513 | 4.6262 | 2.7537
14 | North Lancashire and The Lakes | 5.1358 | 5.036 | 3.6387 | 1.6636 | -2.7469
15 | South Lancashire, Yorkshire and Humber | 5.7628 | 3.9538 | 1.3974 | -0.47532 | -4.9027
16 | North Midlands and North Wales | 4.7539 | 2.0397 | -0.55169 | -2.514 | -6.8667
17 | South Lincolnshire and North Norfolk | 3.2276 | 0.56997 | -2.1657 | -3.7132 | -8.155
18 | Mid Wales and The Midlands | 2.3787 | 0.13519 | -2.4437 | -4.2864 | -8.4923
19 | Anglesey and Snowdon | 6.2906 | 3.013 | 0.56686 | -1.4115 | -5.931
20 | Pembrokeshire | 7.4781 | 4.3145 | 1.6358 | -1.099 | -5.4507
21 | South Wales & Gloucester | 4.6324 | 1.6274 | -1.2074 | -4.2008 | -8.5502
22 | Cotswold | 0.44161 | -2.5183 | -5.5655 | -8.9732 | -13.5672
23 | Central London | -6.0869 | -8.7933 | -14.2962 | -16.454 | -21.296
24 | Essex and Kent | -0.50208 | -3.1292 | -5.813 | -7.5259 | -11.7711
25 | Oxfordshire, Surrey and Sussex | -1.6969 | -4.4583 | -7.2334 | -8.9648 | -13.4002
26 | Somerset and Wessex | -2.6223 | -5.4894 | -8.4891 | -11.8036 | -14.4501
27 | West Devon and Cornwall | -2.3985 | -5.1557 | -8.1897 | -14.178 | -18.0426

## T20
Table 20 - Wider tariffs for an Intermittent 40% load factor generator | [6 empty] | Figure 2 - Wider tariffs for an intermittent 40% load factor generator
Wider Tariffs for an Intermittent 40% Generator |  | 2016/17 | 2017/18 | 2018/19 | 2019/20 | 2020/21
Zone | Zone Name | (£/kW) | (£/kW) | (£/kW) | (£/kW) | (£/kW)
1 | North Scotland | 12.4783 | 20.6595 | 21.3086 | 21.3595 | 17.8676
2 | East Aberdeenshire | 9.939 | 17.9619 | 17.8281 | 18.4959 | 14.9223
3 | Western Highlands | 11.3178 | 19.5796 | 19.9714 | 20.2515 | 18.6602
4 | Skye and Lochalsh | 12.7879 | 20.984 | 21.1967 | 21.4966 | 21.5013
5 | Eastern Grampian and Tayside | 10.6978 | 18.7491 | 18.0252 | 19.8524 | 16.2115
6 | Central Grampian | 10.9499 | 19.6581 | 19.0957 | 17.8555 | 13.9649
7 | Argyll | 18.5299 | 27.3069 | 26.9893 | 25.6999 | 21.426
8 | The Trossachs | 8.4959 | 16.8814 | 16.0702 | 14.9569 | 10.7501
9 | Stirlingshire and Fife | 6.6978 | 13.3569 | 11.9084 | 14.1936 | 10.279
10 | South West Scotland | 7.602 | 15.6559 | 14.8767 | 13.5057 | 9.2662
11 | Lothian and Borders | 5.4285 | 10.3415 | 8.7211 | 7.7659 | 3.619
12 | Solway and Cheviot | 4.5736 | 8.339 | 6.599 | 5.3544 | 0.83026
13 | North East England | 1.2341 | 4.3719 | 2.0588 | 0.30475 | -2.5769
14 | North Lancashire and The Lakes | 3.1951 | 2.6798 | 0.93531 | -1.046 | -6.1062
15 | South Lancashire, Yorkshire and Humber | 1.1779 | -0.30687 | -2.695 | -4.8634 | -9.2659
16 | North Midlands and North Wales | 0.69146 | -1.2083 | -3.4962 | -5.549 | -9.8706
17 | South Lincolnshire and North Norfolk | 0.74535 | -0.65818 | -3.1278 | -5.4116 | -9.7529
18 | Mid Wales and The Midlands | 0.63779 | -0.99465 | -3.4243 | -5.2931 | -9.5072
19 | Anglesey and Snowdon | 0.91604 | -1.5567 | -3.4323 | -5.3645 | -9.1661
20 | Pembrokeshire | -0.56552 | -2.8106 | -5.3768 | -7.5253 | -11.8949
21 | South Wales & Gloucester | -0.55363 | -2.7865 | -5.3711 | -7.5531 | -11.9693
22 | Cotswold | -3.9946 | -6.4232 | -9.2278 | -12.1014 | -16.687
23 | Central London | -4.5695 | -6.6561 | -9.609 | -11.7657 | -16.4814
24 | Essex and Kent | 1.7506 | -0.34817 | -2.8106 | -4.584 | -8.8577
25 | Oxfordshire, Surrey and Sussex | -0.10089 | -2.2275 | -4.7557 | -6.6067 | -10.9172
26 | Somerset and Wessex | -0.55325 | -2.7346 | -5.3264 | -7.5831 | -11.1423
27 | West Devon and Cornwall | -1.0736 | -3.2822 | -5.8929 | -8.7333 | -12.8503

## T21
Table 21 - Changes in Half-Hour Metered Tariffs
Zone | Zone Name | Difference 16/17 to 17/18 (£/kW) | Difference 17/18 to 18/19 (£/kW) | Difference 18/19 to 19/20 (£/kW) | Difference 19/20 to 20/21 (£/kW)
1 | Northern Scotland | -11.2338 | 5.858 | 0.25354 | 15.4755
2 | Southern Scotland | -9.7986 | 4.1986 | 1.9034 | 12.9844
3 | Northern | -4.7668 | 6.223 | 3.5919 | 12.8803
4 | North West | 0.76456 | 6.0647 | 4.458 | 13.7511
5 | Yorkshire | 1.6317 | 6.7533 | 4.5424 | 13.8612
6 | N Wales & Mersey | 2.82 | 6.2347 | 4.5964 | 13.8758
7 | East Midlands | 2.2821 | 6.9342 | 4.5989 | 14.1197
8 | Midlands | 2.5204 | 6.6381 | 4.9105 | 14.0912
9 | Eastern | 2.48 | 7.0682 | 4.3261 | 14.1221
10 | South Wales | 3.1306 | 7.111 | 5.5162 | 14.0402
11 | South East | 2.6256 | 6.7505 | 4.2726 | 13.8504
12 | London | 2.501 | 6.8574 | 4.5527 | 14.1575
13 | Southern | 2.7543 | 7.3125 | 4.6952 | 13.7725
14 | South Western | 2.8484 | 7.3454 | 7.2751 | 13.6133

## T22
Table 22 - Changes in Non-Half-hour Metered Tariffs
Zone | Zone Name | Difference 16/17 to 17/18 | Difference 17/18 to 18/19 | Difference 18/19 to 19/20 | Difference 19/20 to 20/21
|  | (p/kWh) | (p/kWh) | (p/kWh) | (p/kWh)
1 | Northern Scotland | -1.4409 | 1.0147 | 0.21525 | 2.6385
2 | Southern Scotland | -1.3414 | 0.77858 | 0.47322 | 2.3932
3 | Northern | -0.54488 | 1.0852 | 0.7185 | 2.3102
4 | North West | 0.16508 | 0.8565 | 0.68179 | 2.0032
5 | Yorkshire | 0.41936 | 1.1154 | 0.83977 | 2.3903
6 | N Wales & Mersey | 0.60844 | 1.0268 | 0.85167 | 2.3844
7 | East Midlands | 0.4364 | 1.0428 | 0.76826 | 2.2289
8 | Midlands | 0.45122 | 0.97502 | 0.78818 | 2.1581
9 | Eastern | 0.43283 | 1.0297 | 0.7006 | 2.1338
10 | South Wales | 0.58654 | 1.0668 | 0.89537 | 2.2615
11 | South East | 0.41744 | 0.94517 | 0.64991 | 2.0136
12 | London | 0.2711 | 0.80665 | 0.55715 | 1.7945
13 | Southern | 0.38099 | 0.95007 | 0.65619 | 1.8984
14 | South Western | 0.52742 | 1.1173 | 1.166 | 2.1398

## T23
Table 23 - Calculation of Residuals
| 2016/17 | 2017/18 | 2018/19 | 2019/20 | 2020/21
RG (£/kW) | 0.50578 | -0.92008 | -3.3808 | -5.3705 | -9.6936
RD (£/kW) | 45.3338 | 46.342 | 52.9079 | 58.1317 | 72.0331
G | 0.1674 | 0.16448 | 0.14492 | 0.12837 | 0.10043
D | 0.8326 | 0.83552 | 0.85508 | 0.87163 | 0.89957
R (£m) | 2708.6534 | 2735.0162 | 2983.1297 | 3174.7256 | 3789.4852
ZG (£m) | 191.8864 | 266.2523 | 305.127 | 325.9256 | 329.0288
ZD (£m) | -2.3978 | 0.59669 | -0.9035 | -0.057838 | 1.9701
O (£m) | 200.5762 | 212.9072 | 309.2182 | 402.9181 | 673.7253
LC (£m) | 13.255 | 15.5535 | 27.6342 | 22.9508 | 21.2077
LS (£m) | 15.9165 | 17.0326 | 23.6489 | 25.9903 | 28.0613
BG (£m) | 62.8589 | 67.255 | 69.0093 | 68.9431 | 69.2672
BD (£m) | 49.8 | 49.2977 | 48.2293 | 47.6033 | 47.2969

## T24
Table 24 - 2017/18 Generation Tariffs without Western HVDC Link | [9 empty] | Figure 5 - Impact of Western HVDC link on Conventional 80% Generator Wider Tariffs | Figure 6 - Impact of Western HVDC link on Intermittent 40% Generator Wider Tariffs
Generation Tariffs |  | System Peak Tariff | Shared Year Round Tariff | Not Shared Year Round Tariff | Residual Tariff | Conventional 80% Load Factor | Intermittent 40% Load Factor | Impact of Link on Conventional 80% Generation 17/18 Tariffs | Impact of Link on Intermittent 40% Generation 17/18 Tariffs
Zone | Zone Name | (£/kW) | (£/kW) | (£/kW) | (£/kW) | (£/kW) | (£/kW) | (£/kW) | (£/kW)
1 | North Scotland | 0.07218 | 11.5052 | 10.2038 | -0.29641 | 19.1837 | 14.5095 | 5.4367 | 6.15
2 | East Aberdeenshire | 1.2324 | 4.9675 | 10.2038 | -0.29641 | 15.1138 | 11.8944 | 5.2703 | 6.0675
3 | Western Highlands | -0.05883 | 9.3601 | 9.9333 | -0.29641 | 17.0661 | 13.3809 | 5.5207 | 6.1986
4 | Skye and Lochalsh | -4.0756 | 9.3601 | 11.3335 | -0.29641 | 14.4495 | 14.7811 | 5.526 | 6.2029
5 | Eastern Grampian and Tayside | -0.12167 | 8.4239 | 9.4634 | -0.29641 | 15.7844 | 12.5365 | 5.3615 | 6.2125
6 | Central Grampian | 2.1341 | 8.9506 | 9.8786 | -0.29641 | 18.8767 | 13.1624 | 5.3011 | 6.4957
7 | Argyll | 1.1616 | 6.6796 | 18.0476 | -0.29641 | 24.2565 | 20.4231 | 5.3879 | 6.8838
8 | The Trossachs | 1.6927 | 6.6796 | 7.9853 | -0.29641 | 14.7253 | 10.3607 | 5.1167 | 6.5207
9 | Stirlingshire and Fife | 0.038806 | 3.8017 | 6.7483 | -0.29641 | 9.5321 | 7.9726 | 4.4118 | 5.3843
10 | South West Scotland | 1.1697 | 5.3585 | 7.2951 | -0.29641 | 12.4552 | 9.1421 | 6.1226 | 6.5139
11 | Lothian and Borders | 2.6965 | 5.3585 | 5.085 | -0.29641 | 11.772 | 6.932 | 3.4618 | 3.4095
12 | Solway and Cheviot | 0.97332 | 3.7012 | 4.4443 | -0.29641 | 8.0822 | 5.6284 | 2.3703 | 2.7106
13 | North East England | 2.8327 | 2.6711 | 2.5696 | -0.29641 | 7.2428 | 3.3416 | 0.88737 | 1.0303
14 | North Lancashire and The Lakes | 1.0562 | 2.6711 | 2.1716 | -0.29641 | 5.0683 | 2.9436 | -0.032236 | -0.2638
15 | South Lancashire, Yorkshire and Humber | 3.6115 | 1.5548 | 0.093352 | -0.29641 | 4.6523 | 0.41885 | -0.69846 | -0.72571
16 | North Midlands and North Wales | 3.2682 | 0.58915 | 0 | -0.29641 | 3.4431 | -0.060746 | -1.4034 | -1.1475
17 | South Lincolnshire and North Norfolk | 0.75277 | 1.2412 | 0 | -0.29641 | 1.4494 | 0.20009 | -0.87939 | -0.85828
18 | Mid Wales and The Midlands | 0.9622 | 0.65806 | 0 | -0.29641 | 1.1922 | -0.033181 | -1.0571 | -0.96147
19 | Anglesey and Snowdon | 4.7211 | 1.364 | 0 | -0.29641 | 5.5159 | 0.24921 | -2.5029 | -1.8059
20 | Pembrokeshire | 8.861 | -3.8045 | 0 | -0.29641 | 5.5209 | -1.8182 | -1.2064 | -0.99236
21 | South Wales & Gloucester | 6.1265 | -3.7598 | 0 | -0.29641 | 2.8223 | -1.8003 | -1.195 | -0.98619
22 | Cotswold | 3.18 | 2.1394 | -5.891 | -0.29641 | -1.2959 | -5.3316 | -1.2224 | -1.0916
23 | Central London | -2.8656 | 2.1394 | -6.3157 | -0.29641 | -7.7662 | -5.7564 | -1.0271 | -0.89971
24 | Essex and Kent | -3.5311 | 2.1394 | 0 | -0.29641 | -2.116 | 0.55935 | -1.0133 | -0.90752
25 | Oxfordshire, Surrey and Sussex | -1.0669 | -2.4964 | 0 | -0.29641 | -3.3604 | -1.295 | -1.0979 | -0.93255
26 | Somerset and Wessex | -1.0917 | -3.7126 | 0 | -0.29641 | -4.3582 | -1.7815 | -1.1312 | -0.95313
27 | West Devon and Cornwall | 0.33705 | -5.0667 | 0 | -0.29641 | -4.0128 | -2.3231 | -1.1429 | -0.95911

## T25
Table 25 - 2017/18 Demand Tariffs without the Western HVDC Link | [5 empty] | Figure 7 - Impact of Western HVDC link on HH Tariffs | Figure 8 - Impact of Western HVDC link on NHH Tariffs
Zone | Zone Name | HH Tariff | NHH Tariff | Impact of HVDC Link on HH Tariffs | Impact of HVDC Link on NHH Tariffs
|  | (£/kW) | (p/kWh) | (£/kW) | (p/kWh)
1 | Northern Scotland | 36.407 | 5.2986 | -6.6747 | -0.97173
2 | Southern Scotland | 36.581 | 5.848 | -6.1352 | -0.98246
3 | Northern | 39.7641 | 6.4827 | -1.6029 | -0.26165
4 | North West | 43.414 | 5.8292 | 0.17859 | 0.023882
5 | Yorkshire | 43.9728 | 6.9382 | 0.15272 | 0.024269
6 | N Wales & Mersey | 43.7228 | 6.8108 | 1.7756 | 0.27705
7 | East Midlands | 46.4543 | 6.7316 | 0.5524 | 0.080086
8 | Midlands | 47.3002 | 6.6703 | 0.95911 | 0.13522
9 | Eastern | 48.6004 | 6.7272 | 0.42268 | 0.058445
10 | South Wales | 44.7424 | 6.8825 | 0.69497 | 0.10712
11 | South East | 51.3234 | 7.0011 | 0.50652 | 0.069
12 | London | 53.9033 | 6.721 | 0.46794 | 0.058084
13 | Southern | 52.2599 | 6.7922 | 0.57246 | 0.0742
14 | South Western | 50.7865 | 7.3128 | 0.64231 | 0.09251

## T26
Table 26 - 2017/18 Generation Tariffs with increased Western HVDC Link Costs | [9 empty] | Figure 13 – Impact of increased Western HVDC costs on conventional generator wider tariffs | Figure 14 – Impact of increased Western HVDC costs on intermittent generator wider tariffs
Generation Tariffs |  | System Peak Tariff | Shared Year Round Tariff | Not Shared Year Round Tariff | Residual Tariff | Conventional 80% Load Factor | Intermittent 40% Load Factor | Impact of Increased Costs on Conventional 80% Tariff | Impact of Increased Costs on Intermittent 40% Tariff
Zone | Zone Name | (£/kW) | (£/kW) | (£/kW) | (£/kW) | (£/kW) | (£/kW) | (£/kW) | (£/kW)
1 | North Scotland | -1.5454 | 14.1222 | 17.1147 | -1.0258 | 25.8413 | 21.7377 | 1.2208 | 1.0782
2 | East Aberdeenshire | -0.38636 | 7.3561 | 17.1147 | -1.0258 | 21.5874 | 19.0313 | 1.2032 | 1.0694
3 | Western Highlands | -1.6779 | 12.0794 | 16.8571 | -1.0258 | 23.8169 | 20.663 | 1.23 | 1.0835
4 | Skye and Lochalsh | -5.6937 | 12.0794 | 18.262 | -1.0258 | 21.206 | 22.0679 | 1.2305 | 1.0839
5 | Eastern Grampian and Tayside | -1.9201 | 11.1682 | 16.3997 | -1.0258 | 22.3883 | 19.8411 | 1.2424 | 1.092
6 | Central Grampian | -0.10312 | 11.9815 | 17.0408 | -1.0258 | 25.497 | 20.8076 | 1.3192 | 1.1495
7 | Argyll | -1.385 | 9.7466 | 25.7134 | -1.0258 | 31.0999 | 28.5862 | 1.4554 | 1.2793
8 | The Trossachs | -0.76208 | 9.7466 | 15.1777 | -1.0258 | 21.187 | 18.0504 | 1.345 | 1.169
9 | Stirlingshire and Fife | -1.4367 | 5.2707 | 13.2538 | -1.0258 | 15.0078 | 14.3362 | 1.0639 | 0.97933
10 | South West Scotland | -0.32599 | 8.6582 | 14.4435 | -1.0258 | 20.0183 | 16.8809 | 1.4404 | 1.225
11 | Lothian and Borders | 1.6444 | 8.6582 | 8.5319 | -1.0258 | 16.077 | 10.9694 | 0.84329 | 0.62787
12 | Solway and Cheviot | 0.24609 | 4.8806 | 7.9455 | -1.0258 | 11.0702 | 8.8719 | 0.61771 | 0.53287
13 | North East England | 2.6057 | 2.9551 | 4.4415 | -1.0258 | 8.3854 | 4.5977 | 0.25527 | 0.22577
14 | North Lancashire and The Lakes | 1.2037 | 2.9551 | 2.4487 | -1.0258 | 4.9906 | 2.6049 | -0.045387 | -0.074884
15 | South Lancashire, Yorkshire and Humber | 3.8229 | 1.0393 | 0.19181 | -1.0258 | 3.8204 | -0.4183 | -0.13345 | -0.11143
16 | North Midlands and North Wales | 3.5361 | -0.94473 | 0 | -1.0258 | 1.7545 | -1.4037 | -0.28514 | -0.19546
17 | South Lincolnshire and North Norfolk | 0.96626 | 0.56436 | 0 | -1.0258 | 0.39191 | -0.8001 | -0.17807 | -0.14192
18 | Mid Wales and The Midlands | 1.2044 | -0.32948 | 0 | -1.0258 | -0.085023 | -1.1576 | -0.22021 | -0.16299
19 | Anglesey and Snowdon | 5.2063 | -2.139 | 0 | -1.0258 | 2.4693 | -1.8814 | -0.54371 | -0.32474
20 | Pembrokeshire | 9.0156 | -4.904 | 0 | -1.0258 | 4.0665 | -2.9875 | -0.24802 | -0.17689
21 | South Wales & Gloucester | 6.2803 | -4.8407 | 0 | -1.0258 | 1.3819 | -2.9621 | -0.24544 | -0.17561
22 | Cotswold | 3.333 | 1.3026 | -6.1199 | -1.0258 | -2.7706 | -6.6247 | -0.25231 | -0.20144
23 | Central London | -2.7092 | 1.3026 | -6.3096 | -1.0258 | -9.0025 | -6.8144 | -0.20916 | -0.15829
24 | Essex and Kent | -3.353 | 1.3026 | 0 | -1.0258 | -3.3368 | -0.50481 | -0.20751 | -0.15664
25 | Oxfordshire, Surrey and Sussex | -0.92336 | -3.4155 | 0 | -1.0258 | -4.6816 | -2.3921 | -0.2233 | -0.16454
26 | Somerset and Wessex | -0.94029 | -4.6931 | 0 | -1.0258 | -5.7206 | -2.9031 | -0.23126 | -0.16851
27 | West Devon and Cornwall | 0.48869 | -6.0654 | 0 | -1.0258 | -5.3895 | -3.452 | -0.23385 | -0.16981

## T27
Table 27 - Impact of increased HVDC costs on demand tariffs | [5 empty] | Figure 15 - Impact of increased Western HVDC costs on HH Tariffs | Figure 16 - Impact of increased Western HVDC costs on NHH Tariffs
Zone | Zone Name | HH Tariff | NHH Tariff | Impact of Increased costs on HH Tariffs | Impact of Increased costs on NHH Tariffs
|  | (£/kW) | (p/kWh) | (£/kW) | (£/kW)
1 | Northern Scotland | 28.2747 | 4.1147 | -1.4576 | -0.2122
2 | Southern Scotland | 29.0423 | 4.6408 | -1.4036 | -0.22477
3 | Northern | 37.7743 | 6.1579 | -0.38684 | -0.063158
4 | North West | 43.6295 | 5.858 | 0.036965 | 0.0049457
5 | Yorkshire | 44.1729 | 6.97 | 0.047381 | 0.0075102
6 | N Wales & Mersey | 45.8443 | 7.1418 | 0.34591 | 0.053969
7 | East Midlands | 47.139 | 6.8309 | 0.13232 | 0.019182
8 | Midlands | 48.4816 | 6.8369 | 0.22227 | 0.031338
9 | Eastern | 49.1262 | 6.7999 | 0.10313 | 0.014263
10 | South Wales | 45.6007 | 7.0148 | 0.16336 | 0.025172
11 | South East | 51.9516 | 7.0867 | 0.12172 | 0.016585
12 | London | 54.4844 | 6.7932 | 0.11318 | 0.01406
13 | Southern | 52.9687 | 6.8841 | 0.13631 | 0.017676
14 | South Western | 51.5805 | 7.4272 | 0.15173 | 0.021853

## T28
Table 28 - 2018/19 Generation Tariffs without Caithness-Moray link | [9 empty] | Figure 9 Impact of Caithness-Moray Link on 2018/9 Conventional 80% Generation Tariffs | Figure 10 Impact of Caithness-Moray Link on 2018/9 Intermittent 40% Generator Tariffs
Generation Tariffs |  | System Peak Tariff | Shared Year Round Tariff | Not Shared Year Round Tariff | Residual Tariff | Conventional 80% Load Factor | Intermittent 40% Load Factor | Impact of Link on Conventional 80% Generation | Impact of Link on Intermittent 40% Generation
Zone | Zone Name | (£/kW) | (£/kW) | (£/kW) | (£/kW) | (£/kW) | (£/kW) | (£/kW) | (£/kW)
1 | North Scotland | 0.3612 | 12.4407 | 18.5696 | -3.3705 | 25.5128 | 20.1753 | 1.5214 | 1.1333
2 | East Aberdeenshire | 0.65378 | 6.347 | 18.5696 | -3.3705 | 20.9304 | 17.7378 | -0.53274 | 0.090279
3 | Western Highlands | -0.36782 | 11.243 | 18.0692 | -3.3705 | 23.3253 | 19.1959 | 0.98615 | 0.77555
4 | Skye and Lochalsh | -4.4986 | 11.243 | 19.3101 | -3.3705 | 20.4354 | 20.4368 | 0.97115 | 0.75995
5 | Eastern Grampian and Tayside | -0.16377 | 10.0275 | 17.1044 | -3.3705 | 21.5921 | 17.7448 | 0.32745 | 0.28036
6 | Central Grampian | 1.6925 | 10.8865 | 18.0787 | -3.3705 | 25.1099 | 19.0628 | -0.022455 | 0.032903
7 | Argyll | 0.62627 | 8.9763 | 26.7209 | -3.3705 | 31.1577 | 26.9409 | -0.10217 | 0.048376
8 | The Trossachs | 0.87414 | 8.9763 | 15.8254 | -3.3705 | 20.5101 | 16.0454 | -0.015954 | 0.024792
9 | Stirlingshire and Fife | -0.25229 | 5.0542 | 13.3062 | -3.3705 | 13.7267 | 11.9574 | -0.069545 | -0.048962
10 | South West Scotland | 1.3649 | 8.1299 | 14.9776 | -3.3705 | 19.4759 | 14.8591 | 0.050292 | 0.017588
11 | Lothian and Borders | 2.3242 | 8.1299 | 8.8824 | -3.3705 | 14.34 | 8.7638 | -0.028132 | -0.042765
12 | Solway and Cheviot | 0.94415 | 4.7703 | 8.0631 | -3.3705 | 9.4529 | 6.6006 | 0.010211 | -0.0016427
13 | North East England | 2.7855 | 2.9975 | 4.2377 | -3.3705 | 6.0506 | 2.0662 | 0.00065666 | -0.0073863
14 | North Lancashire and The Lakes | 1.497 | 2.9975 | 3.1089 | -3.3705 | 3.6334 | 0.93737 | 0.0052718 | -0.0020663
15 | South Lancashire, Yorkshire and Humber | 3.6193 | 1.1655 | 0.21415 | -3.3705 | 1.3953 | -2.6902 | 0.0020467 | -0.0048519
16 | North Midlands and North Wales | 3.0592 | -0.30337 | 0 | -3.3705 | -0.55407 | -3.4919 | 0.0023744 | -0.0043191
17 | South Lincolnshire and North Norfolk | 0.70794 | 0.61852 | 0 | -3.3705 | -2.1678 | -3.1231 | 0.0020944 | -0.00466
18 | Mid Wales and The Midlands | 1.0232 | -0.12317 | 0 | -3.3705 | -2.4458 | -3.4198 | 0.0021002 | -0.0045261
19 | Anglesey and Snowdon | 4.0514 | -0.14525 | 0 | -3.3705 | 0.56466 | -3.4286 | 0.0021944 | -0.0036691
20 | Pembrokeshire | 9.0079 | -5.0046 | 0 | -3.3705 | 1.6336 | -5.3724 | 0.0021671 | -0.0044442
21 | South Wales & Gloucester | 6.1533 | -4.9904 | 0 | -3.3705 | -1.2095 | -5.3667 | 0.0021651 | -0.0044519
22 | Cotswold | 3.0913 | 1.4112 | -6.4175 | -3.3705 | -5.5677 | -9.2235 | 0.0022169 | -0.0042953
23 | Central London | -5.2583 | 1.4112 | -6.7984 | -3.3705 | -14.2983 | -9.6045 | 0.0021277 | -0.0045603
24 | Essex and Kent | -3.5736 | 1.4112 | 0 | -3.3705 | -5.8151 | -2.806 | 0.0021359 | -0.0045669
25 | Oxfordshire, Surrey and Sussex | -1.1037 | -3.4516 | 0 | -3.3705 | -7.2355 | -4.7512 | 0.0021393 | -0.0045186
26 | Somerset and Wessex | -1.2179 | -4.8784 | 0 | -3.3705 | -8.4912 | -5.3219 | 0.0021548 | -0.0044942
27 | West Devon and Cornwall | 0.21444 | -6.2947 | 0 | -3.3705 | -8.1919 | -5.8884 | 0.0021528 | -0.0044869

## T29
Table 29 - 2018/19 Demand Tariffs without Caithness-Moray Link | [5 empty] | Figure 11 - Impact of Caithness-Moray on HH Tariffs | Figure 12 - Impact of Caithness-Moray link on NHH Tariffs
Zone | Zone Name | HH Tariff | NHH Tariff | Impact of HVDC Link on HH Tariffs | Impact of HVDC Link on NHH Tariffs
|  | (£/kW) | (p/kWh) | (£/kW) | (p/kWh)
1 | Northern Scotland | 34.2647 | 5.1425 | 1.3256 | 0.19914
2 | Southern Scotland | 34.6561 | 5.646 | -0.011716 | -0.0019108
3 | Northern | 44.3975 | 7.3084 | -0.013307 | -0.0021921
4 | North West | 49.6736 | 6.7118 | -0.016365 | -0.0022103
5 | Yorkshire | 50.8938 | 8.0802 | -0.014912 | -0.0023686
6 | N Wales & Mersey | 51.749 | 8.1171 | -0.015932 | -0.0025002
7 | East Midlands | 53.9558 | 7.8567 | -0.014918 | -0.0021724
8 | Midlands | 54.9126 | 7.7827 | -0.015105 | -0.0021407
9 | Eastern | 56.1061 | 7.8174 | -0.014832 | -0.0020664
10 | South Wales | 52.5633 | 8.0587 | -0.014958 | -0.0022939
11 | South East | 58.5952 | 8.0173 | -0.014873 | -0.0020347
12 | London | 61.2435 | 7.5876 | -0.014855 | -0.0018397
13 | Southern | 60.1598 | 7.8185 | -0.014904 | -0.0019364
14 | South Western | 58.7891 | 8.5248 | -0.014934 | -0.0021656

## T30
Table 30 - National Grid Revenue Forecast
National Grid Revenue Forecast |  |  | 2016-01-25
Description |  | Licence Term | Yr t-1 | Yr t | Yr t+1 | Yr t+2 | Yr t+3 | Yr t+4 | Yr t+5 | Notes
Regulatory Year |  |  | 2014/15 | 2015/16 | 2016/17 | 2017/18 | 2018/19 | 2019/20 | 2020/21
Actual RPI |  |  | 2014/15: 256.6667 | April to March average
RPI Actual |  | RPIAt | 2014/15: 1.19 | Office of National Statistics
Assumed Interest Rate |  | It | 0.5% | 0.7% | 0.95% | 1.575% | 2.225% | 2.6% | 2.6% | Bank of England Base Rate
Opening Base Revenue Allowance (2009/10 prices) | A1 | PUt | 1443.829 | 1475.593 | 1571.387 | 1554.942 | 1587.627 | 1585.228 | 1571.584 | From Licence
Price Control Financial Model Iteration Adjustment | A2 | MODt | -5.5 | -114.4 | -185.4 | -210 | -170 | -180 | -20 | Determined by Ofgem/Licensee forecast
RPI True Up | A3 | TRUt | -0.52729 | 4.7019 | -19.9214 | -31.4161 | -12.222 | 0 | 0 | Licensee Actual/Forecast
Prior Calendar Year RPI Forecast |  | GRPIFc-1 | 3.1% | 2.5% | 1% | 2.1% | 3% | 3.3% | 3.3% | HM Treasury Forecast then 2.8%
Current Calendar Year RPI Forecast |  | GRPIFc | 3.1% | 2.4% | 2.1% | 3% | 3.3% | 3.3% | 3% | HM Treasury Forecast then 2.8%
Next Calendar Year RPI forecast |  | GRPIFc+1 | 3% | 3.2% | 3% | 3.3% | 3.3% | 3% | 3% | HM Treasury Forecast then 2.8%
RPI Forecast | A4 | RPIFt | 1.2051 | 1.2267 | 1.233 | 1.268 | 1.302 | 1.352 | 1.384 | Using HM Treasury Forecast
Base Revenue [A=(A1+A2+A3)*A4] | A | BRt | 1732.6948 | 1675.4788 | 1684.3588 | 1665.5509 | 1829.8374 | 1899.8683 | 2147.3923
Pass-Through Business Rates | B1 | RBt |  | 1.2353 | 1.5001 | 3.2413 | 4.2194 | 4.534 | 4.3109 | Licensee Actual/Forecast
Temporary Physical Disconnection | B2 | TPDt | 0.14395 | 0.012338 | 0.090478 | 0 | 0 | 0 | 0 | Licensee Actual/Forecast
Licence Fee | B3 | LFt |  | 2.0207 | 2.6934 | 3.1342 | 3.408 | 3.5673 | 3.5744 | Licensee Actual/Forecast
Inter TSO Compensation | B4 | ITCt |  | 3.8222 | 2.6745 | 0.60568 | 0.73033 | 0.77642 | 0.75404 | Licensee Actual/Forecast
Termination of Bilateral Connection Agreements | B5 | TERMt | 0 | 0 | 0 | 0 | 0 | 0 | 0 | Does not affect TNUoS
SP Transmission Pass-Through | B6 | TSPt | 312.1791 | 295.6646 | 294.624 | 333.1382 | 401.0318 | 390.3681 | 398.0209 | 14/15 & 15/16 Charge setting. Later from TSP Calculation.
SHE Transmission Pass-Through | B7 | TSHt | 213.9595 | 338.2073 | 322.837 | 324.924 | 320.0723 | 329.387 | 334.8018 | 14/15 & 15/16 Charge setting. Later from TSH Calculation.
Offshore Transmission Pass-Through | B8 | TOFTOt | 218.3804 | 248.357 | 260.7893 | 276.5029 | 401.5821 | 523.2703 | 874.9679 | 14/15 & 15/16 Charge setting. Later from OFTO Calculation.
Embedded Offshore Pass-Through | B9 | OFETt | 0.43734 | 0.64942 | 0.6545 | 0.67858 | 0.69678 | 0.72353 | 0.74066 | Licensee Actual/Forecast
Pass-Through Items [B=B1+B2+B3+B4+B5+B6+B7+B8+B9] | B | PTt | 745.1003 | 889.9689 | 885.8633 | 942.2248 | 1131.7407 | 1252.6267 | 1617.1706
Reliability Incentive Adjustment | C1 | RIt |  | 2.3616 | 3.9206 | 3.9738 | 4.073 | 4.17 | 4.2599 | Licensee Actual/Forecast/Budget
Stakeholder Satisfaction Adjustment | C2 | SSOt |  | 8.6931 | 10.1235 | 8.2875 | 8.3313 | 8.3423 | 9.2577 | Licensee Actual/Forecast/Budget
Sulphur Hexafluoride (SF6) Gas Emissions Adjustment | C3 | SFIt |  | 2.8092 | 2.6617 | 2.8825 | 3.0113 | 3.1412 | 3.2683 | Licensee Actual/Forecast/Budget
Awarded Environmental Discretionary Rewards | C4 | EDRt |  | 0 | 2.0216 | 0 | 0 | 0 | 0 | Only includes EDR awarded to licensee to date
Outputs Incentive Revenue [C=C1+C2+C3+C4] | C | OIPt | 0 | 13.8638 | 18.7274 | 15.1438 | 15.4157 | 15.6535 | 16.7858
Network Innovation Allowance | D | NIAt | 10.916 | 10.5555 | 10.6115 | 10.493 | 11.528 | 11.9692 | 13.5286 | Licensee Actual/Forecast/Budget
Network Innovation Competition | E | NICFt | 17.8492 | 18.7607 | 44.8549 | 40.5 | 40.5 | 40.5 | 40.5 | Sum of NICF awards determined by Ofgem/Forecast by National Grid
Future Environmental Discretionary Rewards | F | EDRt |  |  | 0 | 2 | 2 | 2 | 2 | Sum of future EDR awards forecast by National Grid
Transmission Investment for Renewable Generation | G | TIRGt | 15.9973 | 15.699 | 0 | 0 | 0 | 0 | 0 | Licensee Actual/Forecast
Scottish Site Specific Adjustment | H | DISt | 1.9849 | 0.791 | 2.8649 | 0 | 0 | 0 | 0 | Licensee Actual/Forecast
Scottish Terminations Adjustment | I | TSt | -0.28187 | 0.10155 | 0.072929 | 0 | 0 | 0 | 0 | Licensee Actual/Forecast
Correction Factor | K | -Kt |  | 56.4238 | 103.978 | 105.601 | 0 | 0 | 0 | Calculated by Licensee
Maximum Revenue [M= A+B+C+D+E+F+G+H+I+K] | M | TOt | 2524.2607 | 2681.6431 | 2751.3317 | 2781.5133 | 3031.0217 | 3222.6176 | 3837.3772
Termination Charges | B5 |  | 0 | 0 | 0 | 0 | 0 | 0 | 0
Pre-vesting connection charges | P |  | 46.9542 | 44.9552 | 42.677 | 46.4971 | 47.892 | 47.892 | 47.892 | Licensee Actual/Forecast
TNUoS Collected Revenue [T=M-B5-P] | T |  | 2477.3066 | 2636.6879 | 2708.6547 | 2735.0162 | 2983.1297 | 3174.7256 | 3789.4852
Final Collected Revenue | U | TNRt | 2014/15: 2375.8525 | Licensee Actual/Forecast
Forecast percentage change to Maximum Revenue M |  |  |  | 6.235% | 2.599% | 1.097% | 8.97% | 6.321% | 19.08%
Forecast percentage change to TNUoS Collected Revenue T |  |  |  | 6.434% | 2.729% | 0.9732% | 9.072% | 6.423% | 19.36%
Notes:
All monies are nominal 'money of the day' prices unless stated otherwise
Licensee forecasts and budgets are subject to change especially where they are influenced by external stakeholders
Greyed out cells are either calculated or not applicable in the year concerned due to the way the licence formula are constructed
NIC payments to all Transmission Owners are inlcuded in National Grid Maximum Revenue and are included here
2014/15 and 2015/16 pass through to other networks is based on forecast at time of tariff setting

## T31
Table 31 - Scottish Power Transmission Revenue Forecast
Scottish Power Transmission Revenue Forecast |  |  | 2016-01-25 | 2016-01-25 | 0 | 0 | 0 | 0
Description |  | Licence Term | Yr t-1 | Yr t | Yr t+1 | Yr t+2 | Yr t+3 | Yr t+4 | Yr t+5 | Notes
Regulatory Year |  |  | 2014/15 | 2015/16 | 2016/17 | 2017/18 | 2018/19 | 2019/20 | 2020/21
Actual RPI |  |  | 2014/15: 256.667 | April to March average
RPI Actual |  | RPIAt | 2014/15: 1.19 | Office of National Statistics
Assumed Interest Rate |  | It | 0.5% | 0.625% | 1.125% | 1.675% | 2.325% | 2.7% | 2.7% | National Grid forecast
Opening Base Revenue Allowance (2009/10 prices) | A1 | PUt | 236.95 | 258.6 |  | 249.4 | 253.1 | 256.4 | 254.2
Price Control Financial Model Iteration Adjustment | A2 | MODt | 6.2 | -20.3 |  | -4.5 | 41.3 | 15.3 | 17.1
RPI True Up | A3 | TRUt | -0.1 | 0.85 |  | -4.9 | 0 | 0 | 0
RPI Forecast | A4 | RPIFt | 1.2051 | 1.2267 |  | 1.276 | 1.315 | 1.362 | 1.406 | National Grid forecast
Base Revenue [A=(A1+A2+A3)*A4] | A | BRt | 292.8996 | 293.3653 |  | 306.24 | 387.136 | 370.0554 | 381.4478
Pass-Through Business Rates | B1 | RBt |  | -20.24 |  | -4.8 | -4.7 | 0.8 | 0.9
Temporary Physical Disconnection | B2 | TPDt | bar: 2014/15; 2016/17 to 2020/21
Pass-Through Items [B=B1+B2] | B | PTt | 0 | -20.24 |  | -4.8 | -4.7 | 0.8 | 0.9
Reliability Incentive Adjustment | C1 | RIt |  | 2.6 |  | 1.2 | 1.2 | 1.3 | 1.3
Stakeholder Satisfaction Adjustment | C2 | SSOt |  | 1.7 |  | 0.6 | 0.6 | 0.6 | 0.7
Sulphur Hexafluoride (SF6) Gas Emissions Adjustment | C3 | SFIt |  | -0.2 |  | 0 | 0 | 0 | 0
Awarded Environmental Discretionary Rewards | C4 | EDRt |  | 0 |  | 0.7 | 0.7 | 0.7 | 0.7
Financial Incentive for Timely Connections Output | C5 | -CONADJt |  | 0 |  | 0 | 0 | 0 | 0
Outputs Incentive Revenue [C=C1+C2+C3+C4+C5] | C | OIPt | 0 | 4.1 |  | 2.5 | 2.5 | 2.6 | 2.7
Network Innovation Allowance | D | NIAt | 0.7 | 1.3 |  | 1 | 1 | 1 | 1
Transmission Investment for Renewable Generation | G | TIRGt | 29.3 | 29.6 |  | 33.4 | 33.3 | 33.3 | 33.2
Correction Factor | K | -Kt | 0 | 8.7 |  | 10.9 | 0 | 0 | 0
Maximum Revenue (M= A+B+C+D+G+J+K] | M | TOt | 322.8996 | 316.8253 | 306.44 | 349.24 | 419.236 | 407.7554 | 419.2478
Excluded Services | P | EXCt | 7.7 | 8 | 9.384 | 11.8 | 12.6 | 13.4 | 14.2 | Post BETTA Connection Charges
Site Specifc Charges | S | EXSt | 18.5 | 18.8 | 21.2 | 25.8 | 26.8 | 27.9 | 29.1 | Pre & Post BETTA Connection Charges
TNUoS Collected Revenue (T=M+P-S) | T | TSPt | 312.0996 | 306.0253 | 294.624 | 335.24 | 405.036 | 393.2554 | 404.3478 | General System Charge
Final Collected Revenue | U | TNRt | 2014/15: 312.2
Forecast percentage change to TNUoS Collected Revenue T |  |  |  | -1.946% | -3.726% | 13.79% | 20.82% | -2.909% | 2.821%
Notes:
All monies are nominal 'money of the day' prices unless stated otherwise
Licensee forecasts and budgets are subject to change especially where they are influenced by external stakeholders
Greyed out cells are either calculated or not applicable in the year concerned due to the way the licence formula are constructed
NIC payments are not included as they do not form part of SPT Maximum Revenue
Commentary
All reasonable care has been taken in the preparation of these illustrative tables and the data therein. SPT offers this data without prejudice and cannot be held responsible for any loss that might be attributed to the use of this data. SPT does not accept or assume responsibility for the use of this information by any person or any person to whom this information is shown or any person to whom this information otherwise becomes available.
The base revenue forecasts for the RIIO-ET1 period (2014/15 to 2020/21, inclusive) reflect the figures authorised by Ofgem in the the RIIO-ET1 Final Proposals.
Within the bounds of commercial confidentiality, this forecast provides as much information as possible.
This forecast contains as much information as can be currently made available. Generally, allowances determined by Ofgem are shown; and we also include forecasts for anticipated future Ofgem determinations in respect of the Iteration adjustment reflecting our latest view of totex, changes to allowed totex and cost of debt.
This respects commercial confidentiality and disclosure considerations.
Note that actual revenues may vary from those currently forecast.
All £ figures are in money of the day
Information provided in £m to one decimal place
Assumptions
It is assumed that there will be one set of price changes per year effective on 1st April.

## T32
Table 32 - SHE Transmission Revenue Forecast
SHE Transmission Revenue Forecast |  |  | 2016-01-25 | 2016-01-25 | 0 | 0 | 0 | 0
Description |  | Licence Term | Yr t-1 | Yr t | Yr t+1 | Yr t+2 | Yr t+3 | Yr t+4 | Yr t+5 | Notes
Regulatory Year |  |  | 2014/15 | 2015/16 | 2016/17 | 2017/18 | 2018/19 | 2019/20 | 2020/21
Actual RPI |  |  | 2014/15: 256.6667 | April to March average
RPI Actual |  | RPIAt | 2014/15: 1.19 | Office of National Statistics
Assumed Interest Rate |  | It | 0.5% | 0.625% | 1.125% | 1.675% | 2.325% | 2.7% | 2.7% | National Grid forecast
Opening Base Revenue Allowance (2009/10 prices) | A1 | PUt | 111.5154 | 124.139 |  | 119.5973 | 119.9999 | 122.097 | 122.525 | From Licence
Price Control Financial Model Iteration Adjustment | A2 | MODt | 8.7 | 85.16 |  | 84.8 | 69.5 | 68.5 | 68.9
RPI True Up | A3 | TRUt | -0.002 | 0.523 |  | -4.693 | 1.664 | 0.767 | 0.587 | Based on NG forecast RPIA. RPIF based on assumed Treasury Forecast of 3%
RPI Forecast | A4 | RPIFt | 1.2051 | 1.2267 |  | 1.276 | 1.315 | 1.362 | 1.406 | National Grid forecast
Base Revenue [A=(A1+A2+A3)*A4] | A | BRt | 144.8691 | 257.3787 |  | 254.8227 | 251.3806 | 260.6378 | 269.9689
Pass-Through Business Rates | B1 | RBt |  | -0.697 |  | -8.779 | -9.004 | -9.32 | -9.566 | RBt rebate received in 2014/15, pass through in 2016/17
Temporary Physical Disconnection | B2 | TPDt |  | 0.555 |  | 0.139 | 0.139 | 0.14 | 0.14
Pass-Through Items [B=B1+B2] | B | PTt | 0 | -0.142 |  | -8.64 | -8.865 | -9.18 | -9.426
Reliability Incentive Adjustment | C1 | RIt |  | 1.179 |  | 0.708 | 0.729 | 0.755 | 0.78 | Forecast values based on average of previous energy not supplied actuals
Stakeholder Satisfaction Adjustment | C2 | SSOt |  | 1.605 |  | 3.225 | 3.232 | 3.216 | 3.183 | Forecast values based on average of previous actuals; also reflects step-change to Base Revenue
Sulphur Hexafluoride (SF6) Gas Emissions Adjustment | C3 | SFIt |  | -0.114 |  | -0.008 | -0.009 | -0.009 | -0.01 | Forecast based on latest actual SF6 emissions and baseline targets
Awarded Environmental Discretionary Rewards | C4 | EDRt |  | 0 |  | 0 | 0 | 0 | 0
Financial Incentive for Timely Connections Output | C5 | -CONADJt |  | 0 |  | 0 | 0 | 0 | 0
Outputs Incentive Revenue [C=C1+C2+C3+C4+C5] | C | OIPt | 0 | 2.67 |  | 3.925 | 3.952 | 3.962 | 3.953
Network Innovation Allowance | D | NIAt | 1.257 | 1.2795 |  | 1.331 | 1.3716 | 1.4207 | 1.4666 | Forecast assumes same level of allowance in nominal values
Transmission Investment for Renewable Generation | G | TIRGt | 72.159 | 81.221 |  | 79.747 | 79.151 | 78.838 | 78.141 | Based on adjusted licence condition values
Compensatory Payments Adjustment | J | SHCPt | 0 | 0.399 |  | 0 | 0 | 0 | 0
Correction Factor | K | -Kt |  | -1.7 |  | -0.6 | 0 | 0 | 0
Maximum Revenue (M= A+B+C+D+G+J+K] | M | TOt | 218.2851 | 341.1062 | 326.217 | 330.5856 | 326.9902 | 335.6784 | 344.1034
Excluded Services | P | EXCt | 0 | 0 | 0 | 0 | 0 | 0 | 0 | Post BETTA Connection Charges
Site Specifc Charges | S | EXSt | 3.465 | 3.472 | 3.38 | 3.6117 | 3.7221 | 3.8551 | 3.9796 | Post-Vesting, Pre-BETTA Connection Charges
TNUoS Collected Revenue (T=M+P-S) | T | TSHt | 214.8201 | 337.6342 | 322.837 | 326.9739 | 323.2681 | 331.8233 | 340.1238 | General System Charge
Final Collected Revenue | U | TNRt
Forecast percentage change to TNUoS Collected Revenue T |  |  |  | 57.17% | -4.383% | 1.281% | -1.133% | 2.646% | 2.501%
Notes:
All monies are nominal 'money of the day' prices unless stated otherwise
Licensee forecasts and budgets are subject to change especially where they are influenced by external stakeholders
Greyed out cells are either calculated or not applicable in the year concerned due to the way the licence formula are constructed
NIC payments are not included as they do not form part of SHET Maximum Revenue
Commentary
All reasonable care has been taken in the preparation of these illustrative tables and the data therein. SHET offers these data without prejudice and cannot be held responsible for any loss that might be attributed to the use of these data. SHET does not accept or assume responsibility for the use of this information by any person or any person to whom this information is shown or any person to whom this information otherwise becomes available.
The base revenue forecasts for the RIIO-ET1 period (2014/15 to 2020/21, inclusive) reflect the figures authorised by Ofgem in the RIIO-ET1 Final Proposals.
Within the bounds of commercial confidentiality, this forecast provides as much information as possible.
This forecast contains as much information as can be currently made available. Generally, allowances determined by Ofgem are shown; whilst those for which Ofgem determinations are expected are not.
This respects commercial confidentiality and disclosure considerations.
Note that actual revenues may vary from those currently forecast.
All £ figures are in money of the day
Information provided in £m to one decimal place
Assumptions
It is assumed that there will be one set of price changes per year effective on 1st April.

## T33
Table 33 - Offshore Transmission Revenue Forecast
Offshore Transmission Revenue Forecast | 2016-01-25 | 0 | Updated: | 2016-01-25 | 0 | 0
Description | Yr t-1 | Yr t | Yr t+1 | Yr t+2 | Yr t+3 | Yr t+4 | Yr t+5 | Notes
Regulatory Year | 2014/15 | 2015/16 | 2016/17 | 2017/18 | 2018/19 | 2019/20 | 2020/21
Barrow | 5.4759 | 5.6051 | 5.6563 | 5.9301 | 5.9754 | 6.1547 | 6.3394 | Current revenues plus indexation
Gunfleet | 6.8532 | 7.0145 | 7.0806 | 7.5061 | 7.4784 | 7.7027 | 7.9338 | Current revenues plus indexation
Walney 1 | 12.4911 | 12.7864 | 12.9018 | 13.1195 | 13.4757 | 13.8799 | 14.2963 | Current revenues plus indexation
Robin Rigg | 7.7095 | 7.8914 | 7.9933 | 8.5313 | 8.4127 | 8.6651 | 8.925 | Current revenues plus indexation
Walney 2 | 12.927 | 13.2322 | 12.5159 | 13.5758 | 13.9428 | 14.3611 | 14.7919 | Current revenues plus indexation
Sheringham Shoal | 18.9241 | 19.4989 | 19.7277 | 20.0051 | 20.5456 | 21.1619 | 21.7968 | Current revenues plus indexation
Ormonde | 11.5705 | 11.8431 | 11.9522 | 12.294 | 12.6266 | 13.0054 | 13.3955 | Current revenues plus indexation
Greater Gabbard | 25.9995 | 26.6193 | 26.8714 | 27.3041 | 28.045 | 28.8863 | 29.7529 | Current revenues plus indexation
London Array | 37.573 | 39.2121 | 39.4987 | 38.4413 | 39.5874 | 40.775 | 41.9982 | Current revenues plus indexation
Thanet | 0 | 17.5171 | 15.6998 | 17.8867 | 18.3701 | 18.9212 | 19.4888 | Current revenues plus indexation
Lincs |  | 25.5634 | 26.687 | 27.4202 | 26.5292 | 27.325 | 28.1448 | Current revenues plus indexation
Gwynt y mor |  | 26.2836 | 23.6461 | 12.5361 | 26.5751 | 27.3724 | 28.1936 | Current revenues plus indexation
West of Duddon Sands |  | 35.29 | 21.2739 | 21.9396 | 21.5873 | 22.2349 | 22.9019 | National Grid Forecast
Humber Gateway |  |  | 29.2845 | 28.2369 | 28.4537 | 29.3073 | 30.1865 | National Grid Forecast
Westermost Rough | [7 empty] | National Grid Forecast | bar: 2014/15
Forecast to commission in 2017/18 | 2017/18: 21.7761; 2018/19: 44.7845; 2019/20: 46.0559; 2020/21: 47.4375 | National Grid Forecast
Forecast to commission in 2018/19 | 2018/19: 85.1928; 2019/20: 129.4375; 2020/21: 133.437 | National Grid Forecast
Forecast to commission in 2019/20 | 2019/20: 68.024; 2020/21: 125.1585 | National Grid Forecast
Forecast to commission in 2020/21 | 2020/21: 280.7894 | National Grid Forecast
Offshore Transmission Pass-Through (B7) | 139.5237 | 248.357 | 260.7893 | 276.5029 | 401.5821 | 523.2703 | 874.9679
Notes:
All monies are nominal 'money of the day' prices unless stated otherwise
Licensee forecasts and budgets are subject to change especially where they are influenced by external stakeholders
Greyed out cells are either calculated or not applicable in the year concerned due to the way the licence formula are constructed
NIC payments are not included as they do not form part of OFTO Maximum Revenue

## T34
Table 34 - Contracted TEC at Peak
Generator | Technology | Nodes | Zone | 2016/17 (MW) | 2017/18 (MW) | 2018/19 (MW) | 2019/20 (MW) | 2020/21 (MW)
Auchencrosh (interconnector CCT) | Interconnectors | AUCH20 | 10 | 295 | 375 | 375 | 375 | 375
Belgium Interconnector (Nemo) | Interconnectors | CANT40 | 24 | 0 | 0 | 1000 | 1000 | 1000
Britned | Interconnectors | GRAI40 | 24 | 1200 | 1200 | 1200 | 1200 | 1200
East West Interconnector | Interconnectors | CONQ40 | 16 | 505 | 505 | 505 | 505 | 505
ElecLink | Interconnectors | SELL40 | 24 | 1000 | 1000 | 1000 | 1000 | 1000
FAB Link Interconnector | Interconnectors | EXET40 | 26 | 0 | 0 | 0 | 0 | 1400
IFA Interconnector | Interconnectors | SELL40 | 24 | 2000 | 2000 | 2000 | 2000 | 2000
IFA2 Interconnector | Interconnectors | FAWL40 | 26 | 0 | 0 | 0 | 1000 | 1000
NSN Link | Interconnectors | BLYT4A & BLYT4B | 13 | 0 | 0 | 0 | 1400 | 1400
Viking Link Denmark Interconnector | Interconnectors | BICF4A & BICF4B | 17 | 0 | 0 | 0 | 0 | 1500
Aberarder Wind Farm | Wind Onshore | FOYE20 | 1 | 0 | 0 | 0 | 35.8 | 35.8
Abergelli Power | OCGT | SWAN40 | 21 | 0 | 0 | 0 | 0 | 299
Aberthaw | Coal | ABTH20 | 21 | 1620 | 1620 | 1620 | 1620 | 1620
A'Chruach Wind Farm | Wind Onshore | ACHR1R | 7 | 49.9 | 49.9 | 49.9 | 49.9 | 49.9
Afton | Wind Onshore | BLAC10 | 10 | 0 | 68 | 68 | 68 | 68
Aigas | Hydro | AIGA1Q | 1 | 20 | 20 | 20 | 20 | 20
Aikengall II Windfarm | Wind Onshore | WDOD10 | 11 | 140 | 140 | 140 | 140 | 140
Allt Carach | Wind Onshore | BEAU40 | 1 | 0 | 0 | 0 | 0 | 75.9
An Suidhe Wind Farm, Argyll (SRO) | Wind Onshore | ANSU10 | 7 | 19.3 | 19.3 | 19.3 | 19.3 | 19.3
Arecleoch | Wind Onshore | AREC10 | 10 | 114 | 114 | 114 | 114 | 114
Aultmore Wind Farm | Wind Onshore | AULW1S | 1 | 0 | 0 | 29.5 | 29.5 | 29.5
Bad a Cheo Wind Farm | Wind Onshore | MYBS1Q & MYBS1R | 1 | 0 | 0 | 29.9 | 29.9 | 29.9
Baglan Bay | CCGT | BAGB20 | 21 | 552 | 552 | 552 | 552 | 552
Barrow Offshore Wind Farm | Wind Offshore | HEYS40 | 14 | 90 | 90 | 90 | 90 | 90
Beatrice Wind Farm | Wind Offshore | BLHI40 | 1 | 0 | 20 | 400 | 664 | 664
Beinn an Tuirc 3 | Wind Onshore | CAAD1Q | 7 | 0 | 0 | 0 | 0 | 50
Beinneun Wind Farm | Wind Onshore | BEIN10 | 3 | 0 | 109 | 109 | 109 | 109
Benbrack & Quantans Hill | Wind Onshore | KEON1Q & KEON1R | 1 | 0 | 0 | 72 | 72 | 72
Bhlaraidh Wind Farm | Wind Onshore | BHLA10 | 3 | 0 | 108 | 108 | 108 | 108
Blackcraig Wind Farm | Wind Onshore | BLCW10 | 10 | 0 | 57.5 | 57.5 | 57.5 | 57.5
Blacklaw | Wind Onshore | BLKL10 | 11 | 118 | 118 | 118 | 118 | 118
Blacklaw Extension | Wind Onshore | BLKX10 | 11 | 69 | 69 | 69 | 69 | 69
BP Grangemouth | CHP | GRMO20 | 9 | 120 | 120 | 120 | 120 | 120
Burbo Bank Extension Offshore Wind Farm | Wind Offshore | BODE40 | 16 | 254 | 254 | 254 | 254 | 254
C.Gen Killingholme North Power Station | CCGT | KILL40 | 15 | 0 | 0 | 490 | 490 | 490
Cairn Duhie Wind farm | Wind Onshore | BERB20 | 1 | 0 | 0 | 0 | 0 | 59.7
Carnedd Wen Wind Farm | Wind Onshore | CANW40 | 18 | 0 | 0 | 0 | 150 | 150
Carraig Gheal Wind Farm | Wind Onshore | FERO10 | 7 | 46 | 46 | 46 | 46 | 46
Carrington Power Station | CCGT | CARR40 | 16 | 910 | 910 | 910 | 910 | 910
CDCL | CCGT | COTT40 | 16 | 395 | 395 | 395 | 395 | 395
Clunie | Hydro | CLUN1S & CLUN1T | 5 | 61.2 | 61.2 | 61.2 | 61.2 | 61.2
Clyde North | Wind Onshore | CLYN2Q | 11 | 374.5 | 374.5 | 374.5 | 374.5 | 374.5
Clyde South | Wind Onshore | CLYS2R | 11 | 128.8 | 128.8 | 128.8 | 128.8 | 128.8
Cnoc Morail | Wind Onshore | MYBS1Q & MYBS1R | 1 | 0 | 0 | 0 | 0 | 18.4
Connahs Quay | CCGT | CONQ40 | 16 | 1380 | 1380 | 1380 | 1380 | 1380
Corby | CCGT | GREN40_EME | 18 | 401 | 401 | 401 | 401 | 401
Corriegarth | Wind Onshore | COGA10 | 1 | 69 | 69 | 69 | 69 | 69
Corriemoillie Wind Farm | Wind Onshore | CORI10 | 1 | 47.5 | 47.5 | 47.5 | 47.5 | 47.5
Coryton | CCGT | COSO40 | 24 | 800 | 800 | 704 | 704 | 704
Cottam | Coal | COTT40 | 16 | 2000 | 2000 | 2000 | 2000 | 2000
Cour Wind Farm | Wind Onshore | CRSS10 | 7 | 20.5 | 20.5 | 20.5 | 20.5 | 20.5
Creag Riabhach Wind Farm | Wind Onshore | CASS1Q | 1 | 0 | 0 | 0 | 0 | 72.6
Crookedstane Windfarm | Wind Onshore | CLYS2R | 11 | 0 | 9.2 | 9.2 | 9.2 | 9.2
Crossburns Wind Farm | Wind Onshore | ERRO10 | 5 | 0 | 0 | 0 | 99 | 99
Crossdykes | Wind Onshore | EWEH1Q | 12 | 0 | 0 | 46 | 46 | 46
Cruachan | Pump Storage | CRUA20 | 8 | 440 | 440 | 440 | 440 | 440
Crystal Rig 2 | Wind Onshore | CRYR40 | 11 | 200 | 200 | 200 | 200 | 200
Culligran | Hydro | CULL1Q | 1 | 19.1 | 19.1 | 19.1 | 19.1 | 19.1
Cumberhead | Wind Onshore | COAL10 | 11 | 0 | 0 | 0 | 50 | 50
Damhead Creek | CCGT | KINO40 | 24 | 805 | 805 | 805 | 805 | 805
Damhead Creek II | CCGT | KINO40 | 24 | 0 | 0 | 0 | 1280 | 1280
Deanie | Hydro | DEAN1Q | 1 | 38 | 38 | 38 | 38 | 38
Deeside | CCGT | CONQ40 | 16 | 1 | 1 | 1 | 1 | 1
Dersalloch Wind Farm | Wind Onshore | DERS1Q | 10 | 69 | 69 | 69 | 69 | 69
Didcot B | CCGT | DIDC40 | 25 | 1550 | 1550 | 1550 | 1550 | 1550
Dinorwig | Pump Storage | DINO40 | 19 | 1644 | 1644 | 1644 | 1644 | 1644
Dogger Bank Platform 1 | Wind Offshore | CREB40 | 15 | 0 | 0 | 0 | 500 | 1000
Dogger Bank Platform 2 | Wind Offshore | CREB40 | 15 | 0 | 0 | 0 | 500 | 1000
Dogger Bank Platform 3 | Wind Offshore | CREB40 | 15 | 0 | 0 | 0 | 0 | 500
Dogger Bank Platform 4 | Wind Offshore | CREB40 | 15 | 0 | 0 | 0 | 500 | 1000
Dorenell Wind Farm | Wind Onshore | DORE10 | 1 | 0 | 0 | 220 | 220 | 220
Drax | Coal | DRAX40 | 15 | 3906 | 3906 | 3906 | 3906 | 3906
Druim Leathann | Wind Onshore | COUA10 | 5 | 0 | 0 | 0 | 39 | 39
Dudgeon Offshore Wind Farm | Wind Offshore | NECT40 | 17 | 400 | 400 | 400 | 400 | 400
Dungeness B | Nuclear | DUNG40 | 24 | 1081 | 1081 | 1081 | 1081 | 1081
Dunlaw Extension | Wind Onshore | DUNE10 | 11 | 29.75 | 29.75 | 29.75 | 29.75 | 29.75
Dunmaglass Wind Farm | Wind Onshore | DUNM10 | 1 | 94 | 94 | 94 | 94 | 94
Earlshaugh Wind Farm | Wind Onshore | EHAU10 | 11 | 0 | 55 | 55 | 55 | 55
East Anglia 1 | Wind Offshore | BRFO40 | 18 | 0 | 0 | 1200 | 1200 | 1200
Edinbane Wind, Skye | Wind Onshore | EDIN10 | 4 | 41.4 | 41.4 | 41.4 | 41.4 | 41.4
Enfield | CCGT | BRIM2A_LPN & BRIM2B_LPN | 24 | 408 | 408 | 408 | 408 | 408
Errochty | Hydro | ERRO10 | 5 | 75 | 75 | 75 | 75 | 75
Ewe Hill | Wind Onshore | EWEH1Q | 12 | 39 | 39 | 39 | 39 | 39
Fallago Rig Wind Farm | Wind Onshore | FALL40 | 11 | 144 | 144 | 144 | 144 | 144
Farr Wind Farm, Tomatin | Wind Onshore | FAAR1Q & FAAR1R | 1 | 92 | 92 | 92 | 92 | 92
Fasnakyle G1 & G2 | Hydro | FASN20 | 3 | 46 | 46 | 46 | 46 | 46
Fawley CHP | CHP | FAWL40 | 26 | 158 | 158 | 158 | 158 | 158
Ffestiniog | Pump Storage | FFES20 | 16 | 360 | 360 | 360 | 360 | 360
Fiddlers Ferry | Coal | FIDF20_ENW | 15 | 1455 | 1455 | 1455 | 1455 | 1455
Finlarig | Hydro | FINL1Q | 6 | 16.5 | 16.5 | 16.5 | 16.5 | 16.5
Firth of Forth Offshore Wind Farm 1A | Wind Offshore | TEAL20 | 9 | 0 | 0 | 0 | 545 | 545
Firth of Forth Offshore Wind Farm 1B | Wind Offshore | TEAL20 | 9 | 0 | 0 | 0 | 530 | 530
Foyers | Pump Storage | FOYE20 | 1 | 300 | 300 | 300 | 300 | 300
Freasdail | Wind Onshore | CRSS10 | 7 | 22.2 | 22.2 | 22.2 | 22.2 | 22.2
Galawhistle Wind Farm | Wind Onshore | GAWH10 | 11 | 55.2 | 55.2 | 55.2 | 55.2 | 55.2
Galloper Wind Farm | Wind Offshore | LEIS10 | 18 | 70 | 340 | 340 | 340 | 340
Gateway Energy Centre Power Station | CCGT | COSO40 | 24 | 0 | 0 | 0 | 1096 | 1096
Glen App Windfarm | Wind Onshore | AREC10 | 10 | 32.2 | 32.2 | 32.2 | 32.2 | 32.2
Glen Kyllachy Wind Farm | Wind Onshore | FAAR1Q & FAAR1R | 1 | 0 | 0 | 48.5 | 48.5 | 48.5
Glendoe | Hydro | GLDO1G | 3 | 99.9 | 99.9 | 99.9 | 99.9 | 99.9
Glenmorie Windfarm | Wind Onshore | FYRI10 | 3 | 0 | 0 | 0 | 0 | 114
Glenmoriston | Hydro | GLEN1Q | 3 | 37 | 37 | 37 | 37 | 37
Glenmount Wind Farm | Wind Onshore | NECU10 | 10 | 0 | 0 | 0 | 73 | 73
Glenmuckloch Wind Farm | Wind Onshore | GLGL1Q & GLGL1R | 10 | 0 | 0 | 0 | 0 | 25.6
Gordonbush Wind | Wind Onshore | GORW20 | 1 | 70 | 70 | 70 | 70 | 70
Gordonbush Wind Farm Extension | Wind Onshore | CONN20 | 1 | 0 | 0 | 0 | 0 | 38
Grain | CCGT | GRAI40 | 24 | 1517 | 1517 | 1517 | 1517 | 1517
Great Yarmouth | CCGT | NORM40 | 18 | 405 | 405 | 405 | 405 | 405
Greater Gabbard Offshore Wind Farm | Wind Offshore | LEIS10 | 18 | 500 | 500 | 500 | 500 | 500
Greenwire Wind Farm - Pembroke | Wind Offshore | PEMB40 | 20 | 0 | 0 | 0 | 0 | 2000
Greenwire Wind Farm - Pentir | Wind Offshore | PENT40 | 19 | 0 | 0 | 0 | 0 | 1000
Griffin Wind Farm | Wind Onshore | GRIF1S & GRIF1T | 5 | 188.6 | 188.6 | 188.6 | 188.6 | 188.6
Gunfleet Sands II Offshore Wind Farm | Wind Offshore | BRFO40 | 18 | 64 | 64 | 64 | 64 | 64
Gunfleet Sands Offshore Wind Farm | Wind Offshore | BRFO40 | 18 | 99.9 | 99.9 | 99.9 | 99.9 | 99.9
Gwynt Y Mor Offshore Wind Farm | Wind Offshore | BODE40 | 16 | 574 | 574 | 574 | 574 | 574
Hadyard Hill | Wind Onshore | HADH10 | 10 | 99.9 | 99.9 | 99.9 | 99.9 | 99.9
Halsary Wind Farm | Wind Onshore | MYBS1Q & MYBS1R | 1 | 0 | 0 | 0 | 28.5 | 28.5
Harestanes | Wind Onshore | HARE10 | 12 | 142.3 | 142.3 | 142.3 | 142.3 | 142.3
Harry Burn Wind Farm | Wind Onshore | ELVA20 | 11 | 0 | 0 | 0 | 0 | 110
Harting Rig Wind Farm | Wind Onshore | KYPE10 | 11 | 0 | 0 | 0 | 0 | 61.2
Hartlepool | Nuclear | HATL20 | 13 | 1207 | 1207 | 1207 | 1207 | 1207
Hatfield Power Station | CCGT | THOM40 | 16 | 0 | 0 | 0 | 800 | 800
Heysham Power Station | Nuclear | HEYS40 | 14 | 2433 | 2433 | 2433 | 2433 | 2433
Hinkley Point B | Nuclear | HINP40 | 26 | 1261 | 1061 | 1061 | 1061 | 1061
Hirwaun Power Station | CCGT | UPPB20 | 21 | 0 | 0 | 0 | 299 | 299
Hornsea Power Station 1A | Wind Offshore | HORN40 | 15 | 0 | 0 | 0 | 396 | 396
Hornsea Power Station 1B | Wind Offshore | HORN40 | 15 | 0 | 0 | 0 | 0 | 402
Hornsea Power Station 1C | Wind Offshore | HORN40 | 15 | 0 | 0 | 0 | 0 | 402
Hornsea Power Station 2A | Wind Offshore | HORN40 | 15 | 0 | 0 | 0 | 500 | 500
Hornsea Power Station 2B | Wind Offshore | HORN40 | 15 | 0 | 0 | 0 | 0 | 500
Hornsea Power Station 3A | Wind Offshore | HORN40 | 15 | 0 | 0 | 0 | 0 | 500
Humber Gateway Offshore Wind Farm | Wind Offshore | HEDO20 | 15 | 220 | 220 | 220 | 220 | 220
Hunterston | Nuclear | HUER40 | 10 | 1074 | 1074 | 1074 | 1074 | 1074
Immingham | CHP | HUMR40 | 15 | 1218 | 1218 | 1218 | 1218 | 1218
Inch Cape Offshore Wind Farm Platform 1 | Wind Offshore | COCK20 | 11 | 0 | 0 | 330 | 330 | 330
Inch Cape Offshore Wind Farm Platform 2 | Wind Offshore | COCK20 | 11 | 0 | 0 | 0 | 270 | 270
Indian Queens | OCGT | INDQ40 | 27 | 140 | 140 | 140 | 140 | 140
Invergarry | Hydro | INGA1Q | 3 | 20 | 20 | 20 | 20 | 20
J G Pears | CHP | HIGM20 | 16 | 0 | 0 | 30 | 30 | 30
Keadby | CCGT | KEAD40 | 16 | 0 | 735 | 735 | 735 | 735
Keadby II | CCGT | KEAD40 | 16 | 710 | 710 | 710 | 710 | 710
Keith Hill Wind Farm | Wind Onshore | DUNE10 | 11 | 4 | 4 | 4 | 4 | 4
Kennoxhead Wind Farm | Wind Onshore | COAL10 | 11 | 0 | 0 | 0 | 59.8 | 59.8
Kilbraur Wind Farm | Wind Onshore | STRB20 | 1 | 67 | 67 | 67 | 67 | 67
Kilgallioch | Wind Onshore | KILG20 | 10 | 274 | 274 | 274 | 274 | 274
Kilmorack | Hydro | KIOR1Q | 1 | 20 | 20 | 20 | 20 | 20
Kings Lynn A | CCGT | WALP40_EME | 17 | 0 | 281 | 281 | 281 | 281
Kings Lynn B | CCGT | WALP40_EME | 17 | 0 | 0 | 0 | 0 | 981
Knottingley Power Station | CCGT | EGGB40 | 15 | 0 | 0 | 0 | 0 | 1500
Kype Muir | Wind Onshore | KYPE10 | 11 | 0 | 0 | 99.9 | 99.9 | 99.9
Lag Na Greine Phase 1 | Wave | BEAU40 | 1 | 0 | 0 | 0 | 10 | 10
Lag Na Greine Phase 2 | Wave | BEAU10 | 1 | 0 | 0 | 0 | 0 | 10
Langage | CCGT | LAGA40 | 27 | 905 | 905 | 905 | 905 | 905
Lethans Wind Farm | Wind Onshore | GLGL1Q & GLGL1R | 10 | 0 | 0 | 0 | 0 | 88.4
Limekilns | Wind Onshore | DOUN10 | 1 | 0 | 0 | 0 | 0 | 90
Lincs Offshore Wind Farm | Wind Offshore | WALP40_EME | 17 | 256 | 256 | 256 | 256 | 256
Lion Hill WindFarm | Wind Onshore | CLYS2R | 11 | 0 | 9.2 | 9.2 | 9.2 | 9.2
Little Barford | CCGT | EASO40 | 18 | 740 | 740 | 740 | 740 | 740
Loch Hill Wind Farm | Wind Onshore | MARG10 | 10 | 0 | 0 | 0 | 27.5 | 27.5
Loch Urr | Wind Onshore | KEON1Q & KEON1R | 1 | 0 | 0 | 0 | 84 | 84
Lochay | Hydro | LOCH10 | 6 | 47 | 47 | 47 | 47 | 47
Lochluichart | Wind Onshore | CORI10 | 1 | 69 | 69 | 69 | 69 | 69
London Array Offshore Wind Farm | Wind Offshore | CLEH40 | 24 | 630 | 630 | 630 | 630 | 630
Luichart | Hydro | LUIC1Q & LUIC1R | 1 | 34 | 34 | 34 | 34 | 34
Lynemouth Power Station | Coal | BLYT20 | 13 | 0 | 0 | 0 | 0 | 0
Marchwood | CCGT | MAWO40 | 26 | 920 | 920 | 920 | 920 | 920
Marex | Pump Storage | CONQ40 | 16 | 0 | 0 | 1500 | 1500 | 1500
Margree | Wind Onshore | MARG10 | 10 | 0 | 42.5 | 42.5 | 42.5 | 42.5
Mark Hill Wind Farm | Wind Onshore | MAHI20 | 10 | 53 | 53 | 53 | 53 | 53
Medway Power Station | CCGT | GRAI40 | 24 | 700 | 700 | 700 | 700 | 700
MeyGen Tidal | Tidal | MEYG10 | 1 | 0 | 0 | 15 | 71 | 154
Middle Muir Wind Farm | Wind Onshore | COAL10 | 11 | 0 | 0 | 51 | 51 | 51
Millbrook Power | OCGT | SUND40 | 18 | 0 | 0 | 0 | 0 | 299
Millennium South | Wind Onshore | FAUG10 | 3 | 0 | 0 | 25 | 25 | 25
Millennium Wind (Stage 3), Ceannacroc | Wind Onshore | MILW1Q | 3 | 65 | 65 | 65 | 65 | 65
Minnygap | Wind Onshore | MOFF10 | 11 | 0 | 25 | 25 | 25 | 25
Moray Firth Offshore Wind Farm | Wind Offshore | PEHE20 | 2 | 0 | 0 | 0 | 504 | 504
Mossford | Hydro | MOSS1S & MOSS1T | 1 | 18.66 | 18.66 | 18.66 | 18.66 | 18.66
Muaitheabhal Wind Farm | Wind Onshore | ARMO10 | 4 | 0 | 0 | 0 | 0 | 150
Nant | Hydro | NANT10 | 7 | 15 | 15 | 15 | 15 | 15
Neart Na Gaoithe Offshore Wind Farm | Wind Offshore | CRYR40 | 11 | 0 | 0 | 450 | 450 | 450
Oldbury-on-Severn | Nuclear | OLDS10 | 21 | 0 | 0 | 0 | 0 | 1600
Ormonde Offshore Wind Farm | Wind Offshore | HEYS40 | 14 | 150 | 150 | 150 | 150 | 150
Orrin | Hydro | ORRI1S & ORRI1T | 1 | 18 | 18 | 18 | 18 | 18
Pembroke Power Station | CCGT | PEMB40 | 20 | 2199 | 2199 | 2199 | 2199 | 2199
Pen Y Cymoedd Wind Farm | Wind Onshore | RHIG40 | 21 | 228 | 228 | 228 | 228 | 228
Pencloe Windfarm | Wind Onshore | BLAC10 | 10 | 0 | 63 | 63 | 63 | 63
Peterhead | CCGT | PEHE20 | 2 | 400 | 400 | 400 | 400 | 400
Pogbie Wind Farm | Wind Onshore | DUNE10 | 11 | 11.8 | 11.8 | 11.8 | 11.8 | 11.8
Progress Power Station | CCGT | BRFO40 | 18 | 0 | 0 | 0 | 299 | 299
Race Bank Wind Farm | Wind Offshore | WALP40_EME | 17 | 160 | 565 | 565 | 565 | 565
Rampion Offshore Wind Farm | Wind Offshore | BOLN40 | 25 | 400 | 400 | 400 | 400 | 400
Ratcliffe on Soar | Coal | RATS40 | 18 | 2021 | 2021 | 2021 | 2021 | 2021
Robin Rigg East Offshore Wind Farm | Wind Offshore | HARK40 | 12 | 92 | 92 | 92 | 92 | 92
Robin Rigg West Offshore Wind Farm | Wind Offshore | HARK40 | 12 | 92 | 92 | 92 | 92 | 92
Rocksavage | CCGT | ROCK40 | 16 | 810 | 810 | 810 | 810 | 810
Rugeley | Coal | RUGE40 | 18 | 980 | 980 | 980 | 980 | 980
Rye House | CCGT | RYEH40 | 24 | 715 | 715 | 715 | 715 | 715
Sallachy Wind Farm | Wind Onshore | SALA10 | 1 | 0 | 0 | 66 | 66 | 66
Saltend | CCGT | SAES20 | 15 | 1100 | 1100 | 1100 | 1100 | 1100
Sandy Knowe Wind Farm | Wind Onshore | GLGL1Q & GLGL1R | 10 | 0 | 0 | 0 | 0 | 90
Seabank | CCGT | SEAB40 | 22 | 1234 | 1234 | 1234 | 1234 | 1234
Sellafield | CHP | HUTT40 | 14 | 155 | 155 | 155 | 155 | 155
Severn Power | CCGT | USKM20 | 21 | 850 | 850 | 850 | 850 | 850
Sheringham Shoal Offshore Wind Farm | Wind Offshore | NORM40 | 18 | 315 | 315 | 315 | 315 | 315
Shoreham | CCGT | BOLN40 | 25 | 420 | 420 | 420 | 420 | 420
Sizewell B | Nuclear | SIZE40 | 18 | 1216 | 1216 | 1216 | 1216 | 1216
Sizewell C | Nuclear | SIZE40 | 18 | 0 | 0 | 0 | 0 | 1670
Sloy G2 and G3 | Hydro | SLOY10 | 8 | 80 | 80 | 80 | 80 | 80
South Humber Bank | CCGT | SHBA40 | 15 | 540 | 1365 | 1365 | 1365 | 1365
South Kyle | Wind Onshore | NECU10 | 10 | 0 | 0 | 165 | 165 | 165
Spalding | CCGT | SPLN40 | 17 | 880 | 880 | 880 | 880 | 880
Spalding Energy Expansion | CCGT | SPLN40 | 17 | 0 | 0 | 0 | 920 | 920
Staythorpe C | CCGT | STAY40 | 16 | 1728 | 1728 | 1728 | 1728 | 1728
Stornoway Wind Farm | Wind Onshore | BEAU40 | 1 | 0 | 0 | 0 | 38.5 | 38.5
Strathy North and South Wind | Wind Onshore | STRW10 | 1 | 200.25 | 200.25 | 200.25 | 200.25 | 200.25
Strathy Wood | Wind Onshore | GORW20 | 1 | 0 | 0 | 0 | 0 | 84
Stronelairg | Wind Onshore | STRL10 | 3 | 0 | 227.8 | 227.8 | 227.8 | 227.8
Sutton Bridge | CCGT | WALP40_EME | 17 | 819 | 819 | 819 | 819 | 819
Taylors Lane | CCGT | WISD20_LPN | 23 | 144 | 144 | 144 | 144 | 144
Tees Renewable Energy Plant | Biomass | GRST20 | 13 | 0 | 0 | 285 | 285 | 285
Thanet Offshore Wind Farm | Wind Offshore | CANT40 | 24 | 300 | 300 | 300 | 300 | 300
Thorpe Marsh | CCGT | THOM40 | 16 | 0 | 0 | 0 | 640 | 1280
Tidal Lagoon | Tidal | BAGB20 | 21 | 0 | 0 | 320 | 320 | 320
Tilbury C | CCGT | TILB20 | 24 | 0 | 0 | 0 | 1800 | 1800
Toddleburn Wind Farm | Wind Onshore | DUNE10 | 11 | 27.6 | 27.6 | 27.6 | 27.6 | 27.6
Tom Na Clach | Wind Onshore | TOMN10 | 1 | 0 | 0 | 75 | 75 | 75
Torness | Nuclear | TORN40 | 11 | 1215 | 1215 | 1215 | 1215 | 1215
Trafford Power - Stage 1 | CCGT | CARR40 | 16 | 0 | 0 | 1882 | 1882 | 1882
Tralorg Wind Farm | Wind Onshore | MAHI20 | 10 | 0 | 0 | 20 | 20 | 20
Triton Knoll Offshore Wind Farm | Wind Offshore | BICF4A & BICF4B | 17 | 0 | 0 | 0 | 360 | 900
Ulzieside | Wind Onshore | GLGL1Q & GLGL1R | 10 | 0 | 30 | 30 | 30 | 30
Uskmouth | Coal | USKM20 | 21 | 115 | 115 | 115 | 115 | 115
Viking Wind Farm | Wind Onshore | BLHI20 | 1 | 0 | 0 | 0 | 0 | 0
Walney 3 Offshore Wind Farm | Wind Offshore | HEYS40 | 14 | 0 | 330 | 330 | 330 | 330
Walney 4 Offshore Wind Farm | Wind Offshore | HEYS40 | 14 | 0 | 0 | 330 | 330 | 330
Walney I Offshore Wind Farm | Wind Offshore | HEYS40 | 14 | 182 | 182 | 182 | 182 | 182
Walney II Offshore Wind Farm | Wind Offshore | STAH4A & STAH4B | 14 | 182 | 182 | 182 | 182 | 182
West Burton A | Coal | WBUR40 | 16 | 1987 | 1987 | 1987 | 1987 | 1987
West Burton B | CCGT | WBUR40 | 16 | 1295 | 1295 | 1295 | 1295 | 1295
West Isle of Wight Power Station 1 | Wind Offshore | MANN40 | 26 | 0 | 0 | 368 | 368 | 368
West Isle of Wight Power Station 2 | Wind Offshore | MANN40 | 26 | 0 | 0 | 0 | 0 | 368
West of Duddon Sands Offshore Wind Farm | Wind Offshore | HEYS40 | 14 | 382 | 382 | 382 | 382 | 382
Westermost Rough Offshore Wind Farm | Wind Offshore | HEDO20 | 15 | 205 | 205 | 205 | 205 | 205
White Rose | Biomass | DRAX40 | 15 | 0 | 0 | 0 | 0 | 400
Whitelaw Brae Windfarm | Wind Onshore | CLYS2R | 11 | 0 | 0 | 0 | 50.4 | 50.4
Whitelee | Wind Onshore | WLEE20 | 10 | 305 | 305 | 305 | 305 | 305
Whitelee Extension | Wind Onshore | WLEX20 | 10 | 206 | 206 | 206 | 206 | 206
Whiteside Hill Wind Farm | Wind Onshore | GLGL1Q & GLGL1R | 10 | 0 | 27 | 27 | 27 | 27
Willow Wind Farm | Wind Onshore | CRSS10 | 10 | 0 | 0 | 0 | 0 | 45
Wilton | CCGT | GRST20 | 13 | 141 | 141 | 141 | 141 | 141
Windy Standard II (Brockloch Rig 1) Wind Farm | Wind Onshore | DUNH1R & DUNH1Q | 10 | 75 | 75 | 75 | 75 | 75
Windy Standard III Wind Farm | Wind Onshore | DUNH1Q | 10 | 0 | 0 | 43.5 | 43.5 | 43.5

## T35
Table 35 - Contracted TEC at Peak by Zone
Zone | 2016/17 (MW) | 2017/18 (MW) | 2018/19 (MW) | 2019/20 (MW) | 2020/21 (MW)
1 | 1176.51 | 1196.51 | 2132.41 | 2649.21 | 3180.81
2 | 400 | 400 | 400 | 904 | 904
3 | 267.9 | 712.7 | 737.7 | 737.7 | 851.7
4 | 41.4 | 41.4 | 41.4 | 41.4 | 191.4
5 | 324.8 | 324.8 | 324.8 | 462.8 | 462.8
6 | 63.5 | 63.5 | 63.5 | 63.5 | 63.5
7 | 172.9 | 172.9 | 172.9 | 172.9 | 222.9
8 | 520 | 520 | 520 | 520 | 520
9 | 120 | 120 | 120 | 1195 | 1195
10 | 2597.1 | 2965.1 | 3193.6 | 3294.1 | 3543.1
11 | 2517.65 | 2616.05 | 3546.95 | 3977.15 | 4148.35
12 | 365.3 | 365.3 | 411.3 | 411.3 | 411.3
13 | 1348 | 1348 | 1633 | 3033 | 3033
14 | 3574 | 3904 | 4234 | 4234 | 4234
15 | 8644 | 9469 | 9959 | 12355 | 18059
16 | 12909 | 13644 | 17056 | 18496 | 19136
17 | 2515 | 3201 | 3201 | 4481 | 7502
18 | 6811.9 | 7081.9 | 8281.9 | 8730.9 | 10699.9
19 | 1644 | 1644 | 1644 | 1644 | 2644
20 | 2199 | 2199 | 2199 | 2199 | 4199
21 | 3365 | 3365 | 3685 | 3984 | 5883
22 | 1234 | 1234 | 1234 | 1234 | 1234
23 | 144 | 144 | 144 | 144 | 144
24 | 11156 | 11156 | 12060 | 16236 | 16236
25 | 2370 | 2370 | 2370 | 2370 | 2370
26 | 2339 | 2139 | 2507 | 3507 | 5275
27 | 1045 | 1045 | 1045 | 1045 | 1045
Total | 69864.96 | 73442.16 | 82917.46 | 98121.96 | 117388.76

## T36
Table 36 - Zonal Summary of Modelled Demand
Demand Zone | 2016/17 | 2017/18 | 2018/19 | 2019/20 | 2020/21
| MW | MW | MW | MW | MW
1 | 623.1676 | 607.3849 | 584.8901 | 597.1481 | 531.4001
2 | 3226.1426 | 3214.9352 | 3195.8816 | 3196.4197 | 3193.0559
3 | 2608.5442 | 2590.2003 | 2608.279 | 2621.7053 | 2634.1969
4 | 4005.4408 | 4032.1228 | 4056.7425 | 4087.6265 | 4110.6451
5 | 4558.6521 | 4582.854 | 4606.0206 | 4629.8529 | 4652.6008
6 | 2092.0542 | 1887.1401 | 1928.6458 | 1987.159 | 2037.5101
7 | 4966.65 | 5077.25 | 5051.25 | 5133.45 | 5172.95
8 | 4414.42 | 4422.22 | 4437.22 | 4459.32 | 4502.82
9 | 5580.5286 | 5650.4794 | 5701.982 | 5746.1611 | 5793.1684
10 | 1920.4772 | 1921.3849 | 1922.1995 | 1930.5086 | 1942.9572
11 | 3609.4278 | 3618.4328 | 3628.5665 | 3641.6927 | 3655.8304
12 | 4729.7529 | 4863.5032 | 5089.7752 | 5163.1422 | 5255.8611
13 | 5813.9186 | 5905.4746 | 5976.6516 | 6033.2824 | 6057.3965
14 | 2698.9406 | 2711.3801 | 2723.9718 | 2745.0581 | 2773.7546
Total | 50848.1171 | 51084.7622 | 51512.0761 | 51972.5266 | 52314.147

## T37
Table 37 - Zonal Summary of Chargeable System Demand
Demand Zone | 2016/17 | 2017/18 | 2018/19 | 2019/20 | 2020/21
| MW | MW | MW | MW | MW
1 | 573.5959 | 551.4741 | 527.8328 | 506.8782 | 469.1832
2 | 3186.7558 | 3113.9293 | 3007.2234 | 2930.4106 | 2836.9928
3 | 2216.1669 | 2152.0985 | 2069.6323 | 2005.1851 | 1910.9721
4 | 3682.0184 | 3664.1974 | 3600.6215 | 3571.0866 | 3586.5753
5 | 3897.3406 | 3838.6049 | 3737.0576 | 3670.6069 | 3610.965
6 | 2980.8731 | 2988.151 | 2960.6059 | 2957.1682 | 3005.2098
7 | 4796.9902 | 4745.4039 | 4637.5453 | 4573.8657 | 4540.682
8 | 4224.5403 | 4192.5958 | 4110.9591 | 4067.2208 | 4061.7447
9 | 6045.69 | 6015.5885 | 5915.7329 | 5867.8081 | 5885.7739
10 | 2251.7636 | 2221.061 | 2166.9651 | 2131.8739 | 2101.5744
11 | 3631.4997 | 3599.3992 | 3527.7993 | 3486.7456 | 3470.3287
12 | 4435.5398 | 4406.2028 | 4315.0818 | 4270.6173 | 4282.9452
13 | 5594.9631 | 5547.4609 | 5435.9048 | 5373.6495 | 5355.3448
14 | 2282.2626 | 2261.5708 | 2216.3579 | 2190.1576 | 2178.596
Total | 49800 | 49297.7381 | 48229.3198 | 47603.274 | 47296.8879

## T38
Table 38 - Zonal Summary of Chargeable HH Demand
Demand Zone | Pre P272 |  |  |  |  | Post P272
| 2016/17 | 2017/18 | 2018/19 | 2019/20 | 2020/21 | 2017/18 | 2018/19 | 2019/20 | 2020/21
| MW | MW | MW | MW | MW | MW | MW | MW | MW
1 | -460.7208 | -478.8629 | -494.2926 | -510.8516 | -547.5047 | -379.5402 | -397.0419 | -414.8137 | -452.0663
2 | 474.1226 | 423.7676 | 364.0476 | 313.6708 | 230.9552 | 643.4354 | 579.1327 | 526.0736 | 442.0321
3 | 136.543 | 88.005 | 37.8104 | -8.822 | -96.8501 | 331.6392 | 276.3619 | 226.7544 | 137.2559
4 | 909.2385 | 917.8599 | 911.0047 | 915.1654 | 948.5554 | 1182.7727 | 1170.3909 | 1171.3167 | 1203.1078
5 | 972.1804 | 941.1458 | 898.2117 | 865.5621 | 821.4812 | 1172.9672 | 1125.197 | 1089.7165 | 1044.2365
6 | 990.0981 | 1018.9397 | 1038.2115 | 1063.1622 | 1127.3508 | 1170.2446 | 1186.3599 | 1209.463 | 1272.7383
7 | 1536.7667 | 1519.4252 | 1484.4345 | 1463.3153 | 1451.0675 | 1717.841 | 1678.7109 | 1655.1689 | 1641.7234
8 | 1225.8433 | 1224.1544 | 1207.2122 | 1201.6178 | 1215.6614 | 1559.5064 | 1535.5682 | 1525.8786 | 1537.8982
9 | 1455.1383 | 1468.448 | 1461.816 | 1469.272 | 1516.3709 | 1852.8929 | 1838.2408 | 1841.0022 | 1885.7808
10 | 925.2813 | 910.6069 | 890.5329 | 875.1541 | 854.0555 | 1012.8997 | 990.6917 | 974.0638 | 952.3478
11 | 818.6206 | 812.4949 | 796.4012 | 787.9652 | 787.8418 | 1070.9677 | 1049.4819 | 1037.8896 | 1036.2061
12 | 1762.6907 | 1765.1507 | 1741.8974 | 1737.5179 | 1771.0211 | 2060.8959 | 2031.4729 | 2023.482 | 2055.2001
13 | 1976.9419 | 1969.4726 | 1943.4359 | 1931.4733 | 1938.5423 | 2323.6148 | 2290.19 | 2273.9029 | 2278.8345
14 | 377.7555 | 373.3841 | 363.0416 | 357.3202 | 355.9462 | 579.7323 | 565.0851 | 556.8438 | 554.2244
Total | 13100.5 | 12953.992 | 12643.765 | 12461.5226 | 12374.4946 | 16299.8695 | 15919.8419 | 15696.7421 | 15589.5195

## T39
Table 39 - Zonal Summary of Chargeable NHH Demand
Demand Zone | Pre P272 |  |  |  |  | Post P272
| 2016/17 | 2017/18 | 2018/19 | 2019/20 | 2020/21 | 2017/18 | 2018/19 | 2019/20 | 2020/21
| TWh | TWh | TWh | TWh | TWh | TWh | TWh | TWh | TWh
1 | 0.7346 | 0.71049 | 0.68478 | 0.66202 | 0.64307 | 0.63948 | 0.61565 | 0.59453 | 0.57689
2 | 1.7567 | 1.6996 | 1.6394 | 1.5857 | 1.5403 | 1.5425 | 1.4865 | 1.4365 | 1.3939
3 | 1.3177 | 1.2886 | 1.2566 | 1.2288 | 1.2068 | 1.1145 | 1.087 | 1.0632 | 1.0444
4 | 2.0893 | 2.0391 | 1.9846 | 1.937 | 1.8983 | 1.8497 | 1.8003 | 1.757 | 1.7218
5 | 1.8976 | 1.8528 | 1.8041 | 1.7615 | 1.7271 | 1.6871 | 1.6428 | 1.604 | 1.5726
6 | 1.31 | 1.2738 | 1.235 | 1.2008 | 1.1724 | 1.1656 | 1.1297 | 1.098 | 1.0716
7 | 2.2867 | 2.2307 | 2.1696 | 2.1163 | 2.0733 | 2.0888 | 2.0316 | 1.9815 | 1.9411
8 | 2.1588 | 2.1072 | 2.0508 | 2.0017 | 1.9622 | 1.8674 | 1.8174 | 1.7738 | 1.7387
9 | 3.3643 | 3.2834 | 3.1952 | 3.1181 | 3.0558 | 3.0085 | 2.9276 | 2.8569 | 2.7997
10 | 0.87564 | 0.85774 | 0.83772 | 0.82051 | 0.80715 | 0.78462 | 0.76653 | 0.751 | 0.73899
11 | 2.0813 | 2.0393 | 1.9923 | 1.9519 | 1.9206 | 1.8546 | 1.8124 | 1.7763 | 1.7484
12 | 2.1329 | 2.0955 | 2.0526 | 2.0163 | 1.9891 | 1.8841 | 1.8468 | 1.8153 | 1.7921
13 | 2.7962 | 2.7365 | 2.6701 | 2.6128 | 2.568 | 2.4833 | 2.4236 | 2.3722 | 2.332
14 | 1.3451 | 1.3154 | 1.2822 | 1.2537 | 1.2315 | 1.1679 | 1.1386 | 1.1135 | 1.094
Total | 26.1468 | 25.5301 | 24.8552 | 24.2672 | 23.7954 | 23.1382 | 22.5265 | 21.9936 | 21.566