## Figure 1 data and chart
Season | Total MW accepted BM-C | Total MW accepted NBM-C | Total MW accepted NBM-F | Total MW accepted NBM-PF | Total MW Accepted | Total Unique MW Tendered | Outturn Average MW Available BM-C | Outturn Average MW Available NBM-C | Outturn Average MW Available NBM-F | Total Outturn Average MW Available
1.1 | 1611 | 348 | 393 |  | 2352 | 2598 | 1388.0949 | 268.5847 | 42.6835 | 1699.3632
1.2 | 1605 | 384 | 393 |  | 2382 | 2659 | 1463.4191 | 278.0726 | 124.3743 | 1865.8661
1.3 | 1572 | 358 | 358 |  | 2288 | 2562 | 1436.8469 | 313.4769 | 209.5162 | 1959.8399
1.4 | 1672 | 283 | 375 |  | 2330 | 2820 | 1531.0391 | 197.6675 | 162.6825 | 1891.3891
1.5 | 1618 | 223 | 535 |  | 2376 | 3050 | 1493.0222 | 149.1663 | 187.4886 | 1829.6772
1.6 | 1613 | 266 | 503 |  | 2382 | 3037 | 1560.0766 | 202.7938 | 170.0618 | 1932.9322
2.1 | 1639 | 318 | 348 |  | 2305 | 2625 | 1537.8124 | 146.066 | 122.71 | 1806.5883
2.2 | 1768 | 381 | 377 |  | 2526 | 2606 | 1625.438 | 227.9612 | 101.423 | 1954.8222
2.3 | 1620 | 394 | 362 |  | 2376 | 2453 | 1414.121 | 295.1917 | 80.6298 | 1789.9425
2.4 | 1680 | 315 | 367 |  | 2362 | 2445 | 1556.7063 | 225.5536 | 89.7763 | 1872.0362
2.5 | 1631 | 203 | 471 |  | 2305 | 2441 | 1601.0913 | 101.9642 | 180.7231 | 1883.7786
2.6 | 1630 | 245 | 480 |  | 2355 | 2438 | 1578.2379 | 188.1543 | 183.8139 | 1950.2061
3.1 | 1650 | 495 | 452 |  | 2597 | 2601 | 1564.5722 | 446.4837 | 193.9822 | 2205.0382
3.2 | 1770 | 476 | 466 |  | 2712 | 2716 | 1695.8526 | 425.0789 | 173.4017 | 2294.3332
3.3 | 1452 | 460 | 431 |  | 2343 | 2471 | 1286.8212 | 379.9972 | 137.6462 | 1804.4646
3.4 | 1674 | 468 | 443 |  | 2585 | 2646 | 1484.3644 | 332.3053 | 169.4053 | 1986.0751
3.5 | 1663 | 135 | 955 |  | 2753 | 2759 | 1580.8033 | 93.0538 | 360.7041 | 2034.5612
3.6 | 1662 | 185 | 900 |  | 2747 | 2753 | 1577.7535 | 162.0215 | 334.0095 | 2073.7845
4.1 | 1710 | 404 | 519 |  | 2633 | 2838 | 1684.5067 | 364.1812 | 199.2001 | 2247.888
4.2 | 1704 | 393 | 524 |  | 2621 | 2821 | 1569.4253 | 337.9139 | 173.6806 | 2081.0197
4.3 | 1708 | 198 | 538 |  | 2444 | 2985 | 1534.9612 | 179.3102 | 173.9264 | 1888.1978
4.4 | 1628 | 186 | 574 |  | 2388 | 2943 | 1562.1974 | 160.2937 | 219.6502 | 1942.1413
4.5 | 1621 | 136 | 873 |  | 2630 | 3309 | 1614.3099 | 116.3761 | 364.1361 | 2094.8221
4.6 | 1620 | 150 | 931 |  | 2701 | 3380 | 1650.681 | 120.4655 | 498.4913 | 2269.6378
5.1 | 1219 | 676 | 836 |  | 2731 | 3739 | 1173.1528 | 550.0001 | 205.4733 | 1928.6262
5.2 | 1219 | 679 | 814 |  | 2712 | 3739 | 1130.1974 | 547.3954 | 217.1807 | 1894.7735
5.3 | 1554 | 573 | 856 |  | 2983 | 3998 | 1359.3033 | 469.5688 | 187.3281 | 2016.2002
5.4 | 1563 | 592 | 873 |  | 3028 | 4078 | 1359.2883 | 473.2985 | 212.0328 | 2044.6196
5.5 | 2141 | 279 | 1531 |  | 3951 | 4631 | 2061.1137 | 174.722 | 326.0456 | 2561.8813
5.6 | 2160 | 303 | 1514 |  | 3977 | 4684 | 2082.4112 | 208.4786 | 196.9591 | 2487.8489
6.1 | 1299 | 954 | 592 |  | 2845 | 4375 | 1219.4098 | 789.7427 | 139.1853 | 2148.3379
6.2 | 1335 | 994 | 609 |  | 2938 | 4464 | 1237.7714 | 815.9537 | 191.2162 | 2244.9413
6.3 | 1537 | 777 | 507 |  | 2821 | 4588 | 1183.5958 | 564.198 | 223.8437 | 1971.6375
6.4 | 1637 | 862 | 424 |  | 2923 | 4638 | 1534.381 | 639.0908 | 137.1576 | 2310.6294
6.5 | 1877 | 615 | 1038 |  | 3530 | 4646 | 1786.1937 | 452.8794 | 269.5778 | 2508.6508
6.6 | 1876 | 698 | 999 |  | 3573 | 4710 | 1719.2129 | 556.7066 | 273.6288 | 2549.5484
7.1 | 1749 | 1096 | 376 |  | 3221 | 4779 | 1532.8255 | 992.0545 | 49.6429 | 2574.5229
7.2 | 1737 | 1075 | 375 |  | 3187 | 4724 | 1529.3494 | 957.0892 | 0 | 2486.4385
7.3 | 1744 | 924 | 423 |  | 3091 | 5141 | 1432.3513 | 842.4331 | 76.2337 | 2351.0182
7.4 | 1757 | 932 | 419 |  | 3108 | 5233 | 1440.5728 | 838.2724 | 84.4718 | 2363.317
7.5 | 1663 | 567 | 782 |  | 3012 | 5227 | 1454.8714 | 529.4053 | 165.4728 | 2149.7495
7.6 | 1659 | 567 | 788 |  | 3014 | 5297 | 1595.263 | 525.0168 | 109.2756 | 2229.5554
8.1 | 1063 | 1071 | 396 | 7 | 2537 | 4991 | 1009.3097 | 897.0813 | 107.362 | 2013.7529
8.2 | 1168 | 1069 | 404 | 7 | 2648 | 4977 | 1034.2561 | 931.6571 | 92.745 | 2058.6583
8.3 | 1190 | 1249 | 304 | 61 | 2804 | 5157 | 1132.6144 | 1104.1854 | 46.1821 | 2282.9819
8.4 | 1194 | 1259 | 304 | 62 | 2819 | 5253 | 1073.5026 | 1034.8141 | 67.7241 | 2176.0407
8.5 | 1562 | 526 | 696 | 716 | 3500 | 5358 | 1375.6631 | 477.8829 | 308.102 | 2161.6481
8.6 | 1556 | 573 | 653 | 716 | 3498 | 5354 | 1425.1451 | 538.74 | 322.9664 | 2286.8515
9.1 | 1022 | 1416 | 204 | 276 | 2918 | 4698 | 926.2456 | 1109.401 | 37.6922 | 2073.3388
9.2 | 1010 | 1405 | 207 | 272 | 2894 | 4667 | 874.1422 | 1061.5207 | 45.2168 | 1980.8798
9.3 | 1041 | 1429 | 218 | 232 | 2920 | 4638 | 809.9029 | 980.2944 | 40.7702 | 1830.9675
9.4 | 1054 | 1436 | 218 | 232 | 2940 | 4636
9.5 | 1149 | 651 | 589 | 725 | 3114 | 4665
9.6 | 1143 | 683 | 602 | 727 | 3155 | 4716
10.1 | 1005 | 1284 | 3 | 157 | 2449 | 3880
10.2 | 989 | 1258 | 3 | 140 | 2390 | 3848
10.3 | 996 | 1257 | 3 | 140 | 2396 | 3842
10.4 | 1009 | 1197 | 3 | 154 | 2363 | 3952
10.5 | 1059 | 554 | 29 | 736 | 2378 | 3386
10.6 | 1053 | 554 | 9 | 736 | 2352 | 3380

## Figure 2 data and chart
| Total De-rated accepted BM-C | Total De-rated accepted NBM-C | Total De-rated accepted NBM-F | Total De-rated accepted NBM-PF | Total De-rated MW Accepted | Total Unique De-rated MW Tendered | Outturn Average MW Available BM-C | Outturn Average MW Available NBM-C | Outturn Average MW Available NBM-F | Total Outturn Average MW Available
1.1 | 1449.9 | 295.8 | 196.5 | 0 | 1942.2 | 2137.5 | 1388.0949 | 268.5847 | 42.6835 | 1699.3632
1.2 | 1444.5 | 326.4 | 196.5 | 0 | 1967.4 | 2193.3 | 1463.4191 | 278.0726 | 124.3743 | 1865.8661
1.3 | 1414.8 | 304.3 | 179 | 0 | 1898.1 | 2118.7 | 1436.8469 | 313.4769 | 209.5162 | 1959.8399
1.4 | 1504.8 | 240.55 | 187.5 | 0 | 1932.85 | 2352.65 | 1531.0391 | 197.6675 | 162.6825 | 1891.3891
1.5 | 1456.2 | 189.55 | 133.75 | 0 | 1779.5 | 2504.7 | 1493.0222 | 149.1663 | 187.4886 | 1829.6772
1.6 | 1451.7 | 226.1 | 125.75 | 0 | 1803.55 | 2508.8 | 1560.0766 | 202.7938 | 170.0618 | 1932.9322
2.1 | 1475.1 | 270.3 | 174 | 0 | 1919.4 | 2168.4 | 1537.8124 | 146.066 | 122.71 | 1806.5883
2.2 | 1591.2 | 323.85 | 188.5 | 0 | 2103.55 | 2144.6 | 1625.438 | 227.9612 | 101.423 | 1954.8222
2.3 | 1458 | 334.9 | 181 | 0 | 1973.9 | 2012.4 | 1414.121 | 295.1917 | 80.6298 | 1789.9425
2.4 | 1512 | 267.75 | 183.5 | 0 | 1963.25 | 2010.7 | 1556.7063 | 225.5536 | 89.7763 | 1872.0362
2.5 | 1467.9 | 172.55 | 117.75 | 0 | 1758.2 | 1949.9 | 1601.0913 | 101.9642 | 180.7231 | 1883.7786
2.6 | 1467 | 208.25 | 120 | 0 | 1795.25 | 1962.7 | 1578.2379 | 188.1543 | 183.8139 | 1950.2061
3.1 | 1485 | 420.75 | 226 | 0 | 2131.75 | 2135.15 | 1564.5722 | 446.4837 | 193.9822 | 2205.0382
3.2 | 1593 | 404.6 | 233 | 0 | 2230.6 | 2232.6 | 1695.8526 | 425.0789 | 173.4017 | 2294.3332
3.3 | 1306.8 | 391 | 215.5 | 0 | 1913.3 | 2012.2 | 1286.8212 | 379.9972 | 137.6462 | 1804.4646
3.4 | 1506.6 | 397.8 | 221.5 | 0 | 2125.9 | 2165.5 | 1484.3644 | 332.3053 | 169.4053 | 1986.0751
3.5 | 1496.7 | 114.75 | 238.75 | 0 | 1850.2 | 2093.35 | 1580.8033 | 93.0538 | 360.7041 | 2034.5612
3.6 | 1495.8 | 157.25 | 225 | 0 | 1878.05 | 2107.45 | 1577.7535 | 162.0215 | 334.0095 | 2073.7845
4.1 | 1539 | 343.4 | 259.5 | 0 | 2141.9 | 2296.9 | 1684.5067 | 364.1812 | 199.2001 | 2247.888
4.2 | 1533.6 | 334.05 | 262 | 0 | 2129.65 | 2280.4 | 1569.4253 | 337.9139 | 173.6806 | 2081.0197
4.3 | 1537.2 | 168.3 | 269 | 0 | 1974.5 | 2373.8 | 1534.9612 | 179.3102 | 173.9264 | 1888.1978
4.4 | 1465.2 | 158.1 | 287 | 0 | 1910.3 | 2321.15 | 1562.1974 | 160.2937 | 219.6502 | 1942.1413
4.5 | 1458.9 | 115.6 | 218.25 | 0 | 1792.75 | 2514.6 | 1614.3099 | 116.3761 | 364.1361 | 2094.8221
4.6 | 1458 | 127.5 | 232.75 | 0 | 1818.25 | 2554.6 | 1650.681 | 120.4655 | 498.4913 | 2269.6378
5.1 | 1097.1 | 574.6 | 418 | 0 | 2089.7 | 2963.55 | 1173.1528 | 550.0001 | 205.4733 | 1928.6262
5.2 | 1097.1 | 577.15 | 407 | 0 | 2081.25 | 2982 | 1130.1974 | 547.3954 | 217.1807 | 1894.7735
5.3 | 1398.6 | 487.05 | 428 | 0 | 2313.65 | 3150.8 | 1359.3033 | 469.5688 | 187.3281 | 2016.2002
5.4 | 1406.7 | 503.2 | 436.5 | 0 | 2346.4 | 3207 | 1359.2883 | 473.2985 | 212.0328 | 2044.6196
5.5 | 1926.9 | 237.15 | 382.75 | 0 | 2546.8 | 3084.15 | 2061.1137 | 174.722 | 326.0456 | 2561.8813
5.6 | 1944 | 257.55 | 378.5 | 0 | 2580.05 | 3125.35 | 2082.4112 | 208.4786 | 196.9591 | 2487.8489
6.1 | 1169.1 | 810.9 | 296 | 0 | 2276 | 3561.15 | 1219.4098 | 789.7427 | 139.1853 | 2148.3379
6.2 | 1201.5 | 844.9 | 304.5 | 0 | 2350.9 | 3630.35 | 1237.7714 | 815.9537 | 191.2162 | 2244.9413
6.3 | 1383.3 | 660.45 | 253.5 | 0 | 2297.25 | 3700.5 | 1183.5958 | 564.198 | 223.8437 | 1971.6375
6.4 | 1473.3 | 732.7 | 212 | 0 | 2418 | 3771.45 | 1534.381 | 639.0908 | 137.1576 | 2310.6294
6.5 | 1689.3 | 522.75 | 259.5 | 0 | 2471.55 | 3221.95 | 1786.1937 | 452.8794 | 269.5778 | 2508.6508
6.6 | 1688.4 | 593.3 | 249.75 | 0 | 2531.45 | 3297.9 | 1719.2129 | 556.7066 | 273.6288 | 2549.5484
7.1 | 1574.1 | 931.6 | 188 | 0 | 2693.7 | 3967.45 | 1532.8255 | 992.0545 | 49.6429 | 2574.5229
7.2 | 1563.3 | 913.75 | 187.5 | 0 | 2664.55 | 3917.2 | 1529.3494 | 957.0892 | 0 | 2486.4385
7.3 | 1569.6 | 785.4 | 211.5 | 0 | 2566.5 | 4242.45 | 1432.3513 | 842.4331 | 76.2337 | 2351.0182
7.4 | 1581.3 | 792.2 | 209.5 | 0 | 2583 | 4326.25 | 1440.5728 | 838.2724 | 84.4718 | 2363.317
7.5 | 1496.7 | 481.95 | 195.5 | 0 | 2174.15 | 3750.8 | 1454.8714 | 529.4053 | 165.4728 | 2149.7495
7.6 | 1493.1 | 481.95 | 197 | 0 | 2172.05 | 3858.9 | 1595.263 | 525.0168 | 109.2756 | 2229.5554
8.1 | 956.7 | 910.35 | 198 | 3.5 | 2068.55 | 4182.45 | 1009.3097 | 897.0813 | 107.362 | 2013.7529
8.2 | 1051.2 | 908.65 | 202 | 3.5 | 2165.35 | 4168.35 | 1034.2561 | 931.6571 | 92.745 | 2058.6583
8.3 | 1071 | 1061.65 | 152 | 30.5 | 2315.15 | 4316.9 | 1132.6144 | 1104.1854 | 46.1821 | 2282.9819
8.4 | 1074.6 | 1070.15 | 152 | 31 | 2327.75 | 4402.65 | 1073.5026 | 1034.8141 | 67.7241 | 2176.0407
8.5 | 1405.8 | 447.1 | 174 | 179 | 2205.9 | 3622 | 1375.6631 | 477.8829 | 308.102 | 2161.6481
8.6 | 1400.4 | 487.05 | 163.25 | 179 | 2229.7 | 3814.7 | 1425.1451 | 538.74 | 322.9664 | 2286.8515
9.1 | 919.8 | 1203.6 | 102 | 138 | 2363.4 | 3936.2 | 926.2456 | 1109.401 | 37.6922 | 2073.3388
9.2 | 909 | 1194.25 | 103.5 | 136 | 2342.75 | 3906.8 | 874.1422 | 1061.5207 | 45.2168 | 1980.8798
9.3 | 936.9 | 1214.65 | 109 | 116 | 2376.55 | 3904.55 | 809.9029 | 980.2944 | 40.7702 | 1830.9675
9.4 | 948.6 | 1220.6 | 109 | 116 | 2394.2 | 3903.3
9.5 | 1034.1 | 553.35 | 147.25 | 181.25 | 1915.95 | 3263.5
9.6 | 1028.7 | 580.55 | 150.5 | 181.75 | 1941.5 | 3330.55
10.1 | 904.5 | 1091.4 | 1.5 | 78.5 | 2075.9 | 3277.1
10.2 | 890.1 | 1069.3 | 1.5 | 70 | 2030.9 | 3255.05
10.3 | 896.4 | 1068.45 | 1.5 | 70 | 2036.35 | 3250.3
10.4 | 908.1 | 1017.45 | 1.5 | 77 | 2004.05 | 3346.55
10.5 | 953.1 | 470.9 | 7.25 | 184 | 1615.25 | 2397.9
10.6 | 947.7 | 470.9 | 2.25 | 184 | 1604.85 | 2392.5

## Table 1
| TR 27 Tenders | [5 empty] | STOR Runway TR3 tenders |  |  |  |  | Already contracted capacity
Season Number | BM-C | NBM-C | NBM-F | NBM-PF | Total | De-rated Total | RW-C | RW-F | RW-PF | Total | De-rated Total | Total | De-rated Total
9.5 | 40 | 5 | 312 | 52 | 409 | 131.25 | 7 | 0 | 3 | 10 | 6.7 | 2705 | 1784.7
9.6 | 40 | 5 | 325 | 52 | 422 | 134.5 | 36 | 0 | 6 | 42 | 32.1 | 2733 | 1807
10.1 | 632 | 436 | 0 | 5 | 1073 | 941.9 | 36 | 0 | 6 | 42 | 33.6 | 1936 | 1591.35
10.2 | 622 | 459 | 0 | 5 | 1086 | 952.45 | 36 | 0 | 6 | 42 | 33.6 | 1888 | 1560.45
10.3 | 627 | 440 | 0 | 5 | 1072 | 940.8 | 36 | 0 | 6 | 42 | 33.6 | 1889 | 1561.4
10.4 | 627 | 396 | 0 | 5 | 1028 | 903.4 | 36 | 0 | 6 | 42 | 33.6 | 1908 | 1569.8
10.5 | 270 | 82 | 0 | 36 | 388 | 321.7 | 36 | 0 | 6 | 42 | 32.1 | 1990 | 1293.55
10.6 | 265 | 82 | 0 | 36 | 383 | 317.2 | 36 | 0 | 6 | 42 | 32.1 | 1969 | 1287.65

## Table 2
| TR 27 Tenders Accepted | [5 empty] | STOR Runway TR3 tenders Accepted |  |  |  |  | Remaining Requirement
Season Number | BM-C | NBM-C | NBM-F | NBM-PF | Total | De-rated Total | RW-C | RW-F | RW-PF | Total | De-rated Total | Total
9.5 | 40 | 5 | 312 | 52 | 409 | 131.25 | 4 | 0 | 0 | 4 | 3.4
9.6 | 40 | 5 | 325 | 52 | 422 | 134.5 | 30 | 0 | 0 | 30 | 25.5
10.1 | 230 | 278 | 0 | 5 | 513 | 445.8 | 30 | 0 | 0 | 30 | 25.5 | 200
10.2 | 220 | 277 | 0 | 5 | 502 | 435.95 | 30 | 0 | 0 | 30 | 25.5 | 200
10.3 | 225 | 277 | 0 | 5 | 507 | 440.45 | 30 | 0 | 0 | 30 | 25.5 | 300
10.4 | 225 | 225 | 0 | 5 | 455 | 396.25 | 30 | 0 | 0 | 30 | 25.5 | 300
10.5 | 270 | 82 | 5 | 31 | 388 | 321.7 | 30 | 0 | 0 | 30 | 25.5 | 700
10.6 | 265 | 82 | 5 | 31 | 383 | 317.2 | 30 | 0 | 0 | 30 | 25.5 | 700

## Figure 3 data
SCOTLAND | Units tendered | Units Accepted | MW tendered | MW Accepted
9.1 | 0 | 0 | 0 | 0
9.2 | 0 | 0 | 0 | 0
9.3 | 0 | 0 | 0 | 0
9.4 | 0 | 0 | 0 | 0
9.5 | 1 | 1 | 40 | 40
9.6 | 1 | 1 | 40 | 40
10.1 | 3 | 0 | 72 | 0
10.2 | 3 | 0 | 72 | 0
10.3 | 3 | 0 | 72 | 0
10.4 | 3 | 0 | 72 | 0
10.5 | 0 | 0 | 0 | 0
10.6 | 0 | 0 | 0 | 0
NORTH | Units tendered | Units Accepted | MW tendered | MW Accepted
9.1 | 0 | 0 | 0 | 0
9.2 | 0 | 0 | 0 | 0
9.3 | 0 | 0 | 0 | 0
9.4 | 0 | 0 | 0 | 0
9.5 | 7 | 7 | 56 | 56
9.6 | 6 | 6 | 53 | 53
10.1 | 8 | 4 | 385 | 31
10.2 | 8 | 4 | 377 | 31
10.3 | 8 | 4 | 377 | 31
10.4 | 8 | 4 | 385 | 31
10.5 | 5 | 5 | 60 | 60
10.6 | 5 | 5 | 60 | 60
SOUTH | Units tendered | Units Accepted | MW tendered | MW Accepted
9.1 | 0 | 0 | 0 | 0
9.2 | 0 | 0 | 0 | 0
9.3 | 0 | 0 | 0 | 0
9.4 | 0 | 0 | 0 | 0
9.5 | 22 | 22 | 232 | 232
9.6 | 26 | 26 | 248 | 248
10.1 | 24 | 8 | 433 | 343
10.2 | 32 | 8 | 454 | 332
10.3 | 29 | 8 | 440 | 337
10.4 | 27 | 6 | 388 | 285
10.5 | 3 | 3 | 252 | 252
10.6 | 3 | 3 | 247 | 247
MULTIPLE | Units tendered | Units Accepted | MW tendered | MW Accepted
9.1 | 0 | 0 | 0 | 0
9.2 | 0 | 0 | 0 | 0
9.3 | 0 | 0 | 0 | 0
9.4 | 0 | 0 | 0 | 0
9.5 | 11 | 11 | 81 | 81
9.6 | 11 | 11 | 81 | 81
10.1 | 32 | 24 | 183 | 139
10.2 | 32 | 24 | 183 | 139
10.3 | 32 | 24 | 183 | 139
10.4 | 32 | 24 | 183 | 139
10.5 | 14 | 14 | 76 | 76
10.6 | 14 | 14 | 76 | 76

## Figure 4 and 5 scatterplot data
Tender Number | BM/NBM | Season | Committed Flexible or Premium Flexible | Availability Price | Utilisation Price | Accepted
10.11 | NBM | 9.1 | C | 11.75 | 220 | TRUE
10.11 | NBM | 9.1 | C | 11.75 | 220 | TRUE
10.11 | NBM | 9.1 | C | 10.45 | 220 | TRUE
10.11 | NBM | 9.1 | C | 10.45 | 220 | TRUE
10.11 | NBM | 9.1 | C | 11.5 | 220 | TRUE
10.11 | NBM | 9.1 | C | 10.45 | 220 | TRUE
10.11 | NBM | 9.1 | C | 11.5 | 230 | TRUE
10.11 | NBM | 9.1 | C | 11.5 | 250 | TRUE
10.11 | NBM | 9.1 | C | 14.9 | 235 | FALSE
10.11 | NBM | 9.1 | C | 14.9 | 235 | FALSE
10.11 | NBM | 9.1 | C | 14.9 | 235 | FALSE
10.11 | NBM | 9.1 | C | 14.9 | 235 | FALSE
10.11 | NBM | 9.1 | C | 14.9 | 235 | FALSE
10.11 | NBM | 9.1 | C | 14.9 | 235 | FALSE
10.11 | NBM | 9.1 | C | 14.9 | 235 | FALSE
10.11 | NBM | 9.1 | C | 14.9 | 235 | FALSE
10.11 | NBM | 9.1 | C | 22.75 | 145 | FALSE
10.11 | NBM | 9.1 | C | 14.9 | 235 | FALSE
10.11 | BM | 9.1 | C | 22.5 | 153.6 | FALSE
10.11 | NBM | 9.1 | C | 14.9 | 235 | FALSE
10.11 | NBM | 9.1 | C | 14.9 | 235 | FALSE
10.11 | NBM | 9.1 | C | 14.9 | 235 | FALSE
10.11 | NBM | 9.2 | C | 10.45 | 220 | TRUE
10.11 | NBM | 9.2 | C | 10.45 | 220 | TRUE
10.11 | NBM | 9.2 | C | 11.5 | 220 | TRUE
10.11 | NBM | 9.2 | C | 11.75 | 220 | TRUE
10.11 | NBM | 9.2 | C | 11.75 | 220 | TRUE
10.11 | NBM | 9.2 | C | 11.5 | 230 | TRUE
10.11 | NBM | 9.2 | C | 11.5 | 250 | TRUE
10.11 | NBM | 9.2 | C | 10.45 | 220 | TRUE
10.11 | NBM | 9.2 | C | 14.9 | 235 | FALSE
10.11 | NBM | 9.2 | C | 14.9 | 235 | FALSE
10.11 | NBM | 9.2 | C | 14.9 | 235 | FALSE
10.11 | NBM | 9.2 | C | 14.9 | 235 | FALSE
10.11 | NBM | 9.2 | C | 14.9 | 235 | FALSE
10.11 | NBM | 9.2 | C | 22.75 | 145 | FALSE
10.11 | NBM | 9.2 | C | 14.9 | 235 | FALSE
10.11 | BM | 9.2 | C | 22.5 | 147.9 | FALSE
10.11 | NBM | 9.2 | C | 14.9 | 235 | FALSE
10.11 | NBM | 9.2 | C | 14.9 | 235 | FALSE
10.11 | NBM | 9.2 | C | 14.9 | 235 | FALSE
10.11 | NBM | 9.2 | C | 14.9 | 235 | FALSE
10.11 | NBM | 9.2 | C | 14.9 | 235 | FALSE
10.11 | NBM | 9.2 | C | 14.9 | 235 | FALSE
10.11 | NBM | 9.3 | C | 11.75 | 220 | TRUE
10.11 | NBM | 9.3 | C | 10.45 | 220 | TRUE
10.11 | NBM | 9.3 | C | 11.5 | 250 | TRUE
10.11 | NBM | 9.3 | C | 10.45 | 220 | TRUE
10.11 | NBM | 9.3 | C | 11.75 | 220 | TRUE
10.11 | NBM | 9.3 | C | 10.45 | 220 | TRUE
10.11 | NBM | 9.3 | C | 11.5 | 230 | TRUE
10.11 | NBM | 9.3 | C | 11.5 | 220 | TRUE
10.11 | NBM | 9.3 | C | 14.9 | 235 | FALSE
10.11 | NBM | 9.3 | C | 14.9 | 235 | FALSE
10.11 | NBM | 9.3 | C | 14.9 | 235 | FALSE
10.11 | BM | 9.3 | C | 22.5 | 151.6 | FALSE
10.11 | NBM | 9.3 | C | 22.75 | 145 | FALSE
10.11 | NBM | 9.3 | C | 14.9 | 235 | FALSE
10.11 | NBM | 9.3 | C | 14.9 | 235 | FALSE
10.11 | NBM | 9.3 | C | 14.9 | 235 | FALSE
10.11 | NBM | 9.3 | C | 14.9 | 235 | FALSE
10.11 | NBM | 9.3 | C | 14.9 | 235 | FALSE
10.11 | NBM | 9.3 | C | 14.9 | 235 | FALSE
10.11 | NBM | 9.3 | C | 14.9 | 235 | FALSE
10.11 | NBM | 9.3 | C | 14.9 | 235 | FALSE
10.11 | NBM | 9.3 | C | 14.9 | 235 | FALSE
10.11 | NBM | 9.4 | C | 10.45 | 220 | TRUE
10.11 | NBM | 9.4 | C | 11.5 | 220 | TRUE
10.11 | NBM | 9.4 | C | 11.75 | 220 | TRUE
10.11 | NBM | 9.4 | C | 10.45 | 220 | TRUE
10.11 | NBM | 9.4 | C | 11.75 | 220 | TRUE
10.11 | NBM | 9.4 | C | 10.45 | 220 | TRUE
10.11 | NBM | 9.4 | C | 11.5 | 230 | TRUE
10.11 | NBM | 9.4 | C | 11.5 | 250 | TRUE
10.11 | NBM | 9.4 | C | 14.9 | 235 | FALSE
10.11 | NBM | 9.4 | C | 14.9 | 235 | FALSE
10.11 | NBM | 9.4 | C | 14.9 | 235 | FALSE
10.11 | NBM | 9.4 | C | 14.9 | 235 | FALSE
10.11 | NBM | 9.4 | C | 14.9 | 235 | FALSE
10.11 | NBM | 9.4 | C | 14.9 | 235 | FALSE
10.11 | BM | 9.4 | C | 22.5 | 154.2 | FALSE
10.11 | NBM | 9.4 | C | 14.9 | 235 | FALSE
10.11 | NBM | 9.4 | C | 14.9 | 235 | FALSE
10.11 | NBM | 9.4 | C | 14.9 | 235 | FALSE
10.11 | NBM | 9.4 | C | 14.9 | 235 | FALSE
10.11 | NBM | 9.4 | C | 22.75 | 145 | FALSE
10.11 | NBM | 9.4 | C | 14.9 | 235 | FALSE
10.11 | NBM | 9.4 | C | 14.9 | 235 | FALSE
10.11 | NBM | 9.5 | C | 11.75 | 220 | TRUE
10.11 | NBM | 9.5 | C | 10.45 | 220 | TRUE
10.11 | NBM | 9.5 | C | 11.5 | 230 | TRUE
10.11 | NBM | 9.5 | C | 11.5 | 220 | TRUE
10.11 | NBM | 9.5 | C | 10.45 | 220 | TRUE
10.11 | NBM | 9.5 | C | 11.75 | 220 | TRUE
10.11 | NBM | 9.5 | C | 11.5 | 250 | TRUE
10.11 | NBM | 9.5 | C | 10.45 | 220 | TRUE
10.11 | NBM | 9.5 | C | 14.9 | 235 | FALSE
10.11 | NBM | 9.5 | C | 14.9 | 235 | FALSE
10.11 | NBM | 9.5 | C | 14.9 | 235 | FALSE
10.11 | NBM | 9.5 | C | 14.9 | 235 | FALSE
10.11 | NBM | 9.5 | C | 14.9 | 235 | FALSE
10.11 | NBM | 9.5 | C | 22.75 | 145 | FALSE
10.11 | NBM | 9.5 | C | 14.9 | 235 | FALSE
10.11 | BM | 9.5 | C | 22.5 | 158.9 | FALSE
10.11 | NBM | 9.5 | C | 14.9 | 235 | FALSE
10.11 | NBM | 9.5 | C | 14.9 | 235 | FALSE
10.11 | NBM | 9.5 | C | 14.9 | 235 | FALSE
10.11 | NBM | 9.5 | C | 14.9 | 235 | FALSE
10.11 | NBM | 9.5 | C | 14.9 | 235 | FALSE
10.11 | NBM | 9.5 | C | 14.9 | 235 | FALSE
10.11 | NBM | 9.6 | C | 11.5 | 220 | TRUE
10.11 | NBM | 9.6 | C | 10.45 | 220 | TRUE
10.11 | NBM | 9.6 | C | 10.45 | 220 | TRUE
10.11 | NBM | 9.6 | C | 11.75 | 220 | TRUE
10.11 | NBM | 9.6 | C | 10.45 | 220 | TRUE
10.11 | NBM | 9.6 | C | 11.75 | 220 | TRUE
10.11 | NBM | 9.6 | C | 11.5 | 250 | TRUE
10.11 | NBM | 9.6 | C | 11.5 | 230 | TRUE
10.11 | NBM | 9.6 | C | 14.9 | 235 | FALSE
10.11 | BM | 9.6 | C | 22.5 | 161.3 | FALSE
10.11 | NBM | 9.6 | C | 14.9 | 235 | FALSE
10.11 | NBM | 9.6 | C | 14.9 | 235 | FALSE
10.11 | NBM | 9.6 | C | 14.9 | 235 | FALSE
10.11 | NBM | 9.6 | C | 14.9 | 235 | FALSE
10.11 | NBM | 9.6 | C | 14.9 | 235 | FALSE
10.11 | NBM | 9.6 | C | 14.9 | 235 | FALSE
10.11 | NBM | 9.6 | C | 14.9 | 235 | FALSE
10.11 | NBM | 9.6 | C | 14.9 | 235 | FALSE
10.11 | NBM | 9.6 | C | 14.9 | 235 | FALSE
10.11 | NBM | 9.6 | C | 22.75 | 145 | FALSE
10.11 | NBM | 9.6 | C | 14.9 | 235 | FALSE
10.11 | NBM | 9.6 | C | 14.9 | 235 | FALSE
10.11 | NBM | 10.1 | C | 11.5 | 230 | TRUE
10.11 | NBM | 10.1 | C | 11.75 | 220 | TRUE
10.11 | NBM | 10.1 | C | 10.45 | 220 | TRUE
10.11 | NBM | 10.1 | C | 11.75 | 220 | TRUE
10.11 | NBM | 10.1 | C | 10.45 | 220 | TRUE
10.11 | NBM | 10.1 | C | 11.5 | 250 | TRUE
10.11 | NBM | 10.1 | C | 10.45 | 220 | TRUE
10.11 | NBM | 10.1 | C | 11.5 | 220 | TRUE
10.11 | NBM | 10.1 | C | 14.9 | 235 | FALSE
10.11 | NBM | 10.1 | C | 22.75 | 145 | FALSE
10.11 | NBM | 10.1 | C | 14.9 | 235 | FALSE
10.11 | NBM | 10.1 | C | 14.9 | 235 | FALSE
10.11 | BM | 10.1 | C | 22.5 | 153.6 | FALSE
10.11 | NBM | 10.1 | C | 14.9 | 235 | FALSE
10.11 | NBM | 10.1 | C | 14.9 | 235 | FALSE
10.11 | NBM | 10.1 | C | 14.9 | 235 | FALSE
10.11 | NBM | 10.1 | C | 14.9 | 235 | FALSE
10.11 | NBM | 10.1 | C | 14.9 | 235 | FALSE
10.11 | NBM | 10.1 | C | 14.9 | 235 | FALSE
10.11 | NBM | 10.1 | C | 14.9 | 235 | FALSE
10.11 | NBM | 10.1 | C | 14.9 | 235 | FALSE
10.11 | NBM | 10.1 | C | 14.9 | 235 | FALSE
10.11 | NBM | 10.2 | C | 11.5 | 250 | TRUE
10.11 | NBM | 10.2 | C | 11.5 | 230 | TRUE
10.11 | NBM | 10.2 | C | 11.5 | 220 | TRUE
10.11 | NBM | 10.2 | C | 10.45 | 220 | TRUE
10.11 | NBM | 10.2 | C | 10.45 | 220 | TRUE
10.11 | NBM | 10.2 | C | 11.75 | 220 | TRUE
10.11 | NBM | 10.2 | C | 10.45 | 220 | TRUE
10.11 | NBM | 10.2 | C | 11.75 | 220 | TRUE
10.11 | NBM | 10.2 | C | 14.9 | 235 | FALSE
10.11 | NBM | 10.2 | C | 14.9 | 235 | FALSE
10.11 | NBM | 10.2 | C | 14.9 | 235 | FALSE
10.11 | NBM | 10.2 | C | 14.9 | 235 | FALSE
10.11 | NBM | 10.2 | C | 14.9 | 235 | FALSE
10.11 | NBM | 10.2 | C | 14.9 | 235 | FALSE
10.11 | NBM | 10.2 | C | 14.9 | 235 | FALSE
10.11 | NBM | 10.2 | C | 14.9 | 235 | FALSE
10.11 | NBM | 10.2 | C | 14.9 | 235 | FALSE
10.11 | NBM | 10.2 | C | 14.9 | 235 | FALSE
10.11 | NBM | 10.2 | C | 14.9 | 235 | FALSE
10.11 | NBM | 10.2 | C | 22.75 | 145 | FALSE
10.11 | NBM | 10.2 | C | 14.9 | 235 | FALSE
10.11 | BM | 10.2 | C | 22.5 | 147.9 | FALSE
10.11 | NBM | 10.3 | C | 11.75 | 220 | TRUE
10.11 | NBM | 10.3 | C | 10.45 | 220 | TRUE
10.11 | NBM | 10.3 | C | 10.45 | 220 | TRUE
10.11 | NBM | 10.3 | C | 11.5 | 250 | TRUE
10.11 | NBM | 10.3 | C | 11.5 | 220 | TRUE
10.11 | NBM | 10.3 | C | 10.45 | 220 | TRUE
10.11 | NBM | 10.3 | C | 11.75 | 220 | TRUE
10.11 | NBM | 10.3 | C | 11.5 | 230 | TRUE
10.11 | NBM | 10.3 | C | 14.9 | 235 | FALSE
10.11 | NBM | 10.3 | C | 14.9 | 235 | FALSE
10.11 | NBM | 10.3 | C | 14.9 | 235 | FALSE
10.11 | NBM | 10.3 | C | 14.9 | 235 | FALSE
10.11 | NBM | 10.3 | C | 14.9 | 235 | FALSE
10.11 | NBM | 10.3 | C | 14.9 | 235 | FALSE
10.11 | BM | 10.3 | C | 22.5 | 151.6 | FALSE
10.11 | NBM | 10.3 | C | 14.9 | 235 | FALSE
10.11 | NBM | 10.3 | C | 14.9 | 235 | FALSE
10.11 | NBM | 10.3 | C | 14.9 | 235 | FALSE
10.11 | NBM | 10.3 | C | 14.9 | 235 | FALSE
10.11 | NBM | 10.3 | C | 14.9 | 235 | FALSE
10.11 | NBM | 10.3 | C | 14.9 | 235 | FALSE
10.11 | NBM | 10.3 | C | 22.75 | 145 | FALSE
10.11 | NBM | 10.4 | C | 10.45 | 220 | TRUE
10.11 | NBM | 10.4 | C | 11.75 | 220 | TRUE
10.11 | NBM | 10.4 | C | 11.75 | 220 | TRUE
10.11 | NBM | 10.4 | C | 11.5 | 220 | TRUE
10.11 | NBM | 10.4 | C | 11.5 | 250 | TRUE
10.11 | NBM | 10.4 | C | 10.45 | 220 | TRUE
10.11 | NBM | 10.4 | C | 11.5 | 230 | TRUE
10.11 | NBM | 10.4 | C | 10.45 | 220 | TRUE
10.11 | NBM | 10.4 | C | 14.9 | 235 | FALSE
10.11 | NBM | 10.4 | C | 14.9 | 235 | FALSE
10.11 | NBM | 10.4 | C | 14.9 | 235 | FALSE
10.11 | NBM | 10.4 | C | 14.9 | 235 | FALSE
10.11 | NBM | 10.4 | C | 14.9 | 235 | FALSE
10.11 | NBM | 10.4 | C | 14.9 | 235 | FALSE
10.11 | NBM | 10.4 | C | 14.9 | 235 | FALSE
10.11 | NBM | 10.4 | C | 22.75 | 145 | FALSE
10.11 | NBM | 10.4 | C | 14.9 | 235 | FALSE
10.11 | NBM | 10.4 | C | 14.9 | 235 | FALSE
10.11 | NBM | 10.4 | C | 14.9 | 235 | FALSE
10.11 | NBM | 10.4 | C | 14.9 | 235 | FALSE
10.11 | BM | 10.4 | C | 22.5 | 154.2 | FALSE
10.11 | NBM | 10.4 | C | 14.9 | 235 | FALSE
10.11 | NBM | 10.5 | C | 11.5 | 250 | TRUE
10.11 | NBM | 10.5 | C | 11.5 | 220 | TRUE
10.11 | NBM | 10.5 | C | 11.75 | 220 | TRUE
10.11 | NBM | 10.5 | C | 10.45 | 220 | TRUE
10.11 | NBM | 10.5 | C | 10.45 | 220 | TRUE
10.11 | NBM | 10.5 | C | 11.75 | 220 | TRUE
10.11 | NBM | 10.5 | C | 10.45 | 220 | TRUE
10.11 | NBM | 10.5 | C | 11.5 | 230 | TRUE
10.11 | NBM | 10.5 | C | 14.9 | 235 | FALSE
10.11 | NBM | 10.5 | C | 14.9 | 235 | FALSE
10.11 | NBM | 10.5 | C | 14.9 | 235 | FALSE
10.11 | NBM | 10.5 | C | 14.9 | 235 | FALSE
10.11 | BM | 10.5 | C | 22.5 | 158.9 | FALSE
10.11 | NBM | 10.5 | C | 14.9 | 235 | FALSE
10.11 | NBM | 10.5 | C | 14.9 | 235 | FALSE
10.11 | NBM | 10.5 | C | 14.9 | 235 | FALSE
10.11 | NBM | 10.5 | C | 14.9 | 235 | FALSE
10.11 | NBM | 10.5 | C | 14.9 | 235 | FALSE
10.11 | NBM | 10.5 | C | 22.75 | 145 | FALSE
10.11 | NBM | 10.5 | C | 14.9 | 235 | FALSE
10.11 | NBM | 10.5 | C | 14.9 | 235 | FALSE
10.11 | NBM | 10.5 | C | 14.9 | 235 | FALSE
10.11 | NBM | 10.6 | C | 10.45 | 220 | TRUE
10.11 | NBM | 10.6 | C | 10.45 | 220 | TRUE
10.11 | NBM | 10.6 | C | 10.45 | 220 | TRUE
10.11 | NBM | 10.6 | C | 11.5 | 230 | TRUE
10.11 | NBM | 10.6 | C | 11.5 | 220 | TRUE
10.11 | NBM | 10.6 | C | 11.75 | 220 | TRUE
10.11 | NBM | 10.6 | C | 11.5 | 250 | TRUE
10.11 | NBM | 10.6 | C | 11.75 | 220 | TRUE
10.11 | NBM | 10.6 | C | 14.9 | 235 | FALSE
10.11 | NBM | 10.6 | C | 14.9 | 235 | FALSE
10.11 | NBM | 10.6 | C | 14.9 | 235 | FALSE
10.11 | BM | 10.6 | C | 22.5 | 161.3 | FALSE
10.11 | NBM | 10.6 | C | 14.9 | 235 | FALSE
10.11 | NBM | 10.6 | C | 22.75 | 145 | FALSE
10.11 | NBM | 10.6 | C | 14.9 | 235 | FALSE
10.11 | NBM | 10.6 | C | 14.9 | 235 | FALSE
10.11 | NBM | 10.6 | C | 14.9 | 235 | FALSE
10.11 | NBM | 10.6 | C | 14.9 | 235 | FALSE
10.11 | NBM | 10.6 | C | 14.9 | 235 | FALSE
10.11 | NBM | 10.6 | C | 14.9 | 235 | FALSE
10.11 | NBM | 10.6 | C | 14.9 | 235 | FALSE
10.11 | NBM | 10.6 | C | 14.9 | 235 | FALSE
10.12 | NBM | 9.1 | C | 11.5 | 210 | TRUE
10.12 | NBM | 9.1 | C | 11.74 | 219 | TRUE
10.12 | NBM | 9.1 | C | 11.75 | 205 | TRUE
10.12 | NBM | 9.1 | C | 11.25 | 215 | TRUE
10.12 | NBM | 9.1 | C | 11.25 | 210 | TRUE
10.12 | NBM | 9.1 | C | 11.75 | 205 | TRUE
10.12 | NBM | 9.1 | C | 11.25 | 195 | TRUE
10.12 | NBM | 9.1 | C | 11.25 | 210 | TRUE
10.12 | NBM | 9.1 | C | 11.5 | 205 | TRUE
10.12 | NBM | 9.1 | C | 11.5 | 205 | TRUE
10.12 | NBM | 9.1 | C | 11.5 | 205 | TRUE
10.12 | NBM | 9.1 | C | 11.5 | 210 | TRUE
10.12 | NBM | 9.1 | C | 11.5 | 205 | TRUE
10.12 | NBM | 9.1 | C | 11.5 | 205 | TRUE
10.12 | NBM | 9.1 | C | 11.75 | 210 | TRUE
10.12 | NBM | 9.1 | C | 11.74 | 219 | TRUE
10.12 | NBM | 9.1 | C | 11.75 | 205 | TRUE
10.12 | NBM | 9.1 | C | 11.75 | 200 | TRUE
10.12 | NBM | 9.1 | C | 10.45 | 220 | TRUE
10.12 | NBM | 9.1 | C | 12.45 | 205 | FALSE
10.12 | NBM | 9.1 | C | 13.75 | 200 | FALSE
10.12 | NBM | 9.1 | C | 12 | 240 | FALSE
10.12 | BM | 9.1 | C | 12 | 222 | FALSE
10.12 | NBM | 9.1 | C | 12.45 | 205 | FALSE
10.12 | NBM | 9.1 | C | 12 | 222 | FALSE
10.12 | NBM | 9.1 | C | 12 | 240 | FALSE
10.12 | NBM | 9.1 | C | 12 | 222 | FALSE
10.12 | NBM | 9.1 | C | 12.45 | 205 | FALSE
10.12 | BM | 9.1 | C | 12 | 222 | FALSE
10.12 | NBM | 9.1 | C | 12.75 | 210 | FALSE
10.12 | BM | 9.1 | C | 12 | 222 | FALSE
10.12 | NBM | 9.1 | C | 14.5 | 179 | FALSE
10.12 | NBM | 9.1 | C | 12 | 240 | FALSE
10.12 | NBM | 9.1 | C | 12.25 | 240 | FALSE
10.12 | NBM | 9.1 | C | 12.45 | 205 | FALSE
10.12 | BM | 9.1 | C | 12 | 222 | FALSE
10.12 | NBM | 9.2 | C | 11.5 | 205 | TRUE
10.12 | NBM | 9.2 | C | 11.75 | 200 | TRUE
10.12 | NBM | 9.2 | C | 11.5 | 205 | TRUE
10.12 | NBM | 9.2 | C | 11.5 | 210 | TRUE
10.12 | NBM | 9.2 | C | 11.5 | 210 | TRUE
10.12 | NBM | 9.2 | C | 11.5 | 205 | TRUE
10.12 | NBM | 9.2 | C | 11.5 | 205 | TRUE
10.12 | NBM | 9.2 | C | 11.5 | 205 | TRUE
10.12 | NBM | 9.2 | C | 11.25 | 210 | TRUE
10.12 | NBM | 9.2 | C | 11.75 | 210 | TRUE
10.12 | NBM | 9.2 | C | 11.74 | 219 | TRUE
10.12 | NBM | 9.2 | C | 11.25 | 210 | TRUE
10.12 | NBM | 9.2 | C | 11.25 | 195 | TRUE
10.12 | NBM | 9.2 | C | 10.45 | 220 | TRUE
10.12 | NBM | 9.2 | C | 11.75 | 205 | TRUE
10.12 | NBM | 9.2 | C | 11.74 | 219 | TRUE
10.12 | NBM | 9.2 | C | 11.75 | 205 | TRUE
10.12 | NBM | 9.2 | C | 11.75 | 205 | TRUE
10.12 | NBM | 9.2 | C | 11.25 | 215 | TRUE
10.12 | NBM | 9.2 | C | 12.45 | 205 | FALSE
10.12 | NBM | 9.2 | C | 12.45 | 205 | FALSE
10.12 | BM | 9.2 | C | 12 | 222 | FALSE
10.12 | NBM | 9.2 | C | 12 | 240 | FALSE
10.12 | NBM | 9.2 | C | 12.25 | 240 | FALSE
10.12 | NBM | 9.2 | C | 12 | 222 | FALSE
10.12 | NBM | 9.2 | C | 12 | 240 | FALSE
10.12 | NBM | 9.2 | C | 12.45 | 205 | FALSE
10.12 | NBM | 9.2 | C | 12 | 222 | FALSE
10.12 | NBM | 9.2 | C | 12 | 240 | FALSE
10.12 | NBM | 9.2 | C | 12.45 | 205 | FALSE
10.12 | BM | 9.2 | C | 12 | 222 | FALSE
10.12 | BM | 9.2 | C | 12 | 222 | FALSE
10.12 | NBM | 9.2 | C | 13.75 | 200 | FALSE
10.12 | BM | 9.2 | C | 12 | 222 | FALSE
10.12 | NBM | 9.2 | C | 14.5 | 179 | FALSE
10.12 | NBM | 9.2 | C | 12.75 | 210 | FALSE
10.12 | NBM | 9.3 | C | 11.5 | 205 | TRUE
10.12 | NBM | 9.3 | C | 11.25 | 210 | TRUE
10.12 | NBM | 9.3 | C | 11.25 | 210 | TRUE
10.12 | NBM | 9.3 | C | 11.5 | 210 | TRUE
10.12 | NBM | 9.3 | C | 11.25 | 215 | TRUE
10.12 | NBM | 9.3 | C | 11.5 | 205 | TRUE
10.12 | NBM | 9.3 | C | 11.75 | 205 | TRUE
10.12 | NBM | 9.3 | C | 11.75 | 205 | TRUE
10.12 | NBM | 9.3 | C | 11.25 | 195 | TRUE
10.12 | NBM | 9.3 | C | 11.5 | 205 | TRUE
10.12 | NBM | 9.3 | C | 11.75 | 210 | TRUE
10.12 | NBM | 9.3 | C | 11.5 | 210 | TRUE
10.12 | NBM | 9.3 | C | 11.5 | 205 | TRUE
10.12 | NBM | 9.3 | C | 11.75 | 205 | TRUE
10.12 | NBM | 9.3 | C | 11.74 | 219 | TRUE
10.12 | NBM | 9.3 | C | 10.45 | 220 | TRUE
10.12 | NBM | 9.3 | C | 11.74 | 219 | TRUE
10.12 | NBM | 9.3 | C | 11.75 | 200 | TRUE
10.12 | NBM | 9.3 | C | 11.5 | 205 | TRUE
10.12 | NBM | 9.3 | C | 12 | 222 | FALSE
10.12 | NBM | 9.3 | C | 14.5 | 179 | FALSE
10.12 | NBM | 9.3 | C | 12 | 222 | FALSE
10.12 | NBM | 9.3 | C | 12.45 | 205 | FALSE
10.12 | BM | 9.3 | C | 12 | 222 | FALSE
10.12 | NBM | 9.3 | C | 13.75 | 200 | FALSE
10.12 | NBM | 9.3 | C | 12 | 240 | FALSE
10.12 | NBM | 9.3 | C | 12 | 240 | FALSE
10.12 | NBM | 9.3 | C | 12.25 | 240 | FALSE
10.12 | NBM | 9.3 | C | 12 | 240 | FALSE
10.12 | BM | 9.3 | C | 12 | 222 | FALSE
10.12 | NBM | 9.3 | C | 12.45 | 205 | FALSE
10.12 | NBM | 9.3 | C | 12.45 | 205 | FALSE
10.12 | NBM | 9.3 | C | 12.45 | 205 | FALSE
10.12 | NBM | 9.3 | C | 12.75 | 210 | FALSE
10.12 | BM | 9.3 | C | 12 | 222 | FALSE
10.12 | BM | 9.3 | C | 12 | 222 | FALSE
10.12 | NBM | 9.4 | C | 10.45 | 220 | TRUE
10.12 | NBM | 9.4 | C | 11.75 | 205 | TRUE
10.12 | NBM | 9.4 | C | 11.75 | 210 | TRUE
10.12 | NBM | 9.4 | C | 11.74 | 219 | TRUE
10.12 | NBM | 9.4 | C | 11.75 | 205 | TRUE
10.12 | NBM | 9.4 | C | 11.75 | 205 | TRUE
10.12 | NBM | 9.4 | C | 11.75 | 200 | TRUE
10.12 | NBM | 9.4 | C | 11.74 | 219 | TRUE
10.12 | NBM | 9.4 | C | 11.25 | 215 | TRUE
10.12 | NBM | 9.4 | C | 11.25 | 210 | TRUE
10.12 | NBM | 9.4 | C | 11.25 | 195 | TRUE
10.12 | NBM | 9.4 | C | 11.5 | 205 | TRUE
10.12 | NBM | 9.4 | C | 11.5 | 205 | TRUE
10.12 | NBM | 9.4 | C | 11.5 | 205 | TRUE
10.12 | NBM | 9.4 | C | 11.25 | 210 | TRUE
10.12 | NBM | 9.4 | C | 11.5 | 205 | TRUE
10.12 | NBM | 9.4 | C | 11.5 | 210 | TRUE
10.12 | NBM | 9.4 | C | 11.5 | 210 | TRUE
10.12 | NBM | 9.4 | C | 11.5 | 205 | TRUE
10.12 | NBM | 9.4 | C | 12.45 | 205 | FALSE
10.12 | NBM | 9.4 | C | 12.45 | 205 | FALSE
10.12 | BM | 9.4 | C | 12 | 222 | FALSE
10.12 | NBM | 9.4 | C | 12 | 222 | FALSE
10.12 | NBM | 9.4 | C | 12 | 240 | FALSE
10.12 | BM | 9.4 | C | 12 | 222 | FALSE
10.12 | BM | 9.4 | C | 12 | 222 | FALSE
10.12 | NBM | 9.4 | C | 14.5 | 179 | FALSE
10.12 | NBM | 9.4 | C | 12.75 | 210 | FALSE
10.12 | NBM | 9.4 | C | 12.25 | 240 | FALSE
10.12 | NBM | 9.4 | C | 12 | 240 | FALSE
10.12 | NBM | 9.4 | C | 12.45 | 205 | FALSE
10.12 | NBM | 9.4 | C | 12 | 240 | FALSE
10.12 | NBM | 9.4 | C | 12.45 | 205 | FALSE
10.12 | NBM | 9.4 | C | 13.75 | 200 | FALSE
10.12 | BM | 9.4 | C | 12 | 222 | FALSE
10.12 | NBM | 9.4 | C | 12 | 222 | FALSE
10.12 | NBM | 9.5 | C | 11.75 | 200 | TRUE
10.12 | NBM | 9.5 | C | 11.25 | 210 | TRUE
10.12 | NBM | 9.5 | C | 11.74 | 219 | TRUE
10.12 | NBM | 9.5 | C | 11.5 | 210 | TRUE
10.12 | NBM | 9.5 | C | 11.5 | 210 | TRUE
10.12 | NBM | 9.5 | C | 11.75 | 210 | TRUE
10.12 | NBM | 9.5 | C | 11.5 | 205 | TRUE
10.12 | NBM | 9.5 | C | 11.74 | 219 | TRUE
10.12 | NBM | 9.5 | C | 10.45 | 220 | TRUE
10.12 | NBM | 9.5 | C | 11.5 | 205 | TRUE
10.12 | NBM | 9.5 | C | 11.75 | 205 | TRUE
10.12 | NBM | 9.5 | C | 11.5 | 205 | TRUE
10.12 | NBM | 9.5 | C | 11.25 | 195 | TRUE
10.12 | NBM | 9.5 | C | 11.5 | 205 | TRUE
10.12 | NBM | 9.5 | C | 11.5 | 205 | TRUE
10.12 | NBM | 9.5 | C | 11.25 | 215 | TRUE
10.12 | NBM | 9.5 | C | 11.75 | 205 | TRUE
10.12 | NBM | 9.5 | C | 11.75 | 205 | TRUE
10.12 | NBM | 9.5 | C | 11.25 | 210 | TRUE
10.12 | BM | 9.5 | C | 12 | 222 | FALSE
10.12 | NBM | 9.5 | C | 12.45 | 205 | FALSE
10.12 | BM | 9.5 | C | 12 | 222 | FALSE
10.12 | NBM | 9.5 | C | 14.5 | 179 | FALSE
10.12 | NBM | 9.5 | C | 12 | 240 | FALSE
10.12 | NBM | 9.5 | C | 12.25 | 240 | FALSE
10.12 | BM | 9.5 | C | 12 | 222 | FALSE
10.12 | NBM | 9.5 | C | 12.45 | 205 | FALSE
10.12 | NBM | 9.5 | C | 12.45 | 205 | FALSE
10.12 | NBM | 9.5 | C | 12 | 240 | FALSE
10.12 | NBM | 9.5 | C | 12 | 222 | FALSE
10.12 | NBM | 9.5 | C | 12.75 | 210 | FALSE
10.12 | NBM | 9.5 | C | 12.45 | 205 | FALSE
10.12 | NBM | 9.5 | C | 12 | 240 | FALSE
10.12 | NBM | 9.5 | C | 13.75 | 200 | FALSE
10.12 | NBM | 9.5 | C | 12 | 222 | FALSE
10.12 | BM | 9.5 | C | 12 | 222 | FALSE
10.12 | NBM | 9.6 | C | 11.75 | 205 | TRUE
10.12 | NBM | 9.6 | C | 11.5 | 210 | TRUE
10.12 | NBM | 9.6 | C | 11.5 | 205 | TRUE
10.12 | NBM | 9.6 | C | 11.5 | 210 | TRUE
10.12 | NBM | 9.6 | C | 11.5 | 205 | TRUE
10.12 | NBM | 9.6 | C | 11.5 | 205 | TRUE
10.12 | NBM | 9.6 | C | 11.5 | 205 | TRUE
10.12 | NBM | 9.6 | C | 11.5 | 205 | TRUE
10.12 | NBM | 9.6 | C | 11.25 | 210 | TRUE
10.12 | NBM | 9.6 | C | 11.25 | 195 | TRUE
10.12 | NBM | 9.6 | C | 10.45 | 220 | TRUE
10.12 | NBM | 9.6 | C | 11.75 | 210 | TRUE
10.12 | NBM | 9.6 | C | 11.25 | 215 | TRUE
10.12 | NBM | 9.6 | C | 11.75 | 205 | TRUE
10.12 | NBM | 9.6 | C | 11.74 | 219 | TRUE
10.12 | NBM | 9.6 | C | 11.74 | 219 | TRUE
10.12 | NBM | 9.6 | C | 11.75 | 205 | TRUE
10.12 | NBM | 9.6 | C | 11.25 | 210 | TRUE
10.12 | NBM | 9.6 | C | 11.75 | 200 | TRUE
10.12 | BM | 9.6 | C | 12 | 222 | FALSE
10.12 | NBM | 9.6 | C | 12 | 240 | FALSE
10.12 | NBM | 9.6 | C | 12.45 | 205 | FALSE
10.12 | NBM | 9.6 | C | 12.25 | 240 | FALSE
10.12 | NBM | 9.6 | C | 12 | 240 | FALSE
10.12 | NBM | 9.6 | C | 12 | 240 | FALSE
10.12 | NBM | 9.6 | C | 12 | 222 | FALSE
10.12 | NBM | 9.6 | C | 12 | 222 | FALSE
10.12 | NBM | 9.6 | C | 12.45 | 205 | FALSE
10.12 | BM | 9.6 | C | 12 | 222 | FALSE
10.12 | BM | 9.6 | C | 12 | 222 | FALSE
10.12 | NBM | 9.6 | C | 12.45 | 205 | FALSE
10.12 | NBM | 9.6 | C | 14.5 | 179 | FALSE
10.12 | NBM | 9.6 | C | 12.45 | 205 | FALSE
10.12 | NBM | 9.6 | C | 13.75 | 200 | FALSE
10.12 | NBM | 9.6 | C | 12.75 | 210 | FALSE
10.12 | BM | 9.6 | C | 12 | 222 | FALSE
10.12 | NBM | 10.1 | C | 11.5 | 210 | TRUE
10.12 | NBM | 10.1 | C | 11.74 | 219 | TRUE
10.12 | NBM | 10.1 | C | 11.75 | 205 | TRUE
10.12 | NBM | 10.1 | C | 11.25 | 215 | TRUE
10.12 | NBM | 10.1 | C | 11.75 | 200 | TRUE
10.12 | NBM | 10.1 | C | 11.25 | 210 | TRUE
10.12 | NBM | 10.1 | C | 11.75 | 205 | TRUE
10.12 | NBM | 10.1 | C | 11.25 | 195 | TRUE
10.12 | NBM | 10.1 | C | 11.5 | 210 | TRUE
10.12 | NBM | 10.1 | C | 11.5 | 205 | TRUE
10.12 | NBM | 10.1 | C | 11.75 | 205 | TRUE
10.12 | NBM | 10.1 | C | 11.5 | 205 | TRUE
10.12 | NBM | 10.1 | C | 11.74 | 219 | TRUE
10.12 | NBM | 10.1 | C | 11.75 | 210 | TRUE
10.12 | NBM | 10.1 | C | 11.5 | 205 | TRUE
10.12 | NBM | 10.1 | C | 11.5 | 205 | TRUE
10.12 | NBM | 10.1 | C | 11.5 | 205 | TRUE
10.12 | NBM | 10.1 | C | 11.25 | 210 | TRUE
10.12 | NBM | 10.1 | C | 10.45 | 220 | TRUE
10.12 | BM | 10.1 | C | 12 | 222 | FALSE
10.12 | NBM | 10.1 | C | 12 | 240 | FALSE
10.12 | NBM | 10.1 | C | 12.75 | 210 | FALSE
10.12 | NBM | 10.1 | C | 12.25 | 240 | FALSE
10.12 | BM | 10.1 | C | 12 | 222 | FALSE
10.12 | BM | 10.1 | C | 12 | 222 | FALSE
10.12 | NBM | 10.1 | C | 12 | 222 | FALSE
10.12 | NBM | 10.1 | C | 12 | 240 | FALSE
10.12 | NBM | 10.1 | C | 14.5 | 179 | FALSE
10.12 | NBM | 10.1 | C | 12.45 | 205 | FALSE
10.12 | BM | 10.1 | C | 12 | 222 | FALSE
10.12 | NBM | 10.1 | C | 12.45 | 205 | FALSE
10.12 | NBM | 10.1 | C | 12 | 240 | FALSE
10.12 | NBM | 10.1 | C | 13.75 | 200 | FALSE
10.12 | NBM | 10.1 | C | 12 | 222 | FALSE
10.12 | NBM | 10.1 | C | 12.45 | 205 | FALSE
10.12 | NBM | 10.1 | C | 12.45 | 205 | FALSE
10.12 | NBM | 10.2 | C | 11.25 | 210 | TRUE
10.12 | NBM | 10.2 | C | 11.25 | 215 | TRUE
10.12 | NBM | 10.2 | C | 11.5 | 205 | TRUE
10.12 | NBM | 10.2 | C | 11.75 | 205 | TRUE
10.12 | NBM | 10.2 | C | 11.75 | 205 | TRUE
10.12 | NBM | 10.2 | C | 11.25 | 195 | TRUE
10.12 | NBM | 10.2 | C | 11.5 | 210 | TRUE
10.12 | NBM | 10.2 | C | 10.45 | 220 | TRUE
10.12 | NBM | 10.2 | C | 11.25 | 210 | TRUE
10.12 | NBM | 10.2 | C | 11.74 | 219 | TRUE
10.12 | NBM | 10.2 | C | 11.75 | 205 | TRUE
10.12 | NBM | 10.2 | C | 11.5 | 205 | TRUE
10.12 | NBM | 10.2 | C | 11.5 | 205 | TRUE
10.12 | NBM | 10.2 | C | 11.5 | 205 | TRUE
10.12 | NBM | 10.2 | C | 11.74 | 219 | TRUE
10.12 | NBM | 10.2 | C | 11.75 | 210 | TRUE
10.12 | NBM | 10.2 | C | 11.5 | 210 | TRUE
10.12 | NBM | 10.2 | C | 11.75 | 200 | TRUE
10.12 | NBM | 10.2 | C | 11.5 | 205 | TRUE
10.12 | NBM | 10.2 | C | 12.45 | 205 | FALSE
10.12 | NBM | 10.2 | C | 13.75 | 200 | FALSE
10.12 | NBM | 10.2 | C | 12 | 222 | FALSE
10.12 | NBM | 10.2 | C | 12.45 | 205 | FALSE
10.12 | BM | 10.2 | C | 12 | 222 | FALSE
10.12 | NBM | 10.2 | C | 12 | 222 | FALSE
10.12 | NBM | 10.2 | C | 12.75 | 210 | FALSE
10.12 | NBM | 10.2 | C | 14.5 | 179 | FALSE
10.12 | NBM | 10.2 | C | 12.45 | 205 | FALSE
10.12 | BM | 10.2 | C | 12 | 222 | FALSE
10.12 | BM | 10.2 | C | 12 | 222 | FALSE
10.12 | BM | 10.2 | C | 12 | 222 | FALSE
10.12 | NBM | 10.2 | C | 12.25 | 240 | FALSE
10.12 | NBM | 10.2 | C | 12 | 240 | FALSE
10.12 | NBM | 10.2 | C | 12 | 240 | FALSE
10.12 | NBM | 10.2 | C | 12.45 | 205 | FALSE
10.12 | NBM | 10.2 | C | 12 | 240 | FALSE
10.12 | NBM | 10.3 | C | 11.5 | 205 | TRUE
10.12 | NBM | 10.3 | C | 11.5 | 205 | TRUE
10.12 | NBM | 10.3 | C | 11.74 | 219 | TRUE
10.12 | NBM | 10.3 | C | 11.75 | 205 | TRUE
10.12 | NBM | 10.3 | C | 11.5 | 205 | TRUE
10.12 | NBM | 10.3 | C | 11.5 | 210 | TRUE
10.12 | NBM | 10.3 | C | 10.45 | 220 | TRUE
10.12 | NBM | 10.3 | C | 11.5 | 210 | TRUE
10.12 | NBM | 10.3 | C | 11.5 | 205 | TRUE
10.12 | NBM | 10.3 | C | 11.25 | 215 | TRUE
10.12 | NBM | 10.3 | C | 11.5 | 205 | TRUE
10.12 | NBM | 10.3 | C | 11.75 | 210 | TRUE
10.12 | NBM | 10.3 | C | 11.75 | 205 | TRUE
10.12 | NBM | 10.3 | C | 11.74 | 219 | TRUE
10.12 | NBM | 10.3 | C | 11.75 | 200 | TRUE
10.12 | NBM | 10.3 | C | 11.25 | 210 | TRUE
10.12 | NBM | 10.3 | C | 11.75 | 205 | TRUE
10.12 | NBM | 10.3 | C | 11.25 | 210 | TRUE
10.12 | NBM | 10.3 | C | 11.25 | 195 | TRUE
10.12 | NBM | 10.3 | C | 12.45 | 205 | FALSE
10.12 | NBM | 10.3 | C | 12 | 222 | FALSE
10.12 | BM | 10.3 | C | 12 | 222 | FALSE
10.12 | NBM | 10.3 | C | 12.25 | 240 | FALSE
10.12 | NBM | 10.3 | C | 12 | 240 | FALSE
10.12 | BM | 10.3 | C | 12 | 222 | FALSE
10.12 | BM | 10.3 | C | 12 | 222 | FALSE
10.12 | NBM | 10.3 | C | 12.45 | 205 | FALSE
10.12 | NBM | 10.3 | C | 12.75 | 210 | FALSE
10.12 | NBM | 10.3 | C | 12 | 240 | FALSE
10.12 | NBM | 10.3 | C | 14.5 | 179 | FALSE
10.12 | BM | 10.3 | C | 12 | 222 | FALSE
10.12 | NBM | 10.3 | C | 12.45 | 205 | FALSE
10.12 | NBM | 10.3 | C | 12 | 240 | FALSE
10.12 | NBM | 10.3 | C | 13.75 | 200 | FALSE
10.12 | NBM | 10.3 | C | 12.45 | 205 | FALSE
10.12 | NBM | 10.3 | C | 12 | 222 | FALSE
10.12 | NBM | 10.4 | C | 11.75 | 210 | TRUE
10.12 | NBM | 10.4 | C | 11.25 | 215 | TRUE
10.12 | NBM | 10.4 | C | 11.5 | 205 | TRUE
10.12 | NBM | 10.4 | C | 11.75 | 205 | TRUE
10.12 | NBM | 10.4 | C | 11.5 | 210 | TRUE
10.12 | NBM | 10.4 | C | 11.74 | 219 | TRUE
10.12 | NBM | 10.4 | C | 11.25 | 195 | TRUE
10.12 | NBM | 10.4 | C | 11.5 | 205 | TRUE
10.12 | NBM | 10.4 | C | 11.5 | 205 | TRUE
10.12 | NBM | 10.4 | C | 11.75 | 205 | TRUE
10.12 | NBM | 10.4 | C | 11.74 | 219 | TRUE
10.12 | NBM | 10.4 | C | 10.45 | 220 | TRUE
10.12 | NBM | 10.4 | C | 11.5 | 210 | TRUE
10.12 | NBM | 10.4 | C | 11.75 | 205 | TRUE
10.12 | NBM | 10.4 | C | 11.25 | 210 | TRUE
10.12 | NBM | 10.4 | C | 11.25 | 210 | TRUE
10.12 | NBM | 10.4 | C | 11.5 | 205 | TRUE
10.12 | NBM | 10.4 | C | 11.5 | 205 | TRUE
10.12 | NBM | 10.4 | C | 11.75 | 200 | TRUE
10.12 | NBM | 10.4 | C | 12 | 240 | FALSE
10.12 | NBM | 10.4 | C | 12 | 240 | FALSE
10.12 | NBM | 10.4 | C | 13.75 | 200 | FALSE
10.12 | NBM | 10.4 | C | 12.75 | 210 | FALSE
10.12 | BM | 10.4 | C | 12 | 222 | FALSE
10.12 | BM | 10.4 | C | 12 | 222 | FALSE
10.12 | NBM | 10.4 | C | 12 | 222 | FALSE
10.12 | NBM | 10.4 | C | 12.45 | 205 | FALSE
10.12 | NBM | 10.4 | C | 12 | 240 | FALSE
10.12 | NBM | 10.4 | C | 12.25 | 240 | FALSE
10.12 | NBM | 10.4 | C | 12.45 | 205 | FALSE
10.12 | NBM | 10.4 | C | 12.45 | 205 | FALSE
10.12 | BM | 10.4 | C | 12 | 222 | FALSE
10.12 | NBM | 10.4 | C | 12.45 | 205 | FALSE
10.12 | NBM | 10.4 | C | 14.5 | 179 | FALSE
10.12 | BM | 10.4 | C | 12 | 222 | FALSE
10.12 | NBM | 10.4 | C | 12 | 222 | FALSE
10.12 | NBM | 10.5 | C | 11.5 | 205 | TRUE
10.12 | NBM | 10.5 | C | 11.25 | 210 | TRUE
10.12 | NBM | 10.5 | C | 11.74 | 219 | TRUE
10.12 | NBM | 10.5 | C | 11.5 | 205 | TRUE
10.12 | NBM | 10.5 | C | 11.5 | 205 | TRUE
10.12 | NBM | 10.5 | C | 11.75 | 205 | TRUE
10.12 | NBM | 10.5 | C | 11.75 | 200 | TRUE
10.12 | NBM | 10.5 | C | 10.45 | 220 | TRUE
10.12 | NBM | 10.5 | C | 11.5 | 210 | TRUE
10.12 | NBM | 10.5 | C | 11.25 | 210 | TRUE
10.12 | NBM | 10.5 | C | 11.5 | 210 | TRUE
10.12 | NBM | 10.5 | C | 11.75 | 205 | TRUE
10.12 | NBM | 10.5 | C | 11.25 | 215 | TRUE
10.12 | NBM | 10.5 | C | 11.75 | 205 | TRUE
10.12 | NBM | 10.5 | C | 11.75 | 210 | TRUE
10.12 | NBM | 10.5 | C | 11.5 | 205 | TRUE
10.12 | NBM | 10.5 | C | 11.25 | 195 | TRUE
10.12 | NBM | 10.5 | C | 11.5 | 205 | TRUE
10.12 | NBM | 10.5 | C | 11.74 | 219 | TRUE
10.12 | NBM | 10.5 | C | 12.45 | 205 | FALSE
10.12 | NBM | 10.5 | C | 12.75 | 210 | FALSE
10.12 | NBM | 10.5 | C | 14.5 | 179 | FALSE
10.12 | NBM | 10.5 | C | 12.45 | 205 | FALSE
10.12 | BM | 10.5 | C | 12 | 222 | FALSE
10.12 | NBM | 10.5 | C | 12.45 | 205 | FALSE
10.12 | NBM | 10.5 | C | 12 | 222 | FALSE
10.12 | BM | 10.5 | C | 12 | 222 | FALSE
10.12 | NBM | 10.5 | C | 12.45 | 205 | FALSE
10.12 | NBM | 10.5 | C | 12 | 222 | FALSE
10.12 | BM | 10.5 | C | 12 | 222 | FALSE
10.12 | NBM | 10.5 | C | 12 | 240 | FALSE
10.12 | NBM | 10.5 | C | 12 | 240 | FALSE
10.12 | NBM | 10.5 | C | 13.75 | 200 | FALSE
10.12 | NBM | 10.5 | C | 12 | 240 | FALSE
10.12 | BM | 10.5 | C | 12 | 222 | FALSE
10.12 | NBM | 10.5 | C | 12.25 | 240 | FALSE
10.12 | NBM | 10.6 | C | 11.75 | 205 | TRUE
10.12 | NBM | 10.6 | C | 11.5 | 205 | TRUE
10.12 | NBM | 10.6 | C | 11.74 | 219 | TRUE
10.12 | NBM | 10.6 | C | 11.75 | 200 | TRUE
10.12 | NBM | 10.6 | C | 11.25 | 210 | TRUE
10.12 | NBM | 10.6 | C | 11.75 | 205 | TRUE
10.12 | NBM | 10.6 | C | 10.45 | 220 | TRUE
10.12 | NBM | 10.6 | C | 11.25 | 195 | TRUE
10.12 | NBM | 10.6 | C | 11.74 | 219 | TRUE
10.12 | NBM | 10.6 | C | 11.75 | 205 | TRUE
10.12 | NBM | 10.6 | C | 11.25 | 215 | TRUE
10.12 | NBM | 10.6 | C | 11.25 | 210 | TRUE
10.12 | NBM | 10.6 | C | 11.5 | 205 | TRUE
10.12 | NBM | 10.6 | C | 11.5 | 205 | TRUE
10.12 | NBM | 10.6 | C | 11.5 | 210 | TRUE
10.12 | NBM | 10.6 | C | 11.5 | 205 | TRUE
10.12 | NBM | 10.6 | C | 11.5 | 210 | TRUE
10.12 | NBM | 10.6 | C | 11.5 | 205 | TRUE
10.12 | NBM | 10.6 | C | 11.75 | 210 | TRUE
10.12 | NBM | 10.6 | C | 12.75 | 210 | FALSE
10.12 | BM | 10.6 | C | 12 | 222 | FALSE
10.12 | NBM | 10.6 | C | 12 | 240 | FALSE
10.12 | NBM | 10.6 | C | 13.75 | 200 | FALSE
10.12 | BM | 10.6 | C | 12 | 222 | FALSE
10.12 | NBM | 10.6 | C | 12 | 240 | FALSE
10.12 | NBM | 10.6 | C | 12.25 | 240 | FALSE
10.12 | BM | 10.6 | C | 12 | 222 | FALSE
10.12 | NBM | 10.6 | C | 12 | 240 | FALSE
10.12 | NBM | 10.6 | C | 12 | 222 | FALSE
10.12 | NBM | 10.6 | C | 14.5 | 179 | FALSE
10.12 | BM | 10.6 | C | 12 | 222 | FALSE
10.12 | NBM | 10.6 | C | 12 | 222 | FALSE
10.12 | NBM | 10.6 | C | 12.45 | 205 | FALSE
10.12 | NBM | 10.6 | C | 12.45 | 205 | FALSE
10.12 | NBM | 10.6 | C | 12.45 | 205 | FALSE
10.12 | NBM | 10.6 | C | 12.45 | 205 | FALSE
14.22 | NBM | 9.1 | PF | 3.24 | 97 | TRUE
14.22 | NBM | 9.1 | F | 2.5 | 99 | TRUE
14.22 | NBM | 9.1 | C | 3.6 | 134 | TRUE
14.22 | NBM | 9.1 | F | 2.5 | 99 | TRUE
14.22 | NBM | 9.1 | C | 2.56 | 191 | TRUE
14.22 | NBM | 9.1 | F | 2.5 | 114 | TRUE
14.22 | NBM | 9.1 | PF | 4.4 | 89 | TRUE
14.22 | NBM | 9.1 | F | 2.5 | 114 | TRUE
14.22 | NBM | 9.1 | C | 3.35 | 167 | TRUE
14.22 | NBM | 9.1 | PF | 2.51 | 167 | TRUE
14.22 | NBM | 9.1 | F | 2.5 | 114 | TRUE
14.22 | NBM | 9.1 | PF | 2.43 | 98 | TRUE
14.22 | NBM | 9.1 | C | 3.95 | 119 | TRUE
14.22 | NBM | 9.1 | C | 3.95 | 195 | TRUE
14.22 | NBM | 9.1 | C | 4 | 190 | TRUE
14.22 | NBM | 9.1 | C | 3.95 | 195 | TRUE
14.22 | NBM | 9.1 | PF | 2.7 | 88 | TRUE
14.22 | NBM | 9.1 | C | 4.2 | 126 | TRUE
14.22 | NBM | 9.1 | C | 4 | 190 | TRUE
14.22 | NBM | 9.1 | C | 4.2 | 126 | TRUE
14.22 | NBM | 9.1 | PF | 1.89 | 188 | TRUE
14.22 | NBM | 9.1 | C | 4 | 159 | TRUE
14.22 | NBM | 9.1 | C | 3.1 | 185 | TRUE
14.22 | NBM | 9.1 | C | 2.79 | 185 | TRUE
14.22 | NBM | 9.1 | C | 3.99 | 108 | TRUE
14.22 | NBM | 9.1 | PF | 1.44 | 191 | TRUE
14.22 | NBM | 9.1 | C | 4 | 120 | TRUE
14.22 | NBM | 9.1 | F | 2.5 | 99 | TRUE
14.22 | NBM | 9.1 | C | 2.79 | 191 | TRUE
14.22 | NBM | 9.1 | PF | 2.33 | 188 | TRUE
14.22 | NBM | 9.1 | C | 4 | 190 | TRUE
14.22 | NBM | 9.1 | C | 3.75 | 160 | TRUE
14.22 | NBM | 9.1 | C | 4.5 | 165 | TRUE
14.22 | NBM | 9.1 | C | 2.12 | 146 | TRUE
14.22 | NBM | 9.1 | C | 4 | 190 | TRUE
14.22 | NBM | 9.1 | PF | 1.49 | 204 | TRUE
14.22 | NBM | 9.1 | C | 4 | 190 | TRUE
14.22 | NBM | 9.1 | C | 4 | 190 | TRUE
14.22 | NBM | 9.1 | F | 2.48 | 214 | TRUE
14.22 | NBM | 9.1 | C | 4 | 190 | TRUE
14.22 | NBM | 9.1 | C | 2.66 | 204 | TRUE
14.22 | NBM | 9.1 | PF | 2.43 | 108 | TRUE
14.22 | NBM | 9.1 | C | 2.8 | 118 | TRUE
14.22 | NBM | 9.1 | C | 3 | 118 | TRUE
14.22 | NBM | 9.1 | C | 2.95 | 195 | TRUE
14.22 | NBM | 9.1 | F | 3 | 104 | TRUE
14.22 | NBM | 9.1 | C | 3.24 | 108 | TRUE
14.22 | NBM | 9.1 | C | 3.24 | 97 | TRUE
14.22 | NBM | 9.1 | PF | 2.7 | 114 | TRUE
14.22 | NBM | 9.1 | C | 2.7 | 114 | TRUE
14.22 | NBM | 9.1 | C | 3.95 | 119 | TRUE
14.22 | NBM | 9.1 | PF | 2.43 | 108 | TRUE
14.22 | NBM | 9.1 | PF | 2.7 | 134 | TRUE
14.22 | NBM | 9.1 | C | 1 | 160 | TRUE
14.22 | NBM | 9.1 | PF | 2.43 | 98 | TRUE
14.22 | NBM | 9.1 | C | 3.87 | 175 | TRUE
14.22 | NBM | 9.1 | C | 3 | 130 | TRUE
14.22 | NBM | 9.1 | PF | 3.24 | 108 | TRUE
14.22 | NBM | 9.1 | PF | 3.24 | 108 | TRUE
14.22 | NBM | 9.1 | PF | 1.71 | 199 | TRUE
14.22 | NBM | 9.1 | C | 3.95 | 119 | TRUE
14.22 | NBM | 9.1 | C | 3.75 | 160 | TRUE
14.22 | NBM | 9.1 | C | 4 | 190 | TRUE
14.22 | NBM | 9.1 | C | 2.12 | 146 | TRUE
14.22 | BM | 9.1 | C | 4 | 155 | TRUE
14.22 | NBM | 9.1 | C | 3.75 | 160 | TRUE
14.22 | NBM | 9.1 | C | 3.75 | 160 | TRUE
14.22 | NBM | 9.1 | C | 4 | 190 | TRUE
14.22 | NBM | 9.1 | C | 5 | 99 | TRUE
14.22 | NBM | 9.1 | C | 4 | 190 | TRUE
14.22 | NBM | 9.1 | C | 4 | 190 | TRUE
14.22 | NBM | 9.1 | C | 5 | 99 | TRUE
14.22 | NBM | 9.1 | C | 4 | 190 | TRUE
14.22 | NBM | 9.1 | C | 3.75 | 160 | TRUE
14.22 | NBM | 9.1 | C | 4 | 190 | TRUE
14.22 | NBM | 9.1 | C | 4 | 190 | TRUE
14.22 | NBM | 9.1 | C | 3.75 | 160 | TRUE
14.22 | NBM | 9.1 | C | 3.95 | 119 | TRUE
14.22 | NBM | 9.1 | C | 4 | 190 | TRUE
14.22 | NBM | 9.1 | C | 3.95 | 119 | TRUE
14.22 | NBM | 9.1 | C | 4 | 190 | TRUE
14.22 | NBM | 9.1 | C | 3.5 | 160 | TRUE
14.22 | NBM | 9.1 | PF | 3.75 | 160 | FALSE
14.22 | NBM | 9.1 | PF | 3.75 | 160 | FALSE
14.22 | BM | 9.1 | C | 8.08 | 273 | FALSE
14.22 | NBM | 9.1 | PF | 3.75 | 160 | FALSE
14.22 | NBM | 9.1 | PF | 3.75 | 160 | FALSE
14.22 | BM | 9.1 | C | 8.5 | 265 | FALSE
14.22 | BM | 9.1 | C | 9.76 | 243 | FALSE
14.22 | NBM | 9.1 | C | 6.25 | 144 | FALSE
14.22 | NBM | 9.1 | PF | 3.75 | 160 | FALSE
14.22 | BM | 9.1 | C | 8.35 | 180 | FALSE
14.22 | NBM | 9.1 | C | 6 | 179 | FALSE
14.22 | BM | 9.1 | C | 8.64 | 263 | FALSE
14.22 | NBM | 9.1 | PF | 3.75 | 160 | FALSE
14.22 | NBM | 9.1 | C | 5 | 200 | FALSE
14.22 | NBM | 9.1 | C | 5 | 180 | FALSE
14.22 | BM | 9.1 | C | 8.92 | 258 | FALSE
14.22 | BM | 9.1 | C | 8.78 | 260 | FALSE
14.22 | BM | 9.1 | C | 7.94 | 275 | FALSE
14.22 | NBM | 9.1 | C | 5 | 190 | FALSE
14.22 | BM | 9.1 | C | 8.22 | 270 | FALSE
14.22 | BM | 9.1 | C | 8.64 | 255 | FALSE
14.22 | BM | 9.1 | C | 7.02 | 164 | FALSE
14.22 | NBM | 9.1 | PF | 3.75 | 160 | FALSE
14.22 | BM | 9.1 | C | 9.9 | 240 | FALSE
14.22 | NBM | 9.1 | PF | 3.75 | 160 | FALSE
14.22 | NBM | 9.1 | C | 5.25 | 185 | FALSE
14.22 | BM | 9.1 | C | 9.06 | 255 | FALSE
14.22 | BM | 9.1 | C | 7.8 | 278 | FALSE
14.22 | BM | 9.1 | C | 9.48 | 248 | FALSE
14.22 | BM | 9.1 | C | 8.36 | 268 | FALSE
14.22 | BM | 9.1 | C | 9.34 | 250 | FALSE
14.22 | NBM | 9.1 | C | 6.5 | 179 | FALSE
14.22 | BM | 9.1 | C | 9.2 | 253 | FALSE
14.22 | NBM | 9.1 | C | 4.95 | 180 | FALSE
14.22 | BM | 9.1 | C | 9.51 | 170 | FALSE
14.22 | BM | 9.1 | C | 9.62 | 245 | FALSE
14.22 | NBM | 9.1 | C | 6 | 150 | FALSE
14.22 | NBM | 9.2 | C | 3.95 | 119 | TRUE
14.22 | NBM | 9.2 | C | 4 | 190 | TRUE
14.22 | NBM | 9.2 | PF | 2.7 | 114 | TRUE
14.22 | NBM | 9.2 | C | 2.7 | 114 | TRUE
14.22 | NBM | 9.2 | C | 4 | 190 | TRUE
14.22 | NBM | 9.2 | C | 4 | 190 | TRUE
14.22 | NBM | 9.2 | C | 3.95 | 119 | TRUE
14.22 | NBM | 9.2 | C | 4 | 190 | TRUE
14.22 | NBM | 9.2 | F | 2.48 | 214 | TRUE
14.22 | NBM | 9.2 | PF | 2.43 | 108 | TRUE
14.22 | NBM | 9.2 | C | 3.5 | 160 | TRUE
14.22 | NBM | 9.2 | C | 4 | 190 | TRUE
14.22 | NBM | 9.2 | PF | 2.7 | 134 | TRUE
14.22 | NBM | 9.2 | C | 4 | 190 | TRUE
14.22 | NBM | 9.2 | C | 2.12 | 146 | TRUE
14.22 | NBM | 9.2 | C | 4 | 190 | TRUE
14.22 | NBM | 9.2 | C | 2.8 | 118 | TRUE
14.22 | NBM | 9.2 | PF | 2.43 | 108 | TRUE
14.22 | NBM | 9.2 | C | 4 | 190 | TRUE
14.22 | NBM | 9.2 | C | 4 | 190 | TRUE
14.22 | NBM | 9.2 | C | 2.12 | 146 | TRUE
14.22 | NBM | 9.2 | C | 3.24 | 97 | TRUE
14.22 | NBM | 9.2 | C | 3 | 118 | TRUE
14.22 | NBM | 9.2 | C | 2.95 | 195 | TRUE
14.22 | NBM | 9.2 | C | 2.66 | 204 | TRUE
14.22 | NBM | 9.2 | C | 4 | 190 | TRUE
14.22 | NBM | 9.2 | C | 4 | 190 | TRUE
14.22 | NBM | 9.2 | C | 3.24 | 108 | TRUE
14.22 | NBM | 9.2 | C | 4 | 190 | TRUE
14.22 | NBM | 9.2 | PF | 1.49 | 204 | TRUE
14.22 | NBM | 9.2 | PF | 1.71 | 199 | TRUE
14.22 | NBM | 9.2 | PF | 1.89 | 188 | TRUE
14.22 | NBM | 9.2 | PF | 3.24 | 97 | TRUE
14.22 | NBM | 9.2 | C | 3.6 | 134 | TRUE
14.22 | NBM | 9.2 | F | 2.5 | 99 | TRUE
14.22 | NBM | 9.2 | C | 2.56 | 191 | TRUE
14.22 | NBM | 9.2 | C | 1 | 160 | TRUE
14.22 | NBM | 9.2 | C | 5 | 99 | TRUE
14.22 | NBM | 9.2 | C | 3.75 | 160 | TRUE
14.22 | NBM | 9.2 | C | 3.75 | 160 | TRUE
14.22 | NBM | 9.2 | C | 2.79 | 191 | TRUE
14.22 | NBM | 9.2 | C | 4 | 120 | TRUE
14.22 | NBM | 9.2 | C | 3.99 | 108 | TRUE
14.22 | NBM | 9.2 | C | 3.75 | 160 | TRUE
14.22 | NBM | 9.2 | PF | 1.44 | 191 | TRUE
14.22 | NBM | 9.2 | C | 3.1 | 185 | TRUE
14.22 | NBM | 9.2 | C | 2.79 | 185 | TRUE
14.22 | NBM | 9.2 | C | 4 | 190 | TRUE
14.22 | NBM | 9.2 | C | 4.2 | 126 | TRUE
14.22 | NBM | 9.2 | PF | 2.33 | 188 | TRUE
14.22 | NBM | 9.2 | C | 4.2 | 126 | TRUE
14.22 | NBM | 9.2 | C | 4 | 190 | TRUE
14.22 | NBM | 9.2 | C | 3.95 | 195 | TRUE
14.22 | NBM | 9.2 | C | 4 | 159 | TRUE
14.22 | NBM | 9.2 | C | 3.95 | 195 | TRUE
14.22 | NBM | 9.2 | C | 4 | 190 | TRUE
14.22 | NBM | 9.2 | C | 3.75 | 160 | TRUE
14.22 | NBM | 9.2 | C | 3.75 | 160 | TRUE
14.22 | NBM | 9.2 | F | 3 | 104 | TRUE
14.22 | NBM | 9.2 | C | 3.95 | 119 | TRUE
14.22 | NBM | 9.2 | PF | 2.43 | 98 | TRUE
14.22 | NBM | 9.2 | C | 3.87 | 175 | TRUE
14.22 | NBM | 9.2 | C | 3 | 130 | TRUE
14.22 | NBM | 9.2 | C | 4.5 | 165 | TRUE
14.22 | NBM | 9.2 | F | 2.5 | 99 | TRUE
14.22 | NBM | 9.2 | C | 3.24 | 108 | TRUE
14.22 | NBM | 9.2 | F | 2.5 | 99 | TRUE
14.22 | BM | 9.2 | C | 4 | 155 | TRUE
14.22 | NBM | 9.2 | PF | 2.7 | 88 | TRUE
14.22 | NBM | 9.2 | PF | 2.43 | 98 | TRUE
14.22 | NBM | 9.2 | F | 2.5 | 114 | TRUE
14.22 | NBM | 9.2 | C | 3.75 | 160 | TRUE
14.22 | NBM | 9.2 | C | 3.35 | 167 | TRUE
14.22 | NBM | 9.2 | PF | 3.24 | 108 | TRUE
14.22 | NBM | 9.2 | F | 2.5 | 114 | TRUE
14.22 | NBM | 9.2 | C | 3.95 | 119 | TRUE
14.22 | NBM | 9.2 | PF | 4.4 | 89 | TRUE
14.22 | NBM | 9.2 | C | 4 | 190 | TRUE
14.22 | NBM | 9.2 | F | 2.5 | 114 | TRUE
14.22 | NBM | 9.2 | C | 3.95 | 119 | TRUE
14.22 | NBM | 9.2 | C | 5 | 99 | TRUE
14.22 | NBM | 9.2 | PF | 2.51 | 167 | TRUE
14.22 | BM | 9.2 | C | 9.48 | 248 | FALSE
14.22 | BM | 9.2 | C | 7.94 | 275 | FALSE
14.22 | BM | 9.2 | C | 9.06 | 255 | FALSE
14.22 | NBM | 9.2 | C | 5 | 200 | FALSE
14.22 | NBM | 9.2 | PF | 3.75 | 160 | FALSE
14.22 | NBM | 9.2 | PF | 3.75 | 160 | FALSE
14.22 | NBM | 9.2 | PF | 3.75 | 160 | FALSE
14.22 | NBM | 9.2 | PF | 3.75 | 160 | FALSE
14.22 | NBM | 9.2 | C | 5.25 | 185 | FALSE
14.22 | BM | 9.2 | C | 8.22 | 270 | FALSE
14.22 | NBM | 9.2 | C | 5 | 180 | FALSE
14.22 | BM | 9.2 | C | 8.08 | 273 | FALSE
14.22 | NBM | 9.2 | PF | 3.75 | 160 | FALSE
14.22 | BM | 9.2 | C | 8.64 | 255 | FALSE
14.22 | NBM | 9.2 | PF | 3.75 | 160 | FALSE
14.22 | NBM | 9.2 | PF | 3.75 | 160 | FALSE
14.22 | BM | 9.2 | C | 9.34 | 250 | FALSE
14.22 | BM | 9.2 | C | 9.2 | 253 | FALSE
14.22 | NBM | 9.2 | PF | 3.75 | 160 | FALSE
14.22 | NBM | 9.2 | C | 5 | 190 | FALSE
14.22 | BM | 9.2 | C | 9.76 | 243 | FALSE
14.22 | NBM | 9.2 | C | 6.5 | 179 | FALSE
14.22 | BM | 9.2 | C | 8.35 | 180 | FALSE
14.22 | BM | 9.2 | C | 8.78 | 260 | FALSE
14.22 | BM | 9.2 | C | 9.9 | 240 | FALSE
14.22 | NBM | 9.2 | C | 6.25 | 144 | FALSE
14.22 | BM | 9.2 | C | 7.02 | 164 | FALSE
14.22 | BM | 9.2 | C | 8.92 | 258 | FALSE
14.22 | BM | 9.2 | C | 9.51 | 170 | FALSE
14.22 | BM | 9.2 | C | 9.62 | 245 | FALSE
14.22 | NBM | 9.2 | C | 4.95 | 180 | FALSE
14.22 | BM | 9.2 | C | 8.36 | 268 | FALSE
14.22 | NBM | 9.2 | C | 6 | 179 | FALSE
14.22 | BM | 9.2 | C | 8.5 | 265 | FALSE
14.22 | NBM | 9.2 | C | 6 | 150 | FALSE
14.22 | BM | 9.2 | C | 8.64 | 263 | FALSE
14.22 | BM | 9.2 | C | 7.8 | 278 | FALSE
14.22 | NBM | 9.3 | PF | 2.43 | 98 | TRUE
14.22 | NBM | 9.3 | C | 3.95 | 119 | TRUE
14.22 | NBM | 9.3 | C | 1 | 160 | TRUE
14.22 | NBM | 9.3 | C | 4 | 190 | TRUE
14.22 | NBM | 9.3 | C | 3.75 | 160 | TRUE
14.22 | NBM | 9.3 | PF | 2.7 | 134 | TRUE
14.22 | NBM | 9.3 | PF | 1.71 | 199 | TRUE
14.22 | NBM | 9.3 | C | 5 | 99 | TRUE
14.22 | NBM | 9.3 | C | 2.7 | 114 | TRUE
14.22 | NBM | 9.3 | C | 2.95 | 195 | TRUE
14.22 | NBM | 9.3 | C | 5 | 99 | TRUE
14.22 | NBM | 9.3 | PF | 2.43 | 108 | TRUE
14.22 | NBM | 9.3 | C | 4 | 190 | TRUE
14.22 | NBM | 9.3 | PF | 2.7 | 114 | TRUE
14.22 | NBM | 9.3 | C | 3.95 | 195 | TRUE
14.22 | NBM | 9.3 | C | 3.24 | 108 | TRUE
14.22 | NBM | 9.3 | C | 3.75 | 160 | TRUE
14.22 | NBM | 9.3 | C | 3.24 | 97 | TRUE
14.22 | NBM | 9.3 | C | 3.6 | 134 | TRUE
14.22 | NBM | 9.3 | C | 3.1 | 185 | TRUE
14.22 | NBM | 9.3 | C | 4 | 190 | TRUE
14.22 | NBM | 9.3 | PF | 2.51 | 167 | TRUE
14.22 | NBM | 9.3 | F | 2.5 | 99 | TRUE
14.22 | NBM | 9.3 | C | 2.79 | 191 | TRUE
14.22 | NBM | 9.3 | C | 2.56 | 191 | TRUE
14.22 | NBM | 9.3 | F | 2.5 | 99 | TRUE
14.22 | NBM | 9.3 | C | 4 | 120 | TRUE
14.22 | NBM | 9.3 | C | 3.99 | 108 | TRUE
14.22 | NBM | 9.3 | C | 3.95 | 119 | TRUE
14.22 | NBM | 9.3 | F | 2.5 | 99 | TRUE
14.22 | NBM | 9.3 | PF | 1.44 | 191 | TRUE
14.22 | NBM | 9.3 | PF | 4.4 | 89 | TRUE
14.22 | NBM | 9.3 | F | 2.5 | 114 | TRUE
14.22 | NBM | 9.3 | PF | 1.89 | 188 | TRUE
14.22 | NBM | 9.3 | C | 3.35 | 167 | TRUE
14.22 | NBM | 9.3 | C | 3.87 | 175 | TRUE
14.22 | NBM | 9.3 | C | 3.24 | 108 | TRUE
14.22 | NBM | 9.3 | C | 3.75 | 160 | TRUE
14.22 | NBM | 9.3 | C | 4 | 159 | TRUE
14.22 | NBM | 9.3 | C | 3.75 | 160 | TRUE
14.22 | NBM | 9.3 | C | 3.95 | 195 | TRUE
14.22 | NBM | 9.3 | PF | 3.24 | 108 | TRUE
14.22 | NBM | 9.3 | F | 2.5 | 114 | TRUE
14.22 | NBM | 9.3 | F | 3 | 104 | TRUE
14.22 | NBM | 9.3 | C | 2.79 | 185 | TRUE
14.22 | NBM | 9.3 | C | 4.2 | 126 | TRUE
14.22 | NBM | 9.3 | PF | 2.33 | 188 | TRUE
14.22 | NBM | 9.3 | F | 2.5 | 114 | TRUE
14.22 | NBM | 9.3 | PF | 2.43 | 98 | TRUE
14.22 | NBM | 9.3 | C | 4.2 | 126 | TRUE
14.22 | NBM | 9.3 | C | 3.5 | 130 | TRUE
14.22 | NBM | 9.3 | C | 4 | 190 | TRUE
14.22 | NBM | 9.3 | C | 4 | 190 | TRUE
14.22 | NBM | 9.3 | C | 3.75 | 160 | TRUE
14.22 | NBM | 9.3 | F | 2.48 | 214 | TRUE
14.22 | NBM | 9.3 | C | 4 | 190 | TRUE
14.22 | NBM | 9.3 | C | 4 | 190 | TRUE
14.22 | NBM | 9.3 | C | 2.66 | 204 | TRUE
14.22 | NBM | 9.3 | PF | 1.49 | 204 | TRUE
14.22 | NBM | 9.3 | C | 4 | 190 | TRUE
14.22 | NBM | 9.3 | C | 3.95 | 119 | TRUE
14.22 | NBM | 9.3 | C | 4 | 190 | TRUE
14.22 | NBM | 9.3 | C | 3.5 | 160 | TRUE
14.22 | NBM | 9.3 | C | 2.12 | 146 | TRUE
14.22 | NBM | 9.3 | C | 4 | 190 | TRUE
14.22 | NBM | 9.3 | C | 4 | 190 | TRUE
14.22 | NBM | 9.3 | C | 4 | 190 | TRUE
14.22 | NBM | 9.3 | C | 3.95 | 119 | TRUE
14.22 | NBM | 9.3 | C | 4 | 190 | TRUE
14.22 | NBM | 9.3 | C | 2.8 | 118 | TRUE
14.22 | BM | 9.3 | C | 4 | 155 | TRUE
14.22 | NBM | 9.3 | C | 3.95 | 119 | TRUE
14.22 | NBM | 9.3 | C | 4 | 190 | TRUE
14.22 | NBM | 9.3 | C | 3.75 | 160 | TRUE
14.22 | NBM | 9.3 | C | 2.12 | 146 | TRUE
14.22 | NBM | 9.3 | C | 4.5 | 165 | TRUE
14.22 | NBM | 9.3 | C | 4 | 190 | TRUE
14.22 | NBM | 9.3 | C | 3 | 118 | TRUE
14.22 | NBM | 9.3 | PF | 2.43 | 108 | TRUE
14.22 | NBM | 9.3 | C | 4 | 190 | TRUE
14.22 | NBM | 9.3 | C | 5 | 190 | FALSE
14.22 | BM | 9.3 | C | 8.64 | 255 | FALSE
14.22 | NBM | 9.3 | C | 6.5 | 179 | FALSE
14.22 | NBM | 9.3 | C | 5 | 200 | FALSE
14.22 | BM | 9.3 | C | 9.62 | 245 | FALSE
14.22 | NBM | 9.3 | C | 5 | 180 | FALSE
14.22 | NBM | 9.3 | PF | 3.75 | 160 | FALSE
14.22 | BM | 9.3 | C | 7.94 | 275 | FALSE
14.22 | BM | 9.3 | C | 8.92 | 258 | FALSE
14.22 | BM | 9.3 | C | 8.22 | 270 | FALSE
14.22 | BM | 9.3 | C | 9.34 | 250 | FALSE
14.22 | NBM | 9.3 | C | 4.95 | 180 | FALSE
14.22 | BM | 9.3 | C | 9.06 | 255 | FALSE
14.22 | NBM | 9.3 | C | 6.25 | 144 | FALSE
14.22 | NBM | 9.3 | C | 6 | 150 | FALSE
14.22 | BM | 9.3 | C | 9.48 | 248 | FALSE
14.22 | BM | 9.3 | C | 7.8 | 278 | FALSE
14.22 | NBM | 9.3 | PF | 3.75 | 160 | FALSE
14.22 | BM | 9.3 | C | 8.36 | 268 | FALSE
14.22 | BM | 9.3 | C | 7.02 | 164 | FALSE
14.22 | BM | 9.3 | C | 9.76 | 243 | FALSE
14.22 | NBM | 9.3 | PF | 3.75 | 160 | FALSE
14.22 | NBM | 9.3 | C | 6 | 179 | FALSE
14.22 | NBM | 9.3 | PF | 3.75 | 160 | FALSE
14.22 | BM | 9.3 | C | 9.9 | 240 | FALSE
14.22 | BM | 9.3 | C | 9.51 | 170 | FALSE
14.22 | BM | 9.3 | C | 8.64 | 263 | FALSE
14.22 | NBM | 9.3 | PF | 3.75 | 160 | FALSE
14.22 | NBM | 9.3 | PF | 3.75 | 160 | FALSE
14.22 | NBM | 9.3 | PF | 3.75 | 160 | FALSE
14.22 | BM | 9.3 | C | 8.5 | 265 | FALSE
14.22 | NBM | 9.3 | PF | 3.75 | 160 | FALSE
14.22 | NBM | 9.3 | C | 5.25 | 185 | FALSE
14.22 | BM | 9.3 | C | 8.35 | 180 | FALSE
14.22 | BM | 9.3 | C | 8.78 | 260 | FALSE
14.22 | BM | 9.3 | C | 9.2 | 253 | FALSE
14.22 | BM | 9.3 | C | 8.08 | 273 | FALSE
14.22 | NBM | 9.4 | C | 3.1 | 185 | TRUE
14.22 | NBM | 9.4 | C | 4 | 190 | TRUE
14.22 | NBM | 9.4 | PF | 1.44 | 191 | TRUE
14.22 | NBM | 9.4 | C | 3.75 | 160 | TRUE
14.22 | NBM | 9.4 | C | 3.75 | 160 | TRUE
14.22 | NBM | 9.4 | C | 3.95 | 119 | TRUE
14.22 | NBM | 9.4 | C | 2.12 | 146 | TRUE
14.22 | BM | 9.4 | C | 5 | 155 | TRUE
14.22 | NBM | 9.4 | C | 3.99 | 108 | TRUE
14.22 | NBM | 9.4 | C | 4 | 120 | TRUE
14.22 | NBM | 9.4 | C | 5 | 99 | TRUE
14.22 | NBM | 9.4 | C | 4 | 190 | TRUE
14.22 | NBM | 9.4 | C | 3.75 | 160 | TRUE
14.22 | NBM | 9.4 | C | 2.79 | 191 | TRUE
14.22 | NBM | 9.4 | C | 4 | 190 | TRUE
14.22 | NBM | 9.4 | C | 3.75 | 160 | TRUE
14.22 | NBM | 9.4 | PF | 2.33 | 188 | TRUE
14.22 | NBM | 9.4 | C | 4 | 190 | TRUE
14.22 | NBM | 9.4 | C | 3.75 | 160 | TRUE
14.22 | NBM | 9.4 | C | 3.95 | 119 | TRUE
14.22 | NBM | 9.4 | C | 5 | 99 | TRUE
14.22 | NBM | 9.4 | C | 4 | 159 | TRUE
14.22 | NBM | 9.4 | C | 3.95 | 195 | TRUE
14.22 | NBM | 9.4 | C | 3.75 | 160 | TRUE
14.22 | NBM | 9.4 | C | 4 | 190 | TRUE
14.22 | NBM | 9.4 | C | 4 | 190 | TRUE
14.22 | NBM | 9.4 | C | 2.12 | 146 | TRUE
14.22 | NBM | 9.4 | C | 3.95 | 119 | TRUE
14.22 | NBM | 9.4 | PF | 1.89 | 188 | TRUE
14.22 | NBM | 9.4 | C | 4 | 190 | TRUE
14.22 | NBM | 9.4 | C | 4.2 | 126 | TRUE
14.22 | NBM | 9.4 | C | 4 | 190 | TRUE
14.22 | NBM | 9.4 | C | 2.79 | 185 | TRUE
14.22 | NBM | 9.4 | C | 4.5 | 165 | TRUE
14.22 | NBM | 9.4 | C | 4 | 190 | TRUE
14.22 | NBM | 9.4 | C | 3.95 | 195 | TRUE
14.22 | NBM | 9.4 | C | 4.2 | 126 | TRUE
14.22 | NBM | 9.4 | C | 3.5 | 160 | TRUE
14.22 | NBM | 9.4 | C | 4 | 190 | TRUE
14.22 | NBM | 9.4 | C | 2.95 | 195 | TRUE
14.22 | NBM | 9.4 | C | 3.24 | 108 | TRUE
14.22 | NBM | 9.4 | F | 3 | 104 | TRUE
14.22 | NBM | 9.4 | PF | 3.24 | 108 | TRUE
14.22 | NBM | 9.4 | C | 3.95 | 119 | TRUE
14.22 | NBM | 9.4 | C | 3.87 | 175 | TRUE
14.22 | NBM | 9.4 | C | 3.5 | 130 | TRUE
14.22 | NBM | 9.4 | PF | 2.43 | 98 | TRUE
14.22 | NBM | 9.4 | C | 1 | 160 | TRUE
14.22 | NBM | 9.4 | PF | 2.7 | 134 | TRUE
14.22 | NBM | 9.4 | PF | 2.43 | 108 | TRUE
14.22 | NBM | 9.4 | F | 2.5 | 99 | TRUE
14.22 | NBM | 9.4 | C | 2.7 | 114 | TRUE
14.22 | NBM | 9.4 | C | 3.6 | 134 | TRUE
14.22 | NBM | 9.4 | F | 2.5 | 114 | TRUE
14.22 | NBM | 9.4 | C | 4 | 190 | TRUE
14.22 | NBM | 9.4 | C | 4 | 190 | TRUE
14.22 | NBM | 9.4 | C | 4 | 190 | TRUE
14.22 | NBM | 9.4 | PF | 1.49 | 204 | TRUE
14.22 | NBM | 9.4 | C | 4 | 190 | TRUE
14.22 | NBM | 9.4 | C | 4 | 190 | TRUE
14.22 | NBM | 9.4 | C | 3.24 | 97 | TRUE
14.22 | NBM | 9.4 | C | 2.66 | 204 | TRUE
14.22 | NBM | 9.4 | C | 3.24 | 108 | TRUE
14.22 | NBM | 9.4 | PF | 2.43 | 108 | TRUE
14.22 | NBM | 9.4 | C | 3 | 118 | TRUE
14.22 | NBM | 9.4 | C | 4 | 190 | TRUE
14.22 | NBM | 9.4 | C | 2.8 | 118 | TRUE
14.22 | NBM | 9.4 | PF | 1.71 | 199 | TRUE
14.22 | NBM | 9.4 | PF | 2.7 | 114 | TRUE
14.22 | NBM | 9.4 | F | 2.48 | 214 | TRUE
14.22 | NBM | 9.4 | F | 2.5 | 114 | TRUE
14.22 | NBM | 9.4 | C | 3.35 | 167 | TRUE
14.22 | NBM | 9.4 | PF | 4.4 | 89 | TRUE
14.22 | NBM | 9.4 | PF | 2.51 | 167 | TRUE
14.22 | NBM | 9.4 | F | 2.5 | 99 | TRUE
14.22 | NBM | 9.4 | F | 2.5 | 114 | TRUE
14.22 | NBM | 9.4 | C | 2.56 | 191 | TRUE
14.22 | NBM | 9.4 | PF | 2.43 | 98 | TRUE
14.22 | NBM | 9.4 | C | 3.95 | 119 | TRUE
14.22 | NBM | 9.4 | F | 2.5 | 99 | TRUE
14.22 | BM | 9.4 | C | 9.62 | 245 | FALSE
14.22 | BM | 9.4 | C | 9.9 | 240 | FALSE
14.22 | NBM | 9.4 | C | 6 | 179 | FALSE
14.22 | BM | 9.4 | C | 9.51 | 170 | FALSE
14.22 | BM | 9.4 | C | 9.34 | 250 | FALSE
14.22 | NBM | 9.4 | PF | 3.75 | 160 | FALSE
14.22 | NBM | 9.4 | C | 4.95 | 180 | FALSE
14.22 | NBM | 9.4 | PF | 3.75 | 160 | FALSE
14.22 | NBM | 9.4 | PF | 3.75 | 160 | FALSE
14.22 | NBM | 9.4 | C | 6.5 | 179 | FALSE
14.22 | BM | 9.4 | C | 9.2 | 253 | FALSE
14.22 | BM | 9.4 | C | 8.64 | 255 | FALSE
14.22 | NBM | 9.4 | PF | 3.75 | 160 | FALSE
14.22 | NBM | 9.4 | C | 6.25 | 144 | FALSE
14.22 | BM | 9.4 | C | 8.08 | 273 | FALSE
14.22 | BM | 9.4 | C | 9.76 | 243 | FALSE
14.22 | BM | 9.4 | C | 7.8 | 278 | FALSE
14.22 | BM | 9.4 | C | 8.64 | 263 | FALSE
14.22 | NBM | 9.4 | PF | 3.75 | 160 | FALSE
14.22 | BM | 9.4 | C | 8.5 | 265 | FALSE
14.22 | NBM | 9.4 | C | 6 | 150 | FALSE
14.22 | BM | 9.4 | C | 8.78 | 260 | FALSE
14.22 | BM | 9.4 | C | 8.36 | 268 | FALSE
14.22 | BM | 9.4 | C | 9.48 | 248 | FALSE
14.22 | NBM | 9.4 | C | 5 | 180 | FALSE
14.22 | BM | 9.4 | C | 9.06 | 255 | FALSE
14.22 | NBM | 9.4 | PF | 3.75 | 160 | FALSE
14.22 | NBM | 9.4 | PF | 3.75 | 160 | FALSE
14.22 | NBM | 9.4 | PF | 3.75 | 160 | FALSE
14.22 | BM | 9.4 | C | 8.22 | 270 | FALSE
14.22 | NBM | 9.4 | C | 5 | 200 | FALSE
14.22 | BM | 9.4 | C | 8.92 | 258 | FALSE
14.22 | BM | 9.4 | C | 7.94 | 275 | FALSE
14.22 | BM | 9.4 | C | 8.35 | 180 | FALSE
14.22 | BM | 9.4 | C | 7.02 | 164 | FALSE
14.22 | NBM | 9.4 | C | 5.25 | 185 | FALSE
14.22 | NBM | 9.4 | C | 5 | 190 | FALSE
14.22 | NBM | 9.5 | C | 3.75 | 160 | TRUE
14.22 | NBM | 9.5 | F | 3.1 | 185 | TRUE
14.22 | NBM | 9.5 | F | 2.5 | 99 | TRUE
14.22 | NBM | 9.5 | C | 3.5 | 160 | TRUE
14.22 | NBM | 9.5 | C | 4 | 190 | TRUE
14.22 | NBM | 9.5 | C | 4 | 190 | TRUE
14.22 | NBM | 9.5 | C | 4 | 190 | TRUE
14.22 | NBM | 9.5 | PF | 2.24 | 191 | TRUE
14.22 | NBM | 9.5 | C | 4 | 190 | TRUE
14.22 | NBM | 9.5 | C | 3.75 | 160 | TRUE
14.22 | NBM | 9.5 | F | 2.66 | 204 | TRUE
14.22 | NBM | 9.5 | C | 4 | 190 | TRUE
14.22 | NBM | 9.5 | C | 4 | 190 | TRUE
14.22 | NBM | 9.5 | C | 4 | 190 | TRUE
14.22 | NBM | 9.5 | C | 3 | 118 | TRUE
14.22 | NBM | 9.5 | PF | 1.89 | 191 | TRUE
14.22 | NBM | 9.5 | PF | 2.62 | 146 | TRUE
14.22 | NBM | 9.5 | C | 4 | 190 | TRUE
14.22 | NBM | 9.5 | C | 4 | 190 | TRUE
14.22 | NBM | 9.5 | C | 4 | 190 | TRUE
14.22 | NBM | 9.5 | C | 4 | 190 | TRUE
14.22 | NBM | 9.5 | C | 4.5 | 165 | TRUE
14.22 | NBM | 9.5 | PF | 2.12 | 146 | TRUE
14.22 | NBM | 9.5 | F | 3.8 | 175 | TRUE
14.22 | NBM | 9.5 | PF | 2.43 | 108 | TRUE
14.22 | NBM | 9.5 | F | 2.95 | 195 | TRUE
14.22 | NBM | 9.5 | C | 3.75 | 160 | TRUE
14.22 | NBM | 9.5 | C | 1 | 160 | TRUE
14.22 | NBM | 9.5 | F | 2.5 | 99 | TRUE
14.22 | NBM | 9.5 | PF | 3.6 | 134 | TRUE
14.22 | NBM | 9.5 | PF | 2.7 | 134 | TRUE
14.22 | NBM | 9.5 | F | 5 | 130 | TRUE
14.22 | NBM | 9.5 | F | 3.35 | 167 | TRUE
14.22 | NBM | 9.5 | F | 2.5 | 108 | TRUE
14.22 | NBM | 9.5 | F | 2.5 | 114 | TRUE
14.22 | NBM | 9.5 | C | 4 | 190 | TRUE
14.22 | NBM | 9.5 | PF | 3.6 | 89 | TRUE
14.22 | NBM | 9.5 | F | 3 | 104 | TRUE
14.22 | NBM | 9.5 | F | 3.95 | 195 | TRUE
14.22 | NBM | 9.5 | PF | 2.39 | 185 | TRUE
14.22 | NBM | 9.5 | C | 4 | 190 | TRUE
14.22 | NBM | 9.5 | F | 2.95 | 195 | TRUE
14.22 | NBM | 9.5 | PF | 3.38 | 104 | TRUE
14.22 | NBM | 9.5 | F | 2.5 | 114 | TRUE
14.22 | NBM | 9.5 | F | 2.5 | 114 | TRUE
14.22 | NBM | 9.5 | C | 4 | 190 | TRUE
14.22 | NBM | 9.5 | C | 3.75 | 160 | TRUE
14.22 | NBM | 9.5 | PF | 3.6 | 134 | TRUE
14.22 | BM | 9.5 | C | 5 | 155 | TRUE
14.22 | NBM | 9.5 | C | 3.75 | 160 | TRUE
14.22 | NBM | 9.5 | C | 2.8 | 118 | TRUE
14.22 | NBM | 9.5 | C | 4 | 190 | TRUE
14.22 | NBM | 9.5 | C | 4 | 120 | TRUE
14.22 | NBM | 9.5 | C | 5 | 99 | TRUE
14.22 | NBM | 9.5 | C | 4 | 190 | TRUE
14.22 | NBM | 9.5 | PF | 2.7 | 114 | TRUE
14.22 | NBM | 9.5 | PF | 3.24 | 108 | TRUE
14.22 | NBM | 9.5 | C | 5 | 99 | TRUE
14.22 | NBM | 9.5 | C | 3.75 | 160 | TRUE
14.22 | NBM | 9.5 | PF | 2.7 | 114 | TRUE
14.22 | NBM | 9.5 | F | 2.5 | 99 | TRUE
14.22 | NBM | 9.5 | PF | 3.24 | 97 | TRUE
14.22 | NBM | 9.5 | PF | 2.48 | 214 | TRUE
14.22 | NBM | 9.5 | PF | 4.4 | 89 | TRUE
14.22 | NBM | 9.5 | PF | 3.75 | 160 | FALSE
14.22 | NBM | 9.5 | C | 30.25 | 179 | FALSE
14.22 | NBM | 9.5 | PF | 3.75 | 160 | FALSE
14.22 | NBM | 9.5 | C | 27.08 | 144 | FALSE
14.22 | NBM | 9.5 | C | 30.25 | 150 | FALSE
14.22 | NBM | 9.5 | PF | 3.75 | 160 | FALSE
14.22 | NBM | 9.5 | C | 27.9 | 179 | FALSE
14.22 | BM | 9.5 | C | 9.76 | 243 | FALSE
14.22 | NBM | 9.5 | PF | 3.75 | 160 | FALSE
14.22 | BM | 9.5 | C | 9.48 | 248 | FALSE
14.22 | BM | 9.5 | C | 7.8 | 278 | FALSE
14.22 | NBM | 9.5 | C | 5.25 | 185 | FALSE
14.22 | BM | 9.5 | C | 8.36 | 268 | FALSE
14.22 | NBM | 9.5 | C | 5 | 200 | FALSE
14.22 | BM | 9.5 | C | 8.92 | 258 | FALSE
14.22 | BM | 9.5 | C | 9.06 | 255 | FALSE
14.22 | BM | 9.5 | C | 8.78 | 260 | FALSE
14.22 | NBM | 9.5 | C | 5 | 190 | FALSE
14.22 | BM | 9.5 | C | 8.5 | 265 | FALSE
14.22 | BM | 9.5 | C | 8.64 | 263 | FALSE
14.22 | BM | 9.5 | C | 9.9 | 240 | FALSE
14.22 | NBM | 9.5 | PF | 4.95 | 180 | FALSE
14.22 | NBM | 9.5 | PF | 4.95 | 180 | FALSE
14.22 | BM | 9.5 | C | 7.02 | 164 | FALSE
14.22 | BM | 9.5 | C | 8.35 | 180 | FALSE
14.22 | BM | 9.5 | C | 9.51 | 170 | FALSE
14.22 | BM | 9.5 | C | 9.62 | 245 | FALSE
14.22 | BM | 9.5 | C | 7.94 | 275 | FALSE
14.22 | NBM | 9.5 | C | 5 | 180 | FALSE
14.22 | NBM | 9.5 | PF | 3.75 | 160 | FALSE
14.22 | NBM | 9.5 | PF | 3.75 | 160 | FALSE
14.22 | BM | 9.5 | C | 8.22 | 270 | FALSE
14.22 | BM | 9.5 | C | 8.08 | 273 | FALSE
14.22 | BM | 9.5 | C | 9.2 | 253 | FALSE
14.22 | NBM | 9.5 | PF | 3.75 | 160 | FALSE
14.22 | BM | 9.5 | C | 8.64 | 255 | FALSE
14.22 | NBM | 9.5 | PF | 3.75 | 160 | FALSE
14.22 | BM | 9.5 | C | 9.34 | 250 | FALSE
14.22 | NBM | 9.6 | F | 2.5 | 99 | TRUE
14.22 | NBM | 9.6 | F | 2.5 | 99 | TRUE
14.22 | NBM | 9.6 | F | 2.5 | 99 | TRUE
14.22 | NBM | 9.6 | C | 4 | 190 | TRUE
14.22 | NBM | 9.6 | F | 2.5 | 108 | TRUE
14.22 | NBM | 9.6 | F | 2.5 | 114 | TRUE
14.22 | NBM | 9.6 | F | 3.95 | 195 | TRUE
14.22 | NBM | 9.6 | C | 4 | 190 | TRUE
14.22 | NBM | 9.6 | C | 5 | 99 | TRUE
14.22 | NBM | 9.6 | C | 5 | 99 | TRUE
14.22 | BM | 9.6 | C | 5 | 155 | TRUE
14.22 | NBM | 9.6 | C | 3.5 | 160 | TRUE
14.22 | NBM | 9.6 | PF | 2.7 | 114 | TRUE
14.22 | NBM | 9.6 | F | 2.95 | 195 | TRUE
14.22 | NBM | 9.6 | PF | 2.43 | 108 | TRUE
14.22 | NBM | 9.6 | PF | 3.24 | 108 | TRUE
14.22 | NBM | 9.6 | C | 4 | 190 | TRUE
14.22 | NBM | 9.6 | C | 4 | 190 | TRUE
14.22 | NBM | 9.6 | F | 2.95 | 195 | TRUE
14.22 | NBM | 9.6 | C | 2.8 | 118 | TRUE
14.22 | NBM | 9.6 | C | 4 | 190 | TRUE
14.22 | NBM | 9.6 | F | 4 | 130 | TRUE
14.22 | NBM | 9.6 | F | 2.5 | 114 | TRUE
14.22 | NBM | 9.6 | F | 2.5 | 114 | TRUE
14.22 | NBM | 9.6 | C | 3 | 118 | TRUE
14.22 | NBM | 9.6 | F | 2.66 | 204 | TRUE
14.22 | NBM | 9.6 | PF | 3.24 | 97 | TRUE
14.22 | NBM | 9.6 | C | 4 | 190 | TRUE
14.22 | NBM | 9.6 | PF | 2.7 | 114 | TRUE
14.22 | NBM | 9.6 | C | 1 | 160 | TRUE
14.22 | NBM | 9.6 | F | 3 | 104 | TRUE
14.22 | NBM | 9.6 | C | 4 | 190 | TRUE
14.22 | NBM | 9.6 | C | 4 | 190 | TRUE
14.22 | NBM | 9.6 | C | 3.75 | 160 | TRUE
14.22 | NBM | 9.6 | PF | 3.6 | 134 | TRUE
14.22 | NBM | 9.6 | C | 4 | 190 | TRUE
14.22 | NBM | 9.6 | C | 3.75 | 160 | TRUE
14.22 | NBM | 9.6 | C | 4 | 190 | TRUE
14.22 | NBM | 9.6 | PF | 2.12 | 146 | TRUE
14.22 | NBM | 9.6 | C | 4 | 120 | TRUE
14.22 | NBM | 9.6 | PF | 2.39 | 185 | TRUE
14.22 | NBM | 9.6 | PF | 2.48 | 214 | TRUE
14.22 | NBM | 9.6 | PF | 2.62 | 146 | TRUE
14.22 | NBM | 9.6 | PF | 2.24 | 191 | TRUE
14.22 | NBM | 9.6 | F | 3.8 | 175 | TRUE
14.22 | NBM | 9.6 | PF | 3.6 | 89 | TRUE
14.22 | NBM | 9.6 | F | 3.1 | 185 | TRUE
14.22 | NBM | 9.6 | PF | 3.38 | 104 | TRUE
14.22 | NBM | 9.6 | F | 3.35 | 167 | TRUE
14.22 | NBM | 9.6 | PF | 4.4 | 89 | TRUE
14.22 | NBM | 9.6 | PF | 1.89 | 191 | TRUE
14.22 | NBM | 9.6 | C | 3.75 | 160 | TRUE
14.22 | NBM | 9.6 | C | 3.75 | 160 | TRUE
14.22 | NBM | 9.6 | C | 3.75 | 160 | TRUE
14.22 | NBM | 9.6 | PF | 2.7 | 134 | TRUE
14.22 | NBM | 9.6 | C | 4 | 190 | TRUE
14.22 | NBM | 9.6 | PF | 3.6 | 134 | TRUE
14.22 | NBM | 9.6 | C | 4 | 190 | TRUE
14.22 | NBM | 9.6 | C | 4.5 | 165 | TRUE
14.22 | NBM | 9.6 | C | 3.75 | 160 | TRUE
14.22 | NBM | 9.6 | C | 4 | 190 | TRUE
14.22 | NBM | 9.6 | C | 4 | 190 | TRUE
14.22 | NBM | 9.6 | C | 4 | 190 | TRUE
14.22 | NBM | 9.6 | C | 4 | 190 | TRUE
14.22 | NBM | 9.6 | C | 5 | 200 | FALSE
14.22 | NBM | 9.6 | PF | 3.75 | 160 | FALSE
14.22 | BM | 9.6 | C | 8.64 | 263 | FALSE
14.22 | NBM | 9.6 | C | 5.25 | 185 | FALSE
14.22 | BM | 9.6 | C | 8.36 | 268 | FALSE
14.22 | BM | 9.6 | C | 8.5 | 265 | FALSE
14.22 | BM | 9.6 | C | 9.76 | 243 | FALSE
14.22 | NBM | 9.6 | C | 8.78 | 144 | FALSE
14.22 | NBM | 9.6 | C | 5 | 190 | FALSE
14.22 | BM | 9.6 | C | 9.62 | 245 | FALSE
14.22 | NBM | 9.6 | PF | 3.75 | 160 | FALSE
14.22 | NBM | 9.6 | C | 5 | 180 | FALSE
14.22 | NBM | 9.6 | C | 10.88 | 150 | FALSE
14.22 | BM | 9.6 | C | 9.48 | 248 | FALSE
14.22 | BM | 9.6 | C | 8.78 | 260 | FALSE
14.22 | NBM | 9.6 | C | 9.11 | 179 | FALSE
14.22 | BM | 9.6 | C | 7.02 | 164 | FALSE
14.22 | BM | 9.6 | C | 9.2 | 253 | FALSE
14.22 | BM | 9.6 | C | 8.08 | 273 | FALSE
14.22 | BM | 9.6 | C | 9.34 | 250 | FALSE
14.22 | NBM | 9.6 | PF | 3.75 | 160 | FALSE
14.22 | BM | 9.6 | C | 8.64 | 255 | FALSE
14.22 | NBM | 9.6 | PF | 3.75 | 160 | FALSE
14.22 | BM | 9.6 | C | 7.94 | 275 | FALSE
14.22 | BM | 9.6 | C | 9.51 | 170 | FALSE
14.22 | NBM | 9.6 | C | 10.88 | 179 | FALSE
14.22 | BM | 9.6 | C | 8.22 | 270 | FALSE
14.22 | BM | 9.6 | C | 9.9 | 240 | FALSE
14.22 | NBM | 9.6 | PF | 3.75 | 160 | FALSE
14.22 | NBM | 9.6 | PF | 4.95 | 180 | FALSE
14.22 | BM | 9.6 | C | 9.06 | 255 | FALSE
14.22 | NBM | 9.6 | PF | 4.95 | 180 | FALSE
14.22 | BM | 9.6 | C | 7.8 | 278 | FALSE
14.22 | NBM | 9.6 | PF | 3.75 | 160 | FALSE
14.22 | BM | 9.6 | C | 8.92 | 258 | FALSE
14.22 | NBM | 9.6 | PF | 3.75 | 160 | FALSE
14.22 | NBM | 9.6 | PF | 3.75 | 160 | FALSE
14.22 | BM | 9.6 | C | 8.35 | 180 | FALSE
14.23 | NBM | 9.1 | C | 1.95 | 220 | TRUE
14.23 | NBM | 9.1 | C | 1.75 | 140 | TRUE
14.23 | NBM | 9.1 | C | 1.95 | 220 | TRUE
14.23 | BM | 9.1 | C | 1.5 | 230 | TRUE
14.23 | BM | 9.1 | C | 1 | 240 | TRUE
14.23 | BM | 9.1 | C | 1 | 240 | TRUE
14.23 | BM | 9.1 | C | 1.4 | 240 | TRUE
14.23 | BM | 9.1 | C | 1 | 240 | TRUE
14.23 | BM | 9.1 | C | 1.5 | 240 | TRUE
14.23 | NBM | 9.1 | PF | 1.5 | 90 | TRUE
14.23 | BM | 9.1 | C | 1 | 240 | TRUE
14.23 | BM | 9.1 | C | 1.5 | 230 | TRUE
14.23 | BM | 9.1 | C | 1.4 | 240 | TRUE
14.23 | NBM | 9.1 | C | 2.5 | 119.9 | TRUE
14.23 | NBM | 9.1 | C | 1.75 | 179 | TRUE
14.23 | BM | 9.1 | C | 1.5 | 240 | TRUE
14.23 | BM | 9.1 | C | 1.5 | 240 | TRUE
14.23 | BM | 9.1 | C | 1 | 240 | TRUE
14.23 | BM | 9.1 | C | 1.4 | 240 | TRUE
14.23 | BM | 9.1 | C | 1.5 | 240 | TRUE
14.23 | NBM | 9.1 | C | 1.75 | 140 | TRUE
14.23 | BM | 9.1 | C | 1 | 240 | TRUE
14.23 | BM | 9.1 | C | 1.6 | 240 | TRUE
14.23 | NBM | 9.1 | PF | 3.87 | 204 | FALSE
14.23 | NBM | 9.1 | PF | 4.87 | 108 | FALSE
14.23 | NBM | 9.1 | C | 4.16 | 115 | FALSE
14.23 | NBM | 9.1 | PF | 5.19 | 108 | FALSE
14.23 | NBM | 9.1 | C | 4.32 | 111 | FALSE
14.23 | NBM | 9.1 | C | 3.8 | 190 | FALSE
14.23 | NBM | 9.1 | C | 3.8 | 190 | FALSE
14.23 | NBM | 9.1 | PF | 3.69 | 117 | FALSE
14.23 | NBM | 9.1 | C | 3.8 | 190 | FALSE
14.23 | NBM | 9.1 | C | 3.99 | 149 | FALSE
14.23 | NBM | 9.1 | C | 3.95 | 190 | FALSE
14.23 | NBM | 9.1 | C | 3.99 | 149 | FALSE
14.23 | NBM | 9.1 | PF | 4.18 | 194 | FALSE
14.23 | NBM | 9.1 | C | 4.34 | 109 | FALSE
14.23 | NBM | 9.1 | C | 3.99 | 149 | FALSE
14.23 | NBM | 9.1 | PF | 6.4 | 99 | FALSE
14.23 | BM | 9.1 | C | 2.7 | 215 | FALSE
14.23 | NBM | 9.1 | C | 3.7 | 190 | FALSE
14.23 | NBM | 9.1 | PF | 4.18 | 194 | FALSE
14.23 | BM | 9.1 | C | 2.7 | 215 | FALSE
14.23 | NBM | 9.1 | C | 3 | 150 | FALSE
14.23 | NBM | 9.1 | C | 3.99 | 149 | FALSE
14.23 | NBM | 9.1 | C | 5 | 190 | FALSE
14.23 | NBM | 9.1 | C | 1.75 | 140 | FALSE
14.23 | NBM | 9.1 | C | 5 | 200 | FALSE
14.23 | BM | 9.1 | C | 4 | 240 | FALSE
14.23 | NBM | 9.1 | C | 5.25 | 185 | FALSE
14.23 | BM | 9.1 | C | 4 | 240 | FALSE
14.23 | NBM | 9.1 | C | 5 | 180 | FALSE
14.23 | BM | 9.1 | C | 2.99 | 149 | FALSE
14.23 | BM | 9.1 | C | 4 | 240 | FALSE
14.23 | NBM | 9.1 | C | 3 | 140 | FALSE
14.23 | NBM | 9.1 | C | 2.75 | 125 | FALSE
14.23 | NBM | 9.1 | C | 4.33 | 111 | FALSE
14.23 | BM | 9.1 | C | 3.02 | 163 | FALSE
14.23 | NBM | 9.1 | PF | 5.19 | 108 | FALSE
14.23 | NBM | 9.1 | C | 3 | 150 | FALSE
14.23 | NBM | 9.1 | C | 3.5 | 125 | FALSE
14.23 | NBM | 9.1 | C | 3 | 150 | FALSE
14.23 | BM | 9.1 | C | 2.8 | 161 | FALSE
14.23 | NBM | 9.1 | C | 3.5 | 125 | FALSE
14.23 | NBM | 9.1 | PF | 3.71 | 115 | FALSE
14.23 | NBM | 9.1 | C | 3.5 | 125 | FALSE
14.23 | NBM | 9.1 | C | 3.99 | 149 | FALSE
14.23 | NBM | 9.1 | C | 3.5 | 125 | FALSE
14.23 | BM | 9.1 | C | 2.95 | 162 | FALSE
14.23 | NBM | 9.1 | C | 3.5 | 125 | FALSE
14.23 | NBM | 9.1 | C | 4.34 | 111 | FALSE
14.23 | NBM | 9.1 | C | 4.35 | 100 | FALSE
14.23 | NBM | 9.1 | C | 3 | 140 | FALSE
14.23 | NBM | 9.1 | C | 2.5 | 140 | FALSE
14.23 | NBM | 9.1 | C | 3 | 185 | FALSE
14.23 | BM | 9.1 | C | 3.2 | 150 | FALSE
14.23 | NBM | 9.1 | C | 3.6 | 190 | FALSE
14.23 | BM | 9.1 | C | 2.8 | 222 | FALSE
14.23 | NBM | 9.1 | PF | 3.69 | 118 | FALSE
14.23 | NBM | 9.1 | F | 3 | 185 | FALSE
14.23 | NBM | 9.1 | C | 2.5 | 140 | FALSE
14.23 | NBM | 9.1 | PF | 3.65 | 108 | FALSE
14.23 | NBM | 9.1 | C | 2.5 | 140 | FALSE
14.23 | NBM | 9.1 | C | 3.7 | 190 | FALSE
14.23 | NBM | 9.1 | C | 4.34 | 91 | FALSE
14.23 | BM | 9.1 | C | 4.5 | 250 | FALSE
14.23 | NBM | 9.1 | C | 4.5 | 190 | FALSE
14.23 | NBM | 9.1 | C | 4.34 | 111 | FALSE
14.23 | BM | 9.1 | C | 4.5 | 250 | FALSE
14.23 | NBM | 9.1 | C | 4.32 | 111 | FALSE
14.23 | NBM | 9.1 | C | 3.6 | 190 | FALSE
14.23 | BM | 9.1 | C | 2.8 | 222 | FALSE
14.23 | NBM | 9.1 | F | 3 | 185 | FALSE
14.23 | NBM | 9.1 | C | 3 | 185 | FALSE
14.23 | NBM | 9.1 | C | 3.6 | 190 | FALSE
14.23 | BM | 9.1 | C | 2.1 | 210 | FALSE
14.23 | NBM | 9.1 | PF | 3.69 | 118 | FALSE
14.23 | NBM | 9.2 | C | 1.75 | 179 | TRUE
14.23 | BM | 9.2 | C | 1 | 240 | TRUE
14.23 | BM | 9.2 | C | 1.4 | 240 | TRUE
14.23 | BM | 9.2 | C | 1.5 | 230 | TRUE
14.23 | BM | 9.2 | C | 1 | 240 | TRUE
14.23 | BM | 9.2 | C | 1.5 | 240 | TRUE
14.23 | BM | 9.2 | C | 1 | 240 | TRUE
14.23 | BM | 9.2 | C | 1.5 | 230 | TRUE
14.23 | NBM | 9.2 | C | 2.5 | 119.9 | TRUE
14.23 | NBM | 9.2 | C | 1.75 | 140 | TRUE
14.23 | BM | 9.2 | C | 1.4 | 240 | TRUE
14.23 | BM | 9.2 | C | 1 | 240 | TRUE
14.23 | NBM | 9.2 | C | 1.95 | 220 | TRUE
14.23 | NBM | 9.2 | PF | 2 | 90 | TRUE
14.23 | BM | 9.2 | C | 1.6 | 240 | TRUE
14.23 | BM | 9.2 | C | 1.5 | 240 | TRUE
14.23 | BM | 9.2 | C | 1.5 | 240 | TRUE
14.23 | NBM | 9.2 | C | 1.75 | 140 | TRUE
14.23 | BM | 9.2 | C | 1.5 | 240 | TRUE
14.23 | BM | 9.2 | C | 1 | 240 | TRUE
14.23 | BM | 9.2 | C | 1 | 240 | TRUE
14.23 | BM | 9.2 | C | 1.4 | 240 | TRUE
14.23 | NBM | 9.2 | C | 1.95 | 220 | TRUE
14.23 | NBM | 9.2 | C | 2.75 | 125 | FALSE
14.23 | NBM | 9.2 | PF | 3 | 140 | FALSE
14.23 | BM | 9.2 | C | 4.5 | 250 | FALSE
14.23 | NBM | 9.2 | PF | 6.4 | 99 | FALSE
14.23 | NBM | 9.2 | C | 3 | 150 | FALSE
14.23 | BM | 9.2 | C | 3.02 | 163 | FALSE
14.23 | NBM | 9.2 | C | 3 | 150 | FALSE
14.23 | BM | 9.2 | C | 2.1 | 210 | FALSE
14.23 | NBM | 9.2 | C | 4.45 | 109 | FALSE
14.23 | BM | 9.2 | C | 2.8 | 161 | FALSE
14.23 | NBM | 9.2 | C | 4 | 149 | FALSE
14.23 | NBM | 9.2 | C | 3 | 150 | FALSE
14.23 | NBM | 9.2 | C | 3.5 | 125 | FALSE
14.23 | NBM | 9.2 | C | 4 | 149 | FALSE
14.23 | NBM | 9.2 | PF | 4.18 | 194 | FALSE
14.23 | NBM | 9.2 | C | 3.5 | 125 | FALSE
14.23 | NBM | 9.2 | C | 3.5 | 125 | FALSE
14.23 | BM | 9.2 | C | 4 | 240 | FALSE
14.23 | NBM | 9.2 | C | 2.5 | 140 | FALSE
14.23 | NBM | 9.2 | PF | 3 | 185 | FALSE
14.23 | NBM | 9.2 | C | 3 | 185 | FALSE
14.23 | NBM | 9.2 | C | 5 | 190 | FALSE
14.23 | NBM | 9.2 | C | 4 | 149 | FALSE
14.23 | NBM | 9.2 | C | 3.6 | 190 | FALSE
14.23 | NBM | 9.2 | PF | 3 | 185 | FALSE
14.23 | NBM | 9.2 | C | 1.75 | 140 | FALSE
14.23 | BM | 9.2 | C | 3.2 | 150 | FALSE
14.23 | NBM | 9.2 | PF | 3.69 | 114 | FALSE
14.23 | NBM | 9.2 | C | 4 | 149 | FALSE
14.23 | NBM | 9.2 | C | 5 | 200 | FALSE
14.23 | NBM | 9.2 | C | 2.5 | 140 | FALSE
14.23 | NBM | 9.2 | C | 2.5 | 140 | FALSE
14.23 | NBM | 9.2 | C | 3.95 | 190 | FALSE
14.23 | NBM | 9.2 | C | 4.5 | 190 | FALSE
14.23 | NBM | 9.2 | C | 3.5 | 125 | FALSE
14.23 | NBM | 9.2 | C | 5.25 | 185 | FALSE
14.23 | BM | 9.2 | C | 4 | 240 | FALSE
14.23 | NBM | 9.2 | C | 4.45 | 89 | FALSE
14.23 | NBM | 9.2 | C | 3 | 185 | FALSE
14.23 | NBM | 9.2 | C | 5 | 180 | FALSE
14.23 | NBM | 9.2 | C | 3.6 | 190 | FALSE
14.23 | BM | 9.2 | C | 2.99 | 149 | FALSE
14.23 | BM | 9.2 | C | 4 | 240 | FALSE
14.23 | NBM | 9.2 | PF | 3.65 | 108 | FALSE
14.23 | NBM | 9.2 | PF | 3 | 140 | FALSE
14.23 | NBM | 9.2 | C | 3.6 | 190 | FALSE
14.23 | NBM | 9.2 | C | 3.8 | 190 | FALSE
14.23 | NBM | 9.2 | PF | 4.87 | 108 | FALSE
14.23 | NBM | 9.2 | PF | 3.71 | 115 | FALSE
14.23 | NBM | 9.2 | PF | 3.7 | 115 | FALSE
14.23 | NBM | 9.2 | C | 4.45 | 109 | FALSE
14.23 | NBM | 9.2 | PF | 4.18 | 194 | FALSE
14.23 | NBM | 9.2 | C | 4 | 149 | FALSE
14.23 | BM | 9.2 | C | 2.95 | 162 | FALSE
14.23 | NBM | 9.2 | C | 4.15 | 114 | FALSE
14.23 | BM | 9.2 | C | 2.7 | 215 | FALSE
14.23 | NBM | 9.2 | C | 4.33 | 110 | FALSE
14.23 | NBM | 9.2 | C | 3.7 | 190 | FALSE
14.23 | NBM | 9.2 | C | 4.34 | 100 | FALSE
14.23 | NBM | 9.2 | PF | 3.87 | 204 | FALSE
14.23 | NBM | 9.2 | C | 3.8 | 190 | FALSE
14.23 | NBM | 9.2 | C | 4.32 | 110 | FALSE
14.23 | BM | 9.2 | C | 2.8 | 222 | FALSE
14.23 | NBM | 9.2 | C | 3.7 | 190 | FALSE
14.23 | NBM | 9.2 | PF | 3.71 | 115 | FALSE
14.23 | NBM | 9.2 | PF | 5.19 | 108 | FALSE
14.23 | NBM | 9.2 | C | 3.5 | 125 | FALSE
14.23 | NBM | 9.2 | C | 4.45 | 109 | FALSE
14.23 | BM | 9.2 | C | 2.8 | 222 | FALSE
14.23 | NBM | 9.2 | C | 3.8 | 190 | FALSE
14.23 | BM | 9.2 | C | 4.5 | 250 | FALSE
14.23 | BM | 9.2 | C | 2.7 | 215 | FALSE
14.23 | NBM | 9.2 | PF | 5.19 | 108 | FALSE
14.23 | NBM | 9.2 | C | 4.35 | 110 | FALSE
14.23 | NBM | 9.3 | C | 2.5 | 119.9 | TRUE
14.23 | BM | 9.3 | C | 1.5 | 230 | TRUE
14.23 | NBM | 9.3 | C | 1.75 | 179 | TRUE
14.23 | BM | 9.3 | C | 1.5 | 230 | TRUE
14.23 | BM | 9.3 | C | 1.4 | 240 | TRUE
14.23 | BM | 9.3 | C | 1 | 240 | TRUE
14.23 | BM | 9.3 | C | 1 | 240 | TRUE
14.23 | BM | 9.3 | C | 1.4 | 240 | TRUE
14.23 | BM | 9.3 | C | 1.5 | 240 | TRUE
14.23 | BM | 9.3 | C | 1.5 | 240 | TRUE
14.23 | BM | 9.3 | C | 1.5 | 240 | TRUE
14.23 | NBM | 9.3 | C | 1.75 | 140 | TRUE
14.23 | BM | 9.3 | C | 1.4 | 240 | TRUE
14.23 | BM | 9.3 | C | 1 | 240 | TRUE
14.23 | NBM | 9.3 | C | 1.75 | 140 | TRUE
14.23 | BM | 9.3 | C | 1 | 240 | TRUE
14.23 | NBM | 9.3 | C | 1.95 | 220 | TRUE
14.23 | BM | 9.3 | C | 1.6 | 240 | TRUE
14.23 | BM | 9.3 | C | 1.5 | 240 | TRUE
14.23 | NBM | 9.3 | C | 1.95 | 220 | TRUE
14.23 | NBM | 9.3 | PF | 1.5 | 100 | TRUE
14.23 | BM | 9.3 | C | 1 | 240 | TRUE
14.23 | BM | 9.3 | C | 1 | 240 | TRUE
14.23 | NBM | 9.3 | PF | 5.19 | 108 | FALSE
14.23 | NBM | 9.3 | F | 3 | 185 | FALSE
14.23 | NBM | 9.3 | PF | 4.18 | 194 | FALSE
14.23 | NBM | 9.3 | C | 4.5 | 190 | FALSE
14.23 | NBM | 9.3 | C | 4.34 | 111 | FALSE
14.23 | NBM | 9.3 | C | 3.7 | 190 | FALSE
14.23 | NBM | 9.3 | C | 3 | 150 | FALSE
14.23 | NBM | 9.3 | C | 3.6 | 190 | FALSE
14.23 | BM | 9.3 | C | 3.2 | 150 | FALSE
14.23 | NBM | 9.3 | C | 3.7 | 190 | FALSE
14.23 | NBM | 9.3 | C | 3.5 | 125 | FALSE
14.23 | BM | 9.3 | C | 2.8 | 161 | FALSE
14.23 | NBM | 9.3 | C | 3 | 185 | FALSE
14.23 | NBM | 9.3 | PF | 4.18 | 194 | FALSE
14.23 | NBM | 9.3 | C | 5 | 180 | FALSE
14.23 | BM | 9.3 | C | 2.8 | 222 | FALSE
14.23 | NBM | 9.3 | C | 3.8 | 190 | FALSE
14.23 | NBM | 9.3 | PF | 5.88 | 104 | FALSE
14.23 | NBM | 9.3 | PF | 6.4 | 99 | FALSE
14.23 | NBM | 9.3 | PF | 3.66 | 116 | FALSE
14.23 | NBM | 9.3 | C | 3 | 185 | FALSE
14.23 | NBM | 9.3 | C | 2.5 | 150 | FALSE
14.23 | BM | 9.3 | C | 2.7 | 215 | FALSE
14.23 | NBM | 9.3 | C | 5 | 190 | FALSE
14.23 | NBM | 9.3 | C | 4.29 | 111 | FALSE
14.23 | BM | 9.3 | C | 2.95 | 162 | FALSE
14.23 | NBM | 9.3 | C | 3.5 | 125 | FALSE
14.23 | NBM | 9.3 | C | 1.75 | 140 | FALSE
14.23 | NBM | 9.3 | F | 3 | 185 | FALSE
14.23 | BM | 9.3 | C | 4 | 240 | FALSE
14.23 | BM | 9.3 | C | 2.8 | 222 | FALSE
14.23 | NBM | 9.3 | C | 3.5 | 125 | FALSE
14.23 | NBM | 9.3 | C | 3.6 | 190 | FALSE
14.23 | NBM | 9.3 | PF | 3.7 | 116 | FALSE
14.23 | BM | 9.3 | C | 2.7 | 215 | FALSE
14.23 | NBM | 9.3 | PF | 3.87 | 204 | FALSE
14.23 | NBM | 9.3 | C | 5 | 200 | FALSE
14.23 | NBM | 9.3 | C | 3.6 | 190 | FALSE
14.23 | NBM | 9.3 | PF | 3.65 | 108 | FALSE
14.23 | BM | 9.3 | C | 2.99 | 149 | FALSE
14.23 | BM | 9.3 | C | 4 | 240 | FALSE
14.23 | NBM | 9.3 | C | 3 | 150 | FALSE
14.23 | NBM | 9.3 | C | 4.15 | 115 | FALSE
14.23 | NBM | 9.3 | C | 4.31 | 101 | FALSE
14.23 | NBM | 9.3 | C | 3.8 | 190 | FALSE
14.23 | NBM | 9.3 | C | 3.95 | 190 | FALSE
14.23 | NBM | 9.3 | PF | 3.71 | 115 | FALSE
14.23 | NBM | 9.3 | C | 4.31 | 110 | FALSE
14.23 | BM | 9.3 | C | 3.02 | 163 | FALSE
14.23 | NBM | 9.3 | C | 3.8 | 190 | FALSE
14.23 | NBM | 9.3 | C | 2.75 | 125 | FALSE
14.23 | BM | 9.3 | C | 4.5 | 250 | FALSE
14.23 | NBM | 9.3 | PF | 3.65 | 108 | FALSE
14.23 | NBM | 9.3 | C | 4.31 | 111 | FALSE
14.23 | NBM | 9.3 | PF | 5.88 | 104 | FALSE
14.23 | NBM | 9.3 | C | 2.5 | 150 | FALSE
14.23 | NBM | 9.3 | C | 4.34 | 111 | FALSE
14.23 | NBM | 9.3 | C | 4.31 | 111 | FALSE
14.23 | NBM | 9.3 | C | 3.5 | 125 | FALSE
14.23 | NBM | 9.3 | C | 4.35 | 100 | FALSE
14.23 | NBM | 9.3 | C | 3.5 | 125 | FALSE
14.23 | BM | 9.3 | C | 4.5 | 250 | FALSE
14.23 | NBM | 9.3 | C | 3 | 150 | FALSE
14.23 | NBM | 9.3 | C | 5.25 | 185 | FALSE
14.23 | BM | 9.3 | C | 4 | 240 | FALSE
14.23 | BM | 9.3 | C | 2.1 | 210 | FALSE
14.23 | NBM | 9.3 | C | 2.5 | 150 | FALSE
14.23 | NBM | 9.3 | PF | 3.69 | 116 | FALSE
14.23 | NBM | 9.4 | C | 1.95 | 220 | TRUE
14.23 | BM | 9.4 | C | 1.5 | 240 | TRUE
14.23 | BM | 9.4 | C | 1.5 | 240 | TRUE
14.23 | NBM | 9.4 | C | 1.75 | 179 | TRUE
14.23 | BM | 9.4 | C | 1.5 | 230 | TRUE
14.23 | BM | 9.4 | C | 1.4 | 240 | TRUE
14.23 | BM | 9.4 | C | 1 | 240 | TRUE
14.23 | NBM | 9.4 | C | 2.5 | 119.9 | TRUE
14.23 | BM | 9.4 | C | 1.4 | 240 | TRUE
14.23 | BM | 9.4 | C | 1 | 240 | TRUE
14.23 | BM | 9.4 | C | 1 | 240 | TRUE
14.23 | NBM | 9.4 | PF | 1.5 | 100 | TRUE
14.23 | BM | 9.4 | C | 1.5 | 240 | TRUE
14.23 | BM | 9.4 | C | 1.6 | 240 | TRUE
14.23 | NBM | 9.4 | C | 1.95 | 220 | TRUE
14.23 | NBM | 9.4 | C | 1.75 | 140 | TRUE
14.23 | NBM | 9.4 | C | 1.75 | 140 | TRUE
14.23 | BM | 9.4 | C | 1.5 | 230 | TRUE
14.23 | BM | 9.4 | C | 1 | 240 | TRUE
14.23 | BM | 9.4 | C | 1.4 | 240 | TRUE
14.23 | BM | 9.4 | C | 1 | 240 | TRUE
14.23 | BM | 9.4 | C | 1 | 240 | TRUE
14.23 | BM | 9.4 | C | 1.5 | 240 | TRUE
14.23 | NBM | 9.4 | C | 5.5 | 190 | FALSE
14.23 | NBM | 9.4 | PF | 5.19 | 108 | FALSE
14.23 | NBM | 9.4 | PF | 4.18 | 194 | FALSE
14.23 | NBM | 9.4 | C | 2.5 | 150 | FALSE
14.23 | NBM | 9.4 | PF | 3.87 | 204 | FALSE
14.23 | NBM | 9.4 | PF | 3.65 | 108 | FALSE
14.23 | NBM | 9.4 | C | 2.5 | 150 | FALSE
14.23 | NBM | 9.4 | C | 3.95 | 190 | FALSE
14.23 | NBM | 9.4 | PF | 5.88 | 104 | FALSE
14.23 | NBM | 9.4 | PF | 4.18 | 194 | FALSE
14.23 | NBM | 9.4 | PF | 3.65 | 108 | FALSE
14.23 | NBM | 9.4 | PF | 6.4 | 99 | FALSE
14.23 | NBM | 9.4 | C | 2.5 | 150 | FALSE
14.23 | NBM | 9.4 | PF | 5.88 | 104 | FALSE
14.23 | NBM | 9.4 | F | 3 | 185 | FALSE
14.23 | BM | 9.4 | C | 4.4 | 150 | FALSE
14.23 | NBM | 9.4 | C | 3 | 150 | FALSE
14.23 | NBM | 9.4 | C | 3.5 | 125 | FALSE
14.23 | BM | 9.4 | C | 4.5 | 250 | FALSE
14.23 | NBM | 9.4 | C | 5 | 190 | FALSE
14.23 | BM | 9.4 | C | 2.8 | 161 | FALSE
14.23 | NBM | 9.4 | C | 3 | 185 | FALSE
14.23 | NBM | 9.4 | C | 3 | 150 | FALSE
14.23 | NBM | 9.4 | C | 4.32 | 111 | FALSE
14.23 | NBM | 9.4 | C | 3.5 | 125 | FALSE
14.23 | NBM | 9.4 | C | 3 | 150 | FALSE
14.23 | NBM | 9.4 | PF | 3.71 | 116 | FALSE
14.23 | BM | 9.4 | C | 3.02 | 163 | FALSE
14.23 | NBM | 9.4 | C | 2.75 | 125 | FALSE
14.23 | NBM | 9.4 | C | 4.34 | 110 | FALSE
14.23 | NBM | 9.4 | C | 3.6 | 190 | FALSE
14.23 | BM | 9.4 | C | 4 | 240 | FALSE
14.23 | BM | 9.4 | C | 2.99 | 149 | FALSE
14.23 | BM | 9.4 | C | 4.5 | 250 | FALSE
14.23 | NBM | 9.4 | C | 3.5 | 125 | FALSE
14.23 | NBM | 9.4 | C | 4.34 | 110 | FALSE
14.23 | BM | 9.4 | C | 2.7 | 215 | FALSE
14.23 | NBM | 9.4 | PF | 3.72 | 114 | FALSE
14.23 | NBM | 9.4 | C | 4.35 | 110 | FALSE
14.23 | BM | 9.4 | C | 2.7 | 215 | FALSE
14.23 | NBM | 9.4 | C | 3.7 | 190 | FALSE
14.23 | NBM | 9.4 | PF | 3.71 | 115 | FALSE
14.23 | BM | 9.4 | C | 2.8 | 222 | FALSE
14.23 | BM | 9.4 | C | 2.95 | 162 | FALSE
14.23 | NBM | 9.4 | C | 3.7 | 190 | FALSE
14.23 | NBM | 9.4 | C | 4.33 | 111 | FALSE
14.23 | NBM | 9.4 | C | 3.8 | 190 | FALSE
14.23 | NBM | 9.4 | C | 4.14 | 114 | FALSE
14.23 | BM | 9.4 | C | 2.8 | 222 | FALSE
14.23 | NBM | 9.4 | C | 3.8 | 190 | FALSE
14.23 | NBM | 9.4 | C | 4.34 | 101 | FALSE
14.23 | NBM | 9.4 | C | 4.34 | 111 | FALSE
14.23 | NBM | 9.4 | C | 3.8 | 190 | FALSE
14.23 | NBM | 9.4 | C | 3.5 | 125 | FALSE
14.23 | NBM | 9.4 | PF | 3.71 | 117 | FALSE
14.23 | NBM | 9.4 | C | 3.5 | 125 | FALSE
14.23 | NBM | 9.4 | C | 4.34 | 100 | FALSE
14.23 | NBM | 9.4 | C | 1.75 | 140 | FALSE
14.23 | NBM | 9.4 | C | 3.6 | 190 | FALSE
14.23 | NBM | 9.4 | C | 3.6 | 190 | FALSE
14.23 | NBM | 9.4 | C | 3 | 185 | FALSE
14.23 | NBM | 9.4 | C | 5 | 200 | FALSE
14.23 | BM | 9.4 | C | 4 | 240 | FALSE
14.23 | NBM | 9.4 | C | 5 | 180 | FALSE
14.23 | BM | 9.4 | C | 4 | 240 | FALSE
14.23 | NBM | 9.4 | F | 3 | 185 | FALSE
14.23 | NBM | 9.4 | C | 5.25 | 185 | FALSE
14.23 | BM | 9.4 | C | 2.4 | 215 | FALSE
14.23 | BM | 9.5 | C | 1.5 | 230 | TRUE
14.23 | NBM | 9.5 | F | 0 | 119.9 | TRUE
14.23 | NBM | 9.5 | F | 0.75 | 179 | TRUE
14.23 | NBM | 9.5 | F | 0.75 | 140 | TRUE
14.23 | NBM | 9.5 | F | 0.75 | 140 | TRUE
14.23 | BM | 9.5 | C | 1.5 | 230 | TRUE
14.23 | NBM | 9.5 | PF | 5.88 | 108 | FALSE
14.23 | NBM | 9.5 | PF | 2.99 | 165 | FALSE
14.23 | NBM | 9.5 | C | 2.5 | 150 | FALSE
14.23 | NBM | 9.5 | PF | 3.87 | 204 | FALSE
14.23 | NBM | 9.5 | C | 3.8 | 190 | FALSE
14.23 | NBM | 9.5 | PF | 4.18 | 194 | FALSE
14.23 | NBM | 9.5 | C | 3.8 | 190 | FALSE
14.23 | BM | 9.5 | C | 1.9 | 240 | FALSE
14.23 | NBM | 9.5 | C | 5 | 180 | FALSE
14.23 | BM | 9.5 | C | 1.9 | 240 | FALSE
14.23 | BM | 9.5 | C | 2.8 | 222 | FALSE
14.23 | BM | 9.5 | C | 1.9 | 240 | FALSE
14.23 | NBM | 9.5 | PF | 3.67 | 116 | FALSE
14.23 | NBM | 9.5 | C | 3.6 | 190 | FALSE
14.23 | NBM | 9.5 | PF | 4.87 | 111 | FALSE
14.23 | NBM | 9.5 | PF | 3.87 | 204 | FALSE
14.23 | NBM | 9.5 | PF | 4.38 | 174 | FALSE
14.23 | BM | 9.5 | C | 2.7 | 215 | FALSE
14.23 | NBM | 9.5 | PF | 5.19 | 111 | FALSE
14.23 | NBM | 9.5 | C | 2.5 | 150 | FALSE
14.23 | NBM | 9.5 | PF | 3.68 | 116 | FALSE
14.23 | BM | 9.5 | C | 1.9 | 240 | FALSE
14.23 | NBM | 9.5 | PF | 3.87 | 204 | FALSE
14.23 | NBM | 9.5 | C | 3.7 | 190 | FALSE
14.23 | NBM | 9.5 | C | 3.7 | 190 | FALSE
14.23 | BM | 9.5 | C | 2.8 | 222 | FALSE
14.23 | NBM | 9.5 | PF | 3.67 | 197 | FALSE
14.23 | BM | 9.5 | C | 2.7 | 215 | FALSE
14.23 | BM | 9.5 | C | 2.4 | 215 | FALSE
14.23 | NBM | 9.5 | PF | 4.87 | 111 | FALSE
14.23 | NBM | 9.5 | PF | 3.7 | 116 | FALSE
14.23 | BM | 9.5 | C | 24 | 240 | FALSE
14.23 | NBM | 9.5 | PF | 5.88 | 108 | FALSE
14.23 | NBM | 9.5 | PF | 5.19 | 111 | FALSE
14.23 | BM | 9.5 | C | 1.9 | 240 | FALSE
14.23 | BM | 9.5 | C | 1.9 | 240 | FALSE
14.23 | BM | 9.5 | C | 24 | 240 | FALSE
14.23 | BM | 9.5 | C | 1.9 | 240 | FALSE
14.23 | BM | 9.5 | C | 4.5 | 250 | FALSE
14.23 | NBM | 9.5 | C | 3.8 | 190 | FALSE
14.23 | NBM | 9.5 | C | 3.6 | 190 | FALSE
14.23 | BM | 9.5 | C | 3.02 | 163 | FALSE
14.23 | NBM | 9.5 | PF | 6.4 | 99 | FALSE
14.23 | NBM | 9.5 | PF | 4.18 | 194 | FALSE
14.23 | NBM | 9.5 | F | 0.75 | 140 | FALSE
14.23 | NBM | 9.5 | PF | 2.75 | 125 | FALSE
14.23 | BM | 9.5 | C | 4.5 | 250 | FALSE
14.23 | BM | 9.5 | C | 24 | 240 | FALSE
14.23 | NBM | 9.5 | C | 2.5 | 150 | FALSE
14.23 | NBM | 9.5 | C | 5 | 200 | FALSE
14.23 | BM | 9.5 | C | 6 | 240 | FALSE
14.23 | BM | 9.5 | C | 2.99 | 154 | FALSE
14.23 | NBM | 9.5 | PF | 5 | 190 | FALSE
14.23 | BM | 9.5 | C | 6 | 240 | FALSE
14.23 | BM | 9.5 | C | 4.4 | 150 | FALSE
14.23 | NBM | 9.5 | F | 3.75 | 180 | FALSE
14.23 | BM | 9.5 | C | 24 | 240 | FALSE
14.23 | NBM | 9.5 | C | 5.25 | 185 | FALSE
14.23 | BM | 9.5 | C | 6 | 240 | FALSE
14.23 | NBM | 9.5 | PF | 4.18 | 194 | FALSE
14.23 | BM | 9.5 | C | 2.95 | 162 | FALSE
14.23 | NBM | 9.5 | F | 3.75 | 180 | FALSE
14.23 | NBM | 9.5 | F | 3.75 | 180 | FALSE
14.23 | NBM | 9.5 | PF | 3.69 | 116 | FALSE
14.23 | NBM | 9.5 | PF | 3.19 | 197 | FALSE
14.23 | BM | 9.5 | C | 1.9 | 240 | FALSE
14.23 | NBM | 9.5 | PF | 4.18 | 194 | FALSE
14.23 | NBM | 9.5 | F | 3.75 | 180 | FALSE
14.23 | NBM | 9.5 | F | 3.75 | 180 | FALSE
14.23 | NBM | 9.5 | PF | 3.95 | 190 | FALSE
14.23 | NBM | 9.5 | C | 5 | 190 | FALSE
14.23 | BM | 9.5 | C | 24 | 240 | FALSE
14.23 | BM | 9.5 | C | 2.8 | 161 | FALSE
14.23 | NBM | 9.5 | C | 3.6 | 190 | FALSE
14.23 | BM | 9.5 | C | 24 | 240 | FALSE
14.23 | BM | 9.6 | C | 1.5 | 230 | TRUE
14.23 | NBM | 9.6 | C | 1.75 | 170 | TRUE
14.23 | NBM | 9.6 | C | 1 | 170 | TRUE
14.23 | NBM | 9.6 | C | 1 | 170 | TRUE
14.23 | BM | 9.6 | C | 1.5 | 230 | TRUE
14.23 | NBM | 9.6 | F | 0 | 119.9 | TRUE
14.23 | NBM | 9.6 | F | 0.75 | 140 | TRUE
14.23 | NBM | 9.6 | F | 0.75 | 179 | TRUE
14.23 | NBM | 9.6 | F | 0.75 | 140 | TRUE
14.23 | NBM | 9.6 | C | 3.5 | 125 | FALSE
14.23 | BM | 9.6 | C | 2.4 | 215 | FALSE
14.23 | NBM | 9.6 | PF | 2.99 | 165 | FALSE
14.23 | NBM | 9.6 | PF | 3.67 | 197 | FALSE
14.23 | BM | 9.6 | C | 1.9 | 240 | FALSE
14.23 | NBM | 9.6 | C | 3.6 | 190 | FALSE
14.23 | NBM | 9.6 | C | 3.6 | 190 | FALSE
14.23 | BM | 9.6 | C | 4.5 | 250 | FALSE
14.23 | NBM | 9.6 | C | 5 | 200 | FALSE
14.23 | BM | 9.6 | C | 2.7 | 240 | FALSE
14.23 | BM | 9.6 | C | 4.5 | 250 | FALSE
14.23 | NBM | 9.6 | PF | 3.71 | 116 | FALSE
14.23 | BM | 9.6 | C | 4.4 | 150 | FALSE
14.23 | NBM | 9.6 | PF | 5.19 | 111 | FALSE
14.23 | NBM | 9.6 | PF | 4.18 | 194 | FALSE
14.23 | NBM | 9.6 | C | 3 | 170 | FALSE
14.23 | NBM | 9.6 | PF | 3.19 | 197 | FALSE
14.23 | NBM | 9.6 | PF | 3.95 | 190 | FALSE
14.23 | NBM | 9.6 | C | 2.5 | 150 | FALSE
14.23 | NBM | 9.6 | C | 5 | 190 | FALSE
14.23 | BM | 9.6 | C | 2.7 | 240 | FALSE
14.23 | BM | 9.6 | C | 1.9 | 240 | FALSE
14.23 | NBM | 9.6 | C | 2.5 | 150 | FALSE
14.23 | NBM | 9.6 | PF | 4.18 | 194 | FALSE
14.23 | BM | 9.6 | C | 2.7 | 240 | FALSE
14.23 | BM | 9.6 | C | 1.9 | 240 | FALSE
14.23 | BM | 9.6 | C | 2.8 | 222 | FALSE
14.23 | NBM | 9.6 | PF | 5 | 190 | FALSE
14.23 | NBM | 9.6 | C | 3.8 | 190 | FALSE
14.23 | BM | 9.6 | C | 2.7 | 240 | FALSE
14.23 | BM | 9.6 | C | 2.99 | 154 | FALSE
14.23 | BM | 9.6 | C | 6 | 240 | FALSE
14.23 | BM | 9.6 | C | 6 | 240 | FALSE
14.23 | NBM | 9.6 | C | 5.25 | 185 | FALSE
14.23 | NBM | 9.6 | PF | 2.75 | 125 | FALSE
14.23 | NBM | 9.6 | C | 3.5 | 125 | FALSE
14.23 | BM | 9.6 | C | 3.02 | 163 | FALSE
14.23 | NBM | 9.6 | C | 3.5 | 125 | FALSE
14.23 | NBM | 9.6 | C | 3.5 | 125 | FALSE
14.23 | BM | 9.6 | C | 2.8 | 161 | FALSE
14.23 | NBM | 9.6 | C | 3.5 | 125 | FALSE
14.23 | NBM | 9.6 | C | 3.6 | 190 | FALSE
14.23 | NBM | 9.6 | C | 3.8 | 190 | FALSE
14.23 | NBM | 9.6 | PF | 3.71 | 116 | FALSE
14.23 | NBM | 9.6 | C | 3.8 | 190 | FALSE
14.23 | BM | 9.6 | C | 2.7 | 240 | FALSE
14.23 | NBM | 9.6 | C | 3.7 | 190 | FALSE
14.23 | BM | 9.6 | C | 2.7 | 240 | FALSE
14.23 | NBM | 9.6 | F | 0.75 | 140 | FALSE
14.23 | BM | 9.6 | C | 2.7 | 215 | FALSE
14.23 | BM | 9.6 | C | 6 | 240 | FALSE
14.23 | NBM | 9.6 | PF | 3.67 | 116 | FALSE
14.23 | BM | 9.6 | C | 2.7 | 215 | FALSE
14.23 | NBM | 9.6 | C | 3.7 | 190 | FALSE
14.23 | BM | 9.6 | C | 2.8 | 222 | FALSE
14.23 | NBM | 9.6 | PF | 3.66 | 116 | FALSE
14.23 | NBM | 9.6 | C | 2.5 | 150 | FALSE
14.23 | BM | 9.6 | C | 2.95 | 162 | FALSE
14.23 | BM | 9.6 | C | 1.9 | 240 | FALSE
14.23 | BM | 9.6 | C | 1.9 | 240 | FALSE
14.23 | BM | 9.6 | C | 1.9 | 240 | FALSE
14.23 | NBM | 9.6 | C | 5 | 180 | FALSE
14.23 | BM | 9.6 | C | 1.9 | 240 | FALSE
14.23 | NBM | 9.6 | PF | 3.87 | 204 | FALSE
14.23 | NBM | 9.6 | PF | 4.18 | 194 | FALSE
14.23 | NBM | 9.6 | PF | 5.88 | 108 | FALSE
14.23 | BM | 9.6 | C | 1.9 | 240 | FALSE
14.23 | NBM | 9.6 | PF | 4.38 | 174 | FALSE
14.23 | NBM | 9.6 | PF | 3.87 | 204 | FALSE
14.23 | NBM | 9.6 | PF | 4.87 | 111 | FALSE
14.23 | NBM | 9.6 | PF | 5.19 | 111 | FALSE
14.23 | NBM | 9.6 | PF | 4.87 | 111 | FALSE
14.23 | NBM | 9.6 | PF | 5.88 | 108 | FALSE
14.23 | NBM | 9.6 | PF | 6.4 | 99 | FALSE
14.23 | NBM | 9.6 | PF | 4.18 | 194 | FALSE
14.23 | NBM | 9.6 | PF | 3.87 | 204 | FALSE
14.24 | NBM | 9.1 | C | 0.95 | 150 | TRUE
14.24 | NBM | 9.1 | C | 0.95 | 150 | TRUE
14.24 | NBM | 9.1 | PF | 1.08 | 126 | TRUE
14.24 | NBM | 9.1 | PF | 1.63 | 93 | TRUE
14.24 | NBM | 9.1 | PF | 1.28 | 93 | TRUE
14.24 | NBM | 9.1 | PF | 0.67 | 187 | TRUE
14.24 | NBM | 9.1 | C | 0.95 | 150 | TRUE
14.24 | NBM | 9.1 | PF | 0.58 | 104 | TRUE
14.24 | NBM | 9.1 | PF | 0.58 | 104 | TRUE
14.24 | NBM | 9.1 | PF | 0 | 131 | TRUE
14.24 | NBM | 9.1 | PF | 1.63 | 93 | TRUE
14.24 | NBM | 9.1 | C | 0.49 | 99 | TRUE
14.24 | NBM | 9.1 | PF | 0.58 | 104 | TRUE
14.24 | NBM | 9.1 | C | 0.49 | 99 | TRUE
14.24 | NBM | 9.1 | PF | 0.63 | 182 | TRUE
14.24 | NBM | 9.1 | PF | 0.98 | 174 | TRUE
14.24 | BM | 9.1 | C | 1 | 185 | TRUE
14.24 | NBM | 9.1 | C | 1.75 | 225 | FALSE
14.24 | NBM | 9.1 | C | 3 | 190 | FALSE
14.24 | NBM | 9.1 | C | 3 | 190 | FALSE
14.24 | NBM | 9.1 | PF | 1.32 | 109 | FALSE
14.24 | NBM | 9.1 | C | 3 | 190 | FALSE
14.24 | NBM | 9.1 | PF | 1.32 | 109 | FALSE
14.24 | NBM | 9.1 | C | 2 | 135 | FALSE
14.24 | NBM | 9.1 | C | 3 | 190 | FALSE
14.24 | BM | 9.1 | C | 2.8 | 226 | FALSE
14.24 | NBM | 9.1 | PF | 1.32 | 109 | FALSE
14.24 | BM | 9.1 | C | 2.8 | 160 | FALSE
14.24 | NBM | 9.1 | C | 2 | 135 | FALSE
14.24 | NBM | 9.1 | PF | 1.32 | 109 | FALSE
14.24 | NBM | 9.1 | C | 2 | 135 | FALSE
14.24 | NBM | 9.1 | PF | 1.32 | 109 | FALSE
14.24 | NBM | 9.1 | PF | 1.32 | 109 | FALSE
14.24 | BM | 9.1 | C | 1 | 220 | FALSE
14.24 | BM | 9.1 | C | 1.65 | 219 | FALSE
14.24 | NBM | 9.1 | C | 3.5 | 185 | FALSE
14.24 | BM | 9.1 | C | 4.5 | 254 | FALSE
14.24 | BM | 9.1 | C | 4.5 | 254 | FALSE
14.24 | NBM | 9.1 | PF | 1.32 | 109 | FALSE
14.24 | BM | 9.1 | C | 2.8 | 226 | FALSE
14.24 | NBM | 9.1 | PF | 1.32 | 109 | FALSE
14.24 | NBM | 9.1 | C | 1.4 | 149 | FALSE
14.24 | NBM | 9.1 | PF | 1.32 | 109 | FALSE
14.24 | BM | 9.1 | C | 1.5 | 180 | FALSE
14.24 | NBM | 9.1 | C | 3 | 190 | FALSE
14.24 | BM | 9.1 | C | 3 | 130 | FALSE
14.24 | BM | 9.1 | C | 3 | 130 | FALSE
14.24 | NBM | 9.1 | C | 3 | 190 | FALSE
14.24 | NBM | 9.1 | C | 3 | 190 | FALSE
14.24 | BM | 9.1 | C | 3 | 130 | FALSE
14.24 | BM | 9.1 | C | 1.65 | 219 | FALSE
14.24 | NBM | 9.1 | C | 3 | 190 | FALSE
14.24 | NBM | 9.1 | PF | 1.32 | 109 | FALSE
14.24 | NBM | 9.1 | C | 5 | 180 | FALSE
14.24 | BM | 9.1 | C | 1.99 | 125 | FALSE
14.24 | NBM | 9.1 | PF | 1.5 | 195 | FALSE
14.24 | NBM | 9.1 | C | 5.25 | 185 | FALSE
14.24 | NBM | 9.1 | C | 5 | 200 | FALSE
14.24 | NBM | 9.1 | PF | 1.32 | 109 | FALSE
14.24 | NBM | 9.1 | C | 1.99 | 119 | FALSE
14.24 | NBM | 9.1 | PF | 1.32 | 109 | FALSE
14.24 | NBM | 9.1 | C | 1.99 | 119 | FALSE
14.24 | NBM | 9.1 | PF | 1.5 | 195 | FALSE
14.24 | NBM | 9.1 | C | 1.99 | 119 | FALSE
14.24 | NBM | 9.1 | C | 5 | 190 | FALSE
14.24 | NBM | 9.1 | C | 1.99 | 119 | FALSE
14.24 | BM | 9.1 | C | 1.5 | 240 | FALSE
14.24 | BM | 9.1 | C | 1.5 | 240 | FALSE
14.24 | BM | 9.1 | C | 1.77 | 252.15 | FALSE
14.24 | BM | 9.1 | C | 1.5 | 240 | FALSE
14.24 | NBM | 9.1 | F | 3.5 | 135 | FALSE
14.24 | BM | 9.1 | C | 1.77 | 252.15 | FALSE
14.24 | BM | 9.1 | C | 1.77 | 252.15 | FALSE
14.24 | NBM | 9.1 | C | 1.99 | 119 | FALSE
14.24 | NBM | 9.1 | C | 1.5 | 120 | FALSE
14.24 | NBM | 9.1 | PF | 1.32 | 109 | FALSE
14.24 | NBM | 9.1 | PF | 1.5 | 195 | FALSE
14.24 | NBM | 9.1 | C | 4 | 180 | FALSE
14.24 | NBM | 9.1 | PF | 1.32 | 109 | FALSE
14.24 | NBM | 9.1 | C | 1.5 | 120 | FALSE
14.24 | NBM | 9.1 | C | 1.5 | 120 | FALSE
14.24 | NBM | 9.1 | C | 1.5 | 120 | FALSE
14.24 | NBM | 9.1 | C | 1.5 | 120 | FALSE
14.24 | NBM | 9.1 | PF | 1.32 | 109 | FALSE
14.24 | NBM | 9.1 | PF | 1.5 | 195 | FALSE
14.24 | NBM | 9.1 | C | 2.5 | 119.9 | FALSE
14.24 | NBM | 9.2 | C | 0.49 | 99 | TRUE
14.24 | NBM | 9.2 | PF | 0.67 | 187 | TRUE
14.24 | NBM | 9.2 | PF | 1.28 | 93 | TRUE
14.24 | NBM | 9.2 | PF | 1.63 | 93 | TRUE
14.24 | NBM | 9.2 | PF | 0 | 131 | TRUE
14.24 | NBM | 9.2 | C | 0.49 | 99 | TRUE
14.24 | NBM | 9.2 | PF | 0.58 | 104 | TRUE
14.24 | NBM | 9.2 | C | 0.95 | 150 | TRUE
14.24 | NBM | 9.2 | PF | 0.58 | 104 | TRUE
14.24 | NBM | 9.2 | PF | 0.98 | 174 | TRUE
14.24 | NBM | 9.2 | C | 0.95 | 150 | TRUE
14.24 | NBM | 9.2 | PF | 0.58 | 104 | TRUE
14.24 | NBM | 9.2 | C | 0.95 | 150 | TRUE
14.24 | NBM | 9.2 | PF | 1.08 | 126 | TRUE
14.24 | BM | 9.2 | C | 1 | 185 | TRUE
14.24 | NBM | 9.2 | PF | 0.63 | 182 | TRUE
14.24 | NBM | 9.2 | PF | 1.63 | 93 | TRUE
14.24 | NBM | 9.2 | PF | 1.37 | 109 | FALSE
14.24 | NBM | 9.2 | PF | 1.5 | 195 | FALSE
14.24 | BM | 9.2 | C | 2.8 | 226 | FALSE
14.24 | BM | 9.2 | C | 4.5 | 254 | FALSE
14.24 | NBM | 9.2 | PF | 1.5 | 195 | FALSE
14.24 | NBM | 9.2 | PF | 1.5 | 195 | FALSE
14.24 | NBM | 9.2 | C | 1.4 | 149 | FALSE
14.24 | BM | 9.2 | C | 1.77 | 252.15 | FALSE
14.24 | BM | 9.2 | C | 1.65 | 219 | FALSE
14.24 | BM | 9.2 | C | 1.65 | 219 | FALSE
14.24 | NBM | 9.2 | PF | 1.37 | 109 | FALSE
14.24 | BM | 9.2 | C | 1.77 | 252.15 | FALSE
14.24 | BM | 9.2 | C | 1.77 | 252.15 | FALSE
14.24 | NBM | 9.2 | PF | 1.5 | 195 | FALSE
14.24 | BM | 9.2 | C | 2.8 | 226 | FALSE
14.24 | BM | 9.2 | C | 4.5 | 254 | FALSE
14.24 | BM | 9.2 | C | 1.5 | 240 | FALSE
14.24 | NBM | 9.2 | C | 5 | 180 | FALSE
14.24 | NBM | 9.2 | PF | 1.37 | 109 | FALSE
14.24 | NBM | 9.2 | PF | 1.37 | 109 | FALSE
14.24 | NBM | 9.2 | PF | 1.37 | 109 | FALSE
14.24 | NBM | 9.2 | PF | 1.37 | 109 | FALSE
14.24 | NBM | 9.2 | PF | 1.37 | 109 | FALSE
14.24 | BM | 9.2 | C | 1.5 | 240 | FALSE
14.24 | NBM | 9.2 | PF | 1.37 | 109 | FALSE
14.24 | NBM | 9.2 | F | 3.3 | 135 | FALSE
14.24 | NBM | 9.2 | C | 1.99 | 119 | FALSE
14.24 | NBM | 9.2 | C | 1.99 | 119 | FALSE
14.24 | NBM | 9.2 | C | 1.99 | 119 | FALSE
14.24 | NBM | 9.2 | C | 1.99 | 119 | FALSE
14.24 | NBM | 9.2 | C | 3 | 190 | FALSE
14.24 | BM | 9.2 | C | 1.5 | 240 | FALSE
14.24 | NBM | 9.2 | C | 3.5 | 185 | FALSE
14.24 | NBM | 9.2 | C | 1.75 | 225 | FALSE
14.24 | NBM | 9.2 | C | 2 | 135 | FALSE
14.24 | NBM | 9.2 | C | 2 | 135 | FALSE
14.24 | NBM | 9.2 | C | 2 | 135 | FALSE
14.24 | BM | 9.2 | C | 3 | 130 | FALSE
14.24 | NBM | 9.2 | PF | 1.37 | 109 | FALSE
14.24 | BM | 9.2 | C | 3 | 130 | FALSE
14.24 | NBM | 9.2 | C | 5 | 190 | FALSE
14.24 | NBM | 9.2 | PF | 1.37 | 109 | FALSE
14.24 | NBM | 9.2 | PF | 1.37 | 109 | FALSE
14.24 | NBM | 9.2 | PF | 1.37 | 109 | FALSE
14.24 | NBM | 9.2 | PF | 1.37 | 109 | FALSE
14.24 | NBM | 9.2 | PF | 1.37 | 109 | FALSE
14.24 | NBM | 9.2 | PF | 1.37 | 109 | FALSE
14.24 | BM | 9.2 | C | 3 | 130 | FALSE
14.24 | NBM | 9.2 | C | 3 | 190 | FALSE
14.24 | BM | 9.2 | C | 2.8 | 160 | FALSE
14.24 | BM | 9.2 | C | 1.5 | 180 | FALSE
14.24 | BM | 9.2 | C | 1 | 220 | FALSE
14.24 | BM | 9.2 | C | 1.99 | 125 | FALSE
14.24 | NBM | 9.2 | C | 1.99 | 119 | FALSE
14.24 | NBM | 9.2 | C | 3 | 190 | FALSE
14.24 | NBM | 9.2 | C | 5 | 200 | FALSE
14.24 | NBM | 9.2 | C | 3 | 190 | FALSE
14.24 | NBM | 9.2 | C | 3 | 190 | FALSE
14.24 | NBM | 9.2 | C | 3 | 190 | FALSE
14.24 | NBM | 9.2 | C | 3 | 190 | FALSE
14.24 | NBM | 9.2 | C | 1.5 | 120 | FALSE
14.24 | NBM | 9.2 | C | 3 | 190 | FALSE
14.24 | NBM | 9.2 | C | 2.5 | 119.9 | FALSE
14.24 | NBM | 9.2 | C | 1.5 | 120 | FALSE
14.24 | NBM | 9.2 | C | 1.5 | 120 | FALSE
14.24 | NBM | 9.2 | C | 1.5 | 120 | FALSE
14.24 | NBM | 9.2 | C | 1.5 | 120 | FALSE
14.24 | NBM | 9.2 | C | 4 | 180 | FALSE
14.24 | NBM | 9.2 | C | 5.25 | 185 | FALSE
14.24 | NBM | 9.3 | PF | 1.63 | 93 | TRUE
14.24 | NBM | 9.3 | PF | 0.98 | 174 | TRUE
14.24 | NBM | 9.3 | PF | 1.52 | 98 | TRUE
14.24 | NBM | 9.3 | PF | 0.58 | 104 | TRUE
14.24 | NBM | 9.3 | PF | 1.28 | 93 | TRUE
14.24 | NBM | 9.3 | PF | 0.67 | 187 | TRUE
14.24 | NBM | 9.3 | PF | 0 | 131 | TRUE
14.24 | NBM | 9.3 | PF | 1.63 | 93 | TRUE
14.24 | NBM | 9.3 | PF | 0.58 | 104 | TRUE
14.24 | NBM | 9.3 | PF | 1.08 | 126 | TRUE
14.24 | NBM | 9.3 | PF | 1.28 | 93 | TRUE
14.24 | NBM | 9.3 | PF | 0.63 | 182 | TRUE
14.24 | NBM | 9.3 | C | 0.49 | 99 | TRUE
14.24 | NBM | 9.3 | C | 0.49 | 99 | TRUE
14.24 | NBM | 9.3 | PF | 0.58 | 104 | TRUE
14.24 | BM | 9.3 | C | 1 | 185 | TRUE
14.24 | NBM | 9.3 | PF | 1.42 | 109 | FALSE
14.24 | NBM | 9.3 | C | 3 | 190 | FALSE
14.24 | NBM | 9.3 | C | 1.75 | 225 | FALSE
14.24 | NBM | 9.3 | PF | 1.42 | 109 | FALSE
14.24 | BM | 9.3 | C | 1.99 | 125 | FALSE
14.24 | NBM | 9.3 | C | 1.99 | 119 | FALSE
14.24 | NBM | 9.3 | C | 1.99 | 119 | FALSE
14.24 | NBM | 9.3 | C | 1.99 | 119 | FALSE
14.24 | NBM | 9.3 | C | 1.99 | 119 | FALSE
14.24 | NBM | 9.3 | C | 5 | 200 | FALSE
14.24 | NBM | 9.3 | C | 2.5 | 119.9 | FALSE
14.24 | NBM | 9.3 | C | 3 | 190 | FALSE
14.24 | BM | 9.3 | C | 2.8 | 160 | FALSE
14.24 | NBM | 9.3 | C | 5 | 180 | FALSE
14.24 | NBM | 9.3 | PF | 1.42 | 109 | FALSE
14.24 | NBM | 9.3 | PF | 1.42 | 109 | FALSE
14.24 | NBM | 9.3 | C | 3 | 190 | FALSE
14.24 | NBM | 9.3 | C | 1.45 | 165 | FALSE
14.24 | BM | 9.3 | C | 1.5 | 240 | FALSE
14.24 | BM | 9.3 | C | 1 | 220 | FALSE
14.24 | BM | 9.3 | C | 3 | 130 | FALSE
14.24 | NBM | 9.3 | PF | 1.42 | 109 | FALSE
14.24 | NBM | 9.3 | PF | 1.42 | 109 | FALSE
14.24 | NBM | 9.3 | C | 3 | 190 | FALSE
14.24 | NBM | 9.3 | C | 3.5 | 185 | FALSE
14.24 | NBM | 9.3 | PF | 1.5 | 195 | FALSE
14.24 | NBM | 9.3 | PF | 1.5 | 195 | FALSE
14.24 | NBM | 9.3 | PF | 1.5 | 195 | FALSE
14.24 | NBM | 9.3 | PF | 1.42 | 109 | FALSE
14.24 | NBM | 9.3 | C | 3 | 190 | FALSE
14.24 | BM | 9.3 | C | 3 | 130 | FALSE
14.24 | NBM | 9.3 | C | 1.99 | 119 | FALSE
14.24 | NBM | 9.3 | PF | 1.5 | 195 | FALSE
14.24 | NBM | 9.3 | C | 1.74 | 175 | FALSE
14.24 | BM | 9.3 | C | 3 | 130 | FALSE
14.24 | NBM | 9.3 | C | 2 | 135 | FALSE
14.24 | NBM | 9.3 | C | 2 | 135 | FALSE
14.24 | NBM | 9.3 | C | 2 | 135 | FALSE
14.24 | NBM | 9.3 | C | 3 | 190 | FALSE
14.24 | NBM | 9.3 | C | 5 | 190 | FALSE
14.24 | NBM | 9.3 | C | 3 | 190 | FALSE
14.24 | NBM | 9.3 | C | 1.5 | 120 | FALSE
14.24 | NBM | 9.3 | PF | 1.42 | 109 | FALSE
14.24 | NBM | 9.3 | PF | 1.42 | 109 | FALSE
14.24 | BM | 9.3 | C | 1.77 | 252.15 | FALSE
14.24 | BM | 9.3 | C | 1.77 | 252.15 | FALSE
14.24 | NBM | 9.3 | C | 1.5 | 120 | FALSE
14.24 | NBM | 9.3 | C | 1.5 | 120 | FALSE
14.24 | NBM | 9.3 | C | 5.25 | 185 | FALSE
14.24 | BM | 9.3 | C | 1.77 | 252.15 | FALSE
14.24 | NBM | 9.3 | PF | 1.42 | 109 | FALSE
14.24 | NBM | 9.3 | C | 1.5 | 120 | FALSE
14.24 | NBM | 9.3 | PF | 1.42 | 109 | FALSE
14.24 | NBM | 9.3 | PF | 1.42 | 109 | FALSE
14.24 | NBM | 9.3 | PF | 1.42 | 109 | FALSE
14.24 | NBM | 9.3 | C | 3 | 190 | FALSE
14.24 | BM | 9.3 | C | 1.5 | 180 | FALSE
14.24 | NBM | 9.3 | C | 1.45 | 165 | FALSE
14.24 | NBM | 9.3 | C | 4 | 180 | FALSE
14.24 | NBM | 9.3 | C | 1.45 | 165 | FALSE
14.24 | BM | 9.3 | C | 1.5 | 240 | FALSE
14.24 | BM | 9.3 | C | 1.5 | 240 | FALSE
14.24 | NBM | 9.3 | C | 1.5 | 120 | FALSE
14.24 | NBM | 9.3 | PF | 1.42 | 109 | FALSE
14.24 | BM | 9.3 | C | 4.5 | 254 | FALSE
14.24 | BM | 9.3 | C | 1.65 | 219 | FALSE
14.24 | NBM | 9.3 | PF | 1.42 | 109 | FALSE
14.24 | BM | 9.3 | C | 4.5 | 254 | FALSE
14.24 | BM | 9.3 | C | 1.65 | 219 | FALSE
14.24 | BM | 9.3 | C | 2.8 | 226 | FALSE
14.24 | BM | 9.3 | C | 2.8 | 226 | FALSE
14.24 | NBM | 9.4 | PF | 1.28 | 93 | TRUE
14.24 | NBM | 9.4 | PF | 1.52 | 98 | TRUE
14.24 | NBM | 9.4 | PF | 0.67 | 187 | TRUE
14.24 | NBM | 9.4 | PF | 0.58 | 104 | TRUE
14.24 | NBM | 9.4 | PF | 1.63 | 93 | TRUE
14.24 | NBM | 9.4 | PF | 0.58 | 104 | TRUE
14.24 | NBM | 9.4 | PF | 1.63 | 93 | TRUE
14.24 | NBM | 9.4 | PF | 1.08 | 126 | TRUE
14.24 | NBM | 9.4 | PF | 0 | 131 | TRUE
14.24 | NBM | 9.4 | PF | 0.63 | 182 | TRUE
14.24 | NBM | 9.4 | C | 0.49 | 99 | TRUE
14.24 | NBM | 9.4 | C | 0.49 | 99 | TRUE
14.24 | NBM | 9.4 | PF | 1.28 | 93 | TRUE
14.24 | NBM | 9.4 | PF | 0.98 | 174 | TRUE
14.24 | NBM | 9.4 | PF | 0.58 | 104 | TRUE
14.24 | BM | 9.4 | C | 1 | 185 | TRUE
14.24 | NBM | 9.4 | PF | 1.45 | 109 | FALSE
14.24 | NBM | 9.4 | PF | 1.45 | 109 | FALSE
14.24 | NBM | 9.4 | PF | 1.45 | 109 | FALSE
14.24 | NBM | 9.4 | PF | 1.45 | 109 | FALSE
14.24 | NBM | 9.4 | PF | 1.45 | 109 | FALSE
14.24 | NBM | 9.4 | C | 3 | 190 | FALSE
14.24 | NBM | 9.4 | PF | 1.45 | 109 | FALSE
14.24 | NBM | 9.4 | PF | 1.45 | 109 | FALSE
14.24 | NBM | 9.4 | PF | 1.45 | 109 | FALSE
14.24 | NBM | 9.4 | C | 1.99 | 119 | FALSE
14.24 | NBM | 9.4 | C | 1.5 | 120 | FALSE
14.24 | NBM | 9.4 | C | 1.45 | 165 | FALSE
14.24 | NBM | 9.4 | C | 1.45 | 165 | FALSE
14.24 | NBM | 9.4 | C | 1.45 | 165 | FALSE
14.24 | NBM | 9.4 | C | 1.5 | 120 | FALSE
14.24 | NBM | 9.4 | C | 1.5 | 120 | FALSE
14.24 | NBM | 9.4 | C | 1.99 | 119 | FALSE
14.24 | NBM | 9.4 | C | 1.5 | 120 | FALSE
14.24 | NBM | 9.4 | C | 1.99 | 119 | FALSE
14.24 | BM | 9.4 | C | 1.5 | 180 | FALSE
14.24 | NBM | 9.4 | C | 5 | 180 | FALSE
14.24 | NBM | 9.4 | C | 5 | 190 | FALSE
14.24 | NBM | 9.4 | C | 5 | 200 | FALSE
14.24 | NBM | 9.4 | C | 5.25 | 185 | FALSE
14.24 | NBM | 9.4 | C | 4 | 180 | FALSE
14.24 | NBM | 9.4 | C | 1.5 | 120 | FALSE
14.24 | NBM | 9.4 | C | 3 | 190 | FALSE
14.24 | NBM | 9.4 | PF | 1.45 | 109 | FALSE
14.24 | NBM | 9.4 | PF | 1.45 | 109 | FALSE
14.24 | NBM | 9.4 | C | 3 | 190 | FALSE
14.24 | NBM | 9.4 | PF | 1.45 | 109 | FALSE
14.24 | NBM | 9.4 | C | 3 | 190 | FALSE
14.24 | NBM | 9.4 | PF | 1.45 | 109 | FALSE
14.24 | BM | 9.4 | C | 2.8 | 160 | FALSE
14.24 | NBM | 9.4 | C | 3 | 190 | FALSE
14.24 | NBM | 9.4 | C | 2.5 | 119.9 | FALSE
14.24 | NBM | 9.4 | C | 3 | 190 | FALSE
14.24 | NBM | 9.4 | C | 3 | 190 | FALSE
14.24 | NBM | 9.4 | C | 1.99 | 119 | FALSE
14.24 | NBM | 9.4 | C | 1.99 | 119 | FALSE
14.24 | NBM | 9.4 | C | 3 | 190 | FALSE
14.24 | NBM | 9.4 | PF | 1.45 | 109 | FALSE
14.24 | BM | 9.4 | C | 1.2 | 225 | FALSE
14.24 | NBM | 9.4 | C | 2 | 135 | FALSE
14.24 | BM | 9.4 | C | 1.65 | 219 | FALSE
14.24 | BM | 9.4 | C | 4.5 | 254 | FALSE
14.24 | BM | 9.4 | C | 3.5 | 240 | FALSE
14.24 | BM | 9.4 | C | 1.77 | 252.15 | FALSE
14.24 | NBM | 9.4 | PF | 1.45 | 109 | FALSE
14.24 | NBM | 9.4 | PF | 1.45 | 109 | FALSE
14.24 | NBM | 9.4 | C | 2 | 135 | FALSE
14.24 | BM | 9.4 | C | 1.77 | 252.15 | FALSE
14.24 | BM | 9.4 | C | 1.77 | 252.15 | FALSE
14.24 | NBM | 9.4 | C | 1.75 | 225 | FALSE
14.24 | NBM | 9.4 | C | 2 | 135 | FALSE
14.24 | BM | 9.4 | C | 3 | 130 | FALSE
14.24 | NBM | 9.4 | PF | 1.5 | 195 | FALSE
14.24 | NBM | 9.4 | C | 3.5 | 185 | FALSE
14.24 | BM | 9.4 | C | 1.65 | 219 | FALSE
14.24 | BM | 9.4 | C | 1.99 | 125 | FALSE
14.24 | BM | 9.4 | C | 3.5 | 240 | FALSE
14.24 | BM | 9.4 | C | 4.5 | 254 | FALSE
14.24 | BM | 9.4 | C | 3.5 | 240 | FALSE
14.24 | BM | 9.4 | C | 2.8 | 226 | FALSE
14.24 | NBM | 9.4 | PF | 1.5 | 195 | FALSE
14.24 | BM | 9.4 | C | 3 | 130 | FALSE
14.24 | BM | 9.4 | C | 3 | 130 | FALSE
14.24 | NBM | 9.4 | PF | 1.5 | 195 | FALSE
14.24 | BM | 9.4 | C | 2.8 | 226 | FALSE
14.24 | NBM | 9.4 | PF | 1.5 | 195 | FALSE
14.24 | NBM | 9.4 | C | 1.74 | 175 | FALSE
14.24 | NBM | 9.5 | F | 0 | 119.9 | TRUE
14.24 | NBM | 9.5 | PF | 1.13 | 172 | TRUE
14.24 | NBM | 9.5 | PF | 1.18 | 164 | TRUE
14.24 | NBM | 9.5 | F | 0 | 119.9 | TRUE
14.24 | NBM | 9.5 | PF | 0.68 | 107 | TRUE
14.24 | NBM | 9.5 | PF | 0.68 | 107 | TRUE
14.24 | NBM | 9.5 | PF | 1.68 | 98 | TRUE
14.24 | NBM | 9.5 | PF | 0.68 | 107 | TRUE
14.24 | NBM | 9.5 | PF | 0 | 131 | TRUE
14.24 | NBM | 9.5 | PF | 0.73 | 189 | TRUE
14.24 | NBM | 9.5 | F | 0 | 119.9 | TRUE
14.24 | NBM | 9.5 | F | 0 | 119.9 | TRUE
14.24 | NBM | 9.5 | PF | 1.48 | 104 | TRUE
14.24 | NBM | 9.5 | PF | 1.58 | 104 | TRUE
14.24 | NBM | 9.5 | PF | 0.83 | 183 | TRUE
14.24 | NBM | 9.5 | PF | 0.73 | 189 | TRUE
14.24 | NBM | 9.5 | PF | 1.48 | 104 | TRUE
14.24 | NBM | 9.5 | PF | 1.68 | 98 | TRUE
14.24 | NBM | 9.5 | PF | 0.73 | 189 | TRUE
14.24 | NBM | 9.5 | PF | 0.98 | 178 | TRUE
14.24 | NBM | 9.5 | F | 0 | 119.9 | TRUE
14.24 | NBM | 9.5 | F | 0 | 119.9 | TRUE
14.24 | NBM | 9.5 | PF | 0.93 | 187 | TRUE
14.24 | NBM | 9.5 | PF | 0.98 | 178 | TRUE
14.24 | NBM | 9.5 | PF | 0.53 | 183 | TRUE
14.24 | NBM | 9.5 | PF | 0.68 | 107 | TRUE
14.24 | NBM | 9.5 | PF | 0.93 | 187 | TRUE
14.24 | NBM | 9.5 | PF | 1.08 | 126 | TRUE
14.24 | BM | 9.5 | C | 1 | 185 | TRUE
14.24 | NBM | 9.5 | F | 1.5 | 120 | FALSE
14.24 | NBM | 9.5 | F | 1.5 | 120 | FALSE
14.24 | NBM | 9.5 | C | 5 | 180 | FALSE
14.24 | NBM | 9.5 | C | 5 | 190 | FALSE
14.24 | BM | 9.5 | C | 3.5 | 240 | FALSE
14.24 | BM | 9.5 | C | 3.5 | 240 | FALSE
14.24 | BM | 9.5 | C | 3.5 | 240 | FALSE
14.24 | NBM | 9.5 | C | 5 | 200 | FALSE
14.24 | BM | 9.5 | C | 1.77 | 252.15 | FALSE
14.24 | BM | 9.5 | C | 1.77 | 252.15 | FALSE
14.24 | NBM | 9.5 | F | 1.5 | 120 | FALSE
14.24 | NBM | 9.5 | F | 1.5 | 120 | FALSE
14.24 | NBM | 9.5 | F | 1.5 | 120 | FALSE
14.24 | NBM | 9.5 | F | 3 | 175 | FALSE
14.24 | BM | 9.5 | C | 1.5 | 240 | FALSE
14.24 | BM | 9.5 | C | 23.5 | 245 | FALSE
14.24 | BM | 9.5 | C | 23 | 245 | FALSE
14.24 | BM | 9.5 | C | 22.5 | 245 | FALSE
14.24 | BM | 9.5 | C | 1.5 | 180 | FALSE
14.24 | NBM | 9.5 | PF | 1.43 | 126 | FALSE
14.24 | BM | 9.5 | C | 21.5 | 245 | FALSE
14.24 | BM | 9.5 | C | 22 | 245 | FALSE
14.24 | BM | 9.5 | C | 1.77 | 252.15 | FALSE
14.24 | BM | 9.5 | C | 1.5 | 240 | FALSE
14.24 | NBM | 9.5 | C | 3 | 190 | FALSE
14.24 | NBM | 9.5 | C | 3 | 190 | FALSE
14.24 | BM | 9.5 | C | 24 | 245 | FALSE
14.24 | NBM | 9.5 | C | 3 | 190 | FALSE
14.24 | BM | 9.5 | C | 1.5 | 240 | FALSE
14.24 | BM | 9.5 | C | 1.5 | 240 | FALSE
14.24 | NBM | 9.5 | PF | 1.99 | 119 | FALSE
14.24 | NBM | 9.5 | C | 3 | 190 | FALSE
14.24 | BM | 9.5 | C | 4.5 | 254 | FALSE
14.24 | NBM | 9.5 | C | 3 | 190 | FALSE
14.24 | NBM | 9.5 | C | 5.25 | 185 | FALSE
14.24 | NBM | 9.5 | C | 1.45 | 165 | FALSE
14.24 | NBM | 9.5 | PF | 2.5 | 175 | FALSE
14.24 | BM | 9.5 | C | 4.5 | 254 | FALSE
14.24 | BM | 9.5 | C | 1.65 | 219 | FALSE
14.24 | BM | 9.5 | C | 2.8 | 226 | FALSE
14.24 | NBM | 9.5 | PF | 1.75 | 225 | FALSE
14.24 | BM | 9.5 | C | 1.65 | 219 | FALSE
14.24 | NBM | 9.5 | PF | 1.99 | 119 | FALSE
14.24 | NBM | 9.5 | PF | 1.99 | 119 | FALSE
14.24 | NBM | 9.5 | PF | 1.99 | 119 | FALSE
14.24 | NBM | 9.5 | PF | 1.99 | 119 | FALSE
14.24 | NBM | 9.5 | C | 3 | 190 | FALSE
14.24 | NBM | 9.5 | C | 1.45 | 165 | FALSE
14.24 | NBM | 9.5 | C | 3 | 190 | FALSE
14.24 | BM | 9.5 | C | 1.2 | 225 | FALSE
14.24 | NBM | 9.5 | PF | 4.5 | 109 | FALSE
14.24 | BM | 9.5 | C | 2.99 | 159 | FALSE
14.24 | NBM | 9.5 | C | 1.45 | 165 | FALSE
14.24 | NBM | 9.5 | C | 3.75 | 190 | FALSE
14.24 | BM | 9.5 | C | 2.8 | 160 | FALSE
14.24 | NBM | 9.5 | C | 3 | 190 | FALSE
14.24 | BM | 9.5 | C | 2.8 | 226 | FALSE
14.24 | NBM | 9.6 | PF | 0.68 | 107 | TRUE
14.24 | NBM | 9.6 | PF | 1.08 | 126 | TRUE
14.24 | NBM | 9.6 | PF | 1.13 | 172 | TRUE
14.24 | NBM | 9.6 | PF | 1.18 | 164 | TRUE
14.24 | NBM | 9.6 | PF | 0.73 | 189 | TRUE
14.24 | BM | 9.6 | C | 1 | 185 | TRUE
14.24 | NBM | 9.6 | F | 0 | 119.9 | TRUE
14.24 | NBM | 9.6 | PF | 0.73 | 189 | TRUE
14.24 | NBM | 9.6 | PF | 1.48 | 104 | TRUE
14.24 | NBM | 9.6 | PF | 1.68 | 98 | TRUE
14.24 | NBM | 9.6 | PF | 1.48 | 104 | TRUE
14.24 | NBM | 9.6 | F | 0 | 119.9 | TRUE
14.24 | NBM | 9.6 | PF | 1.58 | 104 | TRUE
14.24 | NBM | 9.6 | PF | 0.73 | 189 | TRUE
14.24 | NBM | 9.6 | PF | 0.83 | 183 | TRUE
14.24 | NBM | 9.6 | PF | 0.68 | 107 | TRUE
14.24 | NBM | 9.6 | PF | 0.68 | 107 | TRUE
14.24 | NBM | 9.6 | PF | 1.68 | 98 | TRUE
14.24 | NBM | 9.6 | F | 0 | 119.9 | TRUE
14.24 | NBM | 9.6 | F | 0 | 119.9 | TRUE
14.24 | NBM | 9.6 | PF | 0.93 | 187 | TRUE
14.24 | NBM | 9.6 | F | 0 | 119.9 | TRUE
14.24 | NBM | 9.6 | PF | 0.53 | 183 | TRUE
14.24 | NBM | 9.6 | PF | 0.98 | 178 | TRUE
14.24 | NBM | 9.6 | PF | 0.68 | 107 | TRUE
14.24 | NBM | 9.6 | PF | 0.98 | 178 | TRUE
14.24 | NBM | 9.6 | PF | 0.93 | 187 | TRUE
14.24 | NBM | 9.6 | PF | 0 | 131 | TRUE
14.24 | NBM | 9.6 | F | 0 | 119.9 | TRUE
14.24 | NBM | 9.6 | C | 3 | 190 | FALSE
14.24 | BM | 9.6 | C | 2.99 | 159 | FALSE
14.24 | NBM | 9.6 | PF | 2.5 | 175 | FALSE
14.24 | NBM | 9.6 | C | 5 | 200 | FALSE
14.24 | NBM | 9.6 | C | 3 | 190 | FALSE
14.24 | NBM | 9.6 | F | 3 | 175 | FALSE
14.24 | BM | 9.6 | C | 2.8 | 160 | FALSE
14.24 | NBM | 9.6 | C | 5 | 190 | FALSE
14.24 | BM | 9.6 | C | 1.77 | 252.15 | FALSE
14.24 | BM | 9.6 | C | 1.77 | 252.15 | FALSE
14.24 | BM | 9.6 | C | 1.77 | 252.15 | FALSE
14.24 | NBM | 9.6 | C | 3.75 | 1900 | FALSE
14.24 | BM | 9.6 | C | 1.2 | 225 | FALSE
14.24 | NBM | 9.6 | PF | 4.5 | 109 | FALSE
14.24 | NBM | 9.6 | C | 3 | 190 | FALSE
14.24 | NBM | 9.6 | C | 3 | 190 | FALSE
14.24 | NBM | 9.6 | C | 3 | 190 | FALSE
14.24 | NBM | 9.6 | C | 3 | 190 | FALSE
14.24 | NBM | 9.6 | C | 3 | 190 | FALSE
14.24 | NBM | 9.6 | PF | 1.99 | 119 | FALSE
14.24 | BM | 9.6 | C | 2.7 | 245 | FALSE
14.24 | NBM | 9.6 | PF | 1.99 | 119 | FALSE
14.24 | BM | 9.6 | C | 1.5 | 240 | FALSE
14.24 | BM | 9.6 | C | 2.7 | 245 | FALSE
14.24 | BM | 9.6 | C | 2.7 | 245 | FALSE
14.24 | BM | 9.6 | C | 3.5 | 240 | FALSE
14.24 | NBM | 9.6 | PF | 1.99 | 119 | FALSE
14.24 | BM | 9.6 | C | 1.5 | 240 | FALSE
14.24 | BM | 9.6 | C | 2.7 | 245 | FALSE
14.24 | NBM | 9.6 | C | 1.75 | 190 | FALSE
14.24 | NBM | 9.6 | C | 1.5 | 120 | FALSE
14.24 | NBM | 9.6 | C | 1.5 | 120 | FALSE
14.24 | NBM | 9.6 | C | 1.5 | 120 | FALSE
14.24 | NBM | 9.6 | C | 1.5 | 120 | FALSE
14.24 | NBM | 9.6 | C | 1.5 | 120 | FALSE
14.24 | BM | 9.6 | C | 1.5 | 240 | FALSE
14.24 | BM | 9.6 | C | 3.5 | 240 | FALSE
14.24 | BM | 9.6 | C | 2.7 | 245 | FALSE
14.24 | BM | 9.6 | C | 3.5 | 240 | FALSE
14.24 | NBM | 9.6 | C | 3 | 190 | FALSE
14.24 | NBM | 9.6 | PF | 1.43 | 126 | FALSE
14.24 | NBM | 9.6 | PF | 1.99 | 119 | FALSE
14.24 | BM | 9.6 | C | 2.7 | 245 | FALSE
14.24 | NBM | 9.6 | PF | 1.99 | 119 | FALSE
14.24 | BM | 9.6 | C | 1.5 | 180 | FALSE
14.24 | NBM | 9.6 | C | 5 | 180 | FALSE
14.24 | BM | 9.6 | C | 1.5 | 240 | FALSE
14.24 | NBM | 9.6 | C | 1.75 | 190 | FALSE
14.24 | NBM | 9.6 | PF | 1.75 | 225 | FALSE
14.24 | BM | 9.6 | C | 1.65 | 219 | FALSE
14.24 | BM | 9.6 | C | 1.65 | 219 | FALSE
14.24 | BM | 9.6 | C | 4.5 | 254 | FALSE
14.24 | BM | 9.6 | C | 4.5 | 254 | FALSE
14.24 | BM | 9.6 | C | 2.8 | 226 | FALSE
14.24 | BM | 9.6 | C | 2.8 | 226 | FALSE
14.24 | NBM | 9.6 | C | 1.75 | 190 | FALSE
14.24 | NBM | 9.6 | C | 5.25 | 185 | FALSE
15.25 | NBM | 9.1 | C | 0 | 79 | TRUE
15.25 | NBM | 9.1 | C | 0.25 | 200 | TRUE
15.25 | NBM | 9.1 | F | 0 | 97.85 | TRUE
15.25 | NBM | 9.1 | C | 1 | 100 | TRUE
15.25 | BM | 9.1 | C | 0.6 | 185 | TRUE
15.25 | NBM | 9.1 | F | 0 | 97.85 | TRUE
15.25 | NBM | 9.1 | F | 0 | 97.85 | TRUE
15.25 | NBM | 9.1 | PF | 0.87 | 84 | TRUE
15.25 | NBM | 9.1 | PF | 1.23 | 74 | TRUE
15.25 | NBM | 9.1 | PF | 0.74 | 89 | TRUE
15.25 | NBM | 9.1 | PF | 0.98 | 79 | TRUE
15.25 | NBM | 9.1 | F | 0 | 97.85 | TRUE
15.25 | NBM | 9.1 | C | 1 | 100 | TRUE
15.25 | NBM | 9.1 | F | 0 | 97.85 | TRUE
15.25 | NBM | 9.1 | F | 0 | 97.85 | TRUE
15.25 | NBM | 9.1 | C | 0.49 | 90 | TRUE
15.25 | NBM | 9.1 | C | 0.49 | 90 | TRUE
15.25 | NBM | 9.1 | PF | 0.5 | 90 | TRUE
15.25 | NBM | 9.1 | C | 0.49 | 90 | TRUE
15.25 | NBM | 9.1 | PF | 0.5 | 90 | TRUE
15.25 | NBM | 9.1 | C | 0.49 | 90 | TRUE
15.25 | NBM | 9.1 | C | 1 | 100 | TRUE
15.25 | NBM | 9.1 | C | 0.49 | 90 | TRUE
15.25 | NBM | 9.1 | PF | 0.7 | 139 | TRUE
15.25 | NBM | 9.1 | F | 0.5 | 139 | TRUE
15.25 | NBM | 9.1 | F | 0.5 | 139 | TRUE
15.25 | NBM | 9.1 | F | 0.7 | 139 | TRUE
15.25 | NBM | 9.1 | F | 0 | 97.85 | TRUE
15.25 | NBM | 9.1 | F | 0 | 97.85 | TRUE
15.25 | NBM | 9.1 | F | 0 | 97.85 | TRUE
15.25 | NBM | 9.1 | C | 0.89 | 89 | TRUE
15.25 | NBM | 9.1 | F | 0 | 119 | TRUE
15.25 | NBM | 9.1 | F | 0 | 97.85 | TRUE
15.25 | NBM | 9.1 | PF | 1.48 | 70 | TRUE
15.25 | NBM | 9.1 | F | 0 | 97.85 | TRUE
15.25 | NBM | 9.1 | C | 5 | 180 | FALSE
15.25 | BM | 9.1 | C | 3.25 | 350 | FALSE
15.25 | BM | 9.1 | C | 0.51 | 170 | FALSE
15.25 | BM | 9.1 | C | 3.25 | 350 | FALSE
15.25 | BM | 9.1 | C | 2.8 | 174 | FALSE
15.25 | BM | 9.1 | C | 3.25 | 350 | FALSE
15.25 | BM | 9.1 | C | 1.69 | 169 | FALSE
15.25 | BM | 9.1 | C | 1.69 | 169 | FALSE
15.25 | BM | 9.1 | C | 4.5 | 198 | FALSE
15.25 | BM | 9.1 | C | 3.25 | 350 | FALSE
15.25 | NBM | 9.1 | C | 5 | 180 | FALSE
15.25 | NBM | 9.1 | C | 5.5 | 160 | FALSE
15.25 | NBM | 9.1 | C | 5 | 180 | FALSE
15.25 | NBM | 9.1 | C | 5 | 180 | FALSE
15.25 | NBM | 9.1 | C | 5.5 | 160 | FALSE
15.25 | NBM | 9.1 | PF | 0.78 | 134 | FALSE
15.25 | NBM | 9.1 | C | 4.7 | 170 | FALSE
15.25 | BM | 9.1 | C | 4.5 | 198 | FALSE
15.25 | NBM | 9.1 | C | 4.7 | 170 | FALSE
15.25 | NBM | 9.1 | PF | 0.78 | 134 | FALSE
15.25 | NBM | 9.1 | C | 5 | 180 | FALSE
15.25 | NBM | 9.1 | PF | 0.78 | 134 | FALSE
15.25 | NBM | 9.1 | C | 5.5 | 160 | FALSE
15.25 | NBM | 9.1 | C | 4.5 | 180 | FALSE
15.25 | BM | 9.1 | C | 1.5 | 125 | FALSE
15.25 | NBM | 9.1 | C | 3.4 | 180 | FALSE
15.25 | NBM | 9.1 | C | 3.4 | 180 | FALSE
15.25 | NBM | 9.1 | C | 4.7 | 170 | FALSE
15.25 | NBM | 9.1 | C | 5.5 | 160 | FALSE
15.25 | NBM | 9.1 | C | 2.9 | 87 | FALSE
15.25 | BM | 9.1 | C | 1.62 | 186 | FALSE
15.25 | NBM | 9.1 | F | 2.49 | 135 | FALSE
15.25 | NBM | 9.1 | C | 5.5 | 160 | FALSE
15.25 | BM | 9.1 | C | 7.7 | 275 | FALSE
15.25 | NBM | 9.1 | C | 4.7 | 170 | FALSE
15.25 | NBM | 9.1 | C | 2 | 110 | FALSE
15.25 | NBM | 9.1 | C | 4.5 | 180 | FALSE
15.25 | NBM | 9.1 | C | 5.5 | 160 | FALSE
15.25 | NBM | 9.1 | C | 3.4 | 180 | FALSE
15.25 | NBM | 9.1 | C | 1.5 | 150 | FALSE
15.25 | BM | 9.1 | C | 7.7 | 275 | FALSE
15.25 | NBM | 9.1 | C | 5.5 | 160 | FALSE
15.25 | NBM | 9.1 | C | 2 | 110 | FALSE
15.25 | NBM | 9.1 | F | 4.5 | 239 | FALSE
15.25 | BM | 9.1 | C | 1.62 | 186 | FALSE
15.25 | NBM | 9.1 | C | 3.4 | 180 | FALSE
15.25 | NBM | 9.1 | PF | 1.25 | 125 | FALSE
15.25 | NBM | 9.1 | C | 4.3 | 190 | FALSE
15.25 | BM | 9.1 | C | 1.62 | 186 | FALSE
15.25 | BM | 9.1 | C | 2.8 | 174 | FALSE
15.25 | NBM | 9.1 | C | 1.5 | 150 | FALSE
15.25 | NBM | 9.1 | C | 3.6 | 170 | FALSE
15.25 | NBM | 9.1 | C | 3.5 | 180 | FALSE
15.25 | NBM | 9.1 | C | 4.3 | 190 | FALSE
15.25 | NBM | 9.1 | C | 4.5 | 180 | FALSE
15.25 | NBM | 9.2 | F | 0 | 97.85 | TRUE
15.25 | NBM | 9.2 | F | 0.5 | 139 | TRUE
15.25 | NBM | 9.2 | C | 0.89 | 89 | TRUE
15.25 | NBM | 9.2 | PF | 0.5 | 90 | TRUE
15.25 | NBM | 9.2 | F | 0.7 | 139 | TRUE
15.25 | NBM | 9.2 | PF | 0.5 | 90 | TRUE
15.25 | NBM | 9.2 | F | 0 | 97.85 | TRUE
15.25 | NBM | 9.2 | C | 0.49 | 90 | TRUE
15.25 | NBM | 9.2 | F | 0 | 97.85 | TRUE
15.25 | NBM | 9.2 | PF | 0.7 | 139 | TRUE
15.25 | NBM | 9.2 | PF | 0.87 | 84 | TRUE
15.25 | NBM | 9.2 | C | 0.49 | 90 | TRUE
15.25 | NBM | 9.2 | C | 1 | 100 | TRUE
15.25 | NBM | 9.2 | PF | 1.23 | 74 | TRUE
15.25 | NBM | 9.2 | F | 0 | 97.85 | TRUE
15.25 | NBM | 9.2 | C | 1 | 100 | TRUE
15.25 | NBM | 9.2 | PF | 0.74 | 89 | TRUE
15.25 | NBM | 9.2 | F | 0 | 97.85 | TRUE
15.25 | NBM | 9.2 | C | 0.25 | 200 | TRUE
15.25 | NBM | 9.2 | C | 1 | 100 | TRUE
15.25 | NBM | 9.2 | C | 0.49 | 90 | TRUE
15.25 | NBM | 9.2 | PF | 0.98 | 79 | TRUE
15.25 | NBM | 9.2 | C | 0 | 79 | TRUE
15.25 | NBM | 9.2 | PF | 1.48 | 70 | TRUE
15.25 | NBM | 9.2 | F | 0 | 97.85 | TRUE
15.25 | NBM | 9.2 | F | 0.5 | 120 | TRUE
15.25 | NBM | 9.2 | C | 0.49 | 90 | TRUE
15.25 | NBM | 9.2 | F | 0 | 97.85 | TRUE
15.25 | NBM | 9.2 | C | 0.49 | 90 | TRUE
15.25 | NBM | 9.2 | F | 0 | 97.85 | TRUE
15.25 | NBM | 9.2 | F | 0 | 97.85 | TRUE
15.25 | BM | 9.2 | C | 0.6 | 185 | TRUE
15.25 | NBM | 9.2 | F | 0.5 | 139 | TRUE
15.25 | NBM | 9.2 | F | 0 | 97.85 | TRUE
15.25 | NBM | 9.2 | F | 0 | 97.85 | TRUE
15.25 | NBM | 9.2 | F | 0 | 119 | TRUE
15.25 | BM | 9.2 | C | 0.51 | 170 | FALSE
15.25 | NBM | 9.2 | C | 5 | 180 | FALSE
15.25 | NBM | 9.2 | C | 2 | 110 | FALSE
15.25 | BM | 9.2 | C | 1.62 | 186 | FALSE
15.25 | NBM | 9.2 | F | 4.5 | 239 | FALSE
15.25 | NBM | 9.2 | PF | 0.78 | 134 | FALSE
15.25 | NBM | 9.2 | C | 3.5 | 180 | FALSE
15.25 | BM | 9.2 | C | 3.25 | 350 | FALSE
15.25 | BM | 9.2 | C | 1.62 | 186 | FALSE
15.25 | BM | 9.2 | C | 3.25 | 350 | FALSE
15.25 | NBM | 9.2 | C | 1.5 | 150 | FALSE
15.25 | NBM | 9.2 | C | 4.3 | 190 | FALSE
15.25 | BM | 9.2 | C | 1.62 | 186 | FALSE
15.25 | BM | 9.2 | C | 3.25 | 350 | FALSE
15.25 | NBM | 9.2 | C | 3.4 | 180 | FALSE
15.25 | NBM | 9.2 | C | 5 | 180 | FALSE
15.25 | NBM | 9.2 | C | 2.9 | 87 | FALSE
15.25 | NBM | 9.2 | C | 5.5 | 160 | FALSE
15.25 | NBM | 9.2 | C | 5 | 180 | FALSE
15.25 | NBM | 9.2 | C | 4.5 | 180 | FALSE
15.25 | NBM | 9.2 | C | 5.5 | 160 | FALSE
15.25 | NBM | 9.2 | C | 5 | 180 | FALSE
15.25 | NBM | 9.2 | C | 3.4 | 180 | FALSE
15.25 | NBM | 9.2 | C | 2 | 110 | FALSE
15.25 | BM | 9.2 | C | 1.69 | 169 | FALSE
15.25 | BM | 9.2 | C | 7.7 | 275 | FALSE
15.25 | NBM | 9.2 | C | 1.5 | 150 | FALSE
15.25 | NBM | 9.2 | C | 4.7 | 170 | FALSE
15.25 | BM | 9.2 | C | 4.5 | 198 | FALSE
15.25 | NBM | 9.2 | C | 5.5 | 160 | FALSE
15.25 | BM | 9.2 | C | 2.8 | 174 | FALSE
15.25 | NBM | 9.2 | C | 4.7 | 170 | FALSE
15.25 | BM | 9.2 | C | 4.5 | 198 | FALSE
15.25 | NBM | 9.2 | C | 5.5 | 160 | FALSE
15.25 | NBM | 9.2 | C | 4.5 | 180 | FALSE
15.25 | NBM | 9.2 | C | 4.5 | 180 | FALSE
15.25 | BM | 9.2 | C | 1.5 | 125 | FALSE
15.25 | NBM | 9.2 | C | 3.6 | 170 | FALSE
15.25 | BM | 9.2 | C | 2.8 | 174 | FALSE
15.25 | NBM | 9.2 | PF | 0.78 | 134 | FALSE
15.25 | NBM | 9.2 | C | 5.5 | 160 | FALSE
15.25 | NBM | 9.2 | C | 5 | 180 | FALSE
15.25 | NBM | 9.2 | C | 3.4 | 180 | FALSE
15.25 | NBM | 9.2 | C | 5.5 | 160 | FALSE
15.25 | NBM | 9.2 | C | 4.3 | 190 | FALSE
15.25 | BM | 9.2 | C | 3.25 | 350 | FALSE
15.25 | NBM | 9.2 | F | 2.49 | 135 | FALSE
15.25 | NBM | 9.2 | C | 4.7 | 170 | FALSE
15.25 | BM | 9.2 | C | 1.69 | 169 | FALSE
15.25 | BM | 9.2 | C | 7.7 | 275 | FALSE
15.25 | NBM | 9.2 | PF | 1.25 | 125 | FALSE
15.25 | NBM | 9.2 | C | 3.4 | 180 | FALSE
15.25 | NBM | 9.2 | C | 4.7 | 170 | FALSE
15.25 | NBM | 9.2 | C | 5.5 | 160 | FALSE
15.25 | NBM | 9.2 | PF | 0.78 | 134 | FALSE
15.25 | NBM | 9.3 | C | 1 | 100 | TRUE
15.25 | NBM | 9.3 | C | 0.49 | 99 | TRUE
15.25 | NBM | 9.3 | C | 1 | 100 | TRUE
15.25 | NBM | 9.3 | C | 0.25 | 200 | TRUE
15.25 | NBM | 9.3 | C | 0.99 | 99 | TRUE
15.25 | NBM | 9.3 | C | 1 | 100 | TRUE
15.25 | NBM | 9.3 | C | 0.49 | 99 | TRUE
15.25 | NBM | 9.3 | C | 0.49 | 99 | TRUE
15.25 | NBM | 9.3 | C | 0.49 | 99 | TRUE
15.25 | NBM | 9.3 | C | 0.95 | 145 | TRUE
15.25 | BM | 9.3 | C | 0.6 | 185 | TRUE
15.25 | NBM | 9.3 | C | 0.49 | 99 | TRUE
15.25 | NBM | 9.3 | C | 0.95 | 145 | TRUE
15.25 | NBM | 9.3 | C | 0.95 | 145 | TRUE
15.25 | NBM | 9.3 | C | 2 | 110 | FALSE
15.25 | NBM | 9.3 | C | 3.4 | 180 | FALSE
15.25 | NBM | 9.3 | C | 5.5 | 160 | FALSE
15.25 | BM | 9.3 | C | 3.25 | 350 | FALSE
15.25 | NBM | 9.3 | C | 5.5 | 160 | FALSE
15.25 | BM | 9.3 | C | 3.25 | 350 | FALSE
15.25 | NBM | 9.3 | C | 3.4 | 180 | FALSE
15.25 | NBM | 9.3 | F | 2.49 | 135 | FALSE
15.25 | NBM | 9.3 | C | 1.5 | 150 | FALSE
15.25 | BM | 9.3 | C | 0.51 | 170 | FALSE
15.25 | NBM | 9.3 | C | 4.5 | 180 | FALSE
15.25 | NBM | 9.3 | C | 3.4 | 180 | FALSE
15.25 | NBM | 9.3 | C | 1.5 | 150 | FALSE
15.25 | NBM | 9.3 | C | 2 | 110 | FALSE
15.25 | NBM | 9.3 | C | 3.4 | 180 | FALSE
15.25 | NBM | 9.3 | C | 4.5 | 180 | FALSE
15.25 | NBM | 9.3 | C | 3.5 | 180 | FALSE
15.25 | NBM | 9.3 | C | 5.5 | 160 | FALSE
15.25 | NBM | 9.3 | C | 5 | 180 | FALSE
15.25 | NBM | 9.3 | C | 4.7 | 170 | FALSE
15.25 | NBM | 9.3 | C | 4.7 | 170 | FALSE
15.25 | BM | 9.3 | C | 1.62 | 186 | FALSE
15.25 | NBM | 9.3 | C | 4.3 | 190 | FALSE
15.25 | BM | 9.3 | C | 2.8 | 174 | FALSE
15.25 | NBM | 9.3 | C | 4.5 | 180 | FALSE
15.25 | BM | 9.3 | C | 1.69 | 169 | FALSE
15.25 | NBM | 9.3 | C | 5 | 79 | FALSE
15.25 | NBM | 9.3 | C | 5.5 | 160 | FALSE
15.25 | BM | 9.3 | C | 3.25 | 350 | FALSE
15.25 | NBM | 9.3 | C | 5 | 180 | FALSE
15.25 | NBM | 9.3 | C | 5 | 180 | FALSE
15.25 | BM | 9.3 | C | 4.5 | 198 | FALSE
15.25 | BM | 9.3 | C | 1.6 | 125 | FALSE
15.25 | NBM | 9.3 | C | 4.3 | 190 | FALSE
15.25 | BM | 9.3 | C | 1.69 | 169 | FALSE
15.25 | NBM | 9.3 | C | 5.5 | 160 | FALSE
15.25 | BM | 9.3 | C | 7.7 | 275 | FALSE
15.25 | NBM | 9.3 | C | 5.5 | 160 | FALSE
15.25 | NBM | 9.3 | C | 4.7 | 170 | FALSE
15.25 | NBM | 9.3 | C | 4.7 | 170 | FALSE
15.25 | NBM | 9.3 | C | 5 | 180 | FALSE
15.25 | NBM | 9.3 | PF | 2.5 | 145 | FALSE
15.25 | NBM | 9.3 | C | 5.5 | 160 | FALSE
15.25 | BM | 9.3 | C | 4.5 | 198 | FALSE
15.25 | BM | 9.3 | C | 1.62 | 186 | FALSE
15.25 | NBM | 9.3 | C | 5 | 180 | FALSE
15.25 | BM | 9.3 | C | 3.25 | 350 | FALSE
15.25 | BM | 9.3 | C | 1.62 | 186 | FALSE
15.25 | BM | 9.3 | C | 7.7 | 275 | FALSE
15.25 | BM | 9.3 | C | 2.8 | 174 | FALSE
15.25 | NBM | 9.3 | C | 3.6 | 170 | FALSE
15.25 | NBM | 9.4 | C | 1 | 100 | TRUE
15.25 | NBM | 9.4 | C | 0.49 | 99 | TRUE
15.25 | NBM | 9.4 | C | 0.49 | 99 | TRUE
15.25 | NBM | 9.4 | C | 0.95 | 145 | TRUE
15.25 | NBM | 9.4 | C | 1 | 100 | TRUE
15.25 | NBM | 9.4 | C | 0.49 | 99 | TRUE
15.25 | NBM | 9.4 | C | 0.99 | 99 | TRUE
15.25 | NBM | 9.4 | C | 1 | 100 | TRUE
15.25 | NBM | 9.4 | C | 0.25 | 200 | TRUE
15.25 | NBM | 9.4 | C | 0.49 | 99 | TRUE
15.25 | NBM | 9.4 | C | 0.49 | 99 | TRUE
15.25 | NBM | 9.4 | C | 0.95 | 145 | TRUE
15.25 | NBM | 9.4 | C | 0.95 | 145 | TRUE
15.25 | BM | 9.4 | C | 0.8 | 200 | TRUE
15.25 | NBM | 9.4 | C | 3.4 | 180 | FALSE
15.25 | NBM | 9.4 | C | 4.5 | 180 | FALSE
15.25 | BM | 9.4 | C | 3.25 | 350 | FALSE
15.25 | NBM | 9.4 | C | 5.5 | 160 | FALSE
15.25 | BM | 9.4 | C | 4.5 | 198 | FALSE
15.25 | NBM | 9.4 | C | 4.3 | 190 | FALSE
15.25 | NBM | 9.4 | C | 5.5 | 160 | FALSE
15.25 | NBM | 9.4 | C | 3.6 | 170 | FALSE
15.25 | BM | 9.4 | C | 4.5 | 198 | FALSE
15.25 | NBM | 9.4 | F | 2.49 | 135 | FALSE
15.25 | NBM | 9.4 | C | 5 | 79 | FALSE
15.25 | BM | 9.4 | C | 2.8 | 174 | FALSE
15.25 | NBM | 9.4 | C | 3.4 | 180 | FALSE
15.25 | NBM | 9.4 | PF | 2.5 | 145 | FALSE
15.25 | NBM | 9.4 | C | 5.5 | 160 | FALSE
15.25 | NBM | 9.4 | C | 4.7 | 170 | FALSE
15.25 | BM | 9.4 | C | 0.51 | 170 | FALSE
15.25 | NBM | 9.4 | C | 5.5 | 160 | FALSE
15.25 | BM | 9.4 | C | 3.25 | 350 | FALSE
15.25 | NBM | 9.4 | C | 4.7 | 170 | FALSE
15.25 | NBM | 9.4 | C | 5.5 | 160 | FALSE
15.25 | NBM | 9.4 | C | 3.5 | 180 | FALSE
15.25 | NBM | 9.4 | C | 3.4 | 180 | FALSE
15.25 | NBM | 9.4 | C | 5 | 180 | FALSE
15.25 | NBM | 9.4 | C | 5 | 180 | FALSE
15.25 | NBM | 9.4 | C | 4.3 | 190 | FALSE
15.25 | NBM | 9.4 | C | 4.5 | 180 | FALSE
15.25 | NBM | 9.4 | C | 4.5 | 180 | FALSE
15.25 | BM | 9.4 | C | 1.62 | 186 | FALSE
15.25 | NBM | 9.4 | C | 5 | 180 | FALSE
15.25 | NBM | 9.4 | C | 4.7 | 170 | FALSE
15.25 | NBM | 9.4 | C | 5 | 180 | FALSE
15.25 | NBM | 9.4 | C | 1.5 | 150 | FALSE
15.25 | BM | 9.4 | C | 2.8 | 174 | FALSE
15.25 | BM | 9.4 | C | 1.6 | 140 | FALSE
15.25 | NBM | 9.4 | C | 5 | 180 | FALSE
15.25 | BM | 9.4 | C | 1.62 | 186 | FALSE
15.25 | BM | 9.4 | C | 1.69 | 169 | FALSE
15.25 | BM | 9.4 | C | 7.7 | 275 | FALSE
15.25 | BM | 9.4 | C | 3.25 | 350 | FALSE
15.25 | NBM | 9.4 | C | 5.5 | 160 | FALSE
15.25 | BM | 9.4 | C | 3.25 | 350 | FALSE
15.25 | NBM | 9.4 | C | 3.4 | 180 | FALSE
15.25 | BM | 9.4 | C | 7.7 | 275 | FALSE
15.25 | BM | 9.4 | C | 1.69 | 169 | FALSE
15.25 | NBM | 9.4 | C | 2 | 110 | FALSE
15.25 | NBM | 9.4 | C | 4.7 | 170 | FALSE
15.25 | NBM | 9.4 | C | 5.5 | 160 | FALSE
15.25 | BM | 9.4 | C | 1.62 | 186 | FALSE
15.25 | NBM | 9.5 | PF | 0.49 | 99 | TRUE
15.25 | NBM | 9.5 | PF | 0.49 | 99 | TRUE
15.25 | BM | 9.5 | C | 0.75 | 235 | TRUE
15.25 | BM | 9.5 | C | 0.75 | 235 | TRUE
15.25 | BM | 9.5 | C | 0.75 | 235 | TRUE
15.25 | BM | 9.5 | C | 0.75 | 235 | TRUE
15.25 | BM | 9.5 | C | 1.62 | 186 | TRUE
15.25 | NBM | 9.5 | C | 0.95 | 145 | TRUE
15.25 | NBM | 9.5 | C | 0.95 | 145 | TRUE
15.25 | NBM | 9.5 | C | 1.5 | 150 | TRUE
15.25 | BM | 9.5 | C | 1.8 | 160 | TRUE
15.25 | BM | 9.5 | C | 1.62 | 186 | TRUE
15.25 | NBM | 9.5 | C | 0.95 | 145 | TRUE
15.25 | BM | 9.5 | C | 1.62 | 186 | TRUE
15.25 | BM | 9.5 | C | 0.8 | 200 | TRUE
15.25 | NBM | 9.5 | C | 1 | 204 | TRUE
15.25 | NBM | 9.5 | C | 2 | 110 | TRUE
15.25 | NBM | 9.5 | PF | 1 | 99.9 | TRUE
15.25 | NBM | 9.5 | C | 5 | 180 | FALSE
15.25 | NBM | 9.5 | C | 5 | 180 | FALSE
15.25 | BM | 9.5 | C | 4.5 | 224 | FALSE
15.25 | NBM | 9.5 | PF | 0.99 | 99 | FALSE
15.25 | NBM | 9.5 | C | 3.5 | 180 | FALSE
15.25 | BM | 9.5 | C | 3.25 | 350 | FALSE
15.25 | NBM | 9.5 | C | 3.4 | 180 | FALSE
15.25 | NBM | 9.5 | C | 4.5 | 180 | FALSE
15.25 | NBM | 9.5 | C | 4.3 | 190 | FALSE
15.25 | BM | 9.5 | C | 2.8 | 198 | FALSE
15.25 | NBM | 9.5 | C | 4.7 | 170 | FALSE
15.25 | NBM | 9.5 | PF | 3.75 | 175 | FALSE
15.25 | NBM | 9.5 | C | 3.6 | 170 | FALSE
15.25 | BM | 9.5 | C | 2.8 | 198 | FALSE
15.25 | NBM | 9.5 | C | 4.7 | 170 | FALSE
15.25 | BM | 9.5 | C | 1.69 | 192 | FALSE
15.25 | NBM | 9.5 | C | 5.5 | 160 | FALSE
15.25 | BM | 9.5 | C | 7.7 | 275 | FALSE
15.25 | NBM | 9.5 | C | 5.5 | 160 | FALSE
15.25 | NBM | 9.5 | C | 5.5 | 160 | FALSE
15.25 | NBM | 9.5 | C | 4.7 | 170 | FALSE
15.25 | BM | 9.5 | C | 1.69 | 192 | FALSE
15.25 | BM | 9.5 | C | 7.7 | 275 | FALSE
15.25 | NBM | 9.5 | C | 4.7 | 170 | FALSE
15.25 | NBM | 9.5 | C | 5.5 | 160 | FALSE
15.25 | BM | 9.5 | C | 4.5 | 224 | FALSE
15.25 | NBM | 9.5 | PF | 0.75 | 99 | FALSE
15.25 | NBM | 9.5 | C | 5 | 180 | FALSE
15.25 | NBM | 9.5 | C | 5.5 | 160 | FALSE
15.25 | NBM | 9.5 | C | 5 | 180 | FALSE
15.25 | NBM | 9.5 | C | 3.4 | 180 | FALSE
15.25 | NBM | 9.5 | PF | 0.75 | 99 | FALSE
15.25 | NBM | 9.5 | PF | 0.75 | 99 | FALSE
15.25 | NBM | 9.5 | C | 4.5 | 180 | FALSE
15.25 | NBM | 9.5 | C | 3.4 | 180 | FALSE
15.25 | NBM | 9.5 | PF | 0.75 | 99 | FALSE
15.25 | BM | 9.5 | C | 3.25 | 350 | FALSE
15.25 | NBM | 9.5 | C | 4.5 | 180 | FALSE
15.25 | NBM | 9.5 | C | 5.5 | 160 | FALSE
15.25 | NBM | 9.5 | PF | 0.75 | 99 | FALSE
15.25 | NBM | 9.5 | C | 4.3 | 190 | FALSE
15.25 | NBM | 9.5 | PF | 0.88 | 162 | FALSE
15.25 | BM | 9.5 | C | 0.51 | 170 | FALSE
15.25 | NBM | 9.5 | C | 5.5 | 160 | FALSE
15.25 | BM | 9.5 | C | 3.25 | 350 | FALSE
15.25 | BM | 9.5 | C | 3.25 | 350 | FALSE
15.25 | NBM | 9.5 | C | 5 | 180 | FALSE
15.25 | NBM | 9.5 | C | 3.4 | 180 | FALSE
15.25 | NBM | 9.6 | C | 1.5 | 150 | TRUE
15.25 | NBM | 9.6 | C | 2 | 110 | TRUE
15.25 | BM | 9.6 | C | 1.62 | 186 | TRUE
15.25 | NBM | 9.6 | C | 0.95 | 145 | TRUE
15.25 | NBM | 9.6 | C | 0.95 | 145 | TRUE
15.25 | BM | 9.6 | C | 1.62 | 186 | TRUE
15.25 | BM | 9.6 | C | 1.62 | 186 | TRUE
15.25 | NBM | 9.6 | PF | 1 | 99.9 | TRUE
15.25 | NBM | 9.6 | PF | 0.49 | 99 | TRUE
15.25 | BM | 9.6 | C | 0.75 | 235 | TRUE
15.25 | NBM | 9.6 | C | 1 | 204 | TRUE
15.25 | BM | 9.6 | C | 0.75 | 235 | TRUE
15.25 | BM | 9.6 | C | 1.8 | 160 | TRUE
15.25 | BM | 9.6 | C | 0.75 | 235 | TRUE
15.25 | BM | 9.6 | C | 0.75 | 235 | TRUE
15.25 | BM | 9.6 | C | 0.8 | 200 | TRUE
15.25 | NBM | 9.6 | C | 0.95 | 145 | TRUE
15.25 | NBM | 9.6 | PF | 0.49 | 99 | TRUE
15.25 | NBM | 9.6 | PF | 0.88 | 162 | FALSE
15.25 | BM | 9.6 | C | 0.51 | 170 | FALSE
15.25 | NBM | 9.6 | C | 4.7 | 170 | FALSE
15.25 | NBM | 9.6 | PF | 0.75 | 99 | FALSE
15.25 | NBM | 9.6 | C | 5.5 | 160 | FALSE
15.25 | NBM | 9.6 | C | 5 | 180 | FALSE
15.25 | NBM | 9.6 | C | 3.4 | 180 | FALSE
15.25 | BM | 9.6 | C | 4.5 | 224 | FALSE
15.25 | BM | 9.6 | C | 1.69 | 192 | FALSE
15.25 | NBM | 9.6 | C | 4.7 | 170 | FALSE
15.25 | NBM | 9.6 | PF | 0.75 | 99 | FALSE
15.25 | NBM | 9.6 | PF | 3.75 | 175 | FALSE
15.25 | NBM | 9.6 | C | 4.5 | 180 | FALSE
15.25 | BM | 9.6 | C | 7.7 | 275 | FALSE
15.25 | NBM | 9.6 | PF | 0.75 | 99 | FALSE
15.25 | NBM | 9.6 | C | 3.4 | 180 | FALSE
15.25 | NBM | 9.6 | C | 4.7 | 170 | FALSE
15.25 | BM | 9.6 | C | 7.7 | 275 | FALSE
15.25 | NBM | 9.6 | C | 5.5 | 160 | FALSE
15.25 | NBM | 9.6 | C | 4.5 | 180 | FALSE
15.25 | NBM | 9.6 | C | 3.4 | 180 | FALSE
15.25 | NBM | 9.6 | PF | 0.75 | 99 | FALSE
15.25 | NBM | 9.6 | C | 4.5 | 180 | FALSE
15.25 | BM | 9.6 | C | 4.5 | 224 | FALSE
15.25 | BM | 9.6 | C | 2.8 | 198 | FALSE
15.25 | NBM | 9.6 | C | 5.5 | 160 | FALSE
15.25 | BM | 9.6 | C | 3.25 | 350 | FALSE
15.25 | BM | 9.6 | C | 3.25 | 350 | FALSE
15.25 | BM | 9.6 | C | 3.25 | 350 | FALSE
15.25 | BM | 9.6 | C | 1.69 | 192 | FALSE
15.25 | NBM | 9.6 | C | 5.5 | 160 | FALSE
15.25 | NBM | 9.6 | C | 3.6 | 170 | FALSE
15.25 | NBM | 9.6 | C | 3.4 | 180 | FALSE
15.25 | NBM | 9.6 | C | 5.5 | 160 | FALSE
15.25 | BM | 9.6 | C | 3.25 | 350 | FALSE
15.25 | NBM | 9.6 | C | 5.5 | 160 | FALSE
15.25 | NBM | 9.6 | C | 5 | 180 | FALSE
15.25 | NBM | 9.6 | PF | 0.99 | 99 | FALSE
15.25 | NBM | 9.6 | C | 4.3 | 190 | FALSE
15.25 | NBM | 9.6 | C | 5 | 180 | FALSE
15.25 | NBM | 9.6 | C | 5.5 | 160 | FALSE
15.25 | NBM | 9.6 | C | 5 | 180 | FALSE
15.25 | NBM | 9.6 | PF | 0.75 | 99 | FALSE
15.25 | BM | 9.6 | C | 2.8 | 198 | FALSE
15.25 | NBM | 9.6 | C | 5 | 180 | FALSE
15.25 | NBM | 9.6 | C | 3.5 | 180 | FALSE
15.25 | NBM | 9.6 | C | 4.7 | 170 | FALSE
15.25 | NBM | 9.6 | C | 4.3 | 190 | FALSE
15.25 | BM | 10.1 | C | 2 | 220 | TRUE
15.25 | BM | 10.1 | C | 1.6 | 135 | TRUE
15.25 | BM | 10.1 | C | 1.79 | 203 | TRUE
15.25 | BM | 10.1 | C | 1.79 | 203 | TRUE
15.25 | NBM | 10.1 | C | 1.5 | 150 | TRUE
15.25 | NBM | 10.1 | C | 2 | 110 | TRUE
15.25 | NBM | 10.1 | F | 0.5 | 90.95 | TRUE
15.25 | NBM | 10.1 | PF | 4.8 | 180 | FALSE
15.25 | NBM | 10.1 | C | 4.5 | 150 | FALSE
15.25 | BM | 10.1 | C | 4 | 155 | FALSE
15.25 | NBM | 10.1 | C | 3.4 | 180 | FALSE
15.25 | NBM | 10.1 | C | 3.4 | 180 | FALSE
15.25 | NBM | 10.1 | C | 3.4 | 180 | FALSE
15.25 | NBM | 10.1 | C | 3.4 | 180 | FALSE
15.25 | BM | 10.1 | C | 2.25 | 235 | FALSE
15.25 | NBM | 10.1 | C | 3.4 | 180 | FALSE
15.25 | NBM | 10.1 | C | 3.4 | 180 | FALSE
15.25 | NBM | 10.1 | C | 4.4 | 145 | FALSE
15.25 | NBM | 10.1 | C | 3.4 | 180 | FALSE
15.25 | NBM | 10.1 | C | 3.4 | 180 | FALSE
15.25 | NBM | 10.1 | C | 2.89 | 119 | FALSE
15.25 | NBM | 10.1 | C | 3.85 | 162 | FALSE
15.25 | NBM | 10.1 | C | 5.5 | 160 | FALSE
15.25 | NBM | 10.1 | PF | 3.7 | 100 | FALSE
15.25 | NBM | 10.1 | C | 5.7 | 100 | FALSE
15.25 | NBM | 10.1 | C | 5.5 | 160 | FALSE
15.25 | NBM | 10.1 | C | 5.48 | 100 | FALSE
15.25 | NBM | 10.1 | C | 5.23 | 100 | FALSE
15.25 | NBM | 10.1 | PF | 1.5 | 90 | FALSE
15.25 | NBM | 10.1 | C | 4.86 | 100 | FALSE
15.25 | NBM | 10.1 | C | 4.55 | 100 | FALSE
15.25 | NBM | 10.1 | C | 2.74 | 119 | FALSE
15.25 | NBM | 10.1 | C | 4.28 | 100 | FALSE
15.25 | NBM | 10.1 | C | 4.15 | 100 | FALSE
15.25 | NBM | 10.1 | C | 2.74 | 179 | FALSE
15.25 | NBM | 10.1 | PF | 4.88 | 70 | FALSE
15.25 | BM | 10.1 | C | 2.25 | 235 | FALSE
15.25 | NBM | 10.1 | PF | 4.8 | 180 | FALSE
15.25 | NBM | 10.1 | PF | 3.43 | 100 | FALSE
15.25 | NBM | 10.1 | PF | 4.8 | 180 | FALSE
15.25 | NBM | 10.1 | C | 4.8 | 180 | FALSE
15.25 | NBM | 10.1 | PF | 3.45 | 100 | FALSE
15.25 | NBM | 10.1 | C | 3.85 | 100 | FALSE
15.25 | BM | 10.1 | C | 4.01 | 192 | FALSE
15.25 | NBM | 10.1 | C | 2.74 | 119 | FALSE
15.25 | BM | 10.1 | C | 4.01 | 192 | FALSE
15.25 | NBM | 10.1 | PF | 4.15 | 100 | FALSE
15.25 | NBM | 10.1 | PF | 4.28 | 100 | FALSE
15.25 | BM | 10.1 | C | 4.01 | 192 | FALSE
15.25 | NBM | 10.1 | PF | 4.4 | 100 | FALSE
15.25 | NBM | 10.1 | PF | 2.95 | 100 | FALSE
15.25 | NBM | 10.1 | PF | 3.75 | 100 | FALSE
15.25 | NBM | 10.1 | C | 4 | 79 | FALSE
15.25 | NBM | 10.1 | C | 4.3 | 190 | FALSE
15.25 | NBM | 10.1 | C | 4.5 | 180 | FALSE
15.25 | NBM | 10.1 | C | 4.5 | 180 | FALSE
15.25 | NBM | 10.1 | C | 4.5 | 180 | FALSE
15.25 | NBM | 10.1 | C | 4.5 | 180 | FALSE
15.25 | NBM | 10.1 | C | 4.5 | 180 | FALSE
15.25 | NBM | 10.1 | C | 4.3 | 150 | FALSE
15.25 | NBM | 10.1 | C | 4.5 | 180 | FALSE
15.25 | NBM | 10.1 | C | 4.3 | 150 | FALSE
15.25 | NBM | 10.1 | C | 4.7 | 170 | FALSE
15.25 | NBM | 10.1 | C | 4.7 | 170 | FALSE
15.25 | NBM | 10.1 | C | 4.7 | 170 | FALSE
15.25 | NBM | 10.1 | C | 3.5 | 180 | FALSE
15.25 | NBM | 10.1 | C | 4.7 | 170 | FALSE
15.25 | NBM | 10.1 | C | 4.3 | 190 | FALSE
15.25 | NBM | 10.1 | C | 3 | 125 | FALSE
15.25 | NBM | 10.1 | C | 5 | 180 | FALSE
15.25 | NBM | 10.1 | C | 3 | 125 | FALSE
15.25 | NBM | 10.1 | C | 5 | 180 | FALSE
15.25 | NBM | 10.1 | PF | 4.47 | 79 | FALSE
15.25 | NBM | 10.1 | C | 5 | 180 | FALSE
15.25 | NBM | 10.1 | C | 3.49 | 90.95 | FALSE
15.25 | NBM | 10.1 | C | 5 | 180 | FALSE
15.25 | NBM | 10.1 | C | 5 | 180 | FALSE
15.25 | NBM | 10.1 | C | 5.5 | 160 | FALSE
15.25 | NBM | 10.1 | C | 5.5 | 160 | FALSE
15.25 | BM | 10.1 | C | 6 | 165 | FALSE
15.25 | NBM | 10.1 | C | 3.95 | 150 | FALSE
15.25 | NBM | 10.1 | C | 4 | 79 | FALSE
15.25 | NBM | 10.1 | C | 3.6 | 170 | FALSE
15.25 | BM | 10.1 | C | 2.25 | 235 | FALSE
15.25 | NBM | 10.1 | C | 3.4 | 180 | FALSE
15.25 | BM | 10.1 | C | 2.25 | 235 | FALSE
15.25 | NBM | 10.1 | C | 3.5 | 180 | FALSE
15.25 | BM | 10.1 | C | 2.25 | 235 | FALSE
15.25 | BM | 10.1 | C | 2.25 | 235 | FALSE
15.25 | NBM | 10.1 | C | 3.4 | 180 | FALSE
15.25 | BM | 10.1 | C | 2.25 | 235 | FALSE
15.25 | BM | 10.1 | C | 2.25 | 235 | FALSE
15.25 | NBM | 10.1 | C | 3.6 | 170 | FALSE
15.25 | BM | 10.1 | C | 2.25 | 235 | FALSE
15.25 | NBM | 10.1 | C | 3.5 | 180 | FALSE
15.25 | NBM | 10.1 | PF | 3.85 | 100 | FALSE
15.25 | NBM | 10.1 | C | 4.3 | 190 | FALSE
15.25 | NBM | 10.1 | C | 3.6 | 170 | FALSE
15.25 | NBM | 10.1 | C | 3.4 | 180 | FALSE
15.25 | NBM | 10.1 | C | 2.99 | 119 | FALSE
15.25 | NBM | 10.1 | C | 4.3 | 190 | FALSE
15.25 | NBM | 10.1 | C | 2.99 | 129 | FALSE
15.25 | NBM | 10.1 | C | 3.6 | 170 | FALSE
15.25 | NBM | 10.1 | C | 3.4 | 180 | FALSE
15.25 | NBM | 10.1 | C | 2.99 | 119 | FALSE
15.25 | NBM | 10.1 | C | 3.6 | 170 | FALSE
15.25 | NBM | 10.1 | C | 2.99 | 129 | FALSE
15.25 | NBM | 10.1 | C | 1.49 | 99 | FALSE
15.25 | NBM | 10.1 | C | 3.6 | 170 | FALSE
15.25 | NBM | 10.1 | C | 1.49 | 99 | FALSE
15.25 | NBM | 10.1 | C | 3.6 | 170 | FALSE
15.25 | NBM | 10.1 | C | 4.3 | 190 | FALSE
15.25 | NBM | 10.1 | C | 2.99 | 129 | FALSE
15.25 | NBM | 10.1 | C | 2.37 | 171 | FALSE
15.25 | NBM | 10.1 | C | 4.5 | 98 | FALSE
15.25 | NBM | 10.1 | C | 3.5 | 108 | FALSE
15.25 | NBM | 10.1 | PF | 3.94 | 99 | FALSE
15.25 | NBM | 10.1 | C | 3.5 | 108 | FALSE
15.25 | NBM | 10.1 | PF | 3.94 | 99 | FALSE
15.25 | NBM | 10.1 | C | 4.5 | 98 | FALSE
15.25 | NBM | 10.1 | C | 4.5 | 98 | FALSE
15.25 | NBM | 10.1 | PF | 3.7 | 100 | FALSE
15.25 | NBM | 10.1 | C | 2.47 | 168 | FALSE
15.25 | NBM | 10.1 | PF | 4.68 | 70 | FALSE
15.25 | NBM | 10.1 | PF | 2.68 | 139 | FALSE
15.25 | NBM | 10.1 | C | 4.59 | 74 | FALSE
15.25 | NBM | 10.1 | C | 3.5 | 108 | FALSE
15.25 | BM | 10.1 | C | 4.6 | 237 | FALSE
15.25 | NBM | 10.1 | C | 2.47 | 168 | FALSE
15.25 | BM | 10.1 | C | 2.25 | 235 | FALSE
15.25 | NBM | 10.1 | C | 2.47 | 168 | FALSE
15.25 | NBM | 10.1 | C | 2.47 | 168 | FALSE
15.25 | BM | 10.1 | C | 4.6 | 237 | FALSE
15.25 | NBM | 10.1 | C | 2.58 | 165 | FALSE
15.25 | NBM | 10.1 | PF | 2.58 | 165 | FALSE
15.25 | BM | 10.1 | C | 2.9 | 210 | FALSE
15.25 | NBM | 10.1 | C | 2.58 | 165 | FALSE
15.25 | NBM | 10.1 | PF | 3.08 | 134 | FALSE
15.25 | NBM | 10.1 | C | 2.79 | 153 | FALSE
15.25 | NBM | 10.1 | PF | 2.68 | 139 | FALSE
15.25 | NBM | 10.1 | PF | 3.98 | 84 | FALSE
15.25 | NBM | 10.1 | PF | 3.48 | 89 | FALSE
15.25 | NBM | 10.1 | PF | 4.88 | 70 | FALSE
15.25 | NBM | 10.1 | PF | 4.88 | 70 | FALSE
15.25 | NBM | 10.1 | PF | 3.98 | 84 | FALSE
15.25 | NBM | 10.1 | PF | 3.98 | 84 | FALSE
15.25 | NBM | 10.1 | PF | 2.23 | 175 | FALSE
15.25 | NBM | 10.1 | PF | 2.74 | 137 | FALSE
15.25 | NBM | 10.1 | C | 2.58 | 165 | FALSE
15.25 | NBM | 10.1 | C | 3.5 | 146 | FALSE
15.25 | NBM | 10.1 | PF | 2.38 | 144 | FALSE
15.25 | NBM | 10.1 | C | 4.5 | 98 | FALSE
15.25 | NBM | 10.1 | PF | 2.59 | 141 | FALSE
15.25 | NBM | 10.1 | PF | 4.47 | 79 | FALSE
15.25 | NBM | 10.1 | C | 3.5 | 108 | FALSE
15.25 | NBM | 10.1 | PF | 3.39 | 131 | FALSE
15.25 | NBM | 10.1 | C | 3.5 | 108 | FALSE
15.25 | NBM | 10.1 | C | 4.5 | 98 | FALSE
15.25 | NBM | 10.1 | C | 4.5 | 98 | FALSE
15.25 | NBM | 10.1 | C | 3.48 | 89 | FALSE
15.25 | NBM | 10.1 | C | 3.48 | 89 | FALSE
15.25 | NBM | 10.1 | C | 6 | 102 | FALSE
15.25 | NBM | 10.1 | C | 6 | 102 | FALSE
15.25 | NBM | 10.1 | C | 3.5 | 108 | FALSE
15.25 | NBM | 10.1 | C | 2.47 | 168 | FALSE
15.25 | NBM | 10.1 | C | 5.5 | 160 | FALSE
15.25 | NBM | 10.1 | PF | 3.39 | 131 | FALSE
15.25 | NBM | 10.1 | C | 3.75 | 149 | FALSE
15.25 | NBM | 10.1 | C | 5.5 | 160 | FALSE
15.25 | BM | 10.1 | C | 2.95 | 190 | FALSE
15.25 | BM | 10.1 | C | 2.9 | 210 | FALSE
15.25 | NBM | 10.1 | C | 3.95 | 160 | FALSE
15.25 | NBM | 10.1 | C | 4.86 | 100 | FALSE
15.25 | NBM | 10.1 | C | 4.86 | 100 | FALSE
15.25 | BM | 10.1 | C | 7.5 | 165 | FALSE
15.25 | BM | 10.1 | C | 2.95 | 190 | FALSE
15.25 | NBM | 10.1 | C | 5.85 | 100 | FALSE
15.25 | NBM | 10.1 | C | 5.5 | 160 | FALSE
15.25 | NBM | 10.1 | PF | 5 | 185 | FALSE
15.25 | BM | 10.2 | C | 2 | 220 | TRUE
15.25 | BM | 10.2 | C | 1.6 | 135 | TRUE
15.25 | BM | 10.2 | C | 1.79 | 203 | TRUE
15.25 | NBM | 10.2 | F | 0.5 | 90.95 | TRUE
15.25 | BM | 10.2 | C | 1.79 | 203 | TRUE
15.25 | NBM | 10.2 | C | 3.5 | 108 | FALSE
15.25 | NBM | 10.2 | C | 4.5 | 180 | FALSE
15.25 | NBM | 10.2 | C | 4.55 | 100 | FALSE
15.25 | NBM | 10.2 | C | 3.48 | 89 | FALSE
15.25 | NBM | 10.2 | C | 3.5 | 108 | FALSE
15.25 | NBM | 10.2 | C | 4.5 | 180 | FALSE
15.25 | NBM | 10.2 | PF | 1.5 | 90 | FALSE
15.25 | NBM | 10.2 | C | 4.5 | 180 | FALSE
15.25 | NBM | 10.2 | C | 4.3 | 150 | FALSE
15.25 | NBM | 10.2 | C | 4.5 | 98 | FALSE
15.25 | NBM | 10.2 | C | 5.5 | 160 | FALSE
15.25 | NBM | 10.2 | PF | 3.39 | 131 | FALSE
15.25 | NBM | 10.2 | C | 4.5 | 180 | FALSE
15.25 | NBM | 10.2 | C | 4.3 | 150 | FALSE
15.25 | NBM | 10.2 | C | 4.86 | 100 | FALSE
15.25 | NBM | 10.2 | C | 4.5 | 98 | FALSE
15.25 | NBM | 10.2 | C | 6 | 102 | FALSE
15.25 | NBM | 10.2 | C | 2.99 | 129 | FALSE
15.25 | NBM | 10.2 | C | 4.15 | 100 | FALSE
15.25 | NBM | 10.2 | C | 2.99 | 119 | FALSE
15.25 | NBM | 10.2 | C | 3.75 | 149 | FALSE
15.25 | NBM | 10.2 | C | 3.5 | 108 | FALSE
15.25 | NBM | 10.2 | C | 4.3 | 190 | FALSE
15.25 | NBM | 10.2 | C | 2.74 | 119 | FALSE
15.25 | NBM | 10.2 | PF | 4.47 | 79 | FALSE
15.25 | NBM | 10.2 | C | 3.5 | 108 | FALSE
15.25 | NBM | 10.2 | C | 4.5 | 180 | FALSE
15.25 | NBM | 10.2 | C | 4.86 | 100 | FALSE
15.25 | NBM | 10.2 | C | 4.5 | 180 | FALSE
15.25 | NBM | 10.2 | C | 4.3 | 190 | FALSE
15.25 | NBM | 10.2 | C | 4.28 | 100 | FALSE
15.25 | NBM | 10.2 | C | 4.3 | 190 | FALSE
15.25 | NBM | 10.2 | C | 3.48 | 89 | FALSE
15.25 | NBM | 10.2 | C | 4.3 | 190 | FALSE
15.25 | NBM | 10.2 | C | 6 | 102 | FALSE
15.25 | NBM | 10.2 | C | 4.7 | 170 | FALSE
15.25 | NBM | 10.2 | C | 4.5 | 98 | FALSE
15.25 | NBM | 10.2 | C | 3.5 | 108 | FALSE
15.25 | NBM | 10.2 | C | 4.5 | 98 | FALSE
15.25 | NBM | 10.2 | C | 4.3 | 190 | FALSE
15.25 | NBM | 10.2 | C | 5.7 | 100 | FALSE
15.25 | NBM | 10.2 | C | 3.5 | 108 | FALSE
15.25 | NBM | 10.2 | C | 5 | 180 | FALSE
15.25 | NBM | 10.2 | C | 5.5 | 160 | FALSE
15.25 | NBM | 10.2 | PF | 2.23 | 175 | FALSE
15.25 | NBM | 10.2 | C | 5 | 180 | FALSE
15.25 | NBM | 10.2 | PF | 3.98 | 84 | FALSE
15.25 | NBM | 10.2 | C | 5.5 | 160 | FALSE
15.25 | NBM | 10.2 | C | 5 | 180 | FALSE
15.25 | NBM | 10.2 | PF | 3.98 | 84 | FALSE
15.25 | NBM | 10.2 | C | 5.48 | 100 | FALSE
15.25 | NBM | 10.2 | PF | 4.88 | 70 | FALSE
15.25 | NBM | 10.2 | C | 2.58 | 165 | FALSE
15.25 | NBM | 10.2 | C | 3.48 | 89 | FALSE
15.25 | NBM | 10.2 | C | 5.5 | 160 | FALSE
15.25 | BM | 10.2 | C | 6 | 165 | FALSE
15.25 | NBM | 10.2 | PF | 4.88 | 70 | FALSE
15.25 | NBM | 10.2 | PF | 3.7 | 100 | FALSE
15.25 | NBM | 10.2 | PF | 3.7 | 100 | FALSE
15.25 | NBM | 10.2 | C | 3.95 | 150 | FALSE
15.25 | NBM | 10.2 | PF | 3.98 | 84 | FALSE
15.25 | NBM | 10.2 | C | 5.5 | 160 | FALSE
15.25 | NBM | 10.2 | PF | 4.88 | 70 | FALSE
15.25 | NBM | 10.2 | C | 5.5 | 160 | FALSE
15.25 | NBM | 10.2 | C | 4.7 | 170 | FALSE
15.25 | NBM | 10.2 | C | 4.7 | 170 | FALSE
15.25 | NBM | 10.2 | C | 3.6 | 170 | FALSE
15.25 | NBM | 10.2 | PF | 2.68 | 139 | FALSE
15.25 | NBM | 10.2 | C | 3.6 | 170 | FALSE
15.25 | NBM | 10.2 | C | 5.23 | 100 | FALSE
15.25 | NBM | 10.2 | C | 4.5 | 98 | FALSE
15.25 | NBM | 10.2 | C | 4.7 | 170 | FALSE
15.25 | NBM | 10.2 | C | 4 | 79 | FALSE
15.25 | NBM | 10.2 | C | 4.5 | 98 | FALSE
15.25 | NBM | 10.2 | PF | 2.74 | 137 | FALSE
15.25 | NBM | 10.2 | PF | 2.59 | 141 | FALSE
15.25 | NBM | 10.2 | C | 4.86 | 100 | FALSE
15.25 | NBM | 10.2 | C | 3.5 | 108 | FALSE
15.25 | NBM | 10.2 | C | 3 | 125 | FALSE
15.25 | NBM | 10.2 | C | 3.5 | 108 | FALSE
15.25 | NBM | 10.2 | C | 5.5 | 160 | FALSE
15.25 | NBM | 10.2 | C | 5 | 180 | FALSE
15.25 | NBM | 10.2 | C | 3 | 125 | FALSE
15.25 | NBM | 10.2 | PF | 2.38 | 144 | FALSE
15.25 | NBM | 10.2 | C | 5.85 | 100 | FALSE
15.25 | NBM | 10.2 | C | 5 | 180 | FALSE
15.25 | NBM | 10.2 | C | 3.5 | 146 | FALSE
15.25 | NBM | 10.2 | C | 4 | 79 | FALSE
15.25 | BM | 10.2 | C | 2.25 | 235 | FALSE
15.25 | NBM | 10.2 | C | 2.47 | 168 | FALSE
15.25 | NBM | 10.2 | C | 3.4 | 180 | FALSE
15.25 | BM | 10.2 | C | 4.01 | 192 | FALSE
15.25 | NBM | 10.2 | C | 3.4 | 180 | FALSE
15.25 | NBM | 10.2 | C | 4.4 | 145 | FALSE
15.25 | NBM | 10.2 | C | 2.47 | 168 | FALSE
15.25 | NBM | 10.2 | PF | 5 | 185 | FALSE
15.25 | NBM | 10.2 | C | 3.4 | 180 | FALSE
15.25 | BM | 10.2 | C | 2.95 | 190 | FALSE
15.25 | NBM | 10.2 | PF | 4.47 | 79 | FALSE
15.25 | NBM | 10.2 | C | 3.4 | 180 | FALSE
15.25 | NBM | 10.2 | PF | 3.85 | 100 | FALSE
15.25 | BM | 10.2 | C | 4.6 | 237 | FALSE
15.25 | NBM | 10.2 | C | 3.4 | 180 | FALSE
15.25 | BM | 10.2 | C | 2.25 | 235 | FALSE
15.25 | NBM | 10.2 | C | 3.49 | 90.95 | FALSE
15.25 | NBM | 10.2 | C | 2.37 | 171 | FALSE
15.25 | NBM | 10.2 | C | 3.4 | 180 | FALSE
15.25 | BM | 10.2 | C | 2.25 | 235 | FALSE
15.25 | NBM | 10.2 | C | 2.99 | 129 | FALSE
15.25 | NBM | 10.2 | C | 4.59 | 74 | FALSE
15.25 | NBM | 10.2 | PF | 4.15 | 100 | FALSE
15.25 | BM | 10.2 | C | 4.01 | 192 | FALSE
15.25 | NBM | 10.2 | PF | 2.68 | 139 | FALSE
15.25 | NBM | 10.2 | C | 4.8 | 180 | FALSE
15.25 | NBM | 10.2 | PF | 3.43 | 100 | FALSE
15.25 | NBM | 10.2 | PF | 3.45 | 100 | FALSE
15.25 | NBM | 10.2 | PF | 4.8 | 180 | FALSE
15.25 | BM | 10.2 | C | 2.9 | 210 | FALSE
15.25 | NBM | 10.2 | PF | 2.95 | 100 | FALSE
15.25 | NBM | 10.2 | PF | 3.08 | 134 | FALSE
15.25 | NBM | 10.2 | PF | 4.8 | 180 | FALSE
15.25 | BM | 10.2 | C | 4.6 | 237 | FALSE
15.25 | NBM | 10.2 | PF | 4.8 | 180 | FALSE
15.25 | NBM | 10.2 | C | 3.4 | 180 | FALSE
15.25 | NBM | 10.2 | C | 4.5 | 150 | FALSE
15.25 | NBM | 10.2 | C | 2.47 | 168 | FALSE
15.25 | BM | 10.2 | C | 4 | 155 | FALSE
15.25 | BM | 10.2 | C | 2.9 | 210 | FALSE
15.25 | NBM | 10.2 | PF | 2.58 | 165 | FALSE
15.25 | NBM | 10.2 | C | 2.89 | 119 | FALSE
15.25 | NBM | 10.2 | PF | 3.39 | 131 | FALSE
15.25 | NBM | 10.2 | C | 2.58 | 165 | FALSE
15.25 | NBM | 10.2 | C | 3.4 | 180 | FALSE
15.25 | NBM | 10.2 | C | 3.4 | 180 | FALSE
15.25 | NBM | 10.2 | C | 2.58 | 165 | FALSE
15.25 | NBM | 10.2 | PF | 3.94 | 99 | FALSE
15.25 | NBM | 10.2 | PF | 4.28 | 100 | FALSE
15.25 | NBM | 10.2 | C | 4.5 | 98 | FALSE
15.25 | NBM | 10.2 | C | 3.4 | 180 | FALSE
15.25 | NBM | 10.2 | PF | 3.94 | 99 | FALSE
15.25 | NBM | 10.2 | C | 3.6 | 170 | FALSE
15.25 | NBM | 10.2 | C | 3.85 | 162 | FALSE
15.25 | NBM | 10.2 | C | 3.95 | 160 | FALSE
15.25 | NBM | 10.2 | C | 3.6 | 170 | FALSE
15.25 | NBM | 10.2 | C | 3.5 | 108 | FALSE
15.25 | NBM | 10.2 | C | 4.5 | 98 | FALSE
15.25 | NBM | 10.2 | C | 1.49 | 99 | FALSE
15.25 | NBM | 10.2 | C | 3.5 | 180 | FALSE
15.25 | NBM | 10.2 | C | 1.49 | 99 | FALSE
15.25 | NBM | 10.2 | C | 3.85 | 100 | FALSE
15.25 | NBM | 10.2 | C | 3.6 | 170 | FALSE
15.25 | NBM | 10.2 | C | 2.74 | 179 | FALSE
15.25 | NBM | 10.2 | C | 2.99 | 129 | FALSE
15.25 | NBM | 10.2 | C | 3.5 | 108 | FALSE
15.25 | NBM | 10.2 | C | 2.99 | 119 | FALSE
15.25 | NBM | 10.2 | C | 4.5 | 98 | FALSE
15.25 | NBM | 10.2 | C | 3.6 | 170 | FALSE
15.25 | NBM | 10.2 | C | 4.5 | 98 | FALSE
15.25 | NBM | 10.2 | C | 3.6 | 170 | FALSE
15.25 | BM | 10.2 | C | 2.25 | 235 | FALSE
15.25 | BM | 10.2 | C | 4.01 | 192 | FALSE
15.25 | BM | 10.2 | C | 2.25 | 235 | FALSE
15.25 | NBM | 10.2 | C | 2.79 | 153 | FALSE
15.25 | NBM | 10.2 | C | 3.4 | 180 | FALSE
15.25 | BM | 10.2 | C | 2.95 | 190 | FALSE
15.25 | BM | 10.2 | C | 2.25 | 235 | FALSE
15.25 | NBM | 10.2 | PF | 4.68 | 70 | FALSE
15.25 | NBM | 10.2 | C | 3.5 | 180 | FALSE
15.25 | NBM | 10.2 | C | 3.5 | 180 | FALSE
15.25 | NBM | 10.2 | C | 2.47 | 168 | FALSE
15.25 | BM | 10.2 | C | 2.25 | 235 | FALSE
15.25 | NBM | 10.2 | PF | 4.4 | 100 | FALSE
15.25 | NBM | 10.2 | C | 3.4 | 180 | FALSE
15.25 | BM | 10.2 | C | 2.25 | 235 | FALSE
15.25 | BM | 10.2 | C | 2.25 | 235 | FALSE
15.25 | NBM | 10.2 | C | 2.47 | 168 | FALSE
15.25 | BM | 10.2 | C | 7.5 | 165 | FALSE
15.25 | NBM | 10.2 | C | 2.74 | 119 | FALSE
15.25 | NBM | 10.2 | PF | 3.75 | 100 | FALSE
15.25 | BM | 10.2 | C | 2.25 | 235 | FALSE
15.25 | NBM | 10.3 | F | 0.5 | 90.95 | TRUE
15.25 | BM | 10.3 | C | 1.79 | 203 | TRUE
15.25 | BM | 10.3 | C | 1.79 | 203 | TRUE
15.25 | BM | 10.3 | C | 1.8 | 135 | TRUE
15.25 | BM | 10.3 | C | 2 | 220 | TRUE
15.25 | NBM | 10.3 | C | 5.7 | 100 | FALSE
15.25 | NBM | 10.3 | C | 4.55 | 100 | FALSE
15.25 | NBM | 10.3 | C | 3.5 | 180 | FALSE
15.25 | NBM | 10.3 | C | 3.4 | 180 | FALSE
15.25 | NBM | 10.3 | C | 5.85 | 100 | FALSE
15.25 | NBM | 10.3 | C | 3.6 | 170 | FALSE
15.25 | NBM | 10.3 | C | 3.6 | 170 | FALSE
15.25 | NBM | 10.3 | PF | 3.7 | 100 | FALSE
15.25 | NBM | 10.3 | C | 3.6 | 170 | FALSE
15.25 | NBM | 10.3 | C | 3.6 | 170 | FALSE
15.25 | NBM | 10.3 | PF | 3.7 | 100 | FALSE
15.25 | NBM | 10.3 | C | 3.5 | 180 | FALSE
15.25 | NBM | 10.3 | C | 3.6 | 170 | FALSE
15.25 | NBM | 10.3 | C | 3.6 | 170 | FALSE
15.25 | NBM | 10.3 | C | 4.3 | 190 | FALSE
15.25 | NBM | 10.3 | C | 4.3 | 190 | FALSE
15.25 | NBM | 10.3 | C | 5.48 | 100 | FALSE
15.25 | NBM | 10.3 | C | 4.3 | 190 | FALSE
15.25 | NBM | 10.3 | C | 4.3 | 190 | FALSE
15.25 | NBM | 10.3 | C | 5.23 | 100 | FALSE
15.25 | NBM | 10.3 | C | 4.3 | 190 | FALSE
15.25 | NBM | 10.3 | C | 4.5 | 180 | FALSE
15.25 | NBM | 10.3 | C | 4.86 | 100 | FALSE
15.25 | NBM | 10.3 | C | 4.5 | 180 | FALSE
15.25 | NBM | 10.3 | PF | 4.8 | 180 | FALSE
15.25 | NBM | 10.3 | C | 3.6 | 170 | FALSE
15.25 | BM | 10.3 | C | 2.25 | 235 | FALSE
15.25 | NBM | 10.3 | C | 4.5 | 150 | FALSE
15.25 | BM | 10.3 | C | 4 | 155 | FALSE
15.25 | BM | 10.3 | C | 4.6 | 237 | FALSE
15.25 | NBM | 10.3 | C | 2.89 | 119 | FALSE
15.25 | BM | 10.3 | C | 4.6 | 237 | FALSE
15.25 | NBM | 10.3 | C | 3.4 | 180 | FALSE
15.25 | NBM | 10.3 | C | 3.4 | 180 | FALSE
15.25 | BM | 10.3 | C | 2.9 | 210 | FALSE
15.25 | NBM | 10.3 | C | 3.4 | 180 | FALSE
15.25 | NBM | 10.3 | C | 3.4 | 180 | FALSE
15.25 | NBM | 10.3 | C | 4.86 | 100 | FALSE
15.25 | NBM | 10.3 | C | 3.4 | 180 | FALSE
15.25 | NBM | 10.3 | C | 4.5 | 180 | FALSE
15.25 | NBM | 10.3 | C | 3.4 | 180 | FALSE
15.25 | BM | 10.3 | C | 2.95 | 190 | FALSE
15.25 | NBM | 10.3 | C | 3.4 | 180 | FALSE
15.25 | NBM | 10.3 | C | 3.4 | 180 | FALSE
15.25 | BM | 10.3 | C | 2.95 | 190 | FALSE
15.25 | NBM | 10.3 | C | 3.4 | 180 | FALSE
15.25 | NBM | 10.3 | C | 3.4 | 180 | FALSE
15.25 | NBM | 10.3 | C | 3.95 | 160 | FALSE
15.25 | NBM | 10.3 | C | 3.5 | 180 | FALSE
15.25 | NBM | 10.3 | C | 3.4 | 180 | FALSE
15.25 | NBM | 10.3 | C | 4.86 | 100 | FALSE
15.25 | NBM | 10.3 | C | 5 | 180 | FALSE
15.25 | NBM | 10.3 | C | 2.99 | 119 | FALSE
15.25 | NBM | 10.3 | C | 4.5 | 180 | FALSE
15.25 | NBM | 10.3 | C | 4 | 79 | FALSE
15.25 | NBM | 10.3 | PF | 3.43 | 100 | FALSE
15.25 | NBM | 10.3 | C | 4 | 79 | FALSE
15.25 | NBM | 10.3 | C | 4.3 | 150 | FALSE
15.25 | NBM | 10.3 | PF | 2.95 | 100 | FALSE
15.25 | NBM | 10.3 | C | 4.3 | 150 | FALSE
15.25 | NBM | 10.3 | C | 2.99 | 119 | FALSE
15.25 | NBM | 10.3 | C | 4.4 | 145 | FALSE
15.25 | NBM | 10.3 | C | 2.99 | 129 | FALSE
15.25 | NBM | 10.3 | C | 3 | 125 | FALSE
15.25 | BM | 10.3 | C | 2.25 | 235 | FALSE
15.25 | NBM | 10.3 | PF | 3.75 | 100 | FALSE
15.25 | NBM | 10.3 | C | 2.99 | 129 | FALSE
15.25 | BM | 10.3 | C | 2.25 | 235 | FALSE
15.25 | NBM | 10.3 | C | 1.49 | 99 | FALSE
15.25 | NBM | 10.3 | C | 1.49 | 99 | FALSE
15.25 | BM | 10.3 | C | 2.25 | 235 | FALSE
15.25 | BM | 10.3 | C | 2.25 | 235 | FALSE
15.25 | BM | 10.3 | C | 2.25 | 235 | FALSE
15.25 | BM | 10.3 | C | 2.25 | 235 | FALSE
15.25 | BM | 10.3 | C | 2.25 | 235 | FALSE
15.25 | BM | 10.3 | C | 2.25 | 235 | FALSE
15.25 | BM | 10.3 | C | 2.25 | 235 | FALSE
15.25 | NBM | 10.3 | C | 2.99 | 129 | FALSE
15.25 | NBM | 10.3 | C | 5 | 180 | FALSE
15.25 | NBM | 10.3 | C | 4.5 | 180 | FALSE
15.25 | NBM | 10.3 | C | 4.28 | 100 | FALSE
15.25 | NBM | 10.3 | C | 4.5 | 180 | FALSE
15.25 | NBM | 10.3 | C | 4.7 | 170 | FALSE
15.25 | NBM | 10.3 | C | 4.15 | 100 | FALSE
15.25 | NBM | 10.3 | C | 4.7 | 170 | FALSE
15.25 | NBM | 10.3 | C | 4.7 | 170 | FALSE
15.25 | NBM | 10.3 | C | 3.85 | 100 | FALSE
15.25 | NBM | 10.3 | C | 4.7 | 170 | FALSE
15.25 | NBM | 10.3 | PF | 4.88 | 70 | FALSE
15.25 | NBM | 10.3 | PF | 3.45 | 100 | FALSE
15.25 | NBM | 10.3 | C | 5 | 180 | FALSE
15.25 | BM | 10.3 | C | 2.9 | 210 | FALSE
15.25 | NBM | 10.3 | PF | 4.4 | 100 | FALSE
15.25 | NBM | 10.3 | C | 5 | 180 | FALSE
15.25 | NBM | 10.3 | C | 5 | 180 | FALSE
15.25 | NBM | 10.3 | PF | 4.28 | 100 | FALSE
15.25 | NBM | 10.3 | C | 5.5 | 160 | FALSE
15.25 | NBM | 10.3 | C | 5.5 | 160 | FALSE
15.25 | NBM | 10.3 | PF | 4.15 | 100 | FALSE
15.25 | NBM | 10.3 | C | 3.95 | 150 | FALSE
15.25 | NBM | 10.3 | C | 3.49 | 90.95 | FALSE
15.25 | NBM | 10.3 | PF | 3.85 | 100 | FALSE
15.25 | NBM | 10.3 | C | 3 | 125 | FALSE
15.25 | NBM | 10.3 | C | 3.85 | 162 | FALSE
15.25 | NBM | 10.3 | PF | 2.38 | 144 | FALSE
15.25 | NBM | 10.3 | PF | 2.74 | 137 | FALSE
15.25 | NBM | 10.3 | C | 2.47 | 168 | FALSE
15.25 | NBM | 10.3 | C | 3.5 | 108 | FALSE
15.25 | NBM | 10.3 | C | 2.58 | 165 | FALSE
15.25 | NBM | 10.3 | C | 3.5 | 108 | FALSE
15.25 | NBM | 10.3 | PF | 2.58 | 165 | FALSE
15.25 | NBM | 10.3 | PF | 2.59 | 141 | FALSE
15.25 | NBM | 10.3 | C | 2.58 | 165 | FALSE
15.25 | NBM | 10.3 | C | 3.5 | 108 | FALSE
15.25 | NBM | 10.3 | PF | 3.08 | 134 | FALSE
15.25 | NBM | 10.3 | PF | 4.8 | 180 | FALSE
15.25 | NBM | 10.3 | PF | 2.68 | 139 | FALSE
15.25 | NBM | 10.3 | C | 4.5 | 98 | FALSE
15.25 | NBM | 10.3 | C | 5.5 | 160 | FALSE
15.25 | NBM | 10.3 | PF | 3.39 | 131 | FALSE
15.25 | NBM | 10.3 | PF | 4.47 | 79 | FALSE
15.25 | NBM | 10.3 | C | 2.58 | 165 | FALSE
15.25 | NBM | 10.3 | C | 2.47 | 168 | FALSE
15.25 | NBM | 10.3 | C | 6 | 102 | FALSE
15.25 | BM | 10.3 | C | 7.5 | 165 | FALSE
15.25 | NBM | 10.3 | C | 4.5 | 98 | FALSE
15.25 | NBM | 10.3 | PF | 4.68 | 70 | FALSE
15.25 | NBM | 10.3 | PF | 4.47 | 79 | FALSE
15.25 | NBM | 10.3 | C | 4.5 | 98 | FALSE
15.25 | NBM | 10.3 | PF | 3.94 | 99 | FALSE
15.25 | NBM | 10.3 | C | 4.5 | 98 | FALSE
15.25 | NBM | 10.3 | C | 3.48 | 89 | FALSE
15.25 | NBM | 10.3 | PF | 3.94 | 99 | FALSE
15.25 | NBM | 10.3 | C | 3.5 | 108 | FALSE
15.25 | NBM | 10.3 | C | 2.47 | 168 | FALSE
15.25 | NBM | 10.3 | PF | 2.68 | 139 | FALSE
15.25 | NBM | 10.3 | C | 3.5 | 108 | FALSE
15.25 | NBM | 10.3 | PF | 5 | 185 | FALSE
15.25 | NBM | 10.3 | C | 3.48 | 89 | FALSE
15.25 | NBM | 10.3 | C | 2.79 | 153 | FALSE
15.25 | NBM | 10.3 | C | 4.5 | 98 | FALSE
15.25 | NBM | 10.3 | C | 4.59 | 74 | FALSE
15.25 | NBM | 10.3 | C | 3.5 | 108 | FALSE
15.25 | NBM | 10.3 | PF | 3.39 | 131 | FALSE
15.25 | NBM | 10.3 | C | 2.37 | 171 | FALSE
15.25 | NBM | 10.3 | C | 4.5 | 98 | FALSE
15.25 | NBM | 10.3 | C | 2.47 | 168 | FALSE
15.25 | NBM | 10.3 | C | 2.47 | 168 | FALSE
15.25 | NBM | 10.3 | C | 4.5 | 98 | FALSE
15.25 | NBM | 10.3 | C | 4.5 | 98 | FALSE
15.25 | NBM | 10.3 | C | 4.8 | 180 | FALSE
15.25 | BM | 10.3 | C | 4.01 | 192 | FALSE
15.25 | NBM | 10.3 | C | 4.5 | 98 | FALSE
15.25 | NBM | 10.3 | PF | 3.98 | 84 | FALSE
15.25 | NBM | 10.3 | C | 3.48 | 89 | FALSE
15.25 | BM | 10.3 | C | 6 | 165 | FALSE
15.25 | NBM | 10.3 | C | 3.75 | 149 | FALSE
15.25 | NBM | 10.3 | PF | 3.98 | 84 | FALSE
15.25 | NBM | 10.3 | PF | 4.88 | 70 | FALSE
15.25 | NBM | 10.3 | C | 2.74 | 119 | FALSE
15.25 | NBM | 10.3 | C | 3.5 | 108 | FALSE
15.25 | NBM | 10.3 | PF | 4.88 | 70 | FALSE
15.25 | BM | 10.3 | C | 4.01 | 192 | FALSE
15.25 | NBM | 10.3 | C | 3.5 | 108 | FALSE
15.25 | BM | 10.3 | C | 4.01 | 192 | FALSE
15.25 | NBM | 10.3 | C | 2.74 | 179 | FALSE
15.25 | NBM | 10.3 | C | 3.5 | 108 | FALSE
15.25 | NBM | 10.3 | C | 6 | 102 | FALSE
15.25 | NBM | 10.3 | C | 5.5 | 160 | FALSE
15.25 | NBM | 10.3 | C | 3.5 | 146 | FALSE
15.25 | NBM | 10.3 | PF | 2.23 | 175 | FALSE
15.25 | NBM | 10.3 | C | 2.74 | 119 | FALSE
15.25 | NBM | 10.3 | C | 5.5 | 160 | FALSE
15.25 | NBM | 10.3 | PF | 1.5 | 99.9 | FALSE
15.25 | NBM | 10.3 | C | 5.5 | 160 | FALSE
15.25 | NBM | 10.3 | C | 4.5 | 98 | FALSE
15.25 | NBM | 10.3 | C | 5.5 | 160 | FALSE
15.25 | NBM | 10.3 | PF | 3.98 | 84 | FALSE
15.25 | NBM | 10.3 | C | 3.5 | 108 | FALSE
15.25 | NBM | 10.3 | PF | 4.8 | 180 | FALSE
15.25 | BM | 10.4 | C | 1.79 | 203 | TRUE
15.25 | BM | 10.4 | C | 2 | 150 | TRUE
15.25 | BM | 10.4 | C | 1.79 | 203 | TRUE
15.25 | NBM | 10.4 | F | 0.5 | 90.95 | TRUE
15.25 | NBM | 10.4 | PF | 3.85 | 100 | FALSE
15.25 | NBM | 10.4 | PF | 3.75 | 100 | FALSE
15.25 | BM | 10.4 | C | 2.25 | 235 | FALSE
15.25 | NBM | 10.4 | C | 4.5 | 98 | FALSE
15.25 | BM | 10.4 | C | 6 | 165 | FALSE
15.25 | BM | 10.4 | C | 2.25 | 235 | FALSE
15.25 | NBM | 10.4 | PF | 3.45 | 100 | FALSE
15.25 | BM | 10.4 | C | 21.5 | 166 | FALSE
15.25 | NBM | 10.4 | C | 5.5 | 160 | FALSE
15.25 | NBM | 10.4 | C | 3.5 | 108 | FALSE
15.25 | NBM | 10.4 | PF | 2.95 | 100 | FALSE
15.25 | BM | 10.4 | C | 2.25 | 235 | FALSE
15.25 | NBM | 10.4 | PF | 3.48 | 89 | FALSE
15.25 | NBM | 10.4 | C | 3.5 | 108 | FALSE
15.25 | NBM | 10.4 | C | 4.4 | 145 | FALSE
15.25 | NBM | 10.4 | C | 3.5 | 146 | FALSE
15.25 | BM | 10.4 | C | 2.25 | 235 | FALSE
15.25 | BM | 10.4 | C | 2.25 | 235 | FALSE
15.25 | NBM | 10.4 | PF | 3.43 | 100 | FALSE
15.25 | NBM | 10.4 | C | 4.5 | 98 | FALSE
15.25 | NBM | 10.4 | C | 6 | 102 | FALSE
15.25 | NBM | 10.4 | PF | 3.7 | 100 | FALSE
15.25 | NBM | 10.4 | C | 5.85 | 100 | FALSE
15.25 | NBM | 10.4 | C | 3.5 | 108 | FALSE
15.25 | NBM | 10.4 | C | 4.86 | 100 | FALSE
15.25 | NBM | 10.4 | C | 3.5 | 108 | FALSE
15.25 | NBM | 10.4 | C | 4.86 | 100 | FALSE
15.25 | NBM | 10.4 | C | 3.95 | 160 | FALSE
15.25 | NBM | 10.4 | C | 4.28 | 100 | FALSE
15.25 | BM | 10.4 | C | 2.95 | 190 | FALSE
15.25 | NBM | 10.4 | C | 5.7 | 100 | FALSE
15.25 | NBM | 10.4 | C | 3.5 | 108 | FALSE
15.25 | NBM | 10.4 | C | 3.5 | 108 | FALSE
15.25 | BM | 10.4 | C | 2.9 | 210 | FALSE
15.25 | BM | 10.4 | C | 2.9 | 210 | FALSE
15.25 | NBM | 10.4 | C | 4.5 | 98 | FALSE
15.25 | BM | 10.4 | C | 4.6 | 237 | FALSE
15.25 | NBM | 10.4 | C | 4.5 | 98 | FALSE
15.25 | BM | 10.4 | C | 4.6 | 237 | FALSE
15.25 | NBM | 10.4 | C | 4.5 | 98 | FALSE
15.25 | BM | 10.4 | C | 2.95 | 190 | FALSE
15.25 | NBM | 10.4 | PF | 4.15 | 100 | FALSE
15.25 | NBM | 10.4 | C | 3.5 | 108 | FALSE
15.25 | NBM | 10.4 | PF | 4.28 | 100 | FALSE
15.25 | NBM | 10.4 | PF | 4.4 | 100 | FALSE
15.25 | NBM | 10.4 | C | 3.5 | 108 | FALSE
15.25 | NBM | 10.4 | C | 3.85 | 162 | FALSE
15.25 | NBM | 10.4 | C | 4.5 | 98 | FALSE
15.25 | NBM | 10.4 | C | 3.85 | 100 | FALSE
15.25 | NBM | 10.4 | PF | 3.7 | 100 | FALSE
15.25 | NBM | 10.4 | C | 4.15 | 100 | FALSE
15.25 | NBM | 10.4 | C | 6 | 102 | FALSE
15.25 | NBM | 10.4 | C | 3.5 | 108 | FALSE
15.25 | NBM | 10.4 | C | 4.55 | 100 | FALSE
15.25 | NBM | 10.4 | C | 3.5 | 108 | FALSE
15.25 | NBM | 10.4 | C | 4.86 | 100 | FALSE
15.25 | NBM | 10.4 | C | 4.5 | 98 | FALSE
15.25 | NBM | 10.4 | C | 5.23 | 100 | FALSE
15.25 | NBM | 10.4 | C | 5.48 | 100 | FALSE
15.25 | NBM | 10.4 | C | 4.5 | 98 | FALSE
15.25 | NBM | 10.4 | C | 4.5 | 98 | FALSE
15.25 | NBM | 10.4 | C | 4.5 | 98 | FALSE
15.25 | BM | 10.4 | C | 4.01 | 192 | FALSE
15.25 | NBM | 10.4 | C | 3.4 | 180 | FALSE
15.25 | NBM | 10.4 | PF | 2.68 | 139 | FALSE
15.25 | NBM | 10.4 | PF | 3.39 | 131 | FALSE
15.25 | NBM | 10.4 | PF | 5 | 185 | FALSE
15.25 | BM | 10.4 | C | 7.5 | 165 | FALSE
15.25 | NBM | 10.4 | C | 3.75 | 149 | FALSE
15.25 | NBM | 10.4 | C | 5.5 | 160 | FALSE
15.25 | NBM | 10.4 | C | 5.5 | 160 | FALSE
15.25 | NBM | 10.4 | C | 5.5 | 160 | FALSE
15.25 | NBM | 10.4 | C | 5.5 | 160 | FALSE
15.25 | NBM | 10.4 | PF | 1.5 | 99.9 | FALSE
15.25 | NBM | 10.4 | C | 2.74 | 119 | FALSE
15.25 | NBM | 10.4 | C | 2.74 | 179 | FALSE
15.25 | NBM | 10.4 | C | 2.58 | 165 | FALSE
15.25 | NBM | 10.4 | C | 4.5 | 150 | FALSE
15.25 | NBM | 10.4 | C | 3.4 | 180 | FALSE
15.25 | NBM | 10.4 | C | 3.4 | 180 | FALSE
15.25 | BM | 10.4 | C | 2.25 | 235 | FALSE
15.25 | NBM | 10.4 | C | 3.4 | 180 | FALSE
15.25 | NBM | 10.4 | C | 5 | 180 | FALSE
15.25 | NBM | 10.4 | C | 2.74 | 119 | FALSE
15.25 | BM | 10.4 | C | 5 | 155 | FALSE
15.25 | BM | 10.4 | C | 4.01 | 192 | FALSE
15.25 | NBM | 10.4 | PF | 4.8 | 180 | FALSE
15.25 | NBM | 10.4 | PF | 4.8 | 180 | FALSE
15.25 | NBM | 10.4 | PF | 4.8 | 180 | FALSE
15.25 | NBM | 10.4 | C | 4.8 | 180 | FALSE
15.25 | BM | 10.4 | C | 4.01 | 192 | FALSE
15.25 | NBM | 10.4 | PF | 2.58 | 165 | FALSE
15.25 | NBM | 10.4 | C | 2.89 | 119 | FALSE
15.25 | NBM | 10.4 | PF | 4.47 | 79 | FALSE
15.25 | NBM | 10.4 | PF | 4.88 | 70 | FALSE
15.25 | NBM | 10.4 | PF | 3.98 | 84 | FALSE
15.25 | NBM | 10.4 | PF | 4.88 | 70 | FALSE
15.25 | NBM | 10.4 | PF | 4.88 | 70 | FALSE
15.25 | NBM | 10.4 | PF | 3.98 | 84 | FALSE
15.25 | NBM | 10.4 | PF | 3.98 | 84 | FALSE
15.25 | NBM | 10.4 | PF | 2.23 | 175 | FALSE
15.25 | NBM | 10.4 | PF | 2.74 | 137 | FALSE
15.25 | NBM | 10.4 | C | 2.58 | 165 | FALSE
15.25 | NBM | 10.4 | PF | 2.38 | 144 | FALSE
15.25 | NBM | 10.4 | PF | 2.59 | 141 | FALSE
15.25 | NBM | 10.4 | PF | 2.68 | 139 | FALSE
15.25 | NBM | 10.4 | PF | 3.39 | 131 | FALSE
15.25 | NBM | 10.4 | PF | 3.08 | 134 | FALSE
15.25 | NBM | 10.4 | PF | 4.68 | 70 | FALSE
15.25 | NBM | 10.4 | C | 2.58 | 165 | FALSE
15.25 | NBM | 10.4 | C | 2.47 | 168 | FALSE
15.25 | NBM | 10.4 | C | 2.47 | 168 | FALSE
15.25 | NBM | 10.4 | C | 2.47 | 168 | FALSE
15.25 | NBM | 10.4 | C | 2.37 | 171 | FALSE
15.25 | NBM | 10.4 | C | 3.48 | 89 | FALSE
15.25 | NBM | 10.4 | C | 2.79 | 153 | FALSE
15.25 | NBM | 10.4 | C | 3.48 | 89 | FALSE
15.25 | NBM | 10.4 | C | 2.47 | 168 | FALSE
15.25 | NBM | 10.4 | C | 2.47 | 168 | FALSE
15.25 | NBM | 10.4 | PF | 3.94 | 99 | FALSE
15.25 | NBM | 10.4 | PF | 3.94 | 99 | FALSE
15.25 | NBM | 10.4 | PF | 4.47 | 79 | FALSE
15.25 | NBM | 10.4 | C | 3.4 | 180 | FALSE
15.25 | NBM | 10.4 | C | 4.59 | 74 | FALSE
15.25 | NBM | 10.4 | C | 4 | 79 | FALSE
15.25 | NBM | 10.4 | C | 4.7 | 170 | FALSE
15.25 | NBM | 10.4 | C | 3.4 | 180 | FALSE
15.25 | NBM | 10.4 | C | 4.7 | 170 | FALSE
15.25 | BM | 10.4 | C | 2.5 | 225 | FALSE
15.25 | NBM | 10.4 | C | 3.49 | 90.95 | FALSE
15.25 | NBM | 10.4 | C | 5 | 180 | FALSE
15.25 | NBM | 10.4 | C | 5 | 180 | FALSE
15.25 | NBM | 10.4 | C | 5 | 180 | FALSE
15.25 | NBM | 10.4 | C | 5 | 180 | FALSE
15.25 | NBM | 10.4 | C | 5.5 | 160 | FALSE
15.25 | NBM | 10.4 | C | 5.5 | 160 | FALSE
15.25 | NBM | 10.4 | C | 3.95 | 150 | FALSE
15.25 | NBM | 10.4 | C | 3 | 125 | FALSE
15.25 | NBM | 10.4 | C | 4.5 | 180 | FALSE
15.25 | NBM | 10.4 | C | 2.99 | 119 | FALSE
15.25 | BM | 10.4 | C | 2.25 | 235 | FALSE
15.25 | BM | 10.4 | C | 2.25 | 235 | FALSE
15.25 | BM | 10.4 | C | 2.25 | 235 | FALSE
15.25 | BM | 10.4 | C | 2.25 | 235 | FALSE
15.25 | NBM | 10.4 | C | 1.49 | 99 | FALSE
15.25 | NBM | 10.4 | C | 3 | 125 | FALSE
15.25 | NBM | 10.4 | C | 2.99 | 129 | FALSE
15.25 | NBM | 10.4 | C | 4 | 79 | FALSE
15.25 | NBM | 10.4 | C | 2.99 | 129 | FALSE
15.25 | NBM | 10.4 | C | 2.99 | 129 | FALSE
15.25 | NBM | 10.4 | C | 2.99 | 119 | FALSE
15.25 | NBM | 10.4 | C | 4.3 | 150 | FALSE
15.25 | NBM | 10.4 | C | 4.3 | 150 | FALSE
15.25 | NBM | 10.4 | C | 4.7 | 170 | FALSE
15.25 | NBM | 10.4 | C | 1.49 | 99 | FALSE
15.25 | NBM | 10.4 | C | 3.6 | 170 | FALSE
15.25 | NBM | 10.4 | C | 3.6 | 170 | FALSE
15.25 | NBM | 10.4 | C | 4.7 | 170 | FALSE
15.25 | NBM | 10.4 | C | 3.6 | 170 | FALSE
15.25 | NBM | 10.4 | C | 3.6 | 170 | FALSE
15.25 | NBM | 10.4 | C | 3.4 | 180 | FALSE
15.25 | NBM | 10.4 | C | 4.5 | 180 | FALSE
15.25 | NBM | 10.4 | C | 3.5 | 180 | FALSE
15.25 | NBM | 10.4 | C | 3.6 | 170 | FALSE
15.25 | NBM | 10.4 | C | 3.4 | 180 | FALSE
15.25 | NBM | 10.4 | C | 3.5 | 180 | FALSE
15.25 | NBM | 10.4 | C | 3.4 | 180 | FALSE
15.25 | NBM | 10.4 | C | 3.4 | 180 | FALSE
15.25 | NBM | 10.4 | C | 3.4 | 180 | FALSE
15.25 | NBM | 10.4 | C | 3.4 | 180 | FALSE
15.25 | NBM | 10.4 | C | 3.5 | 180 | FALSE
15.25 | NBM | 10.4 | C | 4.3 | 190 | FALSE
15.25 | NBM | 10.4 | C | 4.5 | 180 | FALSE
15.25 | NBM | 10.4 | C | 4.5 | 180 | FALSE
15.25 | NBM | 10.4 | C | 4.5 | 180 | FALSE
15.25 | NBM | 10.4 | C | 4.5 | 180 | FALSE
15.25 | NBM | 10.4 | C | 4.3 | 190 | FALSE
15.25 | NBM | 10.4 | C | 4.3 | 190 | FALSE
15.25 | NBM | 10.4 | C | 4.3 | 190 | FALSE
15.25 | NBM | 10.4 | C | 3.6 | 170 | FALSE
15.25 | NBM | 10.4 | C | 4.3 | 190 | FALSE
15.25 | NBM | 10.4 | C | 3.6 | 170 | FALSE
15.25 | BM | 10.5 | C | 1.79 | 203 | TRUE
15.25 | BM | 10.5 | C | 1.79 | 203 | TRUE
15.25 | NBM | 10.5 | F | 1 | 140 | TRUE
15.25 | NBM | 10.5 | PF | 0.75 | 179 | TRUE
15.25 | NBM | 10.5 | PF | 0.75 | 119 | TRUE
15.25 | NBM | 10.5 | F | 0.5 | 90.95 | TRUE
15.25 | NBM | 10.5 | F | 0.5 | 90.95 | TRUE
15.25 | NBM | 10.5 | F | 1 | 140 | TRUE
15.25 | NBM | 10.5 | PF | 0.75 | 119 | TRUE
15.25 | NBM | 10.5 | PF | 3.48 | 89 | FALSE
15.25 | BM | 10.5 | C | 21.5 | 166 | FALSE
15.25 | BM | 10.5 | C | 6 | 165 | FALSE
15.25 | NBM | 10.5 | C | 3.6 | 170 | FALSE
15.25 | NBM | 10.5 | PF | 2.47 | 168 | FALSE
15.25 | NBM | 10.5 | C | 3.4 | 180 | FALSE
15.25 | NBM | 10.5 | C | 3.4 | 180 | FALSE
15.25 | NBM | 10.5 | C | 3.4 | 180 | FALSE
15.25 | NBM | 10.5 | C | 3.4 | 180 | FALSE
15.25 | NBM | 10.5 | C | 3.4 | 180 | FALSE
15.25 | NBM | 10.5 | C | 3.4 | 180 | FALSE
15.25 | NBM | 10.5 | C | 3.4 | 180 | FALSE
15.25 | NBM | 10.5 | C | 3.4 | 180 | FALSE
15.25 | NBM | 10.5 | C | 3.4 | 180 | FALSE
15.25 | NBM | 10.5 | C | 3.4 | 180 | FALSE
15.25 | BM | 10.5 | C | 2.5 | 225 | FALSE
15.25 | NBM | 10.5 | C | 3.5 | 180 | FALSE
15.25 | NBM | 10.5 | C | 3.5 | 180 | FALSE
15.25 | NBM | 10.5 | C | 3.4 | 180 | FALSE
15.25 | NBM | 10.5 | C | 3.6 | 170 | FALSE
15.25 | NBM | 10.5 | C | 3.6 | 170 | FALSE
15.25 | NBM | 10.5 | C | 3.6 | 170 | FALSE
15.25 | NBM | 10.5 | C | 3.6 | 170 | FALSE
15.25 | NBM | 10.5 | C | 3.6 | 170 | FALSE
15.25 | NBM | 10.5 | C | 4.3 | 190 | FALSE
15.25 | NBM | 10.5 | C | 4.3 | 190 | FALSE
15.25 | NBM | 10.5 | C | 3.5 | 180 | FALSE
15.25 | NBM | 10.5 | C | 5.5 | 160 | FALSE
15.25 | NBM | 10.5 | PF | 2.47 | 168 | FALSE
15.25 | NBM | 10.5 | PF | 2.47 | 168 | FALSE
15.25 | NBM | 10.5 | PF | 2.58 | 165 | FALSE
15.25 | NBM | 10.5 | PF | 2.58 | 165 | FALSE
15.25 | NBM | 10.5 | C | 3.23 | 165 | FALSE
15.25 | NBM | 10.5 | PF | 3.08 | 134 | FALSE
15.25 | NBM | 10.5 | PF | 2.68 | 139 | FALSE
15.25 | NBM | 10.5 | PF | 3.39 | 131 | FALSE
15.25 | NBM | 10.5 | PF | 6 | 200 | FALSE
15.25 | NBM | 10.5 | C | 3.4 | 180 | FALSE
15.25 | NBM | 10.5 | C | 5.5 | 160 | FALSE
15.25 | NBM | 10.5 | C | 4.3 | 190 | FALSE
15.25 | NBM | 10.5 | C | 5.5 | 160 | FALSE
15.25 | NBM | 10.5 | C | 5.5 | 160 | FALSE
15.25 | BM | 10.5 | C | 3 | 200 | FALSE
15.25 | NBM | 10.5 | PF | 1.5 | 105 | FALSE
15.25 | BM | 10.5 | C | 4.01 | 192 | FALSE
15.25 | BM | 10.5 | C | 4.01 | 192 | FALSE
15.25 | BM | 10.5 | C | 4.01 | 192 | FALSE
15.25 | NBM | 10.5 | C | 4.5 | 150 | FALSE
15.25 | BM | 10.5 | C | 5 | 155 | FALSE
15.25 | NBM | 10.5 | PF | 2.89 | 119 | FALSE
15.25 | BM | 10.5 | C | 7.5 | 165 | FALSE
15.25 | NBM | 10.5 | F | 0 | 100 | FALSE
15.25 | NBM | 10.5 | PF | 2.99 | 129 | FALSE
15.25 | NBM | 10.5 | PF | 2.99 | 119 | FALSE
15.25 | NBM | 10.5 | PF | 2.99 | 129 | FALSE
15.25 | NBM | 10.5 | PF | 1.49 | 99 | FALSE
15.25 | NBM | 10.5 | PF | 1.49 | 99 | FALSE
15.25 | BM | 10.5 | C | 2.25 | 235 | FALSE
15.25 | BM | 10.5 | C | 2.25 | 235 | FALSE
15.25 | BM | 10.5 | C | 2.25 | 235 | FALSE
15.25 | BM | 10.5 | C | 2.25 | 235 | FALSE
15.25 | NBM | 10.5 | C | 4.3 | 190 | FALSE
15.25 | NBM | 10.5 | F | 0 | 100 | FALSE
15.25 | NBM | 10.5 | C | 4.3 | 150 | FALSE
15.25 | NBM | 10.5 | F | 0 | 100 | FALSE
15.25 | NBM | 10.5 | PF | 2.5 | 175 | FALSE
15.25 | BM | 10.5 | C | 2.95 | 190 | FALSE
15.25 | BM | 10.5 | C | 2.95 | 190 | FALSE
15.25 | BM | 10.5 | C | 2.9 | 210 | FALSE
15.25 | BM | 10.5 | C | 2.9 | 210 | FALSE
15.25 | BM | 10.5 | C | 4.6 | 237 | FALSE
15.25 | BM | 10.5 | C | 4.6 | 237 | FALSE
15.25 | NBM | 10.5 | C | 5.5 | 160 | FALSE
15.25 | NBM | 10.5 | PF |  | 146 | FALSE
15.25 | NBM | 10.5 | C | 4.4 | 145 | FALSE
15.25 | NBM | 10.5 | C | 5 | 180 | FALSE
15.25 | NBM | 10.5 | C | 3.6 | 170 | FALSE
15.25 | NBM | 10.5 | C | 4.5 | 180 | FALSE
15.25 | NBM | 10.5 | C | 4.5 | 180 | FALSE
15.25 | NBM | 10.5 | C | 4.5 | 180 | FALSE
15.25 | NBM | 10.5 | C | 4.5 | 180 | FALSE
15.25 | NBM | 10.5 | C | 4.5 | 180 | FALSE
15.25 | NBM | 10.5 | C | 4.5 | 180 | FALSE
15.25 | NBM | 10.5 | C | 4.7 | 170 | FALSE
15.25 | NBM | 10.5 | C | 4.7 | 170 | FALSE
15.25 | NBM | 10.5 | C | 4.7 | 170 | FALSE
15.25 | NBM | 10.5 | PF | 2.99 | 129 | FALSE
15.25 | NBM | 10.5 | C | 5 | 180 | FALSE
15.25 | NBM | 10.5 | PF | 2.99 | 119 | FALSE
15.25 | NBM | 10.5 | C | 5 | 180 | FALSE
15.25 | NBM | 10.5 | C | 5 | 180 | FALSE
15.25 | NBM | 10.5 | C | 5 | 180 | FALSE
15.25 | NBM | 10.5 | C | 5.5 | 160 | FALSE
15.25 | NBM | 10.5 | C | 5.5 | 160 | FALSE
15.25 | NBM | 10.5 | F | 2.95 | 150 | FALSE
15.25 | NBM | 10.5 | C | 4 | 79 | FALSE
15.25 | NBM | 10.5 | C | 4 | 79 | FALSE
15.25 | NBM | 10.5 | C | 4.3 | 150 | FALSE
15.25 | NBM | 10.5 | C | 4.3 | 190 | FALSE
15.25 | NBM | 10.5 | C | 4.7 | 170 | FALSE
15.25 | NBM | 10.5 | PF | 3.39 | 131 | FALSE
15.25 | NBM | 10.5 | PF | 3.94 | 99 | FALSE
15.25 | NBM | 10.5 | PF | 3.69 | 108 | FALSE
15.25 | NBM | 10.5 | PF | 4.47 | 79 | FALSE
15.25 | NBM | 10.5 | PF | 3.94 | 99 | FALSE
15.25 | NBM | 10.5 | PF | 3.98 | 84 | FALSE
15.25 | NBM | 10.5 | PF | 3.48 | 89 | FALSE
15.25 | NBM | 10.5 | PF | 2.47 | 168 | FALSE
15.25 | NBM | 10.5 | PF | 3.48 | 89 | FALSE
15.25 | NBM | 10.5 | PF | 4.68 | 70 | FALSE
15.25 | NBM | 10.5 | PF | 3.69 | 108 | FALSE
15.25 | NBM | 10.5 | PF | 2.47 | 168 | FALSE
15.25 | NBM | 10.5 | PF | 4.47 | 79 | FALSE
15.25 | NBM | 10.5 | PF | 4.88 | 70 | FALSE
15.25 | NBM | 10.5 | PF | 4.59 | 74 | FALSE
15.25 | NBM | 10.5 | PF | 2.37 | 171 | FALSE
15.25 | NBM | 10.5 | PF | 2.23 | 175 | FALSE
15.25 | NBM | 10.5 | PF | 3.98 | 84 | FALSE
15.25 | NBM | 10.5 | PF | 4.88 | 70 | FALSE
15.25 | NBM | 10.5 | PF | 2.74 | 137 | FALSE
15.25 | NBM | 10.5 | PF | 2.68 | 139 | FALSE
15.25 | NBM | 10.5 | PF | 4.88 | 70 | FALSE
15.25 | NBM | 10.5 | PF | 2.58 | 165 | FALSE
15.25 | NBM | 10.5 | PF | 4.88 | 70 | FALSE
15.25 | NBM | 10.5 | PF | 2.79 | 153 | FALSE
15.25 | NBM | 10.5 | PF | 2.38 | 144 | FALSE
15.25 | NBM | 10.5 | PF | 3.98 | 84 | FALSE
15.25 | NBM | 10.5 | PF | 2.59 | 141 | FALSE
15.25 | NBM | 10.5 | PF | 4.68 | 70 | FALSE
15.25 | NBM | 10.6 | F | 0.5 | 90.95 | TRUE
15.25 | NBM | 10.6 | PF | 0.75 | 119 | TRUE
15.25 | NBM | 10.6 | PF | 0.75 | 179 | TRUE
15.25 | NBM | 10.6 | PF | 0.75 | 119 | TRUE
15.25 | NBM | 10.6 | F | 0.5 | 90.95 | TRUE
15.25 | BM | 10.6 | C | 1.79 | 203 | TRUE
15.25 | BM | 10.6 | C | 1.79 | 203 | TRUE
15.25 | NBM | 10.6 | PF | 1.9 | 100 | FALSE
15.25 | NBM | 10.6 | PF | 3.98 | 84 | FALSE
15.25 | NBM | 10.6 | C | 4.5 | 180 | FALSE
15.25 | BM | 10.6 | C | 2.95 | 190 | FALSE
15.25 | BM | 10.6 | C | 2.95 | 190 | FALSE
15.25 | NBM | 10.6 | C | 4.5 | 180 | FALSE
15.25 | NBM | 10.6 | PF | 4.88 | 70 | FALSE
15.25 | NBM | 10.6 | C | 4.7 | 170 | FALSE
15.25 | NBM | 10.6 | PF | 2.5 | 175 | FALSE
15.25 | BM | 10.6 | C | 2.9 | 210 | FALSE
15.25 | NBM | 10.6 | C | 4.7 | 170 | FALSE
15.25 | NBM | 10.6 | C | 4.7 | 170 | FALSE
15.25 | NBM | 10.6 | PF | 1.9 | 100 | FALSE
15.25 | NBM | 10.6 | F | 3 | 140 | FALSE
15.25 | NBM | 10.6 | C | 4.5 | 180 | FALSE
15.25 | NBM | 10.6 | C | 4.5 | 180 | FALSE
15.25 | NBM | 10.6 | C | 5 | 180 | FALSE
15.25 | NBM | 10.6 | C | 4.5 | 180 | FALSE
15.25 | BM | 10.6 | C | 2.9 | 210 | FALSE
15.25 | NBM | 10.6 | PF | 4.88 | 70 | FALSE
15.25 | NBM | 10.6 | C | 4.5 | 180 | FALSE
15.25 | BM | 10.6 | C | 4.6 | 237 | FALSE
15.25 | NBM | 10.6 | C | 4.3 | 190 | FALSE
15.25 | BM | 10.6 | C | 4.6 | 237 | FALSE
15.25 | NBM | 10.6 | PF | 4.88 | 70 | FALSE
15.25 | NBM | 10.6 | C | 4.3 | 190 | FALSE
15.25 | NBM | 10.6 | C | 5.5 | 160 | FALSE
15.25 | NBM | 10.6 | PF | 3.98 | 84 | FALSE
15.25 | NBM | 10.6 | C | 4.7 | 170 | FALSE
15.25 | NBM | 10.6 | PF |  | 146 | FALSE
15.25 | NBM | 10.6 | PF | 3.48 | 89 | FALSE
15.25 | NBM | 10.6 | C | 5.5 | 160 | FALSE
15.25 | NBM | 10.6 | F | 3 | 140 | FALSE
15.25 | BM | 10.6 | C | 21.5 | 166 | FALSE
15.25 | NBM | 10.6 | C | 4 | 79 | FALSE
15.25 | NBM | 10.6 | PF | 1.49 | 99 | FALSE
15.25 | NBM | 10.6 | PF | 1.49 | 99 | FALSE
15.25 | NBM | 10.6 | C | 4 | 79 | FALSE
15.25 | BM | 10.6 | C | 2.25 | 235 | FALSE
15.25 | NBM | 10.6 | PF | 2.99 | 129 | FALSE
15.25 | NBM | 10.6 | C | 4.3 | 150 | FALSE
15.25 | NBM | 10.6 | C | 4.3 | 150 | FALSE
15.25 | NBM | 10.6 | PF | 2.99 | 119 | FALSE
15.25 | NBM | 10.6 | PF | 2.99 | 129 | FALSE
15.25 | NBM | 10.6 | PF | 2.99 | 129 | FALSE
15.25 | NBM | 10.6 | PF | 3.48 | 89 | FALSE
15.25 | NBM | 10.6 | C | 3.6 | 170 | FALSE
15.25 | NBM | 10.6 | PF | 1.5 | 100 | FALSE
15.25 | NBM | 10.6 | C | 5 | 180 | FALSE
15.25 | NBM | 10.6 | C | 5 | 180 | FALSE
15.25 | NBM | 10.6 | C | 5 | 180 | FALSE
15.25 | NBM | 10.6 | C | 4.4 | 145 | FALSE
15.25 | NBM | 10.6 | C | 4.3 | 190 | FALSE
15.25 | NBM | 10.6 | PF | 2.37 | 171 | FALSE
15.25 | NBM | 10.6 | PF | 2.99 | 119 | FALSE
15.25 | BM | 10.6 | C | 2.25 | 235 | FALSE
15.25 | NBM | 10.6 | C | 5.5 | 160 | FALSE
15.25 | BM | 10.6 | C | 6 | 165 | FALSE
15.25 | NBM | 10.6 | F | 2.95 | 150 | FALSE
15.25 | BM | 10.6 | C | 2.25 | 235 | FALSE
15.25 | BM | 10.6 | C | 2.25 | 235 | FALSE
15.25 | NBM | 10.6 | C | 5 | 180 | FALSE
15.25 | NBM | 10.6 | C | 4.3 | 190 | FALSE
15.25 | NBM | 10.6 | C | 3.4 | 180 | FALSE
15.25 | NBM | 10.6 | C | 5.5 | 160 | FALSE
15.25 | NBM | 10.6 | PF | 3.69 | 108 | FALSE
15.25 | BM | 10.6 | C | 3 | 200 | FALSE
15.25 | NBM | 10.6 | PF | 1.5 | 105 | FALSE
15.25 | NBM | 10.6 | PF | 3.69 | 108 | FALSE
15.25 | BM | 10.6 | C | 4.01 | 192 | FALSE
15.25 | NBM | 10.6 | PF | 3.94 | 99 | FALSE
15.25 | NBM | 10.6 | PF | 4.47 | 79 | FALSE
15.25 | NBM | 10.6 | C | 5.5 | 160 | FALSE
15.25 | NBM | 10.6 | C | 4.5 | 150 | FALSE
15.25 | NBM | 10.6 | PF | 4.47 | 79 | FALSE
15.25 | BM | 10.6 | C | 5 | 155 | FALSE
15.25 | NBM | 10.6 | PF | 2.89 | 119 | FALSE
15.25 | BM | 10.6 | C | 2.5 | 225 | FALSE
15.25 | NBM | 10.6 | C | 3.4 | 180 | FALSE
15.25 | NBM | 10.6 | PF | 3.48 | 89 | FALSE
15.25 | NBM | 10.6 | C | 3.4 | 180 | FALSE
15.25 | NBM | 10.6 | C | 4.3 | 190 | FALSE
15.25 | NBM | 10.6 | PF | 3.08 | 134 | FALSE
15.25 | NBM | 10.6 | PF | 2.47 | 168 | FALSE
15.25 | NBM | 10.6 | PF | 4.59 | 74 | FALSE
15.25 | NBM | 10.6 | PF | 2.47 | 168 | FALSE
15.25 | NBM | 10.6 | PF | 2.47 | 168 | FALSE
15.25 | NBM | 10.6 | PF | 2.79 | 153 | FALSE
15.25 | NBM | 10.6 | PF | 2.58 | 165 | FALSE
15.25 | NBM | 10.6 | PF | 2.58 | 165 | FALSE
15.25 | NBM | 10.6 | C | 5.5 | 160 | FALSE
15.25 | NBM | 10.6 | C | 3.23 | 165 | FALSE
15.25 | BM | 10.6 | C | 4.01 | 192 | FALSE
15.25 | NBM | 10.6 | PF | 2.47 | 168 | FALSE
15.25 | NBM | 10.6 | PF | 2.68 | 139 | FALSE
15.25 | NBM | 10.6 | PF | 3.39 | 131 | FALSE
15.25 | NBM | 10.6 | PF | 2.47 | 168 | FALSE
15.25 | NBM | 10.6 | PF | 6 | 200 | FALSE
15.25 | BM | 10.6 | C | 7.5 | 165 | FALSE
15.25 | NBM | 10.6 | PF | 3.94 | 99 | FALSE
15.25 | NBM | 10.6 | C | 5.5 | 160 | FALSE
15.25 | NBM | 10.6 | PF | 4.68 | 70 | FALSE
15.25 | NBM | 10.6 | C | 3.5 | 180 | FALSE
15.25 | NBM | 10.6 | C | 3.4 | 180 | FALSE
15.25 | NBM | 10.6 | PF | 2.38 | 144 | FALSE
15.25 | NBM | 10.6 | C | 3.4 | 180 | FALSE
15.25 | NBM | 10.6 | PF | 2.74 | 137 | FALSE
15.25 | NBM | 10.6 | C | 3.6 | 170 | FALSE
15.25 | NBM | 10.6 | PF | 2.68 | 139 | FALSE
15.25 | NBM | 10.6 | PF | 2.59 | 141 | FALSE
15.25 | NBM | 10.6 | C | 3.4 | 180 | FALSE
15.25 | NBM | 10.6 | C | 3.6 | 170 | FALSE
15.25 | NBM | 10.6 | PF | 2.58 | 165 | FALSE
15.25 | BM | 10.6 | C | 4.01 | 192 | FALSE
15.25 | NBM | 10.6 | C | 3.4 | 180 | FALSE
15.25 | NBM | 10.6 | C | 3.5 | 180 | FALSE
15.25 | NBM | 10.6 | C | 3.6 | 170 | FALSE
15.25 | NBM | 10.6 | C | 3.5 | 180 | FALSE
15.25 | NBM | 10.6 | C | 3.4 | 180 | FALSE
15.25 | NBM | 10.6 | C | 3.4 | 180 | FALSE
15.25 | NBM | 10.6 | PF | 4.68 | 70 | FALSE
15.25 | NBM | 10.6 | C | 3.4 | 180 | FALSE
15.25 | NBM | 10.6 | C | 3.6 | 170 | FALSE
15.25 | NBM | 10.6 | PF | 3.39 | 131 | FALSE
15.25 | NBM | 10.6 | PF | 3.98 | 84 | FALSE
15.25 | NBM | 10.6 | C | 3.4 | 180 | FALSE
15.25 | NBM | 10.6 | C | 3.4 | 180 | FALSE
15.25 | NBM | 10.6 | PF | 2.23 | 175 | FALSE
15.25 | NBM | 10.6 | C | 3.6 | 170 | FALSE
15.25 | NBM | 10.6 | C | 3.6 | 170 | FALSE
15.25 | NBM | 10.6 | PF | 4.88 | 70 | FALSE
15.26 | NBM | 9.3 | F | 0 | 80.92 | TRUE
15.26 | NBM | 9.3 | F | 0 | 83.93 | TRUE
15.26 | NBM | 9.3 | F | 0 | 86.88 | TRUE
15.26 | NBM | 9.3 | PF | 0.5 | 90 | TRUE
15.26 | NBM | 9.3 | F | 0 | 85.88 | TRUE
15.26 | NBM | 9.3 | F | 0 | 85.88 | TRUE
15.26 | NBM | 9.3 | F | 0 | 76.87 | TRUE
15.26 | NBM | 9.3 | F | 0 | 97.85 | TRUE
15.26 | NBM | 9.3 | F | 0 | 97.85 | TRUE
15.26 | NBM | 9.3 | F | 0 | 97.85 | TRUE
15.26 | NBM | 9.3 | PF | 0.5 | 90 | TRUE
15.26 | NBM | 9.3 | C | 0.99 | 87 | TRUE
15.26 | NBM | 9.3 | PF | 0.69 | 97.85 | TRUE
15.26 | NBM | 9.3 | F | 0.7 | 150 | TRUE
15.26 | NBM | 9.3 | C | 0.48 | 84 | TRUE
15.26 | NBM | 9.3 | F | 0 | 97.85 | TRUE
15.26 | NBM | 9.3 | C | 0 | 79 | TRUE
15.26 | NBM | 9.3 | F | 0 | 97.85 | TRUE
15.26 | NBM | 9.3 | F | 0 | 97.85 | TRUE
15.26 | NBM | 9.3 | F | 0 | 97.85 | TRUE
15.26 | NBM | 9.3 | F | 0 | 97.85 | TRUE
15.26 | NBM | 9.3 | F | 0 | 97.85 | TRUE
15.26 | NBM | 9.3 | C | 0.5 | 100 | TRUE
15.26 | NBM | 9.3 | F | 0 | 97.85 | TRUE
15.26 | BM | 9.3 | C | 0.6 | 100 | TRUE
15.26 | NBM | 9.3 | F | 0 | 97.85 | TRUE
15.26 | BM | 9.3 | C | 5 | 197 | FALSE
15.26 | BM | 9.3 | C | 3 | 173 | FALSE
15.26 | BM | 9.3 | C | 1.61 | 220 | FALSE
15.26 | BM | 9.3 | C | 5 | 197 | FALSE
15.26 | NBM | 9.3 | PF | 1.5 | 135 | FALSE
15.26 | BM | 9.3 | C | 3 | 173 | FALSE
15.26 | BM | 9.3 | C | 1.61 | 220 | FALSE
15.26 | BM | 9.3 | C | 1.61 | 220 | FALSE
15.26 | BM | 9.3 | C | 2.55 | 168 | FALSE
15.26 | BM | 9.3 | C | 2.55 | 168 | FALSE
15.26 | NBM | 9.3 | C | 5 | 125 | FALSE
15.26 | NBM | 9.3 | F | 1.99 | 125 | FALSE
15.26 | NBM | 9.3 | C | 1.8 | 195 | FALSE
15.26 | NBM | 9.4 | F | 0 | 97.85 | TRUE
15.26 | NBM | 9.4 | F | 0 | 97.85 | TRUE
15.26 | NBM | 9.4 | F | 0 | 85.96 | TRUE
15.26 | NBM | 9.4 | C | 0.99 | 87 | TRUE
15.26 | NBM | 9.4 | F | 0 | 97.85 | TRUE
15.26 | NBM | 9.4 | F | 0 | 97.85 | TRUE
15.26 | NBM | 9.4 | C | 0.48 | 84 | TRUE
15.26 | NBM | 9.4 | F | 0 | 97.85 | TRUE
15.26 | NBM | 9.4 | F | 0 | 97.85 | TRUE
15.26 | NBM | 9.4 | F | 0.7 | 150 | TRUE
15.26 | NBM | 9.4 | PF | 0.69 | 97.85 | TRUE
15.26 | NBM | 9.4 | F | 0 | 80.88 | TRUE
15.26 | NBM | 9.4 | F | 0 | 86.9 | TRUE
15.26 | NBM | 9.4 | F | 0 | 76.99 | TRUE
15.26 | NBM | 9.4 | F | 0 | 83.9 | TRUE
15.26 | NBM | 9.4 | F | 0 | 85.96 | TRUE
15.26 | NBM | 9.4 | F | 0 | 97.85 | TRUE
15.26 | NBM | 9.4 | C | 0.5 | 100 | TRUE
15.26 | NBM | 9.4 | F | 0 | 97.85 | TRUE
15.26 | NBM | 9.4 | PF | 0.5 | 90 | TRUE
15.26 | NBM | 9.4 | F | 0 | 97.85 | TRUE
15.26 | NBM | 9.4 | PF | 0.5 | 90 | TRUE
15.26 | BM | 9.4 | C | 0.6 | 125 | TRUE
15.26 | NBM | 9.4 | F | 0 | 97.85 | TRUE
15.26 | NBM | 9.4 | F | 0 | 97.85 | TRUE
15.26 | NBM | 9.4 | C | 0 | 79 | TRUE
15.26 | BM | 9.4 | C | 5 | 197 | FALSE
15.26 | NBM | 9.4 | F | 1.99 | 125 | FALSE
15.26 | BM | 9.4 | C | 2.55 | 168 | FALSE
15.26 | NBM | 9.4 | PF | 1.5 | 135 | FALSE
15.26 | BM | 9.4 | C | 2.55 | 168 | FALSE
15.26 | BM | 9.4 | C | 1.61 | 220 | FALSE
15.26 | BM | 9.4 | C | 1.61 | 220 | FALSE
15.26 | BM | 9.4 | C | 1.61 | 220 | FALSE
15.26 | BM | 9.4 | C | 3 | 173 | FALSE
15.26 | NBM | 9.4 | C | 1.8 | 195 | FALSE
15.26 | BM | 9.4 | C | 3 | 173 | FALSE
15.26 | BM | 9.4 | C | 5 | 197 | FALSE
15.26 | NBM | 9.4 | C | 5 | 125 | FALSE
15.26 | NBM | 9.5 | F | 2.49 | 135 | TRUE
15.26 | BM | 9.5 | C | 5 | 210 | TRUE
15.26 | NBM | 9.5 | PF | 0.49 | 90 | TRUE
15.26 | BM | 9.5 | C | 5 | 210 | TRUE
15.26 | BM | 9.5 | C | 4.2 | 179 | TRUE
15.26 | BM | 9.5 | C | 4.2 | 179 | TRUE
15.26 | NBM | 9.5 | PF | 2.05 | 195 | TRUE
15.26 | NBM | 9.5 | F | 0.6 | 105 | TRUE
15.26 | NBM | 9.5 | PF | 1.8 | 195 | TRUE
15.26 | NBM | 9.5 | PF | 0.49 | 90 | TRUE
15.26 | BM | 9.5 | C | 4.5 | 185 | TRUE
15.26 | NBM | 9.5 | PF | 0.49 | 90 | TRUE
15.26 | NBM | 9.5 | C | 1.5 | 140 | TRUE
15.26 | NBM | 9.5 | PF | 2.75 | 175 | TRUE
15.26 | NBM | 9.5 | PF | 0.49 | 90 | TRUE
15.26 | NBM | 9.5 | PF | 0.49 | 90 | TRUE
15.26 | NBM | 9.5 | PF | 0.49 | 90 | TRUE
15.26 | BM | 9.5 | C | 4.5 | 185 | TRUE
15.26 | BM | 9.6 | C | 4.2 | 179 | TRUE
15.26 | NBM | 9.6 | PF | 1.8 | 195 | TRUE
15.26 | BM | 9.6 | C | 4.5 | 185 | TRUE
15.26 | NBM | 9.6 | C | 1.5 | 140 | TRUE
15.26 | BM | 9.6 | C | 5 | 210 | TRUE
15.26 | NBM | 9.6 | PF | 2.05 | 195 | TRUE
15.26 | BM | 9.6 | C | 4.5 | 185 | TRUE
15.26 | BM | 9.6 | C | 4.2 | 179 | TRUE
15.26 | NBM | 9.6 | PF | 2.75 | 175 | TRUE
15.26 | BM | 9.6 | C | 5 | 210 | TRUE
15.26 | NBM | 9.6 | F | 2.49 | 135 | TRUE
15.26 | NBM | 9.6 | F | 0.6 | 105 | TRUE
15.26 | NBM | 9.6 | PF | 0.49 | 90 | TRUE
15.26 | NBM | 9.6 | PF | 0.49 | 90 | TRUE
15.26 | NBM | 9.6 | PF | 0.49 | 90 | TRUE
15.26 | NBM | 9.6 | PF | 0.49 | 90 | TRUE
15.26 | NBM | 9.6 | PF | 0.49 | 90 | TRUE
15.26 | NBM | 9.6 | PF | 0.49 | 90 | TRUE
15.26 | NBM | 10.1 | C | 1.29 | 129 | TRUE
15.26 | NBM | 10.1 | PF | 1.04 | 133.89 | TRUE
15.26 | NBM | 10.1 | C | 1.29 | 129 | TRUE
15.26 | NBM | 10.1 | C | 1.7 | 146 | TRUE
15.26 | NBM | 10.1 | PF | 2.39 | 73.88 | TRUE
15.26 | NBM | 10.1 | C | 1.29 | 129 | TRUE
15.26 | NBM | 10.1 | PF | 1.18 | 143.87 | TRUE
15.26 | NBM | 10.1 | PF | 2.94 | 69.84 | TRUE
15.26 | NBM | 10.1 | C | 0.68 | 143.8 | TRUE
15.26 | NBM | 10.1 | C | 1.77 | 78.95 | TRUE
15.26 | BM | 10.1 | C | 1.74 | 225 | TRUE
15.26 | NBM | 10.1 | C | 1.8 | 195 | TRUE
15.26 | BM | 10.1 | C | 2 | 178 | TRUE
15.26 | BM | 10.1 | C | 1.74 | 225 | TRUE
15.26 | NBM | 10.1 | C | 1.96 | 73.79 | TRUE
15.26 | NBM | 10.1 | PF | 0.86 | 86.94 | TRUE
15.26 | BM | 10.1 | C | 2 | 178 | TRUE
15.26 | NBM | 10.1 | C | 1.87 | 78.88 | TRUE
15.26 | NBM | 10.1 | PF | 1.17 | 81.93 | TRUE
15.26 | NBM | 10.1 | C | 1.29 | 129 | TRUE
15.26 | NBM | 10.1 | PF | 0.86 | 86.94 | TRUE
15.26 | NBM | 10.1 | PF | 0.96 | 83.92 | TRUE
15.26 | BM | 10.1 | C | 1.65 | 235 | TRUE
15.26 | NBM | 10.1 | C | 0.99 | 99 | TRUE
15.26 | NBM | 10.1 | PF | 0.63 | 82.98 | TRUE
15.26 | NBM | 10.1 | PF | 0.93 | 136.96 | TRUE
15.26 | NBM | 10.1 | PF | 0.86 | 86.94 | TRUE
15.26 | NBM | 10.1 | C | 0.77 | 140.8 | TRUE
15.26 | NBM | 10.1 | PF | 0.86 | 86.94 | TRUE
15.26 | NBM | 10.1 | PF | 2.39 | 73.88 | TRUE
15.26 | NBM | 10.1 | PF | 1.64 | 83.79 | TRUE
15.26 | NBM | 10.1 | PF | 0.5 | 172.9 | TRUE
15.26 | NBM | 10.1 | C | 1.29 | 129 | TRUE
15.26 | NBM | 10.1 | PF | 0.43 | 147.9 | TRUE
15.26 | NBM | 10.1 | PF | 0.99 | 119 | TRUE
15.26 | NBM | 10.1 | C | 1.5 | 140 | TRUE
15.26 | NBM | 10.1 | C | 0.99 | 99 | TRUE
15.26 | NBM | 10.1 | C | 0.98 | 127.82 | TRUE
15.26 | NBM | 10.1 | C | 1.49 | 162 | TRUE
15.26 | NBM | 10.1 | C | 0.93 | 128.96 | TRUE
15.26 | NBM | 10.1 | C | 1.14 | 126.77 | TRUE
15.26 | NBM | 10.1 | C | 1.29 | 119 | TRUE
15.26 | BM | 10.1 | C | 1.65 | 235 | TRUE
15.26 | BM | 10.1 | C | 1.65 | 235 | TRUE
15.26 | NBM | 10.1 | C | 1.14 | 126.77 | TRUE
15.26 | BM | 10.1 | C | 1.65 | 235 | TRUE
15.26 | NBM | 10.1 | C | 1.14 | 126.77 | TRUE
15.26 | BM | 10.1 | C | 1.65 | 235 | TRUE
15.26 | BM | 10.1 | C | 1.65 | 235 | TRUE
15.26 | NBM | 10.1 | C | 0.93 | 128.96 | TRUE
15.26 | BM | 10.1 | C | 1.65 | 235 | TRUE
15.26 | NBM | 10.1 | C | 1.83 | 126.85 | TRUE
15.26 | NBM | 10.1 | C | 1.14 | 126.77 | TRUE
15.26 | NBM | 10.1 | C | 2.53 | 75.95 | TRUE
15.26 | BM | 10.1 | C | 1.65 | 235 | TRUE
15.26 | NBM | 10.1 | C | 0.93 | 136.88 | TRUE
15.26 | NBM | 10.1 | C | 1.74 | 130.99 | TRUE
15.26 | BM | 10.1 | C | 1.65 | 235 | TRUE
15.26 | NBM | 10.1 | C | 1.67 | 136.87 | TRUE
15.26 | NBM | 10.1 | C | 2.47 | 76.95 | TRUE
15.26 | NBM | 10.1 | PF | 0.63 | 128.92 | TRUE
15.26 | NBM | 10.1 | C | 1.49 | 149 | TRUE
15.26 | BM | 10.1 | C | 1.65 | 235 | TRUE
15.26 | NBM | 10.1 | C | 1.99 | 98 | TRUE
15.26 | NBM | 10.1 | C | 3 | 69 | TRUE
15.26 | NBM | 10.1 | PF | 1.13 | 83.77 | TRUE
15.26 | NBM | 10.1 | PF | 0.87 | 98.91 | TRUE
15.26 | NBM | 10.1 | PF | 1.33 | 93.79 | TRUE
15.26 | NBM | 10.1 | C | 3 | 69 | TRUE
15.26 | NBM | 10.1 | PF | 0.87 | 98.91 | TRUE
15.26 | NBM | 10.1 | C | 2 | 160 | TRUE
15.26 | BM | 10.1 | C | 1.25 | 160 | TRUE
15.26 | BM | 10.1 | C | 1.74 | 225 | TRUE
15.26 | NBM | 10.1 | PF | 1.33 | 93.79 | TRUE
15.26 | NBM | 10.1 | C | 0.97 | 131.98 | TRUE
15.26 | NBM | 10.1 | C | 0.93 | 128.96 | TRUE
15.26 | NBM | 10.1 | PF | 1.13 | 83.77 | TRUE
15.26 | NBM | 10.1 | PF | 1.75 | 190 | FALSE
15.26 | NBM | 10.1 | C | 3.8 | 190 | FALSE
15.26 | NBM | 10.1 | C | 2.9 | 145 | FALSE
15.26 | NBM | 10.1 | C | 4 | 190 | FALSE
15.26 | NBM | 10.1 | PF | 1.75 | 170 | FALSE
15.26 | NBM | 10.1 | C | 4 | 190 | FALSE
15.26 | NBM | 10.1 | PF | 1.75 | 180 | FALSE
15.26 | NBM | 10.1 | C | 4.2 | 170 | FALSE
15.26 | NBM | 10.1 | PF | 2 | 190 | FALSE
15.26 | NBM | 10.1 | PF | 1.5 | 180 | FALSE
15.26 | NBM | 10.1 | C | 5 | 125 | FALSE
15.26 | NBM | 10.1 | C | 5 | 125 | FALSE
15.26 | NBM | 10.1 | C | 3.8 | 180 | FALSE
15.26 | NBM | 10.1 | C | 3.8 | 180 | FALSE
15.26 | NBM | 10.1 | PF | 2 | 180 | FALSE
15.26 | NBM | 10.1 | PF | 1.5 | 180 | FALSE
15.26 | NBM | 10.1 | C | 3.8 | 180 | FALSE
15.26 | NBM | 10.1 | PF | 1.5 | 180 | FALSE
15.26 | NBM | 10.1 | PF | 1.5 | 170 | FALSE
15.26 | NBM | 10.1 | C | 3.8 | 180 | FALSE
15.26 | NBM | 10.1 | PF | 1.5 | 170 | FALSE
15.26 | NBM | 10.1 | C | 4 | 180 | FALSE
15.26 | NBM | 10.1 | C | 4.2 | 170 | FALSE
15.26 | NBM | 10.1 | PF | 1.75 | 180 | FALSE
15.26 | NBM | 10.1 | C | 4 | 180 | FALSE
15.26 | NBM | 10.1 | C | 4 | 200 | FALSE
15.26 | NBM | 10.1 | C | 4 | 180 | FALSE
15.26 | NBM | 10.1 | PF | 1.64 | 122.92 | FALSE
15.26 | NBM | 10.1 | C | 4.2 | 170 | FALSE
15.26 | NBM | 10.1 | PF | 1.37 | 126.77 | FALSE
15.26 | NBM | 10.1 | C | 7 | 160 | FALSE
15.26 | NBM | 10.1 | PF | 1.49 | 99.99 | FALSE
15.26 | NBM | 10.1 | PF | 2 | 160 | FALSE
15.26 | NBM | 10.1 | C | 3.8 | 180 | FALSE
15.26 | NBM | 10.1 | C | 4 | 180 | FALSE
15.26 | NBM | 10.1 | C | 4 | 180 | FALSE
15.26 | NBM | 10.1 | C | 7 | 160 | FALSE
15.26 | NBM | 10.1 | C | 3.8 | 180 | FALSE
15.26 | NBM | 10.1 | PF | 2 | 160 | FALSE
15.26 | NBM | 10.1 | PF | 1.75 | 180 | FALSE
15.26 | NBM | 10.1 | C | 3.8 | 180 | FALSE
15.26 | BM | 10.1 | C | 5.1 | 222 | FALSE
15.26 | NBM | 10.1 | PF | 2 | 160 | FALSE
15.26 | NBM | 10.1 | PF | 1.75 | 180 | FALSE
15.26 | NBM | 10.1 | C | 7 | 160 | FALSE
15.26 | NBM | 10.1 | PF | 1.75 | 180 | FALSE
15.26 | NBM | 10.1 | C | 4 | 180 | FALSE
15.26 | NBM | 10.1 | C | 3.8 | 170 | FALSE
15.26 | BM | 10.1 | C | 5.1 | 222 | FALSE
15.26 | NBM | 10.1 | C | 3.8 | 180 | FALSE
15.26 | NBM | 10.1 | PF | 1.75 | 170 | FALSE
15.26 | NBM | 10.1 | C | 2.44 | 160 | FALSE
15.26 | NBM | 10.1 | PF | 3.75 | 185 | FALSE
15.26 | NBM | 10.1 | C | 4 | 170 | FALSE
15.26 | NBM | 10.1 | PF | 1.49 | 99.5 | FALSE
15.26 | NBM | 10.1 | C | 3.8 | 180 | FALSE
15.26 | NBM | 10.1 | C | 4 | 170 | FALSE
15.26 | NBM | 10.1 | PF | 1.75 | 170 | FALSE
15.26 | BM | 10.1 | C | 2.8 | 197 | FALSE
15.26 | NBM | 10.1 | PF | 2 | 180 | FALSE
15.26 | BM | 10.1 | C | 2.8 | 197 | FALSE
15.26 | NBM | 10.1 | C | 3.8 | 180 | FALSE
15.26 | NBM | 10.1 | C | 7 | 160 | FALSE
15.26 | BM | 10.1 | C | 2.5 | 155 | FALSE
15.26 | BM | 10.2 | C | 1.25 | 160 | TRUE
15.26 | NBM | 10.2 | C | 0.77 | 140.8 | TRUE
15.26 | NBM | 10.2 | PF | 0.63 | 128.92 | TRUE
15.26 | NBM | 10.2 | C | 1.49 | 149 | TRUE
15.26 | NBM | 10.2 | C | 3 | 69 | TRUE
15.26 | NBM | 10.2 | C | 3 | 69 | TRUE
15.26 | NBM | 10.2 | PF | 0.93 | 136.96 | TRUE
15.26 | NBM | 10.2 | C | 0.68 | 143.8 | TRUE
15.26 | NBM | 10.2 | C | 1.7 | 146 | TRUE
15.26 | NBM | 10.2 | PF | 2.94 | 69.84 | TRUE
15.26 | NBM | 10.2 | PF | 1.18 | 143.87 | TRUE
15.26 | NBM | 10.2 | C | 1.96 | 73.79 | TRUE
15.26 | BM | 10.2 | C | 1.74 | 225 | TRUE
15.26 | BM | 10.2 | C | 1.65 | 235 | TRUE
15.26 | NBM | 10.2 | C | 1.77 | 78.95 | TRUE
15.26 | BM | 10.2 | C | 1.74 | 225 | TRUE
15.26 | NBM | 10.2 | C | 1.8 | 195 | TRUE
15.26 | NBM | 10.2 | PF | 1.13 | 83.77 | TRUE
15.26 | NBM | 10.2 | PF | 1.33 | 93.79 | TRUE
15.26 | BM | 10.2 | C | 1.74 | 225 | TRUE
15.26 | NBM | 10.2 | PF | 0.99 | 119 | TRUE
15.26 | NBM | 10.2 | PF | 1.33 | 93.79 | TRUE
15.26 | NBM | 10.2 | C | 1.5 | 140 | TRUE
15.26 | NBM | 10.2 | C | 2 | 160 | TRUE
15.26 | NBM | 10.2 | PF | 2.39 | 73.88 | TRUE
15.26 | BM | 10.2 | C | 2 | 178 | TRUE
15.26 | NBM | 10.2 | C | 1.29 | 129 | TRUE
15.26 | NBM | 10.2 | PF | 1.04 | 133.89 | TRUE
15.26 | NBM | 10.2 | C | 1.99 | 98 | TRUE
15.26 | NBM | 10.2 | PF | 1.13 | 83.77 | TRUE
15.26 | NBM | 10.2 | C | 1.29 | 129 | TRUE
15.26 | NBM | 10.2 | C | 0.93 | 136.88 | TRUE
15.26 | NBM | 10.2 | C | 1.49 | 162 | TRUE
15.26 | NBM | 10.2 | PF | 0.63 | 82.98 | TRUE
15.26 | BM | 10.2 | C | 1.65 | 235 | TRUE
15.26 | NBM | 10.2 | C | 0.99 | 99 | TRUE
15.26 | NBM | 10.2 | C | 1.14 | 126.77 | TRUE
15.26 | BM | 10.2 | C | 1.65 | 235 | TRUE
15.26 | NBM | 10.2 | PF | 0.96 | 83.92 | TRUE
15.26 | NBM | 10.2 | C | 1.83 | 126.85 | TRUE
15.26 | NBM | 10.2 | C | 2.53 | 75.95 | TRUE
15.26 | NBM | 10.2 | C | 2.47 | 76.95 | TRUE
15.26 | BM | 10.2 | C | 1.65 | 235 | TRUE
15.26 | BM | 10.2 | C | 1.65 | 235 | TRUE
15.26 | NBM | 10.2 | C | 1.29 | 129 | TRUE
15.26 | BM | 10.2 | C | 1.65 | 235 | TRUE
15.26 | NBM | 10.2 | PF | 1.17 | 81.93 | TRUE
15.26 | NBM | 10.2 | C | 1.67 | 136.87 | TRUE
15.26 | NBM | 10.2 | C | 1.74 | 130.99 | TRUE
15.26 | BM | 10.2 | C | 1.65 | 235 | TRUE
15.26 | NBM | 10.2 | C | 1.87 | 78.88 | TRUE
15.26 | NBM | 10.2 | C | 1.29 | 129 | TRUE
15.26 | NBM | 10.2 | PF | 0.86 | 86.94 | TRUE
15.26 | NBM | 10.2 | PF | 0.86 | 86.94 | TRUE
15.26 | NBM | 10.2 | C | 1.14 | 126.77 | TRUE
15.26 | NBM | 10.2 | C | 0.97 | 131.98 | TRUE
15.26 | BM | 10.2 | C | 1.65 | 235 | TRUE
15.26 | NBM | 10.2 | PF | 0.43 | 147.9 | TRUE
15.26 | NBM | 10.2 | C | 0.93 | 128.96 | TRUE
15.26 | NBM | 10.2 | C | 1.29 | 119 | TRUE
15.26 | NBM | 10.2 | C | 0.93 | 128.96 | TRUE
15.26 | NBM | 10.2 | PF | 0.5 | 172.9 | TRUE
15.26 | NBM | 10.2 | C | 1.29 | 129 | TRUE
15.26 | NBM | 10.2 | C | 1.64 | 83.79 | TRUE
15.26 | NBM | 10.2 | C | 0.93 | 128.96 | TRUE
15.26 | NBM | 10.2 | PF | 2.39 | 73.88 | TRUE
15.26 | NBM | 10.2 | C | 1.14 | 126.77 | TRUE
15.26 | BM | 10.2 | C | 1.65 | 235 | TRUE
15.26 | NBM | 10.2 | PF | 0.86 | 86.94 | TRUE
15.26 | NBM | 10.2 | C | 1.14 | 126.77 | TRUE
15.26 | NBM | 10.2 | C | 0.98 | 127.82 | TRUE
15.26 | BM | 10.2 | C | 2 | 178 | TRUE
15.26 | NBM | 10.2 | PF | 0.86 | 86.94 | TRUE
15.26 | NBM | 10.2 | C | 0.99 | 99 | TRUE
15.26 | BM | 10.2 | C | 1.65 | 235 | TRUE
15.26 | NBM | 10.2 | PF | 1.64 | 122.92 | FALSE
15.26 | NBM | 10.2 | PF | 1.37 | 126.77 | FALSE
15.26 | NBM | 10.2 | C | 2.44 | 160 | FALSE
15.26 | NBM | 10.2 | C | 3.8 | 180 | FALSE
15.26 | NBM | 10.2 | C | 4 | 200 | FALSE
15.26 | NBM | 10.2 | PF | 1.75 | 180 | FALSE
15.26 | NBM | 10.2 | C | 4 | 180 | FALSE
15.26 | NBM | 10.2 | C | 4 | 180 | FALSE
15.26 | NBM | 10.2 | PF | 1.75 | 180 | FALSE
15.26 | NBM | 10.2 | C | 4 | 180 | FALSE
15.26 | NBM | 10.2 | PF | 1.5 | 170 | FALSE
15.26 | NBM | 10.2 | PF | 1.5 | 170 | FALSE
15.26 | NBM | 10.2 | C | 4.2 | 170 | FALSE
15.26 | NBM | 10.2 | C | 3.8 | 180 | FALSE
15.26 | NBM | 10.2 | PF | 1.75 | 180 | FALSE
15.26 | NBM | 10.2 | C | 4.2 | 170 | FALSE
15.26 | NBM | 10.2 | C | 4 | 180 | FALSE
15.26 | NBM | 10.2 | PF | 2 | 190 | FALSE
15.26 | NBM | 10.2 | PF | 1.75 | 190 | FALSE
15.26 | NBM | 10.2 | C | 3.8 | 180 | FALSE
15.26 | NBM | 10.2 | C | 3.8 | 190 | FALSE
15.26 | NBM | 10.2 | C | 4 | 190 | FALSE
15.26 | NBM | 10.2 | C | 3.8 | 180 | FALSE
15.26 | NBM | 10.2 | C | 4 | 190 | FALSE
15.26 | NBM | 10.2 | C | 3.8 | 180 | FALSE
15.26 | NBM | 10.2 | PF | 1.75 | 180 | FALSE
15.26 | NBM | 10.2 | C | 3.8 | 170 | FALSE
15.26 | NBM | 10.2 | C | 3.8 | 180 | FALSE
15.26 | NBM | 10.2 | C | 3.8 | 180 | FALSE
15.26 | NBM | 10.2 | C | 2.9 | 145 | FALSE
15.26 | NBM | 10.2 | PF | 2 | 160 | FALSE
15.26 | NBM | 10.2 | C | 3.8 | 180 | FALSE
15.26 | NBM | 10.2 | PF | 2 | 160 | FALSE
15.26 | NBM | 10.2 | C | 3.8 | 180 | FALSE
15.26 | NBM | 10.2 | PF | 2 | 160 | FALSE
15.26 | NBM | 10.2 | PF | 1.75 | 170 | FALSE
15.26 | NBM | 10.2 | C | 5 | 125 | FALSE
15.26 | NBM | 10.2 | PF | 1.75 | 180 | FALSE
15.26 | NBM | 10.2 | C | 5 | 125 | FALSE
15.26 | NBM | 10.2 | C | 4.2 | 170 | FALSE
15.26 | NBM | 10.2 | PF | 2 | 180 | FALSE
15.26 | NBM | 10.2 | PF | 3.75 | 185 | FALSE
15.26 | NBM | 10.2 | C | 4 | 170 | FALSE
15.26 | NBM | 10.2 | PF | 2 | 180 | FALSE
15.26 | NBM | 10.2 | PF | 1.75 | 170 | FALSE
15.26 | NBM | 10.2 | PF | 1.5 | 180 | FALSE
15.26 | NBM | 10.2 | PF | 1.5 | 180 | FALSE
15.26 | NBM | 10.2 | C | 4 | 170 | FALSE
15.26 | NBM | 10.2 | C | 4 | 180 | FALSE
15.26 | NBM | 10.2 | PF | 1.75 | 170 | FALSE
15.26 | NBM | 10.2 | PF | 1.5 | 180 | FALSE
15.26 | NBM | 10.2 | C | 4 | 180 | FALSE
15.26 | NBM | 10.2 | C | 3.8 | 180 | FALSE
15.26 | NBM | 10.2 | PF | 1.49 | 99.5 | FALSE
15.26 | NBM | 10.2 | C | 7 | 160 | FALSE
15.26 | NBM | 10.2 | C | 7 | 160 | FALSE
15.26 | BM | 10.2 | C | 5.1 | 222 | FALSE
15.26 | NBM | 10.2 | C | 7 | 160 | FALSE
15.26 | NBM | 10.2 | PF | 1.49 | 99.99 | FALSE
15.26 | NBM | 10.2 | C | 7 | 160 | FALSE
15.26 | BM | 10.2 | C | 2.5 | 155 | FALSE
15.26 | BM | 10.2 | C | 2.8 | 197 | FALSE
15.26 | BM | 10.2 | C | 2.8 | 197 | FALSE
15.26 | BM | 10.2 | C | 5.1 | 222 | FALSE
15.26 | BM | 10.3 | C | 1.65 | 235 | TRUE
15.26 | BM | 10.3 | C | 1.65 | 235 | TRUE
15.26 | NBM | 10.3 | C | 1.77 | 78.95 | TRUE
15.26 | BM | 10.3 | C | 1.65 | 235 | TRUE
15.26 | NBM | 10.3 | PF | 1.13 | 83.77 | TRUE
15.26 | BM | 10.3 | C | 1.65 | 235 | TRUE
15.26 | NBM | 10.3 | C | 1.96 | 73.79 | TRUE
15.26 | NBM | 10.3 | PF | 2.94 | 69.84 | TRUE
15.26 | NBM | 10.3 | C | 1.8 | 195 | TRUE
15.26 | NBM | 10.3 | C | 1.49 | 162 | TRUE
15.26 | NBM | 10.3 | C | 1.5 | 140 | TRUE
15.26 | NBM | 10.3 | PF | 0.63 | 128.92 | TRUE
15.26 | NBM | 10.3 | PF | 1.17 | 81.93 | TRUE
15.26 | NBM | 10.3 | C | 1.49 | 149 | TRUE
15.26 | BM | 10.3 | C | 1.65 | 235 | TRUE
15.26 | NBM | 10.3 | PF | 2.39 | 73.88 | TRUE
15.26 | BM | 10.3 | C | 1.65 | 235 | TRUE
15.26 | NBM | 10.3 | C | 0.93 | 128.96 | TRUE
15.26 | NBM | 10.3 | C | 0.97 | 131.98 | TRUE
15.26 | BM | 10.3 | C | 2 | 178 | TRUE
15.26 | NBM | 10.3 | PF | 1.13 | 83.77 | TRUE
15.26 | BM | 10.3 | C | 1.25 | 160 | TRUE
15.26 | NBM | 10.3 | PF | 0.43 | 147.9 | TRUE
15.26 | NBM | 10.3 | PF | 0.5 | 172.9 | TRUE
15.26 | NBM | 10.3 | C | 1.7 | 146 | TRUE
15.26 | NBM | 10.3 | C | 0.68 | 143.8 | TRUE
15.26 | BM | 10.3 | C | 1.74 | 225 | TRUE
15.26 | NBM | 10.3 | C | 0.77 | 140.8 | TRUE
15.26 | BM | 10.3 | C | 1.74 | 225 | TRUE
15.26 | BM | 10.3 | C | 1.74 | 225 | TRUE
15.26 | NBM | 10.3 | PF | 0.93 | 136.96 | TRUE
15.26 | NBM | 10.3 | C | 1.29 | 129 | TRUE
15.26 | NBM | 10.3 | C | 1.64 | 83.79 | TRUE
15.26 | NBM | 10.3 | C | 1.87 | 78.88 | TRUE
15.26 | NBM | 10.3 | C | 3 | 69 | TRUE
15.26 | NBM | 10.3 | C | 3 | 69 | TRUE
15.26 | NBM | 10.3 | PF | 1.04 | 133.89 | TRUE
15.26 | NBM | 10.3 | PF | 2.39 | 73.88 | TRUE
15.26 | BM | 10.3 | C | 1.65 | 235 | TRUE
15.26 | BM | 10.3 | C | 1.65 | 235 | TRUE
15.26 | BM | 10.3 | C | 1.65 | 235 | TRUE
15.26 | NBM | 10.3 | PF | 0.86 | 86.94 | TRUE
15.26 | BM | 10.3 | C | 1.65 | 235 | TRUE
15.26 | NBM | 10.3 | C | 1.99 | 98 | TRUE
15.26 | NBM | 10.3 | C | 1.83 | 126.85 | TRUE
15.26 | NBM | 10.3 | C | 1.29 | 129 | TRUE
15.26 | NBM | 10.3 | C | 1.14 | 126.77 | TRUE
15.26 | NBM | 10.3 | C | 0.93 | 136.88 | TRUE
15.26 | NBM | 10.3 | C | 1.14 | 126.77 | TRUE
15.26 | NBM | 10.3 | PF | 0.86 | 86.94 | TRUE
15.26 | NBM | 10.3 | C | 2.47 | 76.95 | TRUE
15.26 | NBM | 10.3 | PF | 0.96 | 83.92 | TRUE
15.26 | NBM | 10.3 | C | 0.98 | 127.82 | TRUE
15.26 | NBM | 10.3 | C | 0.93 | 128.96 | TRUE
15.26 | NBM | 10.3 | PF | 1.33 | 93.79 | TRUE
15.26 | NBM | 10.3 | C | 1.14 | 126.77 | TRUE
15.26 | NBM | 10.3 | C | 1.29 | 119 | TRUE
15.26 | NBM | 10.3 | PF | 1.18 | 143.87 | TRUE
15.26 | NBM | 10.3 | C | 1.29 | 129 | TRUE
15.26 | NBM | 10.3 | C | 1.67 | 136.87 | TRUE
15.26 | NBM | 10.3 | C | 1.74 | 130.99 | TRUE
15.26 | NBM | 10.3 | C | 2.53 | 75.95 | TRUE
15.26 | NBM | 10.3 | PF | 0.86 | 86.94 | TRUE
15.26 | NBM | 10.3 | C | 1.29 | 129 | TRUE
15.26 | BM | 10.3 | C | 2 | 178 | TRUE
15.26 | NBM | 10.3 | C | 0.99 | 99 | TRUE
15.26 | NBM | 10.3 | PF | 0.99 | 119 | TRUE
15.26 | NBM | 10.3 | PF | 0.63 | 82.98 | TRUE
15.26 | NBM | 10.3 | PF | 1.33 | 93.79 | TRUE
15.26 | NBM | 10.3 | C | 1.14 | 126.77 | TRUE
15.26 | NBM | 10.3 | PF | 0.86 | 86.94 | TRUE
15.26 | NBM | 10.3 | C | 0.93 | 128.96 | TRUE
15.26 | NBM | 10.3 | C | 1.29 | 129 | TRUE
15.26 | NBM | 10.3 | C | 0.99 | 99 | TRUE
15.26 | NBM | 10.3 | C | 3.8 | 180 | FALSE
15.26 | NBM | 10.3 | C | 2.44 | 160 | FALSE
15.26 | NBM | 10.3 | C | 5 | 125 | FALSE
15.26 | NBM | 10.3 | C | 4 | 180 | FALSE
15.26 | NBM | 10.3 | C | 4.2 | 170 | FALSE
15.26 | NBM | 10.3 | PF | 3.75 | 185 | FALSE
15.26 | NBM | 10.3 | C | 2.9 | 145 | FALSE
15.26 | NBM | 10.3 | C | 5 | 125 | FALSE
15.26 | NBM | 10.3 | PF | 1.5 | 170 | FALSE
15.26 | BM | 10.3 | C | 5.1 | 222 | FALSE
15.26 | NBM | 10.3 | PF | 1.75 | 170 | FALSE
15.26 | NBM | 10.3 | C | 4 | 170 | FALSE
15.26 | BM | 10.3 | C | 3.1 | 197 | FALSE
15.26 | NBM | 10.3 | PF | 1.75 | 170 | FALSE
15.26 | NBM | 10.3 | C | 4 | 170 | FALSE
15.26 | NBM | 10.3 | PF | 1.5 | 180 | FALSE
15.26 | NBM | 10.3 | PF | 2 | 180 | FALSE
15.26 | BM | 10.3 | C | 3.1 | 197 | FALSE
15.26 | NBM | 10.3 | C | 4 | 180 | FALSE
15.26 | NBM | 10.3 | PF | 1.75 | 180 | FALSE
15.26 | NBM | 10.3 | PF | 1.5 | 180 | FALSE
15.26 | NBM | 10.3 | PF | 2 | 160 | FALSE
15.26 | NBM | 10.3 | PF | 2 | 160 | FALSE
15.26 | NBM | 10.3 | PF | 1.5 | 180 | FALSE
15.26 | BM | 10.3 | C | 5.1 | 222 | FALSE
15.26 | NBM | 10.3 | PF | 2 | 160 | FALSE
15.26 | NBM | 10.3 | PF | 1.75 | 180 | FALSE
15.26 | NBM | 10.3 | PF | 2 | 180 | FALSE
15.26 | NBM | 10.3 | PF | 1.64 | 122.92 | FALSE
15.26 | NBM | 10.3 | C | 4 | 180 | FALSE
15.26 | NBM | 10.3 | C | 7 | 160 | FALSE
15.26 | NBM | 10.3 | PF | 1.49 | 99.99 | FALSE
15.26 | NBM | 10.3 | C | 3.8 | 180 | FALSE
15.26 | NBM | 10.3 | C | 4 | 180 | FALSE
15.26 | NBM | 10.3 | C | 3.8 | 180 | FALSE
15.26 | NBM | 10.3 | C | 4 | 190 | FALSE
15.26 | NBM | 10.3 | C | 7 | 160 | FALSE
15.26 | NBM | 10.3 | C | 3.8 | 180 | FALSE
15.26 | NBM | 10.3 | C | 3.8 | 180 | FALSE
15.26 | NBM | 10.3 | PF | 1.37 | 126.77 | FALSE
15.26 | NBM | 10.3 | C | 3.8 | 180 | FALSE
15.26 | NBM | 10.3 | C | 4.2 | 170 | FALSE
15.26 | NBM | 10.3 | PF | 1.75 | 190 | FALSE
15.26 | NBM | 10.3 | PF | 1.75 | 180 | FALSE
15.26 | BM | 10.3 | C | 2.5 | 155 | FALSE
15.26 | NBM | 10.3 | PF | 2 | 190 | FALSE
15.26 | NBM | 10.3 | C | 3.8 | 180 | FALSE
15.26 | NBM | 10.3 | PF | 1.5 | 170 | FALSE
15.26 | NBM | 10.3 | C | 4 | 180 | FALSE
15.26 | NBM | 10.3 | C | 4 | 200 | FALSE
15.26 | NBM | 10.3 | C | 7 | 160 | FALSE
15.26 | NBM | 10.3 | C | 4.2 | 170 | FALSE
15.26 | NBM | 10.3 | C | 3.8 | 180 | FALSE
15.26 | NBM | 10.3 | C | 3.8 | 180 | FALSE
15.26 | NBM | 10.3 | C | 4 | 180 | FALSE
15.26 | NBM | 10.3 | C | 4 | 190 | FALSE
15.26 | NBM | 10.3 | PF | 1.75 | 180 | FALSE
15.26 | NBM | 10.3 | PF | 1.75 | 180 | FALSE
15.26 | NBM | 10.3 | PF | 1.75 | 170 | FALSE
15.26 | NBM | 10.3 | C | 7 | 160 | FALSE
15.26 | NBM | 10.3 | C | 3.8 | 180 | FALSE
15.26 | NBM | 10.3 | C | 3.8 | 190 | FALSE
15.26 | NBM | 10.3 | PF | 1.49 | 99.5 | FALSE
15.26 | NBM | 10.3 | C | 3.8 | 170 | FALSE
15.26 | NBM | 10.4 | PF | 1.87 | 78.88 | TRUE
15.26 | NBM | 10.4 | PF | 0.63 | 82.98 | TRUE
15.26 | NBM | 10.4 | PF | 0.96 | 83.92 | TRUE
15.26 | NBM | 10.4 | PF | 0.86 | 86.94 | TRUE
15.26 | NBM | 10.4 | PF | 1.17 | 81.93 | TRUE
15.26 | NBM | 10.4 | C | 1.29 | 129 | TRUE
15.26 | BM | 10.4 | C | 1.65 | 235 | TRUE
15.26 | BM | 10.4 | C | 2 | 178 | TRUE
15.26 | NBM | 10.4 | C | 0.99 | 99 | TRUE
15.26 | BM | 10.4 | C | 2 | 178 | TRUE
15.26 | NBM | 10.4 | C | 0.99 | 99 | TRUE
15.26 | NBM | 10.4 | C | 1.29 | 129 | TRUE
15.26 | BM | 10.4 | C | 1.65 | 235 | TRUE
15.26 | NBM | 10.4 | C | 1.29 | 129 | TRUE
15.26 | BM | 10.4 | C | 1.65 | 235 | TRUE
15.26 | NBM | 10.4 | C | 1.29 | 129 | TRUE
15.26 | NBM | 10.4 | PF | 1.64 | 83.79 | TRUE
15.26 | NBM | 10.4 | C | 1.29 | 119 | TRUE
15.26 | NBM | 10.4 | PF | 1.18 | 143.87 | TRUE
15.26 | NBM | 10.4 | PF | 1.33 | 93.79 | TRUE
15.26 | NBM | 10.4 | PF | 0.99 | 119 | TRUE
15.26 | NBM | 10.4 | PF | 1.33 | 93.79 | TRUE
15.26 | NBM | 10.4 | C | 1.29 | 129 | TRUE
15.26 | BM | 10.4 | C | 1.65 | 235 | TRUE
15.26 | BM | 10.4 | C | 1.74 | 225 | TRUE
15.26 | BM | 10.4 | C | 1.74 | 225 | TRUE
15.26 | BM | 10.4 | C | 1.74 | 225 | TRUE
15.26 | NBM | 10.4 | C | 1.99 | 98 | TRUE
15.26 | BM | 10.4 | C | 1.25 | 160 | TRUE
15.26 | NBM | 10.4 | C | 3 | 69 | TRUE
15.26 | BM | 10.4 | C | 1.8 | 225 | TRUE
15.26 | BM | 10.4 | C | 1.65 | 235 | TRUE
15.26 | NBM | 10.4 | C | 1.7 | 146 | TRUE
15.26 | BM | 10.4 | C | 1.65 | 235 | TRUE
15.26 | BM | 10.4 | C | 1.65 | 235 | TRUE
15.26 | BM | 10.4 | C | 1.65 | 235 | TRUE
15.26 | BM | 10.4 | C | 1.65 | 235 | TRUE
15.26 | NBM | 10.4 | C | 1.49 | 162 | TRUE
15.26 | BM | 10.4 | C | 1.65 | 235 | TRUE
15.26 | NBM | 10.4 | C | 1.49 | 149 | TRUE
15.26 | NBM | 10.4 | C | 3 | 69 | TRUE
15.26 | NBM | 10.4 | PF | 2.39 | 73.88 | TRUE
15.26 | NBM | 10.4 | C | 1.8 | 195 | TRUE
15.26 | NBM | 10.4 | PF | 1.13 | 83.77 | TRUE
15.26 | NBM | 10.4 | PF | 0.86 | 86.94 | TRUE
15.26 | NBM | 10.4 | C | 0.68 | 143.8 | TRUE
15.26 | NBM | 10.4 | C | 1.14 | 126.77 | TRUE
15.26 | NBM | 10.4 | C | 0.93 | 136.88 | TRUE
15.26 | NBM | 10.4 | C | 1.14 | 126.77 | TRUE
15.26 | NBM | 10.4 | PF | 2.39 | 73.88 | TRUE
15.26 | NBM | 10.4 | C | 0.93 | 128.96 | TRUE
15.26 | NBM | 10.4 | C | 0.77 | 140.8 | TRUE
15.26 | NBM | 10.4 | C | 1.96 | 73.79 | TRUE
15.26 | NBM | 10.4 | C | 1.74 | 130.99 | TRUE
15.26 | NBM | 10.4 | PF | 0.43 | 147.9 | TRUE
15.26 | NBM | 10.4 | PF | 0.86 | 86.94 | TRUE
15.26 | NBM | 10.4 | C | 0.93 | 128.96 | TRUE
15.26 | NBM | 10.4 | C | 1.67 | 136.87 | TRUE
15.26 | NBM | 10.4 | C | 0.97 | 131.98 | TRUE
15.26 | NBM | 10.4 | C | 1.77 | 78.95 | TRUE
15.26 | NBM | 10.4 | PF | 2.94 | 69.84 | TRUE
15.26 | NBM | 10.4 | C | 2.53 | 75.95 | TRUE
15.26 | NBM | 10.4 | C | 1.14 | 126.77 | TRUE
15.26 | NBM | 10.4 | PF | 0.86 | 86.94 | TRUE
15.26 | NBM | 10.4 | C | 0.98 | 127.82 | TRUE
15.26 | NBM | 10.4 | PF | 0.5 | 172.9 | TRUE
15.26 | NBM | 10.4 | C | 1.5 | 140 | TRUE
15.26 | NBM | 10.4 | PF | 0.93 | 136.96 | TRUE
15.26 | NBM | 10.4 | C | 2.47 | 76.95 | TRUE
15.26 | NBM | 10.4 | PF | 1.04 | 133.89 | TRUE
15.26 | NBM | 10.4 | PF | 0.63 | 128.92 | TRUE
15.26 | NBM | 10.4 | C | 1.14 | 126.77 | TRUE
15.26 | NBM | 10.4 | C | 1.83 | 126.85 | TRUE
15.26 | NBM | 10.4 | PF | 1.13 | 83.77 | TRUE
15.26 | NBM | 10.4 | C | 0.93 | 128.96 | TRUE
15.26 | NBM | 10.4 | PF | 1.75 | 180 | FALSE
15.26 | NBM | 10.4 | C | 3.8 | 180 | FALSE
15.26 | NBM | 10.4 | C | 3.8 | 170 | FALSE
15.26 | NBM | 10.4 | PF | 1.49 | 99.99 | FALSE
15.26 | NBM | 10.4 | PF | 1.37 | 126.77 | FALSE
15.26 | NBM | 10.4 | C | 7 | 160 | FALSE
15.26 | BM | 10.4 | C | 3.1 | 197 | FALSE
15.26 | NBM | 10.4 | PF | 1.75 | 170 | FALSE
15.26 | BM | 10.4 | C | 5.1 | 222 | FALSE
15.26 | NBM | 10.4 | C | 4 | 180 | FALSE
15.26 | NBM | 10.4 | C | 4 | 170 | FALSE
15.26 | NBM | 10.4 | PF | 1.5 | 180 | FALSE
15.26 | NBM | 10.4 | PF | 1.75 | 170 | FALSE
15.26 | NBM | 10.4 | PF | 2 | 160 | FALSE
15.26 | NBM | 10.4 | C | 7 | 160 | FALSE
15.26 | NBM | 10.4 | C | 3.8 | 180 | FALSE
15.26 | NBM | 10.4 | C | 4 | 200 | FALSE
15.26 | NBM | 10.4 | C | 7 | 160 | FALSE
15.26 | NBM | 10.4 | C | 3.8 | 180 | FALSE
15.26 | NBM | 10.4 | C | 7 | 160 | FALSE
15.26 | NBM | 10.4 | C | 5 | 125 | FALSE
15.26 | NBM | 10.4 | C | 2.44 | 160 | FALSE
15.26 | NBM | 10.4 | C | 5 | 125 | FALSE
15.26 | NBM | 10.4 | C | 3.8 | 180 | FALSE
15.26 | NBM | 10.4 | PF | 2 | 180 | FALSE
15.26 | NBM | 10.4 | C | 2.9 | 145 | FALSE
15.26 | NBM | 10.4 | C | 4 | 170 | FALSE
15.26 | NBM | 10.4 | PF | 2 | 180 | FALSE
15.26 | NBM | 10.4 | PF | 2 | 160 | FALSE
15.26 | NBM | 10.4 | PF | 2 | 160 | FALSE
15.26 | NBM | 10.4 | C | 3.8 | 190 | FALSE
15.26 | NBM | 10.4 | PF | 1.5 | 180 | FALSE
15.26 | NBM | 10.4 | C | 4 | 180 | FALSE
15.26 | NBM | 10.4 | PF | 1.75 | 180 | FALSE
15.26 | NBM | 10.4 | PF | 1.5 | 180 | FALSE
15.26 | BM | 10.4 | C | 3.1 | 197 | FALSE
15.26 | NBM | 10.4 | PF | 1.49 | 99.5 | FALSE
15.26 | NBM | 10.4 | PF | 3.75 | 185 | FALSE
15.26 | NBM | 10.4 | PF | 1.5 | 170 | FALSE
15.26 | NBM | 10.4 | PF | 1.75 | 180 | FALSE
15.26 | NBM | 10.4 | C | 4 | 180 | FALSE
15.26 | NBM | 10.4 | PF | 1.75 | 190 | FALSE
15.26 | NBM | 10.4 | C | 4.2 | 170 | FALSE
15.26 | NBM | 10.4 | C | 3.8 | 180 | FALSE
15.26 | NBM | 10.4 | PF | 1.75 | 180 | FALSE
15.26 | NBM | 10.4 | C | 3.8 | 180 | FALSE
15.26 | BM | 10.4 | C | 4 | 155 | FALSE
15.26 | NBM | 10.4 | C | 4 | 190 | FALSE
15.26 | NBM | 10.4 | C | 4 | 180 | FALSE
15.26 | NBM | 10.4 | C | 3.8 | 180 | FALSE
15.26 | NBM | 10.4 | PF | 1.64 | 122.92 | FALSE
15.26 | NBM | 10.4 | C | 3.8 | 180 | FALSE
15.26 | NBM | 10.4 | C | 4 | 180 | FALSE
15.26 | NBM | 10.4 | PF | 1.75 | 180 | FALSE
15.26 | NBM | 10.4 | C | 4.2 | 170 | FALSE
15.26 | NBM | 10.4 | PF | 1.75 | 170 | FALSE
15.26 | NBM | 10.4 | C | 4 | 190 | FALSE
15.26 | BM | 10.4 | C | 5.1 | 222 | FALSE
15.26 | NBM | 10.4 | C | 3.8 | 180 | FALSE
15.26 | NBM | 10.4 | C | 3.8 | 180 | FALSE
15.26 | NBM | 10.4 | C | 4 | 180 | FALSE
15.26 | NBM | 10.4 | PF | 1.5 | 170 | FALSE
15.26 | NBM | 10.4 | C | 4.2 | 170 | FALSE
15.26 | NBM | 10.4 | PF | 2 | 190 | FALSE
15.26 | NBM | 10.5 | PF | 1.19 | 119 | TRUE
15.26 | BM | 10.5 | C | 1.74 | 225 | TRUE
15.26 | NBM | 10.5 | PF | 1.14 | 126.77 | TRUE
15.26 | BM | 10.5 | C | 1.65 | 235 | TRUE
15.26 | BM | 10.5 | C | 1.74 | 225 | TRUE
15.26 | BM | 10.5 | C | 4 | 155 | TRUE
15.26 | NBM | 10.5 | PF | 0.68 | 143.8 | TRUE
15.26 | NBM | 10.5 | PF | 1.64 | 83.79 | TRUE
15.26 | NBM | 10.5 | PF | 1.19 | 119 | TRUE
15.26 | BM | 10.5 | C | 1.65 | 235 | TRUE
15.26 | NBM | 10.5 | PF | 0.63 | 132.85 | TRUE
15.26 | NBM | 10.5 | PF | 0.86 | 86.94 | TRUE
15.26 | NBM | 10.5 | PF | 1.33 | 93.79 | TRUE
15.26 | NBM | 10.5 | PF | 0.86 | 86.94 | TRUE
15.26 | NBM | 10.5 | PF | 1.04 | 133.89 | TRUE
15.26 | NBM | 10.5 | PF | 1.14 | 126.77 | TRUE
15.26 | NBM | 10.5 | F | 1.5 | 140 | TRUE
15.26 | NBM | 10.5 | PF | 1.19 | 119 | TRUE
15.26 | NBM | 10.5 | PF | 1.33 | 93.79 | TRUE
15.26 | NBM | 10.5 | PF | 0.63 | 82.98 | TRUE
15.26 | NBM | 10.5 | PF | 0.96 | 83.92 | TRUE
15.26 | NBM | 10.5 | PF | 0.93 | 136.96 | TRUE
15.26 | NBM | 10.5 | PF | 0.77 | 140.8 | TRUE
15.26 | NBM | 10.5 | PF | 2.05 | 195 | TRUE
15.26 | NBM | 10.5 | PF | 0.79 | 99 | TRUE
15.26 | NBM | 10.5 | PF | 0.63 | 132.85 | TRUE
15.26 | NBM | 10.5 | C | 3.8 | 180 | TRUE
15.26 | NBM | 10.5 | PF | 1.18 | 143.87 | TRUE
15.26 | NBM | 10.5 | PF | 0.86 | 86.94 | TRUE
15.26 | NBM | 10.5 | PF | 2.05 | 195 | TRUE
15.26 | NBM | 10.5 | PF | 2.39 | 73.88 | TRUE
15.26 | NBM | 10.5 | C | 3 | 69 | TRUE
15.26 | NBM | 10.5 | PF | 1.13 | 83.77 | TRUE
15.26 | NBM | 10.5 | PF | 1.96 | 73.79 | TRUE
15.26 | NBM | 10.5 | C | 3.8 | 180 | TRUE
15.26 | NBM | 10.5 | C | 3.8 | 190 | TRUE
15.26 | NBM | 10.5 | PF | 2.39 | 73.88 | TRUE
15.26 | NBM | 10.5 | PF | 1.19 | 119 | TRUE
15.26 | NBM | 10.5 | PF | 0.5 | 172.9 | TRUE
15.26 | NBM | 10.5 | PF | 1.13 | 83.77 | TRUE
15.26 | NBM | 10.5 | C | 3.8 | 180 | TRUE
15.26 | NBM | 10.5 | PF | 0.93 | 136.88 | TRUE
15.26 | BM | 10.5 | C | 1.74 | 225 | TRUE
15.26 | NBM | 10.5 | C | 1.67 | 132.9 | TRUE
15.26 | NBM | 10.5 | C | 3.8 | 170 | TRUE
15.26 | NBM | 10.5 | C | 3.8 | 180 | TRUE
15.26 | BM | 10.5 | C | 1.65 | 235 | TRUE
15.26 | NBM | 10.5 | C | 2.9 | 145 | TRUE
15.26 | NBM | 10.5 | PF | 0.87 | 98.91 | TRUE
15.26 | NBM | 10.5 | PF | 0.93 | 128.96 | TRUE
15.26 | NBM | 10.5 | C | 3.8 | 180 | TRUE
15.26 | NBM | 10.5 | C | 3.8 | 180 | TRUE
15.26 | NBM | 10.5 | PF | 0.87 | 98.91 | TRUE
15.26 | NBM | 10.5 | PF | 1.14 | 126.77 | TRUE
15.26 | NBM | 10.5 | C | 3.8 | 180 | TRUE
15.26 | NBM | 10.5 | PF | 0.43 | 147.9 | TRUE
15.26 | NBM | 10.5 | PF | 1.19 | 119 | TRUE
15.26 | BM | 10.5 | C | 1.65 | 235 | TRUE
15.26 | NBM | 10.5 | PF | 1.19 | 119 | TRUE
15.26 | BM | 10.5 | C | 2 | 200 | TRUE
15.26 | BM | 10.5 | C | 1.8 | 225 | TRUE
15.26 | NBM | 10.5 | C | 3.8 | 180 | TRUE
15.26 | NBM | 10.5 | PF | 2.94 | 69.84 | TRUE
15.26 | NBM | 10.5 | PF | 0.53 | 132.89 | TRUE
15.26 | NBM | 10.5 | PF | 0.96 | 83.92 | TRUE
15.26 | NBM | 10.5 | PF | 0.93 | 128.96 | TRUE
15.26 | NBM | 10.5 | PF | 1.8 | 195 | TRUE
15.26 | NBM | 10.5 | PF | 1.87 | 78.88 | TRUE
15.26 | NBM | 10.5 | C | 3.8 | 180 | TRUE
15.26 | BM | 10.5 | C | 2 | 178 | TRUE
15.26 | NBM | 10.5 | PF | 0.97 | 131.98 | TRUE
15.26 | NBM | 10.5 | PF | 1.17 | 81.93 | TRUE
15.26 | NBM | 10.5 | PF | 0.79 | 99 | TRUE
15.26 | NBM | 10.5 | PF | 1.77 | 78.95 | TRUE
15.26 | NBM | 10.5 | C | 3.8 | 180 | TRUE
15.26 | BM | 10.5 | C | 2 | 178 | TRUE
15.26 | NBM | 10.5 | PF | 0.53 | 132.89 | TRUE
15.26 | NBM | 10.5 | PF | 2.34 | 127.82 | FALSE
15.26 | NBM | 10.5 | PF | 1.64 | 122.92 | FALSE
15.26 | NBM | 10.5 | C | 7 | 160 | FALSE
15.26 | NBM | 10.5 | PF | 1.75 | 190 | FALSE
15.26 | NBM | 10.5 | PF | 1.5 | 180 | FALSE
15.26 | NBM | 10.5 | C | 4 | 180 | FALSE
15.26 | NBM | 10.5 | PF | 1.75 | 170 | FALSE
15.26 | NBM | 10.5 | C | 4 | 170 | FALSE
15.26 | BM | 10.5 | C | 4.6 | 197 | FALSE
15.26 | NBM | 10.5 | PF | 2 | 190 | FALSE
15.26 | NBM | 10.5 | PF | 1.75 | 170 | FALSE
15.26 | NBM | 10.5 | C | 4 | 180 | FALSE
15.26 | NBM | 10.5 | PF | 1.75 | 180 | FALSE
15.26 | BM | 10.5 | C | 5.1 | 222 | FALSE
15.26 | NBM | 10.5 | C | 7 | 160 | FALSE
15.26 | NBM | 10.5 | C | 4 | 170 | FALSE
15.26 | NBM | 10.5 | PF | 1.75 | 180 | FALSE
15.26 | NBM | 10.5 | PF | 1.5 | 180 | FALSE
15.26 | NBM | 10.5 | PF | 1.5 | 119 | FALSE
15.26 | NBM | 10.5 | C | 4 | 180 | FALSE
15.26 | NBM | 10.5 | C | 4.2 | 170 | FALSE
15.26 | NBM | 10.5 | PF | 1.75 | 180 | FALSE
15.26 | BM | 10.5 | C | 5.1 | 222 | FALSE
15.26 | NBM | 10.5 | C | 4 | 190 | FALSE
15.26 | NBM | 10.5 | PF | 1.75 | 180 | FALSE
15.26 | NBM | 10.5 | C | 4 | 190 | FALSE
15.26 | NBM | 10.5 | C | 4 | 180 | FALSE
15.26 | NBM | 10.5 | C | 4.2 | 170 | FALSE
15.26 | NBM | 10.5 | PF | 1.5 | 170 | FALSE
15.26 | NBM | 10.5 | C | 7 | 160 | FALSE
15.26 | NBM | 10.5 | C | 4 | 180 | FALSE
15.26 | NBM | 10.5 | PF | 1.99 | 69 | FALSE
15.26 | NBM | 10.5 | C | 4 | 200 | FALSE
15.26 | NBM | 10.5 | C | 7 | 160 | FALSE
15.26 | NBM | 10.5 | PF | 1.5 | 170 | FALSE
15.26 | NBM | 10.5 | PF | 5 | 200 | FALSE
15.26 | NBM | 10.5 | C | 4.2 | 170 | FALSE
15.26 | NBM | 10.5 | PF | 2 | 160 | FALSE
15.26 | NBM | 10.5 | PF | 2 | 160 | FALSE
15.26 | NBM | 10.5 | PF | 1.5 | 180 | FALSE
15.26 | NBM | 10.5 | PF | 1.75 | 170 | FALSE
15.26 | NBM | 10.5 | PF | 2 | 180 | FALSE
15.26 | NBM | 10.5 | PF | 2 | 160 | FALSE
15.26 | BM | 10.5 | C | 4.6 | 197 | FALSE
15.26 | NBM | 10.5 | PF | 1.75 | 180 | FALSE
15.26 | NBM | 10.5 | PF | 2 | 180 | FALSE
15.26 | NBM | 10.5 | C | 4 | 180 | FALSE
15.26 | NBM | 10.6 | PF | 1.33 | 93.79 | TRUE
15.26 | NBM | 10.6 | PF | 0.53 | 132.89 | TRUE
15.26 | NBM | 10.6 | PF | 0.63 | 132.85 | TRUE
15.26 | NBM | 10.6 | PF | 1.14 | 126.77 | TRUE
15.26 | NBM | 10.6 | PF | 1.18 | 143.87 | TRUE
15.26 | NBM | 10.6 | PF | 1.33 | 93.79 | TRUE
15.26 | NBM | 10.6 | PF | 1.64 | 83.79 | TRUE
15.26 | NBM | 10.6 | PF | 1.19 | 119 | TRUE
15.26 | NBM | 10.6 | C | 3.8 | 180 | TRUE
15.26 | NBM | 10.6 | PF | 0.96 | 83.92 | TRUE
15.26 | NBM | 10.6 | PF | 1.19 | 119 | TRUE
15.26 | NBM | 10.6 | PF | 0.53 | 132.89 | TRUE
15.26 | NBM | 10.6 | PF | 1.19 | 119 | TRUE
15.26 | NBM | 10.6 | PF | 0.93 | 136.88 | TRUE
15.26 | BM | 10.6 | C | 4 | 155 | TRUE
15.26 | NBM | 10.6 | PF | 1.19 | 119 | TRUE
15.26 | NBM | 10.6 | C | 3.8 | 180 | TRUE
15.26 | NBM | 10.6 | C | 3.8 | 180 | TRUE
15.26 | NBM | 10.6 | C | 3.8 | 180 | TRUE
15.26 | NBM | 10.6 | C | 3.8 | 180 | TRUE
15.26 | NBM | 10.6 | PF | 0.63 | 132.85 | TRUE
15.26 | NBM | 10.6 | C | 3.8 | 170 | TRUE
15.26 | NBM | 10.6 | C | 3.8 | 190 | TRUE
15.26 | NBM | 10.6 | C | 3.8 | 180 | TRUE
15.26 | NBM | 10.6 | PF | 1.19 | 119 | TRUE
15.26 | NBM | 10.6 | C | 3.8 | 180 | TRUE
15.26 | NBM | 10.6 | C | 3.8 | 180 | TRUE
15.26 | NBM | 10.6 | PF | 1.14 | 126.77 | TRUE
15.26 | NBM | 10.6 | C | 3.8 | 180 | TRUE
15.26 | NBM | 10.6 | C | 2.9 | 145 | TRUE
15.26 | NBM | 10.6 | PF | 1.14 | 126.77 | TRUE
15.26 | NBM | 10.6 | C | 1.67 | 132.9 | TRUE
15.26 | NBM | 10.6 | PF | 0.96 | 83.92 | TRUE
15.26 | BM | 10.6 | C | 1.65 | 235 | TRUE
15.26 | NBM | 10.6 | C | 3.8 | 180 | TRUE
15.26 | NBM | 10.6 | F | 1.5 | 140 | TRUE
15.26 | NBM | 10.6 | PF | 1.04 | 133.89 | TRUE
15.26 | NBM | 10.6 | PF | 0.63 | 82.98 | TRUE
15.26 | NBM | 10.6 | PF | 1.87 | 78.88 | TRUE
15.26 | NBM | 10.6 | PF | 0.86 | 86.94 | TRUE
15.26 | NBM | 10.6 | C | 3 | 69 | TRUE
15.26 | NBM | 10.6 | PF | 2.05 | 195 | TRUE
15.26 | NBM | 10.6 | PF | 2.39 | 73.88 | TRUE
15.26 | NBM | 10.6 | PF | 2.05 | 195 | TRUE
15.26 | NBM | 10.6 | PF | 0.93 | 136.96 | TRUE
15.26 | BM | 10.6 | C | 1.74 | 225 | TRUE
15.26 | NBM | 10.6 | PF | 0.68 | 143.8 | TRUE
15.26 | BM | 10.6 | C | 1.74 | 225 | TRUE
15.26 | BM | 10.6 | C | 1.74 | 225 | TRUE
15.26 | NBM | 10.6 | PF | 0.86 | 86.94 | TRUE
15.26 | NBM | 10.6 | PF | 0.43 | 147.9 | TRUE
15.26 | NBM | 10.6 | PF | 0.86 | 86.94 | TRUE
15.26 | NBM | 10.6 | PF | 1.17 | 81.93 | TRUE
15.26 | NBM | 10.6 | PF | 0.5 | 172.9 | TRUE
15.26 | NBM | 10.6 | PF | 2.39 | 73.88 | TRUE
15.26 | NBM | 10.6 | PF | 0.77 | 140.8 | TRUE
15.26 | NBM | 10.6 | PF | 0.93 | 128.96 | TRUE
15.26 | NBM | 10.6 | PF | 0.97 | 131.98 | TRUE
15.26 | BM | 10.6 | C | 2 | 200 | TRUE
15.26 | NBM | 10.6 | PF | 0.79 | 99 | TRUE
15.26 | BM | 10.6 | C | 2 | 178 | TRUE
15.26 | BM | 10.6 | C | 1.65 | 235 | TRUE
15.26 | NBM | 10.6 | PF | 0.79 | 99 | TRUE
15.26 | NBM | 10.6 | PF | 0.93 | 128.96 | TRUE
15.26 | BM | 10.6 | C | 1.65 | 235 | TRUE
15.26 | BM | 10.6 | C | 2 | 178 | TRUE
15.26 | BM | 10.6 | C | 1.8 | 225 | TRUE
15.26 | NBM | 10.6 | PF | 0.87 | 98.91 | TRUE
15.26 | NBM | 10.6 | PF | 2.94 | 69.84 | TRUE
15.26 | NBM | 10.6 | PF | 1.13 | 83.77 | TRUE
15.26 | NBM | 10.6 | PF | 1.13 | 83.77 | TRUE
15.26 | BM | 10.6 | C | 1.65 | 235 | TRUE
15.26 | NBM | 10.6 | PF | 1.96 | 73.79 | TRUE
15.26 | NBM | 10.6 | PF | 1.77 | 78.95 | TRUE
15.26 | NBM | 10.6 | PF | 1.19 | 119 | TRUE
15.26 | NBM | 10.6 | PF | 0.87 | 98.91 | TRUE
15.26 | NBM | 10.6 | PF | 1.8 | 195 | TRUE
15.26 | NBM | 10.6 | C | 4 | 190 | FALSE
15.26 | NBM | 10.6 | C | 4 | 180 | FALSE
15.26 | NBM | 10.6 | PF | 1.75 | 180 | FALSE
15.26 | NBM | 10.6 | PF | 1.75 | 180 | FALSE
15.26 | NBM | 10.6 | PF | 1.5 | 170 | FALSE
15.26 | NBM | 10.6 | C | 4 | 180 | FALSE
15.26 | NBM | 10.6 | C | 4 | 190 | FALSE
15.26 | NBM | 10.6 | PF | 1.5 | 180 | FALSE
15.26 | BM | 10.6 | C | 5.1 | 222 | FALSE
15.26 | NBM | 10.6 | C | 4.2 | 170 | FALSE
15.26 | NBM | 10.6 | PF | 1.75 | 190 | FALSE
15.26 | NBM | 10.6 | C | 4 | 180 | FALSE
15.26 | NBM | 10.6 | PF | 2 | 190 | FALSE
15.26 | NBM | 10.6 | PF | 1.75 | 180 | FALSE
15.26 | NBM | 10.6 | C | 4 | 180 | FALSE
15.26 | NBM | 10.6 | PF | 1.75 | 170 | FALSE
15.26 | NBM | 10.6 | C | 4.2 | 170 | FALSE
15.26 | BM | 10.6 | C | 5.1 | 222 | FALSE
15.26 | NBM | 10.6 | PF | 1.5 | 170 | FALSE
15.26 | NBM | 10.6 | C | 4.2 | 170 | FALSE
15.26 | NBM | 10.6 | C | 7 | 160 | FALSE
15.26 | NBM | 10.6 | PF | 1.5 | 119 | FALSE
15.26 | NBM | 10.6 | PF | 1.75 | 180 | FALSE
15.26 | NBM | 10.6 | PF | 2.34 | 127.82 | FALSE
15.26 | NBM | 10.6 | PF | 1.64 | 122.92 | FALSE
15.26 | NBM | 10.6 | C | 7 | 160 | FALSE
15.26 | NBM | 10.6 | C | 7 | 160 | FALSE
15.26 | NBM | 10.6 | C | 4 | 200 | FALSE
15.26 | NBM | 10.6 | C | 7 | 160 | FALSE
15.26 | NBM | 10.6 | PF | 5 | 200 | FALSE
15.26 | NBM | 10.6 | PF | 2 | 160 | FALSE
15.26 | NBM | 10.6 | PF | 2 | 160 | FALSE
15.26 | NBM | 10.6 | PF | 2 | 160 | FALSE
15.26 | NBM | 10.6 | PF | 2 | 180 | FALSE
15.26 | NBM | 10.6 | PF | 1.75 | 180 | FALSE
15.26 | NBM | 10.6 | PF | 1.5 | 180 | FALSE
15.26 | BM | 10.6 | C | 4.6 | 197 | FALSE
15.26 | NBM | 10.6 | PF | 1.99 | 69 | FALSE
15.26 | NBM | 10.6 | PF | 1.5 | 180 | FALSE
15.26 | NBM | 10.6 | PF | 1.75 | 170 | FALSE
15.26 | NBM | 10.6 | C | 4 | 170 | FALSE
15.26 | NBM | 10.6 | C | 4 | 180 | FALSE
15.26 | NBM | 10.6 | PF | 1.75 | 170 | FALSE
15.26 | NBM | 10.6 | C | 4 | 180 | FALSE
15.26 | BM | 10.6 | C | 4.6 | 197 | FALSE
15.26 | NBM | 10.6 | C | 4 | 170 | FALSE
15.26 | NBM | 10.6 | PF | 2 | 180 | FALSE
15.27 | NBM | 9.5 | PF | 0.5 | 90 | TRUE
15.27 | NBM | 9.5 | F | 0 | 119 | TRUE
15.27 | BM | 9.5 | C | 4 | 120 | TRUE
15.27 | NBM | 9.5 | F | 0 | 88.9 | TRUE
15.27 | NBM | 9.5 | F | 0 | 88.9 | TRUE
15.27 | NBM | 9.5 | PF | 0 | 72.95 | TRUE
15.27 | NBM | 9.5 | F | 0 | 133 | TRUE
15.27 | NBM | 9.5 | F | 0.7 | 160 | TRUE
15.27 | NBM | 9.5 | F | 0 | 88 | TRUE
15.27 | NBM | 9.5 | F | 0 | 98.9 | TRUE
15.27 | NBM | 9.5 | F | 0 | 145 | TRUE
15.27 | NBM | 9.5 | C | 1.75 | 145 | TRUE
15.27 | NBM | 9.5 | F | 0 | 98.9 | TRUE
15.27 | NBM | 9.5 | F | 0 | 88 | TRUE
15.27 | NBM | 9.5 | F | 0 | 88 | TRUE
15.27 | NBM | 9.5 | F | 0 | 88.9 | TRUE
15.27 | NBM | 9.5 | F | 0 | 88 | TRUE
15.27 | NBM | 9.5 | F | 0 | 88 | TRUE
15.27 | NBM | 9.5 | F | 0 | 98.9 | TRUE
15.27 | NBM | 9.5 | F | 0 | 88.9 | TRUE
15.27 | NBM | 9.5 | F | 0 | 88.9 | TRUE
15.27 | NBM | 9.5 | F | 0 | 88.9 | TRUE
15.27 | NBM | 9.5 | PF | 0.5 | 90 | TRUE
15.27 | NBM | 9.5 | PF | 0.79 | 99 | TRUE
15.27 | NBM | 9.5 | F | 0 | 145 | TRUE
15.27 | NBM | 9.5 | F | 0 | 88.9 | TRUE
15.27 | NBM | 9.5 | F | 0 | 88.9 | TRUE
15.27 | NBM | 9.5 | F | 0 | 88.9 | TRUE
15.27 | NBM | 9.5 | F | 0 | 84 | TRUE
15.27 | NBM | 9.5 | F | 0 | 88 | TRUE
15.27 | NBM | 9.5 | F | 0 | 88.9 | TRUE
15.27 | NBM | 9.5 | PF | 0 | 72.95 | TRUE
15.27 | NBM | 9.5 | F | 0 | 145 | TRUE
15.27 | NBM | 9.5 | PF | 0 | 67.77 | TRUE
15.27 | NBM | 9.5 | F | 0 | 88 | TRUE
15.27 | NBM | 9.5 | F | 0 | 88 | TRUE
15.27 | NBM | 9.5 | F | 0 | 88 | TRUE
15.27 | NBM | 9.5 | PF | 0 | 77.9 | TRUE
15.27 | NBM | 9.5 | F | 0 | 88 | TRUE
15.27 | NBM | 9.5 | F | 0 | 88.9 | TRUE
15.27 | NBM | 9.5 | F | 0 | 83.98 | TRUE
15.27 | NBM | 9.6 | F | 0 | 88.9 | TRUE
15.27 | NBM | 9.6 | F | 0 | 88 | TRUE
15.27 | NBM | 9.6 | F | 0 | 145 | TRUE
15.27 | NBM | 9.6 | F | 0 | 88 | TRUE
15.27 | NBM | 9.6 | F | 0 | 88.9 | TRUE
15.27 | NBM | 9.6 | F | 0 | 98.9 | TRUE
15.27 | NBM | 9.6 | C | 1.75 | 145 | TRUE
15.27 | NBM | 9.6 | F | 0 | 88.9 | TRUE
15.27 | NBM | 9.6 | F | 0 | 88.9 | TRUE
15.27 | NBM | 9.6 | PF | 0.79 | 99 | TRUE
15.27 | NBM | 9.6 | F | 0 | 88.9 | TRUE
15.27 | NBM | 9.6 | PF | 0 | 72.95 | TRUE
15.27 | NBM | 9.6 | PF | 0 | 67.77 | TRUE
15.27 | NBM | 9.6 | F | 0 | 88.9 | TRUE
15.27 | NBM | 9.6 | F | 0 | 88.9 | TRUE
15.27 | NBM | 9.6 | F | 0 | 88.9 | TRUE
15.27 | NBM | 9.6 | F | 0 | 88.9 | TRUE
15.27 | NBM | 9.6 | PF | 0 | 72.95 | TRUE
15.27 | NBM | 9.6 | F | 0 | 88 | TRUE
15.27 | NBM | 9.6 | F | 0 | 84 | TRUE
15.27 | NBM | 9.6 | PF | 0.5 | 90 | TRUE
15.27 | NBM | 9.6 | F | 0 | 145 | TRUE
15.27 | NBM | 9.6 | F | 0 | 88 | TRUE
15.27 | NBM | 9.6 | F | 0 | 88 | TRUE
15.27 | NBM | 9.6 | F | 0 | 88 | TRUE
15.27 | NBM | 9.6 | F | 0 | 83.98 | TRUE
15.27 | NBM | 9.6 | PF | 0 | 77.9 | TRUE
15.27 | NBM | 9.6 | PF | 0.5 | 90 | TRUE
15.27 | NBM | 9.6 | F | 0 | 133 | TRUE
15.27 | NBM | 9.6 | F | 0 | 119 | TRUE
15.27 | BM | 9.6 | C | 4 | 120 | TRUE
15.27 | NBM | 9.6 | F | 0 | 145 | TRUE
15.27 | NBM | 9.6 | F | 0 | 88.9 | TRUE
15.27 | NBM | 9.6 | F | 0 | 98.9 | TRUE
15.27 | NBM | 9.6 | F | 0 | 88.9 | TRUE
15.27 | NBM | 9.6 | F | 0 | 88 | TRUE
15.27 | NBM | 9.6 | F | 0 | 88 | TRUE
15.27 | NBM | 9.6 | F | 0 | 98.9 | TRUE
15.27 | NBM | 9.6 | F | 0 | 88 | TRUE
15.27 | NBM | 9.6 | F | 0 | 88 | TRUE
15.27 | NBM | 9.6 | F | 0 | 88 | TRUE
15.27 | NBM | 9.6 | F | 0 | 88 | TRUE
15.27 | NBM | 9.6 | F | 0 | 88 | TRUE
15.27 | NBM | 9.6 | F | 0 | 88 | TRUE
15.27 | NBM | 10.1 | C | 1.25 | 100 | TRUE
15.27 | NBM | 10.1 | C | 1 | 100 | TRUE
15.27 | NBM | 10.1 | C | 2 | 100 | TRUE
15.27 | NBM | 10.1 | C | 2.71 | 83.13 | TRUE
15.27 | NBM | 10.1 | C | 1.25 | 150 | TRUE
15.27 | NBM | 10.1 | C | 2.7 | 84.19 | TRUE
15.27 | NBM | 10.1 | C | 1.5 | 125 | TRUE
15.27 | NBM | 10.1 | C | 1.25 | 150 | TRUE
15.27 | NBM | 10.1 | PF | 1.17 | 83.13 | TRUE
15.27 | NBM | 10.1 | C | 2 | 115 | TRUE
15.27 | NBM | 10.1 | C | 2 | 115 | TRUE
15.27 | NBM | 10.1 | C | 1.09 | 119 | TRUE
15.27 | NBM | 10.1 | C | 1 | 135 | TRUE
15.27 | NBM | 10.1 | C | 1.5 | 100 | TRUE
15.27 | NBM | 10.1 | C | 2.66 | 85.02 | TRUE
15.27 | NBM | 10.1 | C | 2.61 | 88.15 | TRUE
15.27 | NBM | 10.1 | C | 1 | 150 | TRUE
15.27 | NBM | 10.1 | C | 2.61 | 88.15 | TRUE
15.27 | NBM | 10.1 | C | 1.25 | 125 | TRUE
15.27 | NBM | 10.1 | C | 1.75 | 100 | TRUE
15.27 | NBM | 10.1 | C | 1.75 | 125 | TRUE
15.27 | NBM | 10.1 | C | 2 | 100 | TRUE
15.27 | NBM | 10.1 | C | 1.32 | 72.75 | TRUE
15.27 | NBM | 10.1 | C | 2.79 | 78.25 | TRUE
15.27 | NBM | 10.1 | C | 1.75 | 125 | TRUE
15.27 | NBM | 10.1 | C | 1.6 | 145 | TRUE
15.27 | NBM | 10.1 | C | 1.5 | 100 | TRUE
15.27 | NBM | 10.1 | C | 1.5 | 150 | TRUE
15.27 | BM | 10.1 | C | 6.5 | 160 | TRUE
15.27 | NBM | 10.1 | C | 2.76 | 83.13 | TRUE
15.27 | NBM | 10.1 | C | 2.85 | 76.89 | TRUE
15.27 | NBM | 10.1 | C | 2.7 | 84.19 | TRUE
15.27 | NBM | 10.1 | C | 1.7 | 150 | TRUE
15.27 | NBM | 10.1 | C | 2.76 | 83.13 | TRUE
15.27 | NBM | 10.1 | C | 1 | 125 | TRUE
15.27 | NBM | 10.1 | C | 1.5 | 150 | TRUE
15.27 | NBM | 10.1 | C | 2 | 150 | FALSE
15.27 | BM | 10.1 | C | 4 | 120 | FALSE
15.27 | BM | 10.1 | C | 4 | 120 | FALSE
15.27 | NBM | 10.1 | C | 2 | 125 | FALSE
15.27 | NBM | 10.1 | C | 4.99 | 94 | FALSE
15.27 | NBM | 10.1 | C | 1.95 | 220 | FALSE
15.27 | NBM | 10.1 | C | 1.75 | 150 | FALSE
15.27 | NBM | 10.1 | C | 1.95 | 220 | FALSE
15.27 | NBM | 10.1 | C | 2.44 | 140 | FALSE
15.27 | NBM | 10.1 | C | 5.5 | 175 | FALSE
15.27 | NBM | 10.1 | C | 4.49 | 99 | FALSE
15.27 | NBM | 10.1 | C | 2.2 | 170 | FALSE
15.27 | NBM | 10.1 | C | 7 | 160 | FALSE
15.27 | NBM | 10.1 | C | 1.75 | 145 | FALSE
15.27 | NBM | 10.1 | C | 2.95 | 97 | FALSE
15.27 | NBM | 10.1 | C | 2 | 140 | FALSE
15.27 | NBM | 10.1 | C | 2.95 | 97 | FALSE
15.27 | NBM | 10.1 | C | 7 | 160 | FALSE
15.27 | NBM | 10.1 | C | 2.2 | 170 | FALSE
15.27 | NBM | 10.1 | C | 2.95 | 97 | FALSE
15.27 | BM | 10.1 | C | 1.75 | 145 | FALSE
15.27 | NBM | 10.1 | C | 2.95 | 97 | FALSE
15.27 | NBM | 10.1 | C | 2.95 | 97 | FALSE
15.27 | BM | 10.1 | C | 4 | 120 | FALSE
15.27 | NBM | 10.1 | C | 2.95 | 97 | FALSE
15.27 | NBM | 10.1 | C | 2.95 | 97 | FALSE
15.27 | BM | 10.1 | C | 5.1 | 222 | FALSE
15.27 | BM | 10.1 | C | 5.1 | 222 | FALSE
15.27 | NBM | 10.1 | C | 2.95 | 97 | FALSE
15.27 | NBM | 10.1 | C | 7 | 160 | FALSE
15.27 | BM | 10.2 | C | 6.5 | 160 | TRUE
15.27 | NBM | 10.2 | C | 2 | 100 | TRUE
15.27 | NBM | 10.2 | C | 2.71 | 83.13 | TRUE
15.27 | NBM | 10.2 | C | 1.25 | 150 | TRUE
15.27 | NBM | 10.2 | C | 1.25 | 150 | TRUE
15.27 | NBM | 10.2 | C | 2.7 | 84.19 | TRUE
15.27 | NBM | 10.2 | C | 1.5 | 125 | TRUE
15.27 | NBM | 10.2 | C | 2 | 100 | TRUE
15.27 | NBM | 10.2 | C | 2.85 | 76.89 | TRUE
15.27 | NBM | 10.2 | C | 1.32 | 72.75 | TRUE
15.27 | NBM | 10.2 | C | 2.7 | 84.19 | TRUE
15.27 | NBM | 10.2 | C | 1 | 125 | TRUE
15.27 | NBM | 10.2 | C | 1.75 | 125 | TRUE
15.27 | NBM | 10.2 | C | 2.79 | 78.25 | TRUE
15.27 | NBM | 10.2 | C | 1 | 100 | TRUE
15.27 | NBM | 10.2 | C | 2.76 | 83.13 | TRUE
15.27 | NBM | 10.2 | C | 2.76 | 83.13 | TRUE
15.27 | NBM | 10.2 | C | 1.75 | 100 | TRUE
15.27 | NBM | 10.2 | C | 1.75 | 125 | TRUE
15.27 | NBM | 10.2 | C | 1.5 | 100 | TRUE
15.27 | NBM | 10.2 | PF | 1.17 | 83.13 | TRUE
15.27 | NBM | 10.2 | C | 1.5 | 150 | TRUE
15.27 | NBM | 10.2 | C | 1.25 | 125 | TRUE
15.27 | NBM | 10.2 | C | 2 | 115 | TRUE
15.27 | NBM | 10.2 | C | 2.61 | 88.15 | TRUE
15.27 | NBM | 10.2 | C | 1.25 | 100 | TRUE
15.27 | NBM | 10.2 | C | 1.6 | 145 | TRUE
15.27 | NBM | 10.2 | C | 1.5 | 150 | TRUE
15.27 | NBM | 10.2 | C | 1 | 135 | TRUE
15.27 | NBM | 10.2 | C | 2.66 | 85.02 | TRUE
15.27 | NBM | 10.2 | C | 1.09 | 119 | TRUE
15.27 | NBM | 10.2 | C | 2 | 115 | TRUE
15.27 | NBM | 10.2 | C | 1 | 150 | TRUE
15.27 | NBM | 10.2 | C | 2.61 | 88.15 | TRUE
15.27 | NBM | 10.2 | C | 1.7 | 150 | TRUE
15.27 | NBM | 10.2 | C | 1.5 | 100 | TRUE
15.27 | NBM | 10.2 | C | 2.95 | 97 | FALSE
15.27 | NBM | 10.2 | C | 2.44 | 140 | FALSE
15.27 | NBM | 10.2 | C | 2.95 | 97 | FALSE
15.27 | NBM | 10.2 | C | 2.95 | 97 | FALSE
15.27 | NBM | 10.2 | C | 2.95 | 97 | FALSE
15.27 | BM | 10.2 | C | 5.1 | 222 | FALSE
15.27 | NBM | 10.2 | C | 2.95 | 97 | FALSE
15.27 | BM | 10.2 | C | 5.1 | 222 | FALSE
15.27 | BM | 10.2 | C | 4 | 120 | FALSE
15.27 | NBM | 10.2 | C | 2.95 | 97 | FALSE
15.27 | NBM | 10.2 | C | 4.99 | 94 | FALSE
15.27 | NBM | 10.2 | C | 2.95 | 97 | FALSE
15.27 | NBM | 10.2 | C | 2 | 150 | FALSE
15.27 | NBM | 10.2 | C | 2.95 | 97 | FALSE
15.27 | BM | 10.2 | C | 4 | 120 | FALSE
15.27 | NBM | 10.2 | C | 2.95 | 97 | FALSE
15.27 | NBM | 10.2 | C | 2 | 140 | FALSE
15.27 | NBM | 10.2 | C | 1.95 | 220 | FALSE
15.27 | NBM | 10.2 | C | 5.5 | 175 | FALSE
15.27 | NBM | 10.2 | C | 1.75 | 150 | FALSE
15.27 | BM | 10.2 | C | 4 | 120 | FALSE
15.27 | NBM | 10.2 | C | 2.95 | 97 | FALSE
15.27 | NBM | 10.2 | C | 2.95 | 97 | FALSE
15.27 | NBM | 10.2 | C | 2.95 | 97 | FALSE
15.27 | NBM | 10.2 | C | 1.75 | 145 | FALSE
15.27 | NBM | 10.2 | C | 2.95 | 97 | FALSE
15.27 | NBM | 10.2 | C | 7 | 160 | FALSE
15.27 | NBM | 10.2 | C | 2 | 125 | FALSE
15.27 | NBM | 10.2 | C | 2.95 | 97 | FALSE
15.27 | NBM | 10.2 | C | 2.95 | 97 | FALSE
15.27 | NBM | 10.2 | C | 7 | 160 | FALSE
15.27 | NBM | 10.2 | C | 1.95 | 220 | FALSE
15.27 | BM | 10.2 | C | 1.75 | 145 | FALSE
15.27 | NBM | 10.2 | C | 2.95 | 97 | FALSE
15.27 | NBM | 10.2 | C | 2.2 | 170 | FALSE
15.27 | NBM | 10.2 | C | 4.49 | 99 | FALSE
15.27 | NBM | 10.2 | C | 7 | 160 | FALSE
15.27 | NBM | 10.2 | C | 2.2 | 170 | FALSE
15.27 | NBM | 10.3 | C | 1.6 | 145 | TRUE
15.27 | NBM | 10.3 | C | 1.7 | 150 | TRUE
15.27 | NBM | 10.3 | C | 2 | 115 | TRUE
15.27 | NBM | 10.3 | C | 2 | 115 | TRUE
15.27 | NBM | 10.3 | C | 1.32 | 72.75 | TRUE
15.27 | NBM | 10.3 | C | 1.25 | 100 | TRUE
15.27 | NBM | 10.3 | C | 1.25 | 150 | TRUE
15.27 | NBM | 10.3 | C | 2.79 | 78.25 | TRUE
15.27 | NBM | 10.3 | C | 2.61 | 88.15 | TRUE
15.27 | NBM | 10.3 | C | 1.5 | 100 | TRUE
15.27 | NBM | 10.3 | C | 1.19 | 119 | TRUE
15.27 | NBM | 10.3 | C | 1 | 150 | TRUE
15.27 | NBM | 10.3 | C | 2.76 | 83.13 | TRUE
15.27 | NBM | 10.3 | C | 2.61 | 88.15 | TRUE
15.27 | NBM | 10.3 | C | 2.66 | 85.02 | TRUE
15.27 | NBM | 10.3 | C | 2.71 | 83.13 | TRUE
15.27 | NBM | 10.3 | C | 1.5 | 150 | TRUE
15.27 | NBM | 10.3 | C | 1.25 | 125 | TRUE
15.27 | NBM | 10.3 | C | 1.5 | 100 | TRUE
15.27 | NBM | 10.3 | C | 1.5 | 150 | TRUE
15.27 | NBM | 10.3 | PF | 1.17 | 83.13 | TRUE
15.27 | NBM | 10.3 | C | 1.75 | 125 | TRUE
15.27 | NBM | 10.3 | C | 1.75 | 100 | TRUE
15.27 | NBM | 10.3 | C | 1 | 135 | TRUE
15.27 | NBM | 10.3 | C | 1.75 | 125 | TRUE
15.27 | BM | 10.3 | C | 6.5 | 160 | TRUE
15.27 | NBM | 10.3 | C | 2 | 100 | TRUE
15.27 | NBM | 10.3 | C | 2.76 | 83.13 | TRUE
15.27 | NBM | 10.3 | C | 1.5 | 125 | TRUE
15.27 | NBM | 10.3 | C | 2.85 | 76.89 | TRUE
15.27 | NBM | 10.3 | C | 1 | 125 | TRUE
15.27 | NBM | 10.3 | C | 2.7 | 84.19 | TRUE
15.27 | NBM | 10.3 | C | 2 | 100 | TRUE
15.27 | NBM | 10.3 | C | 2.7 | 84.19 | TRUE
15.27 | NBM | 10.3 | C | 1.25 | 150 | TRUE
15.27 | NBM | 10.3 | C | 1 | 100 | TRUE
15.27 | NBM | 10.3 | C | 4.5 | 97 | FALSE
15.27 | NBM | 10.3 | C | 1.95 | 220 | FALSE
15.27 | NBM | 10.3 | C | 4.5 | 97 | FALSE
15.27 | NBM | 10.3 | C | 1.75 | 145 | FALSE
15.27 | BM | 10.3 | C | 4 | 120 | FALSE
15.27 | NBM | 10.3 | C | 4.5 | 97 | FALSE
15.27 | NBM | 10.3 | C | 7 | 160 | FALSE
15.27 | NBM | 10.3 | C | 1.95 | 220 | FALSE
15.27 | NBM | 10.3 | C | 7 | 160 | FALSE
15.27 | NBM | 10.3 | C | 7 | 160 | FALSE
15.27 | NBM | 10.3 | C | 4.5 | 97 | FALSE
15.27 | NBM | 10.3 | C | 2.2 | 170 | FALSE
15.27 | NBM | 10.3 | C | 1.75 | 150 | FALSE
15.27 | NBM | 10.3 | C | 2 | 150 | FALSE
15.27 | NBM | 10.3 | C | 4.5 | 97 | FALSE
15.27 | NBM | 10.3 | C | 4.5 | 97 | FALSE
15.27 | NBM | 10.3 | C | 4.5 | 97 | FALSE
15.27 | NBM | 10.3 | C | 4.5 | 97 | FALSE
15.27 | NBM | 10.3 | C | 2.2 | 170 | FALSE
15.27 | BM | 10.3 | C | 1.75 | 145 | FALSE
15.27 | NBM | 10.3 | C | 2.44 | 140 | FALSE
15.27 | BM | 10.3 | C | 5.1 | 222 | FALSE
15.27 | BM | 10.3 | C | 5.1 | 222 | FALSE
15.27 | NBM | 10.3 | C | 4.5 | 97 | FALSE
15.27 | NBM | 10.3 | C | 4.5 | 97 | FALSE
15.27 | NBM | 10.3 | C | 4.5 | 97 | FALSE
15.27 | NBM | 10.3 | C | 4.5 | 97 | FALSE
15.27 | NBM | 10.3 | C | 2 | 125 | FALSE
15.27 | NBM | 10.3 | C | 4.5 | 97 | FALSE
15.27 | NBM | 10.3 | C | 4.5 | 97 | FALSE
15.27 | NBM | 10.3 | C | 4.5 | 97 | FALSE
15.27 | NBM | 10.3 | C | 5.5 | 175 | FALSE
15.27 | BM | 10.3 | C | 4 | 120 | FALSE
15.27 | BM | 10.3 | C | 4 | 120 | FALSE
15.27 | NBM | 10.3 | C | 4.5 | 97 | FALSE
15.27 | NBM | 10.4 | C | 2.71 | 83.13 | TRUE
15.27 | NBM | 10.4 | C | 2.61 | 88.15 | TRUE
15.27 | NBM | 10.4 | C | 1 | 150 | TRUE
15.27 | NBM | 10.4 | C | 1.5 | 100 | TRUE
15.27 | NBM | 10.4 | C | 1.25 | 150 | TRUE
15.27 | NBM | 10.4 | C | 1.5 | 125 | TRUE
15.27 | NBM | 10.4 | C | 1.25 | 150 | TRUE
15.27 | NBM | 10.4 | C | 2 | 100 | TRUE
15.27 | NBM | 10.4 | C | 1 | 100 | TRUE
15.27 | NBM | 10.4 | C | 1 | 135 | TRUE
15.27 | NBM | 10.4 | C | 2.61 | 88.15 | TRUE
15.27 | NBM | 10.4 | C | 2.7 | 84.19 | TRUE
15.27 | NBM | 10.4 | C | 1.25 | 100 | TRUE
15.27 | NBM | 10.4 | C | 2.66 | 85.02 | TRUE
15.27 | NBM | 10.4 | C | 1.5 | 100 | TRUE
15.27 | NBM | 10.4 | PF | 1.17 | 83.13 | TRUE
15.27 | NBM | 10.4 | C | 1.75 | 100 | TRUE
15.27 | NBM | 10.4 | C | 2.76 | 83.13 | TRUE
15.27 | NBM | 10.4 | C | 1.5 | 150 | TRUE
15.27 | NBM | 10.4 | C | 1.5 | 150 | TRUE
15.27 | NBM | 10.4 | C | 1 | 125 | TRUE
15.27 | NBM | 10.4 | C | 1.19 | 119 | TRUE
15.27 | NBM | 10.4 | C | 1.25 | 125 | TRUE
15.27 | NBM | 10.4 | C | 2.7 | 84.19 | TRUE
15.27 | BM | 10.4 | C | 6.5 | 160 | TRUE
15.27 | NBM | 10.4 | C | 2.76 | 83.13 | TRUE
15.27 | NBM | 10.4 | C | 2.85 | 76.89 | TRUE
15.27 | NBM | 10.4 | C | 1.7 | 150 | TRUE
15.27 | NBM | 10.4 | C | 1.6 | 145 | TRUE
15.27 | NBM | 10.4 | C | 1.32 | 72.75 | TRUE
15.27 | NBM | 10.4 | C | 1.75 | 125 | TRUE
15.27 | NBM | 10.4 | C | 2 | 100 | TRUE
15.27 | NBM | 10.4 | C | 2.79 | 78.25 | TRUE
15.27 | NBM | 10.4 | C | 1.75 | 125 | TRUE
15.27 | NBM | 10.4 | C | 4.5 | 97 | FALSE
15.27 | NBM | 10.4 | C | 5.5 | 175 | FALSE
15.27 | NBM | 10.4 | C | 2.2 | 170 | FALSE
15.27 | NBM | 10.4 | C | 4.5 | 97 | FALSE
15.27 | BM | 10.4 | C | 1.75 | 145 | FALSE
15.27 | BM | 10.4 | C | 5.1 | 222 | FALSE
15.27 | NBM | 10.4 | C | 4.5 | 97 | FALSE
15.27 | NBM | 10.4 | C | 1.95 | 220 | FALSE
15.27 | BM | 10.4 | C | 5.1 | 222 | FALSE
15.27 | NBM | 10.4 | C | 2.44 | 140 | FALSE
15.27 | NBM | 10.4 | C | 2.2 | 170 | FALSE
15.27 | NBM | 10.4 | C | 4.5 | 97 | FALSE
15.27 | NBM | 10.4 | C | 4.5 | 97 | FALSE
15.27 | NBM | 10.4 | C | 4.5 | 97 | FALSE
15.27 | NBM | 10.4 | C | 1.95 | 220 | FALSE
15.27 | NBM | 10.4 | C | 4.5 | 97 | FALSE
15.27 | NBM | 10.4 | C | 4.5 | 97 | FALSE
15.27 | BM | 10.4 | C | 4 | 120 | FALSE
15.27 | NBM | 10.4 | C | 4.5 | 97 | FALSE
15.27 | BM | 10.4 | C | 4 | 120 | FALSE
15.27 | NBM | 10.4 | C | 7 | 160 | FALSE
15.27 | NBM | 10.4 | C | 7 | 160 | FALSE
15.27 | NBM | 10.4 | C | 7 | 160 | FALSE
15.27 | NBM | 10.4 | C | 1.75 | 145 | FALSE
15.27 | NBM | 10.4 | C | 4.5 | 97 | FALSE
15.27 | NBM | 10.4 | C | 4.5 | 97 | FALSE
15.27 | NBM | 10.4 | C | 2 | 125 | FALSE
15.27 | NBM | 10.4 | C | 4.5 | 97 | FALSE
15.27 | NBM | 10.4 | C | 1.75 | 150 | FALSE
15.27 | NBM | 10.4 | C | 4.5 | 97 | FALSE
15.27 | NBM | 10.4 | C | 4.5 | 97 | FALSE
15.27 | NBM | 10.4 | C | 2 | 150 | FALSE
15.27 | BM | 10.4 | C | 4 | 120 | FALSE
15.27 | NBM | 10.4 | C | 4.5 | 97 | FALSE
15.27 | NBM | 10.4 | C | 4.5 | 97 | FALSE
15.27 | NBM | 10.5 | PF | 0.5 | 69 | TRUE
15.27 | NBM | 10.5 | C | 3 | 160 | TRUE
15.27 | NBM | 10.5 | C | 3 | 180 | TRUE
15.27 | NBM | 10.5 | PF | 5.5 | 175 | TRUE
15.27 | BM | 10.5 | C | 6.5 | 160 | TRUE
15.27 | NBM | 10.5 | C | 2.5 | 155 | TRUE
15.27 | NBM | 10.5 | C | 2.5 | 160 | TRUE
15.27 | NBM | 10.5 | PF | 1 | 119 | TRUE
15.27 | NBM | 10.5 | C | 7 | 160 | TRUE
15.27 | NBM | 10.5 | C | 7 | 160 | TRUE
15.27 | NBM | 10.5 | C | 2 | 170 | TRUE
15.27 | NBM | 10.5 | C | 7 | 160 | TRUE
15.27 | NBM | 10.5 | C | 3 | 170 | TRUE
15.27 | BM | 10.5 | C | 7.5 | 222 | TRUE
15.27 | NBM | 10.5 | C | 2 | 160 | TRUE
15.27 | BM | 10.5 | C | 7.5 | 222 | TRUE
15.27 | NBM | 10.5 | C | 2.5 | 180 | TRUE
15.27 | NBM | 10.5 | C | 2 | 180 | TRUE
15.27 | NBM | 10.5 | PF | 0.99 | 119 | TRUE
15.27 | NBM | 10.5 | C | 1.75 | 145 | TRUE
15.27 | NBM | 10.5 | C | 2.5 | 170 | TRUE
15.27 | NBM | 10.6 | PF | 1 | 119 | TRUE
15.27 | NBM | 10.6 | C | 7 | 160 | TRUE
15.27 | NBM | 10.6 | C | 2 | 170 | TRUE
15.27 | NBM | 10.6 | C | 7 | 160 | TRUE
15.27 | NBM | 10.6 | C | 2.5 | 170 | TRUE
15.27 | NBM | 10.6 | C | 2.5 | 160 | TRUE
15.27 | NBM | 10.6 | C | 7 | 160 | TRUE
15.27 | NBM | 10.6 | C | 3 | 160 | TRUE
15.27 | NBM | 10.6 | C | 2.5 | 180 | TRUE
15.27 | NBM | 10.6 | PF | 0.5 | 69 | TRUE
15.27 | NBM | 10.6 | C | 1.75 | 145 | TRUE
15.27 | NBM | 10.6 | C | 3 | 180 | TRUE
15.27 | NBM | 10.6 | C | 2 | 180 | TRUE
15.27 | NBM | 10.6 | PF | 5.5 | 175 | TRUE
15.27 | NBM | 10.6 | C | 3 | 170 | TRUE
15.27 | NBM | 10.6 | C | 2.5 | 155 | TRUE
15.27 | BM | 10.6 | C | 7.5 | 222 | TRUE
15.27 | BM | 10.6 | C | 6.5 | 160 | TRUE
15.27 | NBM | 10.6 | C | 2 | 160 | TRUE
15.27 | BM | 10.6 | C | 7.5 | 222 | TRUE
15.27 | NBM | 10.6 | PF | 0.99 | 119 | TRUE

## Table 3
Season Number | Marginal Availability price accepted £/MW/h | Marginal PF availability price accepted £/MW/h | Highest Utilisation Price accepted £/MWh | Lowest Utilisation Price accepted £/MWh
9.5 | 4 | 0.79 | 160 | 67.77
9.6 | 4 | 0.79 | 145 | 67.77
10.1 | 6.5 | 1.17 | 235 | 72.75
10.2 | 6.5 | 1.17 | 235 | 72.75
10.3 | 6.5 | 1.17 | 235 | 72.75
10.4 | 6.5 | 1.17 | 235 | 72.75
10.5 | 7.5 | 1.64 | 235 | 69
10.6 | 7.5 | 1.64 | 235 | 69

## Figure 6 data
9.1 |  |  | 9.2 |  |  | 9.3 |  |  | 9.4 |  |  | 9.5 |  |  | 9.6 |  |  | 10.1 |  |  | 10.2 |  |  | 10.3 |  |  | 10.4 |  |  | 10.5 |  |  | 10.6
UP | Contracted MW | Cum. MW | UP | Contracted MW | Cum. MW | UP | Contracted MW | Cum. MW | UP | Contracted MW | Cum. MW | UP | Contracted MW | Cum. MW | UP | Contracted MW | Cum. MW | UP | Contracted MW | Cum. MW | UP | Contracted MW | Cum. MW | UP | Contracted MW | Cum. MW | UP | Contracted MW | Cum. MW | UP | Contracted MW | Cum. MW | UP | Contracted MW | Cum. MW
70 | 3 | 3 | 70 | 3 | 3 | 76.87 | 6 | 6 | 76.99 | 6 | 6 | 67.77 | 6 | 6 | 67.77 | 6 | 6 | 69 | 26 | 26 | 69 | 26 | 26 | 69 | 26 | 26 | 69 | 26 | 26 | 69 | 26 | 26 | 69 | 26 | 26
74 | 8 | 11 | 74 | 8 | 11 | 79 | 4 | 10 | 79 | 4 | 10 | 72.95 | 7 | 13 | 72.95 | 7 | 13 | 69.84 | 7 | 33 | 69.84 | 7 | 33 | 69.84 | 7 | 33 | 69.84 | 7 | 33 | 69.84 | 7 | 33 | 69.84 | 7 | 33
79 | 36 | 47 | 79 | 36 | 47 | 80.92 | 7 | 17 | 80.88 | 7 | 17 | 77.9 | 5 | 18 | 77.9 | 5 | 18 | 72.75 | 5 | 38 | 72.75 | 5 | 38 | 72.75 | 5 | 38 | 72.75 | 5 | 38 | 73.79 | 3 | 36 | 73.79 | 3 | 36
84 | 5 | 52 | 84 | 5 | 52 | 83.93 | 8 | 25 | 83.9 | 8 | 25 | 83.98 | 5 | 23 | 83.98 | 5 | 23 | 73.79 | 3 | 41 | 73.79 | 3 | 41 | 73.79 | 3 | 41 | 73.79 | 3 | 41 | 73.88 | 14 | 50 | 73.88 | 14 | 50
88 | 6 | 58 | 88 | 6 | 58 | 84 | 29 | 54 | 84 | 29 | 54 | 84 | 4 | 27 | 84 | 4 | 27 | 73.88 | 14 | 55 | 73.88 | 14 | 55 | 73.88 | 14 | 55 | 73.88 | 14 | 55 | 78.88 | 8 | 58 | 78.88 | 8 | 58
89 | 13 | 71 | 89 | 13 | 71 | 85.88 | 12 | 66 | 85.96 | 12 | 66 | 86.1886 | 52 | 79 | 86.1886 | 52 | 79 | 74.5449 | 10 | 65 | 74.5449 | 10 | 65 | 74.5449 | 10 | 65 | 74.5449 | 10 | 65 | 78.95 | 8 | 66 | 78.95 | 8 | 66
90 | 253 | 324 | 90 | 250 | 321 | 86.88 | 11 | 77 | 86.9 | 11 | 77 | 88 | 42 | 121 | 88 | 58 | 137 | 75.8634 | 10 | 75 | 75.8634 | 10 | 75 | 75.8634 | 10 | 75 | 75.8634 | 10 | 75 | 81.93 | 6 | 72 | 81.93 | 6 | 72
93 | 20 | 344 | 93 | 20 | 341 | 87 | 10 | 87 | 87 | 10 | 87 | 88.9 | 69 | 190 | 88.9 | 69 | 206 | 75.95 | 3 | 78 | 75.95 | 3 | 78 | 75.95 | 3 | 78 | 75.95 | 3 | 78 | 82.98 | 6 | 78 | 82.98 | 6 | 78
94.8656 | 52 | 396 | 94.8656 | 52 | 393 | 89 | 3 | 90 | 89 | 3 | 90 | 89 | 14 | 204 | 89 | 14 | 220 | 76.95 | 11 | 89 | 76.95 | 11 | 89 | 76.95 | 11 | 89 | 76.95 | 11 | 89 | 83.77 | 6 | 84 | 83.77 | 6 | 84
97 | 6 | 402 | 97 | 6 | 399 | 90 | 28 | 118 | 90 | 28 | 118 | 90 | 263 | 467 | 90 | 263 | 483 | 78.88 | 8 | 97 | 78.88 | 8 | 97 | 78.88 | 8 | 97 | 78.88 | 8 | 97 | 83.79 | 6 | 90 | 83.79 | 6 | 90
97.85 | 69 | 471 | 97.85 | 69 | 468 | 93 | 27 | 145 | 93 | 27 | 145 | 97 | 3 | 470 | 97 | 3 | 486 | 78.95 | 8 | 105 | 78.95 | 8 | 105 | 78.95 | 8 | 105 | 78.95 | 8 | 105 | 83.92 | 24 | 114 | 83.92 | 24 | 114
98 | 14 | 485 | 98 | 14 | 482 | 94.8656 | 52 | 197 | 94.8656 | 52 | 197 | 98 | 12 | 482 | 98 | 12 | 498 | 81.6222 | 16 | 121 | 81.6222 | 16 | 121 | 81.6222 | 16 | 121 | 81.6222 | 16 | 121 | 86.94 | 18 | 132 | 86.94 | 18 | 132
99 | 126 | 611 | 99 | 120 | 602 | 97 | 3 | 200 | 97 | 3 | 200 | 98.9 | 24 | 506 | 98.9 | 24 | 522 | 81.93 | 6 | 127 | 81.93 | 6 | 127 | 81.93 | 6 | 127 | 81.93 | 6 | 127 | 90.95 | 6 | 138 | 90.95 | 6 | 138
100 | 98 | 709 | 100 | 96 | 698 | 97.85 | 73 | 273 | 97.85 | 73 | 273 | 99 | 128 | 634 | 99 | 130 | 652 | 82.98 | 6 | 133 | 82.98 | 6 | 133 | 82.98 | 6 | 133 | 82.98 | 6 | 133 | 93.79 | 11 | 149 | 93.79 | 11 | 149
104 | 34 | 743 | 104 | 34 | 732 | 98 | 17 | 290 | 98 | 17 | 290 | 99.9 | 7 | 641 | 99.9 | 7 | 659 | 83.13 | 34 | 167 | 83.13 | 34 | 167 | 83.13 | 34 | 167 | 83.13 | 34 | 167 | 98.91 | 11 | 160 | 98.91 | 11 | 160
108 | 36 | 779 | 108 | 36 | 768 | 99 | 345 | 635 | 99 | 349 | 639 | 104 | 53 | 694 | 104 | 53 | 712 | 83.77 | 6 | 173 | 83.77 | 6 | 173 | 83.77 | 6 | 173 | 83.77 | 6 | 173 | 99 | 88 | 248 | 99 | 88 | 248
114 | 28 | 807 | 114 | 28 | 796 | 100 | 129 | 764 | 100 | 107 | 746 | 105 | 3 | 697 | 105 | 3 | 715 | 83.79 | 6 | 179 | 83.79 | 6 | 179 | 83.79 | 6 | 179 | 83.79 | 6 | 179 | 119 | 321 | 569 | 119 | 321 | 569
118 | 13 | 820 | 118 | 13 | 809 | 104 | 30 | 794 | 104 | 30 | 776 | 107 | 27 | 724 | 107 | 27 | 742 | 83.92 | 11 | 190 | 83.92 | 11 | 190 | 83.92 | 11 | 190 | 83.92 | 11 | 190 | 126.77 | 13 | 582 | 126.77 | 13 | 582
119 | 28 | 848 | 119 | 28 | 837 | 108 | 36 | 830 | 108 | 36 | 812 | 108 | 14 | 738 | 108 | 14 | 756 | 84.19 | 10 | 200 | 84.19 | 10 | 200 | 84.19 | 10 | 200 | 84.19 | 10 | 200 | 128.96 | 8 | 590 | 128.96 | 8 | 590
119.9 | 7 | 855 | 119.9 | 7 | 844 | 114 | 28 | 858 | 114 | 28 | 840 | 110 | 10 | 748 | 110 | 10 | 766 | 85.02 | 10 | 210 | 85.02 | 10 | 210 | 85.02 | 10 | 210 | 85.02 | 10 | 210 | 131.98 | 3 | 593 | 131.98 | 3 | 593
120 | 7 | 862 | 120 | 10 | 854 | 118 | 13 | 871 | 118 | 13 | 853 | 114 | 28 | 776 | 114 | 28 | 794 | 86.94 | 26 | 236 | 86.94 | 26 | 236 | 86.94 | 26 | 236 | 86.94 | 26 | 236 | 132.85 | 33 | 626 | 132.85 | 33 | 626
126 | 13 | 875 | 126 | 13 | 867 | 119 | 24 | 895 | 119 | 24 | 877 | 118 | 13 | 789 | 118 | 13 | 807 | 88.15 | 20 | 256 | 88.15 | 20 | 256 | 88.15 | 20 | 256 | 88.15 | 20 | 256 | 132.89 | 33 | 659 | 132.89 | 33 | 659
130 | 4 | 879 | 130 | 4 | 871 | 119.9 | 7 | 902 | 119.9 | 7 | 884 | 119 | 9 | 798 | 119 | 9 | 816 | 90.95 | 3 | 259 | 90.95 | 3 | 259 | 90.95 | 3 | 259 | 90.95 | 3 | 259 | 132.9 | 7 | 666 | 132.9 | 7 | 666
131 | 3 | 882 | 131 | 3 | 874 | 120 | 7 | 909 | 120 | 7 | 891 | 119.9 | 60 | 858 | 119.9 | 60 | 876 | 93.79 | 11 | 270 | 93.79 | 11 | 270 | 93.79 | 11 | 270 | 93.79 | 11 | 270 | 133.89 | 6 | 672 | 133.89 | 6 | 672
134 | 12 | 894 | 134 | 12 | 886 | 126 | 13 | 922 | 125 | 28 | 919 | 120 | 47 | 905 | 120 | 47 | 923 | 98 | 38 | 308 | 98 | 37 | 307 | 98 | 37 | 307 | 98 | 38 | 308 | 136.88 | 8 | 680 | 136.88 | 8 | 680
139 | 40 | 934 | 139 | 40 | 926 | 130 | 4 | 926 | 126 | 13 | 932 | 126 | 3 | 908 | 126 | 3 | 926 | 98.91 | 11 | 319 | 99 | 84 | 391 | 99 | 84 | 391 | 99 | 86 | 394 | 136.96 | 4 | 684 | 136.96 | 4 | 684
140 | 73 | 1007 | 140 | 71 | 997 | 131 | 3 | 929 | 130 | 4 | 936 | 130 | 4 | 912 | 130 | 4 | 930 | 99 | 88 | 407 | 100 | 35 | 426 | 100 | 35 | 426 | 100 | 35 | 429 | 140 | 23 | 707 | 140 | 3 | 687
146 | 20 | 1027 | 146 | 20 | 1017 | 134 | 12 | 941 | 131 | 3 | 939 | 131 | 3 | 915 | 131 | 3 | 933 | 100 | 35 | 442 | 115 | 52 | 478 | 115 | 52 | 478 | 119 | 16 | 445 | 140.8 | 8 | 715 | 140.8 | 8 | 695
150 | 18 | 1045 | 150 | 18 | 1035 | 140 | 71 | 1012 | 134 | 12 | 951 | 133 | 5 | 920 | 133 | 5 | 938 | 110 | 10 | 452 | 119 | 16 | 494 | 119 | 16 | 494 | 125 | 25 | 470 | 143.8 | 7 | 722 | 143.8 | 7 | 702
155 | 300 | 1345 | 155 | 300 | 1335 | 145 | 18 | 1030 | 140 | 73 | 1024 | 134 | 17 | 937 | 134 | 17 | 955 | 115 | 53 | 505 | 125 | 25 | 519 | 125 | 25 | 519 | 126.77 | 26 | 496 | 143.87 | 8 | 730 | 143.87 | 8 | 710
159 | 33 | 1378 | 159 | 33 | 1368 | 146 | 20 | 1050 | 145 | 18 | 1042 | 135 | 8 | 945 | 135 | 8 | 963 | 119 | 16 | 521 | 126.77 | 26 | 545 | 126.77 | 26 | 545 | 126.85 | 18 | 514 | 145 | 19 | 749 | 145 | 19 | 729
160 | 41 | 1419 | 160 | 41 | 1409 | 150 | 3 | 1053 | 146 | 20 | 1062 | 140 | 81 | 1026 | 140 | 81 | 1044 | 125 | 25 | 546 | 126.85 | 18 | 563 | 126.85 | 18 | 563 | 127.82 | 7 | 521 | 147.9 | 3 | 752 | 147.9 | 3 | 732
165 | 14 | 1433 | 165 | 14 | 1423 | 155 | 300 | 1353 | 150 | 3 | 1065 | 145 | 122 | 1148 | 145 | 122 | 1166 | 126.77 | 26 | 572 | 127.82 | 7 | 570 | 127.82 | 7 | 570 | 128.92 | 10 | 531 | 155 | 306 | 1058 | 155 | 306 | 1038
167 | 16 | 1449 | 167 | 16 | 1439 | 159 | 33 | 1386 | 155 | 300 | 1365 | 146 | 20 | 1168 | 146 | 20 | 1186 | 126.85 | 18 | 590 | 128.92 | 10 | 580 | 128.92 | 10 | 580 | 128.96 | 20 | 551 | 160 | 278 | 1336 | 160 | 273 | 1311
169.6625 | 5 | 1454 | 169.6625 | 5 | 1444 | 160 | 41 | 1427 | 159 | 33 | 1398 | 150 | 10 | 1178 | 150 | 10 | 1196 | 127.82 | 7 | 597 | 128.96 | 20 | 600 | 128.96 | 20 | 600 | 129 | 224 | 775 | 170 | 26 | 1362 | 170 | 26 | 1337
174 | 4 | 1458 | 174 | 4 | 1448 | 165 | 14 | 1441 | 160 | 39 | 1437 | 155 | 300 | 1478 | 155 | 300 | 1496 | 128.92 | 10 | 607 | 129 | 218 | 818 | 129 | 222 | 822 | 130.99 | 18 | 793 | 172.9 | 11 | 1373 | 172.9 | 11 | 1348
179 | 3 | 1461 | 179 | 3 | 1451 | 167 | 16 | 1457 | 165 | 14 | 1451 | 160 | 73 | 1551 | 160 | 72 | 1568 | 128.96 | 20 | 627 | 130.99 | 18 | 836 | 130.99 | 18 | 840 | 131.98 | 3 | 796 | 175 | 5 | 1378 | 175 | 5 | 1353
182 | 10 | 1471 | 182 | 10 | 1461 | 169.6625 | 5 | 1462 | 167 | 16 | 1467 | 164 | 8 | 1559 | 164 | 8 | 1576 | 129 | 222 | 849 | 131.98 | 3 | 839 | 131.98 | 3 | 843 | 133.89 | 6 | 802 | 178 | 40 | 1418 | 178 | 40 | 1393
185 | 365 | 1836 | 185 | 353 | 1814 | 174 | 4 | 1466 | 169.6625 | 5 | 1472 | 165 | 14 | 1573 | 165 | 14 | 1590 | 130.99 | 18 | 867 | 133.89 | 6 | 845 | 133.89 | 6 | 849 | 135 | 4 | 806 | 179 | 3 | 1421 | 179 | 3 | 1396
187 | 3 | 1839 | 187 | 3 | 1817 | 179 | 3 | 1469 | 174 | 4 | 1476 | 167 | 8 | 1581 | 167 | 8 | 1598 | 131.98 | 3 | 870 | 135 | 28 | 873 | 135 | 28 | 877 | 136.87 | 8 | 814 | 180 | 57 | 1478 | 180 | 57 | 1453
188 | 8 | 1847 | 188 | 8 | 1825 | 182 | 10 | 1479 | 179 | 3 | 1479 | 169.6625 | 5 | 1586 | 169.6625 | 5 | 1603 | 133.89 | 6 | 876 | 136.87 | 8 | 881 | 136.87 | 8 | 885 | 136.88 | 8 | 822 | 190 | 3 | 1481 | 190 | 3 | 1456
190 | 107 | 1954 | 190 | 107 | 1932 | 185 | 360 | 1839 | 182 | 10 | 1489 | 172 | 3 | 1589 | 170 | 30 | 1633 | 135 | 32 | 908 | 136.88 | 8 | 889 | 136.88 | 8 | 893 | 136.96 | 4 | 826 | 195 | 28 | 1509 | 195 | 28 | 1484
191 | 83 | 2037 | 191 | 83 | 2015 | 187 | 3 | 1842 | 185 | 234 | 1723 | 175 | 4 | 1593 | 172 | 3 | 1636 | 136.87 | 8 | 916 | 136.96 | 4 | 893 | 136.96 | 4 | 897 | 140 | 3 | 829 | 200 | 31 | 1540 | 200 | 31 | 1515
194.805 | 10 | 2047 | 194.805 | 10 | 2025 | 188 | 8 | 1850 | 187 | 3 | 1726 | 178 | 7 | 1600 | 175 | 4 | 1640 | 136.88 | 8 | 924 | 140 | 3 | 896 | 140 | 3 | 900 | 140.8 | 8 | 837 | 203 | 120 | 1660 | 203 | 120 | 1635
195 | 47 | 2094 | 195 | 47 | 2072 | 190 | 107 | 1957 | 188 | 8 | 1734 | 179 | 123 | 1723 | 178 | 7 | 1647 | 136.96 | 4 | 928 | 140.8 | 8 | 904 | 140.8 | 8 | 908 | 143.8 | 7 | 844 | 222 | 30 | 1690 | 222 | 30 | 1665
199 | 13 | 2107 | 199 | 13 | 2085 | 191 | 83 | 2040 | 190 | 107 | 1841 | 183 | 37 | 1760 | 179 | 123 | 1770 | 140 | 3 | 931 | 143.8 | 7 | 911 | 143.8 | 7 | 915 | 143.87 | 8 | 852 | 225 | 229 | 1919 | 225 | 228 | 1893
200 | 10 | 2117 | 200 | 10 | 2095 | 194.805 | 10 | 2050 | 191 | 83 | 1924 | 185 | 299 | 2059 | 183 | 37 | 1807 | 140.8 | 8 | 939 | 143.87 | 8 | 919 | 143.87 | 8 | 923 | 145 | 14 | 866 | 235 | 69 | 1988 | 235 | 69 | 1962
204 | 20 | 2137 | 204 | 20 | 2115 | 195 | 47 | 2097 | 194.805 | 10 | 1934 | 186 | 96 | 2155 | 185 | 294 | 2101 | 143.8 | 7 | 946 | 145 | 14 | 933 | 145 | 14 | 937 | 146 | 5 | 871 | 235.989 | 20 | 2008 | 235.989 | 20 | 1982
214 | 12 | 2149 | 214 | 12 | 2127 | 199 | 13 | 2110 | 195 | 47 | 1981 | 187 | 18 | 2173 | 186 | 96 | 2197 | 143.87 | 8 | 954 | 146 | 5 | 938 | 146 | 5 | 942 | 147.9 | 3 | 874 | 247.7015 | 160 | 2168 | 247.7015 | 160 | 2142
220 | 14 | 2163 | 220 | 14 | 2141 | 200 | 10 | 2120 | 199 | 13 | 1994 | 189 | 23 | 2196 | 187 | 18 | 2215 | 145 | 14 | 968 | 147.9 | 3 | 941 | 147.9 | 3 | 945 | 149 | 36 | 910 | 253.554 | 34 | 2202 | 253.554 | 34 | 2176
230 | 40 | 2203 | 230 | 40 | 2181 | 204 | 20 | 2140 | 200 | 142 | 2136 | 190 | 107 | 2303 | 189 | 23 | 2238 | 146 | 5 | 973 | 149 | 36 | 977 | 149 | 36 | 981 | 150 | 59 | 969 | 276.936 | 60 | 2262 | 276.936 | 60 | 2236
235.989 | 20 | 2223 | 235.989 | 20 | 2201 | 214 | 12 | 2152 | 204 | 20 | 2156 | 191 | 43 | 2346 | 190 | 107 | 2345 | 147.9 | 3 | 976 | 150 | 31 | 1008 | 150 | 31 | 1012 | 157.059 | 5 | 974 | 285.46 | 25 | 2287 | 285.46 | 25 | 2261
240 | 326 | 2549 | 240 | 326 | 2527 | 220 | 14 | 2166 | 214 | 12 | 2168 | 194.805 | 10 | 2356 | 191 | 43 | 2388 | 149 | 36 | 1012 | 157.059 | 5 | 1013 | 157.059 | 5 | 1017 | 160 | 324 | 1298 | 306.8695 | 20 | 2307 | 306.8695 | 20 | 2281
247.7015 | 160 | 2709 | 247.7015 | 160 | 2687 | 230 | 40 | 2206 | 220 | 14 | 2182 | 195 | 65 | 2421 | 194.805 | 10 | 2398 | 150 | 41 | 1053 | 160 | 325 | 1338 | 160 | 324 | 1341 | 172.9 | 11 | 1309 | 336.7125 | 8 | 2315 | 336.7125 | 8 | 2289
253.554 | 34 | 2743 | 253.554 | 34 | 2721 | 235.989 | 20 | 2226 | 230 | 40 | 2222 | 200 | 133 | 2554 | 195 | 65 | 2463 | 157.059 | 5 | 1058 | 172.9 | 11 | 1349 | 172.9 | 11 | 1352 | 178 | 40 | 1349 | 338.25 | 39 | 2354 | 338.25 | 39 | 2328
276.936 | 60 | 2803 | 276.936 | 60 | 2781 | 240 | 326 | 2552 | 235.989 | 20 | 2242 | 204 | 19 | 2573 | 200 | 132 | 2595 | 160 | 335 | 1393 | 178 | 40 | 1389 | 178 | 40 | 1392 | 195 | 8 | 1357 | 353.625 | 12 | 2366 | 353.625 | 12 | 2340
285.46 | 24 | 2827 | 285.46 | 22 | 2803 | 247.7015 | 160 | 2712 | 240 | 329 | 2571 | 210 | 30 | 2603 | 204 | 19 | 2614 | 172.9 | 11 | 1404 | 195 | 8 | 1397 | 195 | 8 | 1400 | 203 | 120 | 1477 | 384.375 | 12 | 2378 | 384.375 | 12 | 2352
306.8695 | 20 | 2847 | 306.8695 | 20 | 2823 | 253.554 | 34 | 2746 | 247.7015 | 160 | 2731 | 214 | 12 | 2615 | 210 | 30 | 2644 | 178 | 40 | 1444 | 203 | 120 | 1517 | 203 | 120 | 1520 | 225 | 228 | 1705
336.7125 | 8 | 2855 | 336.7125 | 8 | 2831 | 276.936 | 60 | 2806 | 253.554 | 34 | 2765 | 230 | 40 | 2655 | 214 | 12 | 2656 | 195 | 8 | 1452 | 220 | 124 | 1641 | 220 | 126 | 1646 | 235 | 269 | 1974
338.25 | 39 | 2894 | 338.25 | 39 | 2870 | 285.46 | 23 | 2829 | 276.936 | 60 | 2825 | 235 | 69 | 2724 | 230 | 40 | 2696 | 203 | 120 | 1572 | 225 | 96 | 1737 | 225 | 96 | 1742 | 235.989 | 20 | 1994
353.625 | 12 | 2906 | 353.625 | 12 | 2882 | 306.8695 | 20 | 2849 | 285.46 | 24 | 2849 | 235.989 | 20 | 2744 | 235 | 69 | 2765 | 220 | 126 | 1698 | 235 | 266 | 2003 | 235 | 266 | 2008 | 247.7015 | 160 | 2154
384.375 | 12 | 2918 | 384.375 | 12 | 2894 | 336.7125 | 8 | 2857 | 306.8695 | 20 | 2869 | 247.7015 | 160 | 2904 | 235.989 | 20 | 2785 | 225 | 96 | 1794 | 235.989 | 20 | 2023 | 235.989 | 20 | 2028 | 253.554 | 34 | 2188
[6 empty] | 338.25 | 39 | 2896 | 336.7125 | 8 | 2877 | 253.554 | 34 | 2938 | 247.7015 | 160 | 2945 | 235 | 266 | 2060 | 247.7015 | 160 | 2183 | 247.7015 | 160 | 2188 | 276.936 | 60 | 2248
[6 empty] | 353.625 | 12 | 2908 | 338.25 | 39 | 2916 | 276.936 | 60 | 2998 | 253.554 | 34 | 2979 | 235.989 | 20 | 2080 | 253.554 | 34 | 2217 | 253.554 | 34 | 2222 | 285.46 | 24 | 2272
[6 empty] | 384.375 | 12 | 2920 | 353.625 | 12 | 2928 | 285.46 | 25 | 3023 | 276.936 | 60 | 3039 | 247.7015 | 160 | 2240 | 276.936 | 60 | 2277 | 276.936 | 60 | 2282 | 306.8695 | 20 | 2292
[9 empty] | 384.375 | 12 | 2940 | 306.8695 | 20 | 3043 | 285.46 | 25 | 3064 | 253.554 | 34 | 2274 | 285.46 | 22 | 2299 | 285.46 | 23 | 2305 | 336.7125 | 8 | 2300
[12 empty] | 336.7125 | 8 | 3051 | 306.8695 | 20 | 3084 | 276.936 | 60 | 2334 | 306.8695 | 20 | 2319 | 306.8695 | 20 | 2325 | 338.25 | 39 | 2339
[12 empty] | 338.25 | 39 | 3090 | 336.7125 | 8 | 3092 | 285.46 | 24 | 2358 | 336.7125 | 8 | 2327 | 336.7125 | 8 | 2333 | 353.625 | 12 | 2351
[12 empty] | 353.625 | 12 | 3102 | 338.25 | 39 | 3131 | 306.8695 | 20 | 2378 | 338.25 | 39 | 2366 | 338.25 | 39 | 2372 | 384.375 | 12 | 2363
[12 empty] | 384.375 | 12 | 3114 | 353.625 | 12 | 3143 | 336.7125 | 8 | 2386 | 353.625 | 12 | 2378 | 353.625 | 12 | 2384
[15 empty] | 384.375 | 12 | 3155 | 338.25 | 39 | 2425 | 384.375 | 12 | 2390 | 384.375 | 12 | 2396
[18 empty] | 353.625 | 12 | 2437
[18 empty] | 384.375 | 12 | 2449

## Figure 7 data
9.1 |  |  | 9.2 |  |  | 9.3 |  |  | 9.4 |  |  | 9.5 |  |  | 9.6 |  |  | 10.1 |  |  | 10.2 |  |  | 10.3 |  |  | 10.4 |  |  | 10.5 |  |  | 10.6
Resp Time | MW | Cum. MW | Resp Time | MW | Cum. MW | Resp Time | MW | Cum. MW | Resp Time | MW | Cum. MW | Resp Time | MW | Cum. MW | Resp Time | MW | Cum. MW | Resp Time | MW | Cum. MW | Resp Time | MW | Cum. MW | Resp Time | MW | Cum. MW | Resp Time | MW | Cum. MW | Resp Time | MW | Cum. MW | Resp Time | MW | Cum. MW
5 | 24 | 24 | 5 | 24 | 24 | 5 | 24 | 24 | 5 | 24 | 24 | 3 | 18 | 18 | 3 | 18 | 18 | 3 | 8 | 8 | 3 | 8 | 8 | 3 | 8 | 8 | 3 | 8 | 8 | 3 | 48 | 48 | 3 | 28 | 28
6 | 100 | 124 | 6 | 100 | 124 | 6 | 100 | 124 | 6 | 100 | 124 | 5 | 30 | 48 | 5 | 60 | 78 | 5 | 14 | 22 | 5 | 14 | 22 | 5 | 8 | 16 | 5 | 8 | 16 | 5 | 8 | 56 | 5 | 8 | 36
7 | 18 | 142 | 7 | 18 | 142 | 7 | 18 | 142 | 7 | 18 | 142 | 6 | 111 | 159 | 6 | 111 | 189 | 6 | 158 | 180 | 6 | 147 | 169 | 6 | 147 | 163 | 6 | 147 | 163 | 6 | 155 | 211 | 6 | 155 | 191
8 | 573 | 715 | 8 | 573 | 715 | 8 | 583 | 725 | 8 | 583 | 725 | 7 | 18 | 177 | 7 | 18 | 207 | 7 | 26 | 206 | 7 | 26 | 195 | 7 | 26 | 189 | 7 | 26 | 189 | 7 | 26 | 237 | 7 | 26 | 217
9 | 367 | 1082 | 9 | 367 | 1082 | 9 | 370 | 1095 | 9 | 373 | 1098 | 8 | 600 | 777 | 8 | 600 | 807 | 8 | 417 | 623 | 8 | 417 | 612 | 8 | 417 | 606 | 8 | 417 | 606 | 8 | 334 | 571 | 8 | 334 | 551
10 | 206 | 1288 | 10 | 204 | 1286 | 10 | 195 | 1290 | 10 | 196 | 1294 | 9 | 155 | 932 | 9 | 171 | 978 | 9 | 322 | 945 | 9 | 322 | 934 | 9 | 322 | 928 | 9 | 325 | 931 | 9 | 113 | 684 | 9 | 113 | 664
11 | 307 | 1595 | 11 | 307 | 1593 | 11 | 307 | 1597 | 11 | 307 | 1601 | 10 | 541 | 1473 | 10 | 541 | 1519 | 10 | 263 | 1208 | 10 | 251 | 1185 | 10 | 252 | 1180 | 10 | 253 | 1184 | 10 | 342 | 1026 | 10 | 342 | 1006
12 | 151 | 1746 | 12 | 151 | 1744 | 12 | 154 | 1751 | 12 | 154 | 1755 | 11 | 300 | 1773 | 11 | 300 | 1819 | 12 | 142 | 1350 | 12 | 142 | 1327 | 12 | 142 | 1322 | 12 | 134 | 1318 | 11 | 300 | 1326 | 11 | 300 | 1306
14 | 37 | 1783 | 14 | 37 | 1781 | 14 | 56 | 1807 | 14 | 54 | 1809 | 12 | 130 | 1903 | 12 | 130 | 1949 | 14 | 20 | 1370 | 14 | 20 | 1347 | 14 | 20 | 1342 | 14 | 20 | 1338 | 12 | 125 | 1451 | 12 | 125 | 1431
15 | 56 | 1839 | 15 | 56 | 1837 | 15 | 46 | 1853 | 15 | 46 | 1855 | 14 | 54 | 1957 | 14 | 56 | 2005 | 15 | 96 | 1466 | 15 | 96 | 1443 | 15 | 96 | 1438 | 15 | 96 | 1434 | 15 | 80 | 1531 | 15 | 80 | 1511
16 | 129 | 1968 | 16 | 127 | 1964 | 16 | 129 | 1982 | 16 | 135 | 1990 | 15 | 55 | 2012 | 15 | 55 | 2060 | 16 | 126 | 1592 | 16 | 124 | 1567 | 16 | 126 | 1564 | 16 | 132 | 1566 | 16 | 133 | 1664 | 16 | 132 | 1643
18 | 274 | 2242 | 18 | 273 | 2237 | 17 | 24 | 2006 | 18 | 279 | 2269 | 16 | 136 | 2148 | 16 | 135 | 2195 | 17 | 10 | 1602 | 17 | 34 | 1601 | 17 | 34 | 1598 | 17 | 10 | 1576 | 18 | 244 | 1908 | 18 | 244 | 1887
19 | 276 | 2518 | 19 | 266 | 2503 | 18 | 277 | 2283 | 19 | 285 | 2554 | 17 | 10 | 2158 | 17 | 10 | 2205 | 18 | 336 | 1938 | 18 | 332 | 1933 | 18 | 336 | 1934 | 18 | 338 | 1914 | 19 | 246 | 2154 | 19 | 241 | 2128
20 | 312 | 2830 | 20 | 309 | 2812 | 19 | 285 | 2568 | 20 | 300 | 2854 | 18 | 289 | 2447 | 18 | 286 | 2491 | 19 | 240 | 2178 | 19 | 230 | 2163 | 19 | 235 | 2169 | 19 | 235 | 2149 | 20 | 136 | 2290 | 20 | 136 | 2264
40 | 88 | 2918 | 40 | 82 | 2894 | 20 | 268 | 2836 | 40 | 86 | 2940 | 19 | 294 | 2741 | 19 | 289 | 2780 | 20 | 183 | 2361 | 20 | 143 | 2306 | 20 | 143 | 2312 | 20 | 128 | 2277 | 40 | 88 | 2378 | 40 | 88 | 2352
[6 empty] | 40 | 84 | 2920 |  |  |  | 20 | 289 | 3030 | 20 | 289 | 3069 | 40 | 88 | 2449 | 40 | 84 | 2390 | 40 | 84 | 2396 | 40 | 86 | 2363
[12 empty] | 40 | 84 | 3114 | 40 | 86 | 3155

## Figure 8 data
| Season | 9.1 |  | 9.2 |  | 9.3 |  | 9.4 |  | 9.5 |  | 9.6
| Service Type | C | F | C | F | C | F | C | F | C | F | C | F
Accepted MW | TR11 (LT) | 116 |  | 116 |  | 116 |  | 116 |  | 116 |  | 116
| TR12 (LT) | 273 |  | 271 |  | 272 |  | 273 |  | 274 |  | 274
| TR22 | 764 | 186 | 769 | 181 | 769 | 172 | 767 | 172 | 506 | 286 | 508 | 286
| TR23 | 463 | 6 | 461 | 7 | 461 | 6 | 466 | 6 | 40 | 85 | 70 | 85
| TR24 | 336 | 66 | 320 | 66 | 309 | 72 | 311 | 72 | 240 | 220 | 235 | 220
| TR25 | 486 | 222 | 478 | 225 | 473 |  | 483 |  | 373 | 91 | 372 | 93
| TR26 |  |  |  |  | 70 | 200 | 74 | 200 | 206 | 268 | 206 | 268
| TR27 | [8 empty] | 45 | 364 | 45 | 377
| Total | 2438 | 480 | 2415 | 479 | 2470 | 450 | 2490 | 450 | 1800 | 1314 | 1826 | 1329
Accepted MW | Season | 10.1 |  | 10.2 |  | 10.3 |  | 10.4 |  | 10.5 |  | 10.6
| Service Type | C | F | C | F | C | F | C | F | C | F | C | F
| TR11 (LT) | 116 |  | 116 |  | 116 |  | 116 |  | 116 |  | 116
| TR12 (LT) | 273 |  | 271 |  | 272 |  | 273 |  | 274 |  | 274
| TR25 | 294 | 3 | 268 | 3 | 270 | 3 | 148 | 3 | 120 | 104 | 120 | 84
| TR26 | 1098 | 152 | 1095 | 135 | 1093 | 135 | 1219 | 149 | 751 | 625 | 750 | 625
| TR27 | 508 | 5 | 497 | 5 | 502 | 5 | 450 | 5 | 352 | 36 | 347 | 36
| Total | 2289 | 160 | 2247 | 143 | 2253 | 143 | 2206 | 157 | 1613 | 765 | 1607 | 745

## Figure 10 data
SITE/UNIT ID | CONTRACTED RUNWAY MW | SERVICE TYPE | Final service type | SECONDARY ASSESSMENT | RESPONSE TIME (Minutes) | AVAILABILITY PRICE | UTILISATION PRICE | Accept/Reject
A | 3 | PF | PF | No | 15 | 2.5 | 146 | Reject
B | 17 | C | C | No | 8 | 0.47 | 135 | Accept
C | 13 | C | C | No | 12 | 0.94 | 70 | Accept
D | 3 | PF | PF | No | 15 | 6 | 175 | Reject
E | 6 | C | C | No | 15 | 8 | 185 | Reject

## Old Table 1
|  | STOR | STOR | LNS | STOR | STOR | LNS | STOR | STOR | LNS | STOR | STOR | LNS | STOR | STOR | LNS | STOR | STOR | LNS
Season |  | 9.1 |  |  | 9.2 |  |  | 9.3 |  |  | 9.4 |  |  | 9.5 |  |  | 9.6
Service Type |  | C <20mins | F <20mins | >20mins F or C | C <20mins | F <20mins | >20mins F or C | C <20mins | F <20mins | >20mins F or C | C <20mins | F <20mins | >20mins F or C | C <20mins | F <20mins | >20mins F or C | C <20mins | F <20mins | >20mins F or C
Total Minimum Requirements MW |  | 1800 |  |  | 1800 |  |  | 1800 |  |  | 1800 |  |  | 1800 |  |  | 1800
TR 10 Rejected MW (LONG TERM) |  | 0 | 0 | 0 | 0 | 0 | 0 | 0 | 0 | 0 | 0 | 0 | 0 | 0 | 0 | 0 | 0 | 0 | 0
TR 10 Accepted MW (LONG TERM) |  | 0 | 0 | 0 | 0 | 0 | 0 | 0 | 0 | 0 | 0 | 0 | 0 | 0 | 0 | 0 | 0 | 0 | 0
TR 11 Rejected MW (LONG TERM) |  | 424 | 0 | 0 | 420 | 0 | 0 | 422 | 0 | 0 | 424 | 0 | 0 | 426 | 0 | 0 | 426 | 0 | 0
TR 11 Accepted MW (LONG TERM) |  | 116 | 0 | 0 | 116 | 0 | 0 | 116 | 0 | 0 | 116 | 0 | 0 | 116 | 0 | 0 | 116 | 0 | 0
TR 12 Rejected MW (LONG TERM) |  | 587 | 0 | 0 | 583 | 0 | 0 | 585 | 0 | 0 | 587 | 0 | 0 | 589 | 0 | 0 | 589 | 0 | 0
TR 12 Accepted MW (LONG TERM) |  | 273 | 0 | 0 | 271 | 0 | 0 | 272 | 0 | 0 | 273 | 0 | 0 | 274 | 0 | 0 | 274 | 0 | 0
TR 22 Rejected MW |  | 1063 | 75 | 0 | 1051 | 75 | 0 | 1056 | 75 | 0 | 1061 | 75 | 0 | 1079 | 92 | 0 | 1074 | 92 | 0
TR 22 Accepted MW |  | 764 | 186 | 0 | 769 | 181 | 0 | 769 | 172 | 0 | 767 | 172 | 0 | 506 | 286 | 0 | 508 | 286 | 0
TR 23 Rejected MW |  | 1680 | 97 | 0 | 1651 | 104 | 0 | 1443 | 97 | 0 | 1451 | 97 | 0 | 1535 | 279 | 0 | 1594 | 224 | 0
TR 23 Accepted MW |  | 463 | 6 | 0 | 461 | 7 | 0 | 461 | 6 | 0 | 466 | 6 | 0 | 40 | 85 | 0 | 70 | 85 | 0
TR 24 Rejected MW |  | 1432 | 163 | 0 | 1415 | 163 | 0 | 1439 | 155 | 0 | 1453 | 155 | 0 | 1242 | 317 | 0 | 1296 | 262 | 0
TR 24 Accepted MW |  | 248 | 66 | 88 | 238 | 66 | 82 | 225 | 72 | 84 | 225 | 72 | 86 | 240 | 220 | 0 | 235 | 220 | 0
TR 25 Rejected MW |  | 815 | 38 | 0 | 811 | 38 | 0 | 830 | 12 | 0 | 814 | 12 | 0 | 651 | 241 | 0 | 651 | 241 | 0
TR 25 Accepted MW |  | 486 | 222 | 0 | 478 | 225 | 0 | 473 | 0 | 0 | 483 | 0 | 0 | 373 | 7 | 84 | 372 | 7 | 86
TR 26 Rejected MW |  | 0 | 0 | 0 | 0 | 0 | 0 | 314 | 12 | 0 | 314 | 12 | 0 | 0 | 0 | 0 | 0 | 0 | 0
TR 26 Accepted MW |  | 0 | 0 | 0 | 0 | 0 | 0 | 70 | 200 | 0 | 74 | 200 | 0 | 206 | 268 | 0 | 206 | 268 | 0
TR 27 Rejected MW |  | 0 | 0 | 0 | 0 | 0 | 0 | 0 | 0 | 0 | 0 | 0 | 0 | 0 | 0 | 0 | 0 | 0 | 0
TR 27 Accepted MW |  | 0 | 0 | 0 | 0 | 0 | 0 | 0 | 0 | 0 | 0 | 0 | 0 | 45 | 364 | 0 | 45 | 377 | 0
sub Total Rejected MW |  | 6001 | 373 | 0 | 5931 | 380 | 0 | 6089 | 351 | 0 | 6104 | 351 | 0 | 5522 | 929 | 0 | 5630 | 819 | 0
sub Total Accepted MW |  | 2350 | 480 | 88 | 2333 | 479 | 82 | 2386 | 450 | 84 | 2404 | 450 | 86 | 1800 | 1230 | 84 | 1826 | 1243 | 86
Total Accepted MW |  | 2918 |  |  | 2894 |  |  | 2920 |  |  | 2940 |  |  | 3114 |  |  | 3155
Average Rejected Availability Price (£/MW/h) | TR 10 (LT) | 0 | 0 | 0 | 0 | 0 | 0 | 0 | 0 | 0 | 0 | 0 | 0 | 0 | 0 | 0 | 0 | 0 | 0
| TR 11 (LT) | 19.3151 | 0 | 0 | 19.2824 | 0 | 0 | 19.2988 | 0 | 0 | 19.3151 | 0 | 0 | 19.3312 | 0 | 0 | 19.3312 | 0 | 0
| TR 12 (LT) | 12.2636 | 0 | 0 | 12.2483 | 0 | 0 | 12.256 | 0 | 0 | 12.2636 | 0 | 0 | 12.2712 | 0 | 0 | 12.2712 | 0 | 0
| TR22 | 8.2576 | 3.75 | 0 | 8.2608 | 3.75 | 0 | 8.2612 | 3.75 | 0 | 8.2593 | 3.75 | 0 | 10.1614 | 3.9717 | 0 | 8.5745 | 3.9717 | 0
| TR23 | 3.2463 | 4.1029 | 0 | 3.2516 | 4.0315 | 0 | 3.1343 | 4.1967 | 0 | 3.237 | 4.206 | 0 | 5.9132 | 3.9154 | 0 | 3.1506 | 3.9487 | 0
| TR24 | 2.0964 | 1.4425 | 0 | 2.1008 | 1.4618 | 0 | 2.0922 | 1.4272 | 0 | 2.2499 | 1.4545 | 0 | 5.6061 | 1.9983 | 0 | 2.3067 | 2.0928 | 0
| TR25 | 2.797 | 1.7894 | 0 | 2.8034 | 1.7951 | 0 | 2.8818 | 2.4933 | 0 | 2.9033 | 2.4933 | 0 | 3.0539 | 0.8081 | 0 | 3.0539 | 0.8081 | 0
| TR26 | 0 | 0 | 0 | 0 | 0 | 0 | 2.6273 | 1.8267 | 0 | 2.6273 | 1.8267 | 0 | 0 | 0 | 0 | 0 | 0 | 0
| TR27 | 0 | 0 | 0 | 0 | 0 | 0 | 0 | 0 | 0 | 0 | 0 | 0 | 0 | 0 | 0 | 0 | 0 | 0
Average Accepted Availability Price (£/MW/h) | TR 10 (LT) | 0 | 0 | 0 | 0 | 0 | 0 | 0 | 0 | 0 | 0 | 0 | 0 | 0 | 0 | 0 | 0 | 0 | 0
| TR 11 (LT) | 11 | 0 | 0 | 11 | 0 | 0 | 11 | 0 | 0 | 11 | 0 | 0 | 11 | 0 | 0 | 11 | 0 | 0
| TR 12 (LT) | 11.5149 | 0 | 0 | 11.5132 | 0 | 0 | 11.514 | 0 | 0 | 11.5149 | 0 | 0 | 11.5158 | 0 | 0 | 11.5158 | 0 | 0
| TR22 | 3.767 | 2.2934 | 0 | 3.7636 | 2.2672 | 0 | 3.7662 | 2.2352 | 0 | 4.158 | 2.2352 | 0 | 4.5757 | 2.8529 | 0 | 4.5715 | 2.8391 | 0
| TR23 | 1.346 | 1.5 | 0 | 1.3443 | 2 | 0 | 1.3443 | 1.5 | 0 | 1.3464 | 1.5 | 0 | 1.5 | 0.7065 | 0 | 1.3929 | 0.7063 | 0
| TR24 | 0.9964 | 0.888 | 0.49 | 0.9962 | 0.888 | 0.49 | 1 | 0.9696 | 0.49 | 1 | 0.9696 | 0.49 | 1 | 0.7076 | 0 | 1 | 0.7076 | 0
| TR25 | 0.5905 | 0.2814 | 0 | 0.5896 | 0.2835 | 0 | 0.6395 | 0 | 0 | 0.6945 | 0 | 0 | 1.1463 | 1 | 0.49 | 1.1472 | 1 | 0.49
| TR26 | 0 | 0 | 0 | 0 | 0 | 0 | 0.5674 | 0.0579 | 0 | 0.5692 | 0.0566 | 0 | 4.3107 | 0.6297 | 0 | 4.3107 | 0.654 | 0
| TR27 | 0 | 0 | 0 | 0 | 0 | 0 | 0 | 0 | 0 | 0 | 0 | 0 | 3.75 | 0.0381 | 0 | 3.75 | 0.0296 | 0
Average Rejected Utilisation Price (£/MWh) | TR 10 (LT) | 0 | 0 | 0 | 0 | 0 | 0 | 0 | 0 | 0 | 0 | 0 | 0 | 0 | 0 | 0 | 0 | 0 | 0
| TR 11 (LT) | 187.1533 | 0 | 0 | 184.7726 | 0 | 0 | 186.3815 | 0 | 0 | 187.4434 | 0 | 0 | 189.5059 | 0 | 0 | 190.6608 | 0 | 0
| TR 12 (LT) | 221.8296 | 0 | 0 | 222.1235 | 0 | 0 | 221.9761 | 0 | 0 | 221.8296 | 0 | 0 | 221.6842 | 0 | 0 | 221.6842 | 0 | 0
| TR22 | 205.5842 | 160 | 0 | 205.9391 | 160 | 0 | 205.8163 | 160 | 0 | 205.8473 | 160 | 0 | 205.2057 | 163.6957 | 0 | 205.3231 | 163.6957 | 0
| TR23 | 171.8583 | 133.1649 | 0 | 172.1575 | 132.3269 | 0 | 175.8836 | 131.9897 | 0 | 176.4225 | 131.8866 | 0 | 197.1687 | 162.0308 | 0 | 194.6073 | 158.0039 | 0
| TR24 | 178.327 | 117.6626 | 0 | 178.8539 | 117.5289 | 0 | 178.6798 | 116.7677 | 0 | 179.0146 | 116.7677 | 0 | 214.2762 | 124.1709 | 0 | 214.5726 | 124.9618 | 0
| TR25 | 190.8908 | 149.3046 | 0 | 191.2158 | 149.4936 | 0 | 188.5506 | 138.3333 | 0 | 190.1929 | 138.3333 | 0 | 206.7435 | 102.3527 | 0 | 206.7435 | 102.3527 | 0
| TR26 | 0 | 0 | 0 | 0 | 0 | 0 | 186.7834 | 128.3333 | 0 | 186.7834 | 128.3333 | 0 | 0 | 0 | 0 | 0 | 0 | 0
| TR27 | 0 | 0 | 0 | 0 | 0 | 0 | 0 | 0 | 0 | 0 | 0 | 0 | 0 | 0 | 0 | 0 | 0 | 0
Average Accepted Utilisation Price (£/MWh) | TR 10 (LT) | 0 | 0 | 0 | 0 | 0 | 0 | 0 | 0 | 0 | 0 | 0 | 0 | 0 | 0 | 0 | 0 | 0 | 0
| TR 11 (LT) | 224.1379 | 0 | 0 | 224.1379 | 0 | 0 | 224.1379 | 0 | 0 | 224.1379 | 0 | 0 | 224.1379 | 0 | 0 | 224.1379 | 0 | 0
| TR 12 (LT) | 205.978 | 0 | 0 | 206.0221 | 0 | 0 | 206 | 0 | 0 | 205.978 | 0 | 0 | 205.9562 | 0 | 0 | 205.9562 | 0 | 0
| TR22 | 160.6414 | 147.3602 | 0 | 160.2991 | 148.4475 | 0 | 160.2991 | 151.4535 | 0 | 160.2999 | 151.4535 | 0 | 158.751 | 154.6041 | 0 | 158.7559 | 154.9531 | 0
| TR23 | 220.5536 | 90 | 0 | 220.903 | 90 | 0 | 220.903 | 100 | 0 | 220.6788 | 100 | 0 | 230 | 140.2458 | 0 | 204.2857 | 140.2421 | 0
| TR24 | 182.4597 | 122.7273 | 99 | 182.3529 | 122.7273 | 99 | 185 | 119.8472 | 99 | 185 | 119.8472 | 99 | 185 | 142.9668 | 0 | 185 | 142.9668 | 0
| TR25 | 118.2449 | 98.6916 | 0 | 118.2782 | 98.9061 | 0 | 125.9979 | 0 | 0 | 130.6108 | 0 | 0 | 193.2038 | 99.9 | 99 | 193.1855 | 99.9 | 99
| TR26 | 0 | 0 | 0 | 0 | 0 | 0 | 90.3143 | 94.8308 | 0 | 100.2973 | 94.8521 | 0 | 183.835 | 97.053 | 0 | 183.835 | 97.6957 | 0
| TR27 | 0 | 0 | 0 | 0 | 0 | 0 | 0 | 0 | 0 | 0 | 0 | 0 | 122.7778 | 103.0937 | 0 | 122.7778 | 102.6577 | 0
Average Prices are Weighted by MW Volume and Hours Tendered

## Old Table 2
|  | STOR | STOR | LNS | STOR | STOR | LNS | STOR | STOR | LNS | STOR | STOR | LNS | STOR | STOR | LNS | STOR | STOR | LNS
Season |  | 10.1 |  |  | 10.2 |  |  | 10.3 |  |  | 10.4 |  |  | 10.5 |  |  | 10.6
Service Type |  | C <20mins | F <20mins | >20mins F or C | C <20mins | F <20mins | >20mins F or C | C <20mins | F <20mins | >20mins F or C | C <20mins | F <20mins | >20mins F or C | C <20mins | F <20mins | >20mins F or C | C <20mins | F <20mins | >20mins F or C
Total Minimum Requirements MW |  | 1800 |  |  | 1800 |  |  | 1800 |  |  | 1800 |  |  | 1800 |  |  | 1800
TR 10 Rejected MW (LONG TERM) |  | 0 | 0 | 0 | 0 | 0 | 0 | 0 | 0 | 0 | 0 | 0 | 0 | 0 | 0 | 0 | 0 | 0 | 0
TR 10 Accepted MW (LONG TERM) |  | 0 | 0 | 0 | 0 | 0 | 0 | 0 | 0 | 0 | 0 | 0 | 0 | 0 | 0 | 0 | 0 | 0 | 0
TR 11 Rejected MW (LONG TERM) |  | 424 | 0 | 0 | 420 | 0 | 0 | 422 | 0 | 0 | 424 | 0 | 0 | 426 | 0 | 0 | 426 | 0 | 0
TR 11 Accepted MW (LONG TERM) |  | 116 | 0 | 0 | 116 | 0 | 0 | 116 | 0 | 0 | 116 | 0 | 0 | 116 | 0 | 0 | 116 | 0 | 0
TR 12 Rejected MW (LONG TERM) |  | 587 | 0 | 0 | 583 | 0 | 0 | 585 | 0 | 0 | 587 | 0 | 0 | 589 | 0 | 0 | 589 | 0 | 0
TR 12 Accepted MW (LONG TERM) |  | 273 | 0 | 0 | 271 | 0 | 0 | 272 | 0 | 0 | 273 | 0 | 0 | 274 | 0 | 0 | 274 | 0 | 0
TR 25 Rejected MW |  | 2221 | 260 | 88 | 2243 | 254 | 82 | 2252 | 254 | 84 | 2525 | 260 | 86 | 1667 | 578 | 84 | 1661 | 598 | 86
TR 25 Accepted MW |  | 294 | 3 | 0 | 268 | 3 | 0 | 270 | 3 | 0 | 148 | 3 | 0 | 120 | 104 | 0 | 120 | 84 | 0
TR 26 Rejected MW |  | 620 | 171 | 0 | 612 | 171 | 0 | 612 | 171 | 0 | 620 | 171 | 0 | 209 | 183 | 0 | 209 | 183 | 0
TR 26 Accepted MW |  | 1010 | 152 | 88 | 1011 | 135 | 84 | 1009 | 135 | 84 | 1133 | 149 | 86 | 751 | 537 | 88 | 750 | 537 | 88
TR 27 Rejected MW |  | 560 | 0 | 0 | 584 | 0 | 0 | 565 | 0 | 0 | 573 | 0 | 0 | 0 | 0 | 0 | 0 | 0 | 0
TR 27 Accepted MW |  | 508 | 5 | 0 | 497 | 5 | 0 | 502 | 5 | 0 | 450 | 5 | 0 | 352 | 36 | 0 | 347 | 36 | 0
sub Total Rejected MW |  | 4412 | 431 | 88 | 4442 | 425 | 82 | 4436 | 425 | 84 | 4729 | 431 | 86 | 2891 | 761 | 84 | 2885 | 781 | 86
sub Total Accepted MW |  | 2201 | 160 | 88 | 2163 | 143 | 84 | 2169 | 143 | 84 | 2120 | 157 | 86 | 1613 | 677 | 88 | 1607 | 657 | 88
Total Accepted MW |  | 2449 |  |  | 2390 |  |  | 2396 |  |  | 2363 |  |  | 2378 |  |  | 2352
Average Rejected Availability Price (£/MW/h) | TR 10 (LT) | 0 | 0 | 0 | 0 | 0 | 0 | 0 | 0 | 0 | 0 | 0 | 0 | 0 | 0 | 0 | 0 | 0 | 0
| TR 11 (LT) | 19.3151 | 0 | 0 | 19.2824 | 0 | 0 | 19.2988 | 0 | 0 | 19.3151 | 0 | 0 | 19.3312 | 0 | 0 | 19.3312 | 0 | 0
| TR 12 (LT) | 12.2636 | 0 | 0 | 12.2483 | 0 | 0 | 12.256 | 0 | 0 | 12.2636 | 0 | 0 | 12.2712 | 0 | 0 | 12.2712 | 0 | 0
| TR25 | 4.1093 | 3.5833 | 1.49 | 4.0942 | 3.5858 | 1.49 | 4.0998 | 3.5858 | 1.49 | 5.097 | 3.5833 | 1.49 | 6.1115 | 2.912 | 1.49 | 6.1095 | 3.0035 | 1.49
| TR26 | 3.2928 | 1.7604 | 0 | 3.304 | 1.7604 | 0 | 3.3285 | 1.7604 | 0 | 4.0428 | 1.7604 | 0 | 4.6938 | 1.856 | 0 | 4.6938 | 1.856 | 0
| TR27 | 2.6774 | 0 | 0 | 2.6956 | 0 | 0 | 2.8276 | 0 | 0 | 2.8222 | 0 | 0 | 0 | 0 | 0 | 0 | 0 | 0
Average Accepted Availability Price (£/MW/h) | TR 10 (LT) | 0 | 0 | 0 | 0 | 0 | 0 | 0 | 0 | 0 | 0 | 0 | 0 | 0 | 0 | 0 | 0 | 0 | 0
| TR 11 (LT) | 11 | 0 | 0 | 11 | 0 | 0 | 11 | 0 | 0 | 11 | 0 | 0 | 11 | 0 | 0 | 11 | 0 | 0
| TR 12 (LT) | 11.5149 | 0 | 0 | 11.5132 | 0 | 0 | 11.514 | 0 | 0 | 11.5149 | 0 | 0 | 11.5158 | 0 | 0 | 11.5158 | 0 | 0
| TR25 | 1.8592 | 0.5 | 0 | 1.8701 | 0.5 | 0 | 1.8889 | 0.5 | 0 | 1.8297 | 0.5 | 0 | 1.79 | 0.7837 | 0 | 1.79 | 0.7321 | 0
| TR26 | 1.5635 | 1.1645 | 0.99 | 1.5646 | 1.1674 | 0.99 | 1.5609 | 1.1674 | 0.99 | 1.5863 | 1.2242 | 0.99 | 2.8495 | 1.147 | 0.79 | 2.8509 | 1.148 | 0.79
| TR27 | 4.0537 | 1.17 | 0 | 4.0086 | 1.17 | 0 | 4.0346 | 1.17 | 0 | 4.2697 | 1.17 | 0 | 5.9467 | 1.3733 | 0 | 5.9388 | 1.3733 | 0
Average Rejected Utilisation Price (£/MWh) | TR 10 (LT) | 0 | 0 | 0 | 0 | 0 | 0 | 0 | 0 | 0 | 0 | 0 | 0 | 0 | 0 | 0 | 0 | 0 | 0
| TR 11 (LT) | 187.1533 | 0 | 0 | 184.7726 | 0 | 0 | 186.3815 | 0 | 0 | 187.4434 | 0 | 0 | 189.5059 | 0 | 0 | 190.6608 | 0 | 0
| TR 12 (LT) | 221.8296 | 0 | 0 | 222.1235 | 0 | 0 | 221.9761 | 0 | 0 | 221.8296 | 0 | 0 | 221.6842 | 0 | 0 | 221.6842 | 0 | 0
| TR25 | 163.9004 | 112.8808 | 99 | 162.9331 | 113.4449 | 99 | 162.8774 | 113.6787 | 99 | 166.4898 | 113.1092 | 99 | 176.6293 | 127.4602 | 99 | 176.6352 | 127.8796 | 99
| TR26 | 166.4677 | 166.7262 | 0 | 166.5523 | 166.7262 | 0 | 166.5523 | 166.7262 | 0 | 166.4677 | 166.7262 | 0 | 185.7895 | 160.5702 | 0 | 185.7895 | 160.5702 | 0
| TR27 | 145.2946 | 0 | 0 | 142.7209 | 0 | 0 | 143.8814 | 0 | 0 | 143.8272 | 0 | 0 | 0 | 0 | 0 | 0 | 0 | 0
Average Accepted Utilisation Price (£/MWh) | TR 10 (LT) | 0 | 0 | 0 | 0 | 0 | 0 | 0 | 0 | 0 | 0 | 0 | 0 | 0 | 0 | 0 | 0 | 0 | 0
| TR 11 (LT) | 224.1379 | 0 | 0 | 224.1379 | 0 | 0 | 224.1379 | 0 | 0 | 224.1379 | 0 | 0 | 224.1379 | 0 | 0 | 224.1379 | 0 | 0
| TR 12 (LT) | 205.978 | 0 | 0 | 206.0221 | 0 | 0 | 206 | 0 | 0 | 205.978 | 0 | 0 | 205.9562 | 0 | 0 | 205.9562 | 0 | 0
| TR25 | 198.8435 | 90.95 | 0 | 204.7761 | 90.95 | 0 | 204.8889 | 90.95 | 0 | 192.973 | 90.95 | 0 | 203 | 123.151 | 0 | 203 | 119.1393 | 0
| TR26 | 168.5488 | 103.1067 | 99 | 168.2721 | 104.3072 | 99 | 168.1656 | 104.3072 | 99 | 175.9102 | 102.1158 | 99 | 187.1935 | 118.1635 | 99 | 187.1431 | 118.2627 | 99
| TR27 | 131.067 | 83.13 | 0 | 130.5172 | 83.13 | 0 | 130.8109 | 83.13 | 0 | 132.6379 | 83.13 | 0 | 166.2926 | 101.7778 | 0 | 166.3833 | 101.7778 | 0
Average Prices are Weighted by MW Volume and Hours Tendered